F3_Industrial_Stone, Clay, and Glass_New_Process_Natural Gas_Retrocommissioning_A_Technical Potential | F3 | Industrial | Stone, Clay, and Glass | New | Process | Natural Gas | Retrocommissioning | A | Original Unit Winter Peak Savings (kW) | Technical Potential | 0 | 0 | 0 | 0 | 0 | 0 | 0 | 0 | 0 | 0 | 0 | 0 | 0 | 0 | 0 | 0 | 0 | 0 | 0 | 0 | 0 | 0 | 0 | 0 | 0 | 0 | 0 | 0 | 0 | 0 | 0
F4_Industrial_Stone, Clay, and Glass_New_Process_Natural Gas_Retrocommissioning_A_Technical Potential | F4 | Industrial | Stone, Clay, and Glass | New | Process | Natural Gas | Retrocommissioning | A | Standalone Impact on Baseline Energy (%) | Technical Potential | 0% | 0% | 0% | 0% | 0% | 0% | 0% | 0% | 0% | 0% | 0% | 0% | 0% | 0% | 0% | 0% | 0% | 0% | 0% | 0% | 0% | 0% | 0% | 0% | 0 | 0 | 0 | 0 | 0 | 0 | 0
F5_Industrial_Stone, Clay, and Glass_New_Process_Natural Gas_Retrocommissioning_A_Technical Potential | F5 | Industrial | Stone, Clay, and Glass | New | Process | Natural Gas | Retrocommissioning | A | Standalone Impact on Baseline Summer Peak (%) | Technical Potential | 0% | 0% | 0% | 0% | 0% | 0% | 0% | 0% | 0% | 0% | 0% | 0% | 0% | 0% | 0% | 0% | 0% | 0% | 0% | 0% | 0% | 0% | 0% | 0% | 0 | 0 | 0 | 0 | 0 | 0 | 0
F6_Industrial_Stone, Clay, and Glass_New_Process_Natural Gas_Retrocommissioning_A_Technical Potential | F6 | Industrial | Stone, Clay, and Glass | New | Process | Natural Gas | Retrocommissioning | A | Standalone Impact on Baseline Winter Peak (%) | Technical Potential | 0% | 0% | 0% | 0% | 0% | 0% | 0% | 0% | 0% | 0% | 0% | 0% | 0% | 0% | 0% | 0% | 0% | 0% | 0% | 0% | 0% | 0% | 0% | 0% | 0 | 0 | 0 | 0 | 0 | 0 | 0
F7_Industrial_Stone, Clay, and Glass_New_Process_Natural Gas_Retrocommissioning_A_Technical Potential | F7 | Industrial | Stone, Clay, and Glass | New | Process | Natural Gas | Retrocommissioning | A | Incremental Energy Savings (MWh or mTherms) | Technical Potential | 0 | 0 | 0 | 0 | 0 | 0 | 0 | 0 | 0 | 0 | 0 | 0 | 0 | 0 | 0 | 0 | 0 | 0 | 0 | 0 | 0 | 0 | 0 | 0 | 0 | 0 | 0 | 0 | 0 | 0 | 0
F8_Industrial_Stone, Clay, and Glass_New_Process_Natural Gas_Retrocommissioning_A_Technical Potential | F8 | Industrial | Stone, Clay, and Glass | New | Process | Natural Gas | Retrocommissioning | A | Incremental Summer Peak Savings (MW) | Technical Potential | 0 | 0 | 0 | 0 | 0 | 0 | 0 | 0 | 0 | 0 | 0 | 0 | 0 | 0 | 0 | 0 | 0 | 0 | 0 | 0 | 0 | 0 | 0 | 0 | 0 | 0 | 0 | 0 | 0 | 0 | 0
F9_Industrial_Stone, Clay, and Glass_New_Process_Natural Gas_Retrocommissioning_A_Technical Potential | F9 | Industrial | Stone, Clay, and Glass | New | Process | Natural Gas | Retrocommissioning | A | Incremental Winter Peak Savings (MW) | Technical Potential | 0 | 0 | 0 | 0 | 0 | 0 | 0 | 0 | 0 | 0 | 0 | 0 | 0 | 0 | 0 | 0 | 0 | 0 | 0 | 0 | 0 | 0 | 0 | 0 | 0 | 0 | 0 | 0 | 0 | 0 | 0
F10_Industrial_Stone, Clay, and Glass_New_Process_Natural Gas_Retrocommissioning_A_Technical Potential | F10 | Industrial | Stone, Clay, and Glass | New | Process | Natural Gas | Retrocommissioning | A | Cumulative Energy Savings (MWh or mTherms) | Technical Potential | 0 | 0 | 0 | 0 | 0 | 0 | 0 | 0 | 0 | 0 | 0 | 0 | 0 | 0 | 0 | 0 | 0 | 0 | 0 | 0 | 0 | 0 | 0 | 0 | 0 | 0 | 0 | 0 | 0 | 0 | 0
F11_Industrial_Stone, Clay, and Glass_New_Process_Natural Gas_Retrocommissioning_A_Technical Potential | F11 | Industrial | Stone, Clay, and Glass | New | Process | Natural Gas | Retrocommissioning | A | Cumulative Summer Peak Savings (MW) | Technical Potential | 0 | 0 | 0 | 0 | 0 | 0 | 0 | 0 | 0 | 0 | 0 | 0 | 0 | 0 | 0 | 0 | 0 | 0 | 0 | 0 | 0 | 0 | 0 | 0 | 0 | 0 | 0 | 0 | 0 | 0 | 0
F12_Industrial_Stone, Clay, and Glass_New_Process_Natural Gas_Retrocommissioning_A_Technical Potential | F12 | Industrial | Stone, Clay, and Glass | New | Process | Natural Gas | Retrocommissioning | A | Cumulative Winter Peak Savings (MW) | Technical Potential | 0 | 0 | 0 | 0 | 0 | 0 | 0 | 0 | 0 | 0 | 0 | 0 | 0 | 0 | 0 | 0 | 0 | 0 | 0 | 0 | 0 | 0 | 0 | 0 | 0 | 0 | 0 | 0 | 0 | 0 | 0
F13_Industrial_Stone, Clay, and Glass_New_Process_Natural Gas_Retrocommissioning_A_Technical Potential | F13 | Industrial | Stone, Clay, and Glass | New | Process | Natural Gas | Retrocommissioning | A | Purchases (Incremental) | Technical Potential | 0 | 0 | 0 | 0 | 0 | 0 | 0 | 0 | 0 | 0 | 0 | 0 | 0 | 0 | 0 | 0 | 0 | 0 | 0 | 0 | 0 | 0 | 0 | 0 | 0 | 0 | 0 | 0 | 0 | 0 | 0
F14_Industrial_Stone, Clay, and Glass_New_Process_Natural Gas_Retrocommissioning_A_Technical Potential | F14 | Industrial | Stone, Clay, and Glass | New | Process | Natural Gas | Retrocommissioning | A | Purchases (Cumulative) | Technical Potential | 0 | 0 | 0 | 0 | 0 | 0 | 0 | 0 | 0 | 0 | 0 | 0 | 0 | 0 | 0 | 0 | 0 | 0 | 0 | 0 | 0 | 0 | 0 | 0 | 0 | 0 | 0 | 0 | 0 | 0 | 0
F1_Industrial_Petroleum_Existing_Space Heating_Natural Gas_Insulation - Roof/Ceiling_A_Technical Potential | F1 | Industrial | Petroleum | Existing | Space Heating | Natural Gas | Insulation - Roof/Ceiling | A | Original Unit Energy Savings (kWh or therms) | Technical Potential | 0 | 0 | 0 | 0 | 0 | 0.098138 | 0.097299 | 0.09627 | 0.095227 | 0.094181 | 0.093159 | 0.092145 | 0.091184 | 0.090274 | 0.089349 | 0.088534 | 0.087759 | 0.087027 | 0.086331 | 0.085629 | 0.08495 | 0.084268 | 0.083574 | 0.082906 | 0.082258 | 0.081654 | 0.081091 | 0.080565 | 0 | 0 | 0
F2_Industrial_Petroleum_Existing_Space Heating_Natural Gas_Insulation - Roof/Ceiling_A_Technical Potential | F2 | Industrial | Petroleum | Existing | Space Heating | Natural Gas | Insulation - Roof/Ceiling | A | Original Unit Summer Peak Savings (kW) | Technical Potential | 0 | 0 | 0 | 0 | 0 | 0 | 0 | 0 | 0 | 0 | 0 | 0 | 0 | 0 | 0 | 0 | 0 | 0 | 0 | 0 | 0 | 0 | 0 | 0 | 0 | 0 | 0 | 0 | 0 | 0 | 0
F3_Industrial_Petroleum_Existing_Space Heating_Natural Gas_Insulation - Roof/Ceiling_A_Technical Potential | F3 | Industrial | Petroleum | Existing | Space Heating | Natural Gas | Insulation - Roof/Ceiling | A | Original Unit Winter Peak Savings (kW) | Technical Potential | 0 | 0 | 0 | 0 | 0 | 0 | 0 | 0 | 0 | 0 | 0 | 0 | 0 | 0 | 0 | 0 | 0 | 0 | 0 | 0 | 0 | 0 | 0 | 0 | 0 | 0 | 0 | 0 | 0 | 0 | 0
F4_Industrial_Petroleum_Existing_Space Heating_Natural Gas_Insulation - Roof/Ceiling_A_Technical Potential | F4 | Industrial | Petroleum | Existing | Space Heating | Natural Gas | Insulation - Roof/Ceiling | A | Standalone Impact on Baseline Energy (%) | Technical Potential | 0% | 0% | 0% | 0% | 0% | 0.448% | 1.232% | 2.459% | 4.165% | 6.334% | 8.951% | 11.71% | 14.46% | 17.24% | 19.4% | 21.43% | 22.85% | 24.02% | 24.97% | 25.43% | 25.85% | 26.14% | 26.37% | 26.46% | 0.26542 | 0.2662 | 0.26691 | 0.26756 | 0 | 0 | 0
F5_Industrial_Petroleum_Existing_Space Heating_Natural Gas_Insulation - Roof/Ceiling_A_Technical Potential | F5 | Industrial | Petroleum | Existing | Space Heating | Natural Gas | Insulation - Roof/Ceiling | A | Standalone Impact on Baseline Summer Peak (%) | Technical Potential | 0% | 0% | 0% | 0% | 0% | 0% | 0% | 0% | 0% | 0% | 0% | 0% | 0% | 0% | 0% | 0% | 0% | 0% | 0% | 0% | 0% | 0% | 0% | 0% | 0 | 0 | 0 | 0 | 0 | 0 | 0
F6_Industrial_Petroleum_Existing_Space Heating_Natural Gas_Insulation - Roof/Ceiling_A_Technical Potential | F6 | Industrial | Petroleum | Existing | Space Heating | Natural Gas | Insulation - Roof/Ceiling | A | Standalone Impact on Baseline Winter Peak (%) | Technical Potential | 0% | 0% | 0% | 0% | 0% | 0% | 0% | 0% | 0% | 0% | 0% | 0% | 0% | 0% | 0% | 0% | 0% | 0% | 0% | 0% | 0% | 0% | 0% | 0% | 0 | 0 | 0 | 0 | 0 | 0 | 0
F7_Industrial_Petroleum_Existing_Space Heating_Natural Gas_Insulation - Roof/Ceiling_A_Technical Potential | F7 | Industrial | Petroleum | Existing | Space Heating | Natural Gas | Insulation - Roof/Ceiling | A | Incremental Energy Savings (MWh or mTherms) | Technical Potential | 0 | 0 | 0 | 0 | 0 | 0.019561 | 0.03392 | 0.051899 | 0.071911 | 0.090592 | 0.10322 | 0.10965 | 0.10828 | 0.098466 | 0.085601 | 0.069186 | 0.053347 | 0.038784 | 0.026692 | 0.017671 | 0.01111 | 0.006682 | 0.0044706 | 0 | 0 | 0 | 0 | 0 | 0 | 0 | 0
F8_Industrial_Petroleum_Existing_Space Heating_Natural Gas_Insulation - Roof/Ceiling_A_Technical Potential | F8 | Industrial | Petroleum | Existing | Space Heating | Natural Gas | Insulation - Roof/Ceiling | A | Incremental Summer Peak Savings (MW) | Technical Potential | 0 | 0 | 0 | 0 | 0 | 0 | 0 | 0 | 0 | 0 | 0 | 0 | 0 | 0 | 0 | 0 | 0 | 0 | 0 | 0 | 0 | 0 | 0 | 0 | 0 | 0 | 0 | 0 | 0 | 0 | 0
F9_Industrial_Petroleum_Existing_Space Heating_Natural Gas_Insulation - Roof/Ceiling_A_Technical Potential | F9 | Industrial | Petroleum | Existing | Space Heating | Natural Gas | Insulation - Roof/Ceiling | A | Incremental Winter Peak Savings (MW) | Technical Potential | 0 | 0 | 0 | 0 | 0 | 0 | 0 | 0 | 0 | 0 | 0 | 0 | 0 | 0 | 0 | 0 | 0 | 0 | 0 | 0 | 0 | 0 | 0 | 0 | 0 | 0 | 0 | 0 | 0 | 0 | 0
F10_Industrial_Petroleum_Existing_Space Heating_Natural Gas_Insulation - Roof/Ceiling_A_Technical Potential | F10 | Industrial | Petroleum | Existing | Space Heating | Natural Gas | Insulation - Roof/Ceiling | A | Cumulative Energy Savings (MWh or mTherms) | Technical Potential | 0 | 0 | 0 | 0 | 0 | 0.019561 | 0.053314 | 0.10465 | 0.17543 | 0.26409 | 0.36444 | 0.47012 | 0.5735 | 0.66625 | 0.74502 | 0.80741 | 0.85369 | 0.88535 | 0.90497 | 0.91528 | 0.91912 | 0.91843 | 0.91533 | 0.90801 | 0.90092 | 0.8943 | 0.88814 | 0.88238 | 0 | 0 | 0
F11_Industrial_Petroleum_Existing_Space Heating_Natural Gas_Insulation - Roof/Ceiling_A_Technical Potential | F11 | Industrial | Petroleum | Existing | Space Heating | Natural Gas | Insulation - Roof/Ceiling | A | Cumulative Summer Peak Savings (MW) | Technical Potential | 0 | 0 | 0 | 0 | 0 | 0 | 0 | 0 | 0 | 0 | 0 | 0 | 0 | 0 | 0 | 0 | 0 | 0 | 0 | 0 | 0 | 0 | 0 | 0 | 0 | 0 | 0 | 0 | 0 | 0 | 0
F12_Industrial_Petroleum_Existing_Space Heating_Natural Gas_Insulation - Roof/Ceiling_A_Technical Potential | F12 | Industrial | Petroleum | Existing | Space Heating | Natural Gas | Insulation - Roof/Ceiling | A | Cumulative Winter Peak Savings (MW) | Technical Potential | 0 | 0 | 0 | 0 | 0 | 0 | 0 | 0 | 0 | 0 | 0 | 0 | 0 | 0 | 0 | 0 | 0 | 0 | 0 | 0 | 0 | 0 | 0 | 0 | 0 | 0 | 0 | 0 | 0 | 0 | 0
F13_Industrial_Petroleum_Existing_Space Heating_Natural Gas_Insulation - Roof/Ceiling_A_Technical Potential | F13 | Industrial | Petroleum | Existing | Space Heating | Natural Gas | Insulation - Roof/Ceiling | A | Purchases (Incremental) | Technical Potential | 0 | 0 | 0 | 0 | 0 | 199.3219 | 348.6219 | 539.1026 | 755.1518 | 961.8969 | 1107.9621 | 1189.9294 | 1187.5133 | 1090.7456 | 958.0464 | 781.4554 | 607.8775 | 445.6554 | 309.1761 | 206.3616 | 130.778 | 79.2944 | 53.4933 | 0 | 0 | 0 | 0 | 0 | 0 | 0 | 0
F14_Industrial_Petroleum_Existing_Space Heating_Natural Gas_Insulation - Roof/Ceiling_A_Technical Potential | F14 | Industrial | Petroleum | Existing | Space Heating | Natural Gas | Insulation - Roof/Ceiling | A | Purchases (Cumulative) | Technical Potential | 0 | 0 | 0 | 0 | 0 | 199.3219 | 547.9439 | 1087.0465 | 1842.1983 | 2804.0952 | 3912.0574 | 5101.9868 | 6289.5001 | 7380.2457 | 8338.2921 | 9119.7475 | 9727.6251 | 10173.2805 | 10482.4566 | 10688.8182 | 10819.5962 | 10898.8905 | 10952.3838 | 10952.3838 | 10952.3838 | 10952.3838 | 10952.3838 | 10952.3838 | 10952.3838 | 10952.3838 | 10952.3838
F1_Industrial_Petroleum_Existing_Space Heating_Natural Gas_Insulation - Wall Cavity_A_Technical Potential | F1 | Industrial | Petroleum | Existing | Space Heating | Natural Gas | Insulation - Wall Cavity | A | Original Unit Energy Savings (kWh or therms) | Technical Potential | 0 | 0 | 0 | 0 | 0 | 0.017674 | 0.017523 | 0.017337 | 0.01715 | 0.016961 | 0.016777 | 0.016595 | 0.016422 | 0.016258 | 0.016091 | 0.015944 | 0.015805 | 0.015673 | 0.015548 | 0.015421 | 0.015299 | 0.015176 | 0.015051 | 0.014931 | 0.014814 | 0.014705 | 0.014604 | 0.014509 | 0 | 0 | 0
F2_Industrial_Petroleum_Existing_Space Heating_Natural Gas_Insulation - Wall Cavity_A_Technical Potential | F2 | Industrial | Petroleum | Existing | Space Heating | Natural Gas | Insulation - Wall Cavity | A | Original Unit Summer Peak Savings (kW) | Technical Potential | 0 | 0 | 0 | 0 | 0 | 0 | 0 | 0 | 0 | 0 | 0 | 0 | 0 | 0 | 0 | 0 | 0 | 0 | 0 | 0 | 0 | 0 | 0 | 0 | 0 | 0 | 0 | 0 | 0 | 0 | 0
F3_Industrial_Petroleum_Existing_Space Heating_Natural Gas_Insulation - Wall Cavity_A_Technical Potential | F3 | Industrial | Petroleum | Existing | Space Heating | Natural Gas | Insulation - Wall Cavity | A | Original Unit Winter Peak Savings (kW) | Technical Potential | 0 | 0 | 0 | 0 | 0 | 0 | 0 | 0 | 0 | 0 | 0 | 0 | 0 | 0 | 0 | 0 | 0 | 0 | 0 | 0 | 0 | 0 | 0 | 0 | 0 | 0 | 0 | 0 | 0 | 0 | 0
F4_Industrial_Petroleum_Existing_Space Heating_Natural Gas_Insulation - Wall Cavity_A_Technical Potential | F4 | Industrial | Petroleum | Existing | Space Heating | Natural Gas | Insulation - Wall Cavity | A | Standalone Impact on Baseline Energy (%) | Technical Potential | 0% | 0% | 0% | 0% | 0% | 0.08068% | 0.2219% | 0.4428% | 0.7501% | 1.141% | 1.612% | 2.108% | 2.604% | 3.105% | 3.495% | 3.859% | 4.116% | 4.326% | 4.497% | 4.581% | 4.656% | 4.708% | 4.749% | 4.765% | 0.0478 | 0.047939 | 0.048068 | 0.048184 | 0 | 0 | 0
F5_Industrial_Petroleum_Existing_Space Heating_Natural Gas_Insulation - Wall Cavity_A_Technical Potential | F5 | Industrial | Petroleum | Existing | Space Heating | Natural Gas | Insulation - Wall Cavity | A | Standalone Impact on Baseline Summer Peak (%) | Technical Potential | 0% | 0% | 0% | 0% | 0% | 0% | 0% | 0% | 0% | 0% | 0% | 0% | 0% | 0% | 0% | 0% | 0% | 0% | 0% | 0% | 0% | 0% | 0% | 0% | 0 | 0 | 0 | 0 | 0 | 0 | 0
F6_Industrial_Petroleum_Existing_Space Heating_Natural Gas_Insulation - Wall Cavity_A_Technical Potential | F6 | Industrial | Petroleum | Existing | Space Heating | Natural Gas | Insulation - Wall Cavity | A | Standalone Impact on Baseline Winter Peak (%) | Technical Potential | 0% | 0% | 0% | 0% | 0% | 0% | 0% | 0% | 0% | 0% | 0% | 0% | 0% | 0% | 0% | 0% | 0% | 0% | 0% | 0% | 0% | 0% | 0% | 0% | 0 | 0 | 0 | 0 | 0 | 0 | 0
F7_Industrial_Petroleum_Existing_Space Heating_Natural Gas_Insulation - Wall Cavity_A_Technical Potential | F7 | Industrial | Petroleum | Existing | Space Heating | Natural Gas | Insulation - Wall Cavity | A | Incremental Energy Savings (MWh or mTherms) | Technical Potential | 0 | 0 | 0 | 0 | 0 | 0.0035228 | 0.0061088 | 0.0093466 | 0.012951 | 0.016315 | 0.018588 | 0.019746 | 0.019501 | 0.017733 | 0.015416 | 0.01246 | 0.0096073 | 0.0069846 | 0.0048069 | 0.0031823 | 0.0020007 | 0.0012034 | 0.00080512 | 0 | 0 | 0 | 0 | 0 | 0 | 0 | 0
F8_Industrial_Petroleum_Existing_Space Heating_Natural Gas_Insulation - Wall Cavity_A_Technical Potential | F8 | Industrial | Petroleum | Existing | Space Heating | Natural Gas | Insulation - Wall Cavity | A | Incremental Summer Peak Savings (MW) | Technical Potential | 0 | 0 | 0 | 0 | 0 | 0 | 0 | 0 | 0 | 0 | 0 | 0 | 0 | 0 | 0 | 0 | 0 | 0 | 0 | 0 | 0 | 0 | 0 | 0 | 0 | 0 | 0 | 0 | 0 | 0 | 0
F9_Industrial_Petroleum_Existing_Space Heating_Natural Gas_Insulation - Wall Cavity_A_Technical Potential | F9 | Industrial | Petroleum | Existing | Space Heating | Natural Gas | Insulation - Wall Cavity | A | Incremental Winter Peak Savings (MW) | Technical Potential | 0 | 0 | 0 | 0 | 0 | 0 | 0 | 0 | 0 | 0 | 0 | 0 | 0 | 0 | 0 | 0 | 0 | 0 | 0 | 0 | 0 | 0 | 0 | 0 | 0 | 0 | 0 | 0 | 0 | 0 | 0
F10_Industrial_Petroleum_Existing_Space Heating_Natural Gas_Insulation - Wall Cavity_A_Technical Potential | F10 | Industrial | Petroleum | Existing | Space Heating | Natural Gas | Insulation - Wall Cavity | A | Cumulative Energy Savings (MWh or mTherms) | Technical Potential | 0 | 0 | 0 | 0 | 0 | 0.0035228 | 0.0096014 | 0.018847 | 0.031593 | 0.047561 | 0.065633 | 0.084665 | 0.10328 | 0.11999 | 0.13417 | 0.14541 | 0.15374 | 0.15944 | 0.16298 | 0.16483 | 0.16553 | 0.1654 | 0.16484 | 0.16353 | 0.16225 | 0.16106 | 0.15995 | 0.15891 | 0 | 0 | 0
F11_Industrial_Petroleum_Existing_Space Heating_Natural Gas_Insulation - Wall Cavity_A_Technical Potential | F11 | Industrial | Petroleum | Existing | Space Heating | Natural Gas | Insulation - Wall Cavity | A | Cumulative Summer Peak Savings (MW) | Technical Potential | 0 | 0 | 0 | 0 | 0 | 0 | 0 | 0 | 0 | 0 | 0 | 0 | 0 | 0 | 0 | 0 | 0 | 0 | 0 | 0 | 0 | 0 | 0 | 0 | 0 | 0 | 0 | 0 | 0 | 0 | 0
F12_Industrial_Petroleum_Existing_Space Heating_Natural Gas_Insulation - Wall Cavity_A_Technical Potential | F12 | Industrial | Petroleum | Existing | Space Heating | Natural Gas | Insulation - Wall Cavity | A | Cumulative Winter Peak Savings (MW) | Technical Potential | 0 | 0 | 0 | 0 | 0 | 0 | 0 | 0 | 0 | 0 | 0 | 0 | 0 | 0 | 0 | 0 | 0 | 0 | 0 | 0 | 0 | 0 | 0 | 0 | 0 | 0 | 0 | 0 | 0 | 0 | 0
F13_Industrial_Petroleum_Existing_Space Heating_Natural Gas_Insulation - Wall Cavity_A_Technical Potential | F13 | Industrial | Petroleum | Existing | Space Heating | Natural Gas | Insulation - Wall Cavity | A | Purchases (Incremental) | Technical Potential | 0 | 0 | 0 | 0 | 0 | 199.3219 | 348.6219 | 539.1026 | 755.1518 | 961.8969 | 1107.9621 | 1189.9294 | 1187.5133 | 1090.7456 | 958.0464 | 781.4554 | 607.8775 | 445.6554 | 309.1761 | 206.3616 | 130.778 | 79.2944 | 53.4933 | 0 | 0 | 0 | 0 | 0 | 0 | 0 | 0
F14_Industrial_Petroleum_Existing_Space Heating_Natural Gas_Insulation - Wall Cavity_A_Technical Potential | F14 | Industrial | Petroleum | Existing | Space Heating | Natural Gas | Insulation - Wall Cavity | A | Purchases (Cumulative) | Technical Potential | 0 | 0 | 0 | 0 | 0 | 199.3219 | 547.9439 | 1087.0465 | 1842.1983 | 2804.0952 | 3912.0574 | 5101.9868 | 6289.5001 | 7380.2457 | 8338.2921 | 9119.7475 | 9727.6251 | 10173.2805 | 10482.4566 | 10688.8182 | 10819.5962 | 10898.8905 | 10952.3838 | 10952.3838 | 10952.3838 | 10952.3838 | 10952.3838 | 10952.3838 | 10952.3838 | 10952.3838 | 10952.3838
F1_Industrial_Petroleum_Existing_Space Heating_Natural Gas_Insulation - Ducting_A_Technical Potential | F1 | Industrial | Petroleum | Existing | Space Heating | Natural Gas | Insulation - Ducting | A | Original Unit Energy Savings (kWh or therms) | Technical Potential | 0 | 0 | 0 | 0 | 0 | 0.0016309 | 0.0016162 | 0.0015975 | 0.0015784 | 0.0015594 | 0.0015407 | 0.0015222 | 0.0015048 | 0.0014884 | 0.0014718 | 0.0014574 | 0.0014437 | 0.0014309 | 0.0014188 | 0.0014066 | 0.0013948 | 0.001383 | 0.0013709 | 0.0013593 | 0.0013481 | 0.0013376 | 0.0013278 | 0.0013186 | 0.00131 | 0.0013019 | 0.0012943
F2_Industrial_Petroleum_Existing_Space Heating_Natural Gas_Insulation - Ducting_A_Technical Potential | F2 | Industrial | Petroleum | Existing | Space Heating | Natural Gas | Insulation - Ducting | A | Original Unit Summer Peak Savings (kW) | Technical Potential | 0 | 0 | 0 | 0 | 0 | 0 | 0 | 0 | 0 | 0 | 0 | 0 | 0 | 0 | 0 | 0 | 0 | 0 | 0 | 0 | 0 | 0 | 0 | 0 | 0 | 0 | 0 | 0 | 0 | 0 | 0
F3_Industrial_Petroleum_Existing_Space Heating_Natural Gas_Insulation - Ducting_A_Technical Potential | F3 | Industrial | Petroleum | Existing | Space Heating | Natural Gas | Insulation - Ducting | A | Original Unit Winter Peak Savings (kW) | Technical Potential | 0 | 0 | 0 | 0 | 0 | 0 | 0 | 0 | 0 | 0 | 0 | 0 | 0 | 0 | 0 | 0 | 0 | 0 | 0 | 0 | 0 | 0 | 0 | 0 | 0 | 0 | 0 | 0 | 0 | 0 | 0
F4_Industrial_Petroleum_Existing_Space Heating_Natural Gas_Insulation - Ducting_A_Technical Potential | F4 | Industrial | Petroleum | Existing | Space Heating | Natural Gas | Insulation - Ducting | A | Standalone Impact on Baseline Energy (%) | Technical Potential | 0% | 0% | 0% | 0% | 0% | 0.001928% | 0.004294% | 0.007207% | 0.01055% | 0.01435% | 0.01898% | 0.0239% | 0.02891% | 0.03405% | 0.03792% | 0.04138% | 0.04341% | 0.04481% | 0.04577% | 0.04594% | 0.04619% | 0.04638% | 0.04653% | 0.04667% | 0.00046798 | 0.00046914 | 0.00047018 | 0.00047111 | 0 | 0 | 0
F5_Industrial_Petroleum_Existing_Space Heating_Natural Gas_Insulation - Ducting_A_Technical Potential | F5 | Industrial | Petroleum | Existing | Space Heating | Natural Gas | Insulation - Ducting | A | Standalone Impact on Baseline Summer Peak (%) | Technical Potential | 0% | 0% | 0% | 0% | 0% | 0% | 0% | 0% | 0% | 0% | 0% | 0% | 0% | 0% | 0% | 0% | 0% | 0% | 0% | 0% | 0% | 0% | 0% | 0% | 0 | 0 | 0 | 0 | 0 | 0 | 0
F6_Industrial_Petroleum_Existing_Space Heating_Natural Gas_Insulation - Ducting_A_Technical Potential | F6 | Industrial | Petroleum | Existing | Space Heating | Natural Gas | Insulation - Ducting | A | Standalone Impact on Baseline Winter Peak (%) | Technical Potential | 0% | 0% | 0% | 0% | 0% | 0% | 0% | 0% | 0% | 0% | 0% | 0% | 0% | 0% | 0% | 0% | 0% | 0% | 0% | 0% | 0% | 0% | 0% | 0% | 0 | 0 | 0 | 0 | 0 | 0 | 0
F7_Industrial_Petroleum_Existing_Space Heating_Natural Gas_Insulation - Ducting_A_Technical Potential | F7 | Industrial | Petroleum | Existing | Space Heating | Natural Gas | Insulation - Ducting | A | Incremental Energy Savings (MWh or mTherms) | Technical Potential | 0 | 0 | 0 | 0 | 0 | 8.4173e-05 | 0.00010236 | 0.00012308 | 0.00014125 | 0.0001593 | 0.00018168 | 0.00019637 | 0.00019791 | 0.00018154 | 0.0001549 | 0.00011756 | 7.7085e-05 | 4.4139e-05 | 2.0885e-05 | 8.7703e-06 | 3.1493e-06 | 9.7162e-07 | 2.0915e-07 | 3.3971e-08 | 4.0313e-09 | 0 | 0 | 0 | 0 | 0 | 0
F8_Industrial_Petroleum_Existing_Space Heating_Natural Gas_Insulation - Ducting_A_Technical Potential | F8 | Industrial | Petroleum | Existing | Space Heating | Natural Gas | Insulation - Ducting | A | Incremental Summer Peak Savings (MW) | Technical Potential | 0 | 0 | 0 | 0 | 0 | 0 | 0 | 0 | 0 | 0 | 0 | 0 | 0 | 0 | 0 | 0 | 0 | 0 | 0 | 0 | 0 | 0 | 0 | 0 | 0 | 0 | 0 | 0 | 0 | 0 | 0
F9_Industrial_Petroleum_Existing_Space Heating_Natural Gas_Insulation - Ducting_A_Technical Potential | F9 | Industrial | Petroleum | Existing | Space Heating | Natural Gas | Insulation - Ducting | A | Incremental Winter Peak Savings (MW) | Technical Potential | 0 | 0 | 0 | 0 | 0 | 0 | 0 | 0 | 0 | 0 | 0 | 0 | 0 | 0 | 0 | 0 | 0 | 0 | 0 | 0 | 0 | 0 | 0 | 0 | 0 | 0 | 0 | 0 | 0 | 0 | 0
F10_Industrial_Petroleum_Existing_Space Heating_Natural Gas_Insulation - Ducting_A_Technical Potential | F10 | Industrial | Petroleum | Existing | Space Heating | Natural Gas | Insulation - Ducting | A | Cumulative Energy Savings (MWh or mTherms) | Technical Potential | 0 | 0 | 0 | 0 | 0 | 8.4173e-05 | 0.00018578 | 0.0003067 | 0.00044431 | 0.00059824 | 0.00077275 | 0.00095984 | 0.0011468 | 0.0013158 | 0.0014561 | 0.0015593 | 0.0016218 | 0.0016515 | 0.0016585 | 0.001653 | 0.0016423 | 0.0016294 | 0.0016153 | 0.0016017 | 0.0015885 | 0.0015761 | 0.0015645 | 0.0015537 | 0.0015435 | 0.001534 | 0.0015251
F11_Industrial_Petroleum_Existing_Space Heating_Natural Gas_Insulation - Ducting_A_Technical Potential | F11 | Industrial | Petroleum | Existing | Space Heating | Natural Gas | Insulation - Ducting | A | Cumulative Summer Peak Savings (MW) | Technical Potential | 0 | 0 | 0 | 0 | 0 | 0 | 0 | 0 | 0 | 0 | 0 | 0 | 0 | 0 | 0 | 0 | 0 | 0 | 0 | 0 | 0 | 0 | 0 | 0 | 0 | 0 | 0 | 0 | 0 | 0 | 0
F12_Industrial_Petroleum_Existing_Space Heating_Natural Gas_Insulation - Ducting_A_Technical Potential | F12 | Industrial | Petroleum | Existing | Space Heating | Natural Gas | Insulation - Ducting | A | Cumulative Winter Peak Savings (MW) | Technical Potential | 0 | 0 | 0 | 0 | 0 | 0 | 0 | 0 | 0 | 0 | 0 | 0 | 0 | 0 | 0 | 0 | 0 | 0 | 0 | 0 | 0 | 0 | 0 | 0 | 0 | 0 | 0 | 0 | 0 | 0 | 0
F13_Industrial_Petroleum_Existing_Space Heating_Natural Gas_Insulation - Ducting_A_Technical Potential | F13 | Industrial | Petroleum | Existing | Space Heating | Natural Gas | Insulation - Ducting | A | Purchases (Incremental) | Technical Potential | 0 | 0 | 0 | 0 | 0 | 51.6116 | 63.336 | 77.0477 | 89.4886 | 102.1574 | 117.9176 | 129.004 | 131.5191 | 121.9728 | 105.2463 | 80.6673 | 53.3943 | 30.8471 | 14.7198 | 6.235 | 2.2579 | 0.70252 | 0.15256 | 0.024991 | 0.0029904 | 0 | 0 | 0 | 0 | 0 | 0
F14_Industrial_Petroleum_Existing_Space Heating_Natural Gas_Insulation - Ducting_A_Technical Potential | F14 | Industrial | Petroleum | Existing | Space Heating | Natural Gas | Insulation - Ducting | A | Purchases (Cumulative) | Technical Potential | 0 | 0 | 0 | 0 | 0 | 51.6116 | 114.9476 | 191.9953 | 281.4838 | 383.6413 | 501.5589 | 630.5629 | 762.082 | 884.0548 | 989.3011 | 1069.9684 | 1123.3627 | 1154.2098 | 1168.9296 | 1175.1646 | 1177.4225 | 1178.125 | 1178.2776 | 1178.3026 | 1178.3056 | 1178.3056 | 1178.3056 | 1178.3056 | 1178.3056 | 1178.3056 | 1178.3056
F1_Industrial_Petroleum_Existing_Space Heating_Natural Gas_HVAC - Duct Repair and Sealing_A_Technical Potential | F1 | Industrial | Petroleum | Existing | Space Heating | Natural Gas | HVAC - Duct Repair and Sealing | A | Original Unit Energy Savings (kWh or therms) | Technical Potential | 0 | 0 | 0 | 0 | 0 | 0.0038394 | 0.0038048 | 0.0037607 | 0.003716 | 0.0036711 | 0.0036271 | 0.0035835 | 0.0035425 | 0.0035039 | 0.003465 | 0.0034309 | 0.0033988 | 0.0033686 | 0.0033402 | 0.0033115 | 0.0032836 | 0.003256 | 0.0032274 | 0.0032 | 0.0031737 | 0.003149 | 0.0031259 | 0.0031042 | 0.0030839 | 0.0030649 | 0.0030471
F2_Industrial_Petroleum_Existing_Space Heating_Natural Gas_HVAC - Duct Repair and Sealing_A_Technical Potential | F2 | Industrial | Petroleum | Existing | Space Heating | Natural Gas | HVAC - Duct Repair and Sealing | A | Original Unit Summer Peak Savings (kW) | Technical Potential | 0 | 0 | 0 | 0 | 0 | 0 | 0 | 0 | 0 | 0 | 0 | 0 | 0 | 0 | 0 | 0 | 0 | 0 | 0 | 0 | 0 | 0 | 0 | 0 | 0 | 0 | 0 | 0 | 0 | 0 | 0
F3_Industrial_Petroleum_Existing_Space Heating_Natural Gas_HVAC - Duct Repair and Sealing_A_Technical Potential | F3 | Industrial | Petroleum | Existing | Space Heating | Natural Gas | HVAC - Duct Repair and Sealing | A | Original Unit Winter Peak Savings (kW) | Technical Potential | 0 | 0 | 0 | 0 | 0 | 0 | 0 | 0 | 0 | 0 | 0 | 0 | 0 | 0 | 0 | 0 | 0 | 0 | 0 | 0 | 0 | 0 | 0 | 0 | 0 | 0 | 0 | 0 | 0 | 0 | 0
F4_Industrial_Petroleum_Existing_Space Heating_Natural Gas_HVAC - Duct Repair and Sealing_A_Technical Potential | F4 | Industrial | Petroleum | Existing | Space Heating | Natural Gas | HVAC - Duct Repair and Sealing | A | Standalone Impact on Baseline Energy (%) | Technical Potential | 0% | 0% | 0% | 0% | 0% | 0.009234% | 0.01847% | 0.02778% | 0.03694% | 0.04607% | 0.0558% | 0.06507% | 0.0743% | 0.0846% | 0.09335% | 0.1033% | 0.1124% | 0.122% | 0.1322% | 0.1411% | 0.1508% | 0.1604% | 0.17% | 0.1796% | 0.0018924 | 0.001897 | 0.0019013 | 0.001905 | 0 | 0 | 0
F5_Industrial_Petroleum_Existing_Space Heating_Natural Gas_HVAC - Duct Repair and Sealing_A_Technical Potential | F5 | Industrial | Petroleum | Existing | Space Heating | Natural Gas | HVAC - Duct Repair and Sealing | A | Standalone Impact on Baseline Summer Peak (%) | Technical Potential | 0% | 0% | 0% | 0% | 0% | 0% | 0% | 0% | 0% | 0% | 0% | 0% | 0% | 0% | 0% | 0% | 0% | 0% | 0% | 0% | 0% | 0% | 0% | 0% | 0 | 0 | 0 | 0 | 0 | 0 | 0
F6_Industrial_Petroleum_Existing_Space Heating_Natural Gas_HVAC - Duct Repair and Sealing_A_Technical Potential | F6 | Industrial | Petroleum | Existing | Space Heating | Natural Gas | HVAC - Duct Repair and Sealing | A | Standalone Impact on Baseline Winter Peak (%) | Technical Potential | 0% | 0% | 0% | 0% | 0% | 0% | 0% | 0% | 0% | 0% | 0% | 0% | 0% | 0% | 0% | 0% | 0% | 0% | 0% | 0% | 0% | 0% | 0% | 0% | 0 | 0 | 0 | 0 | 0 | 0 | 0
F7_Industrial_Petroleum_Existing_Space Heating_Natural Gas_HVAC - Duct Repair and Sealing_A_Technical Potential | F7 | Industrial | Petroleum | Existing | Space Heating | Natural Gas | HVAC - Duct Repair and Sealing | A | Incremental Energy Savings (MWh or mTherms) | Technical Potential | 0 | 0 | 0 | 0 | 0 | 0.00040323 | 0.00039937 | 0.00039242 | 0.00038796 | 0.00038359 | 0.00037418 | 0.00036868 | 0.00036372 | 0.00035404 | 0.00035144 | 0.00034467 | 0.00034148 | 0.00033675 | 0.00033093 | 0.00032847 | 0.00032437 | 0.00032038 | 0.00031642 | 0.00031267 | 0.00030911 | 0 | 0 | 0 | 0 | 0 | 0
F8_Industrial_Petroleum_Existing_Space Heating_Natural Gas_HVAC - Duct Repair and Sealing_A_Technical Potential | F8 | Industrial | Petroleum | Existing | Space Heating | Natural Gas | HVAC - Duct Repair and Sealing | A | Incremental Summer Peak Savings (MW) | Technical Potential | 0 | 0 | 0 | 0 | 0 | 0 | 0 | 0 | 0 | 0 | 0 | 0 | 0 | 0 | 0 | 0 | 0 | 0 | 0 | 0 | 0 | 0 | 0 | 0 | 0 | 0 | 0 | 0 | 0 | 0 | 0
F9_Industrial_Petroleum_Existing_Space Heating_Natural Gas_HVAC - Duct Repair and Sealing_A_Technical Potential | F9 | Industrial | Petroleum | Existing | Space Heating | Natural Gas | HVAC - Duct Repair and Sealing | A | Incremental Winter Peak Savings (MW) | Technical Potential | 0 | 0 | 0 | 0 | 0 | 0 | 0 | 0 | 0 | 0 | 0 | 0 | 0 | 0 | 0 | 0 | 0 | 0 | 0 | 0 | 0 | 0 | 0 | 0 | 0 | 0 | 0 | 0 | 0 | 0 | 0
F10_Industrial_Petroleum_Existing_Space Heating_Natural Gas_HVAC - Duct Repair and Sealing_A_Technical Potential | F10 | Industrial | Petroleum | Existing | Space Heating | Natural Gas | HVAC - Duct Repair and Sealing | A | Cumulative Energy Savings (MWh or mTherms) | Technical Potential | 0 | 0 | 0 | 0 | 0 | 0.00040323 | 0.00079897 | 0.0011821 | 0.001556 | 0.0019208 | 0.002272 | 0.0026134 | 0.0029472 | 0.0032691 | 0.0035842 | 0.0038936 | 0.0041986 | 0.0044981 | 0.0047911 | 0.0050784 | 0.0053601 | 0.0056353 | 0.0059024 | 0.0061649 | 0.0064232 | 0.0063733 | 0.0063265 | 0.0062826 | 0.0062415 | 0.0062031 | 0.006167
F11_Industrial_Petroleum_Existing_Space Heating_Natural Gas_HVAC - Duct Repair and Sealing_A_Technical Potential | F11 | Industrial | Petroleum | Existing | Space Heating | Natural Gas | HVAC - Duct Repair and Sealing | A | Cumulative Summer Peak Savings (MW) | Technical Potential | 0 | 0 | 0 | 0 | 0 | 0 | 0 | 0 | 0 | 0 | 0 | 0 | 0 | 0 | 0 | 0 | 0 | 0 | 0 | 0 | 0 | 0 | 0 | 0 | 0 | 0 | 0 | 0 | 0 | 0 | 0
F12_Industrial_Petroleum_Existing_Space Heating_Natural Gas_HVAC - Duct Repair and Sealing_A_Technical Potential | F12 | Industrial | Petroleum | Existing | Space Heating | Natural Gas | HVAC - Duct Repair and Sealing | A | Cumulative Winter Peak Savings (MW) | Technical Potential | 0 | 0 | 0 | 0 | 0 | 0 | 0 | 0 | 0 | 0 | 0 | 0 | 0 | 0 | 0 | 0 | 0 | 0 | 0 | 0 | 0 | 0 | 0 | 0 | 0 | 0 | 0 | 0 | 0 | 0 | 0
F13_Industrial_Petroleum_Existing_Space Heating_Natural Gas_HVAC - Duct Repair and Sealing_A_Technical Potential | F13 | Industrial | Petroleum | Existing | Space Heating | Natural Gas | HVAC - Duct Repair and Sealing | A | Purchases (Incremental) | Technical Potential | 0 | 0 | 0 | 0 | 0 | 105.0236 | 104.9659 | 104.3469 | 104.4033 | 104.4897 | 103.1627 | 102.8808 | 102.6719 | 101.0415 | 101.4273 | 100.4601 | 100.4731 | 99.9674 | 99.0757 | 99.1931 | 98.7829 | 98.3987 | 98.0402 | 97.707 | 97.3989 | 0 | 0 | 0 | 0 | 0 | 0
F14_Industrial_Petroleum_Existing_Space Heating_Natural Gas_HVAC - Duct Repair and Sealing_A_Technical Potential | F14 | Industrial | Petroleum | Existing | Space Heating | Natural Gas | HVAC - Duct Repair and Sealing | A | Purchases (Cumulative) | Technical Potential | 0 | 0 | 0 | 0 | 0 | 105.0236 | 209.9895 | 314.3364 | 418.7397 | 523.2294 | 626.3921 | 729.273 | 831.9449 | 932.9864 | 1034.4138 | 1134.8738 | 1235.347 | 1335.3144 | 1434.3901 | 1533.5832 | 1632.3661 | 1730.7648 | 1828.805 | 1926.512 | 2023.9109 | 2023.9109 | 2023.9109 | 2023.9109 | 2023.9109 | 2023.9109 | 2023.9109
F1_Industrial_Petroleum_Existing_Space Heating_Natural Gas_Windows - High Efficiency_A_Technical Potential | F1 | Industrial | Petroleum | Existing | Space Heating | Natural Gas | Windows - High Efficiency | A | Original Unit Energy Savings (kWh or therms) | Technical Potential | 0 | 0 | 0 | 0 | 0 | 0.005609 | 0.0055611 | 0.0055023 | 0.0054427 | 0.0053829 | 0.0053244 | 0.0052665 | 0.0052116 | 0.0051596 | 0.0051067 | 0.0050601 | 0.0050159 | 0.004974 | 0.0049342 | 0.0048941 | 0.0048553 | 0.0048163 | 0.0047766 | 0.0047384 | 0.0047014 | 0.0046669 | 0.0046347 | 0.0046047 | 0 | 0 | 0
F2_Industrial_Petroleum_Existing_Space Heating_Natural Gas_Windows - High Efficiency_A_Technical Potential | F2 | Industrial | Petroleum | Existing | Space Heating | Natural Gas | Windows - High Efficiency | A | Original Unit Summer Peak Savings (kW) | Technical Potential | 0 | 0 | 0 | 0 | 0 | 0 | 0 | 0 | 0 | 0 | 0 | 0 | 0 | 0 | 0 | 0 | 0 | 0 | 0 | 0 | 0 | 0 | 0 | 0 | 0 | 0 | 0 | 0 | 0 | 0 | 0
F3_Industrial_Petroleum_Existing_Space Heating_Natural Gas_Windows - High Efficiency_A_Technical Potential | F3 | Industrial | Petroleum | Existing | Space Heating | Natural Gas | Windows - High Efficiency | A | Original Unit Winter Peak Savings (kW) | Technical Potential | 0 | 0 | 0 | 0 | 0 | 0 | 0 | 0 | 0 | 0 | 0 | 0 | 0 | 0 | 0 | 0 | 0 | 0 | 0 | 0 | 0 | 0 | 0 | 0 | 0 | 0 | 0 | 0 | 0 | 0 | 0
F4_Industrial_Petroleum_Existing_Space Heating_Natural Gas_Windows - High Efficiency_A_Technical Potential | F4 | Industrial | Petroleum | Existing | Space Heating | Natural Gas | Windows - High Efficiency | A | Standalone Impact on Baseline Energy (%) | Technical Potential | 0% | 0% | 0% | 0% | 0% | 0.005191% | 0.01557% | 0.03409% | 0.06404% | 0.1095% | 0.176% | 0.2651% | 0.3806% | 0.5288% | 0.6943% | 0.889% | 1.089% | 1.295% | 1.496% | 1.661% | 1.805% | 1.918% | 1.998% | 2.051% | 0.020878 | 0.020939 | 0.020995 | 0.021046 | 0 | 0 | 0
F5_Industrial_Petroleum_Existing_Space Heating_Natural Gas_Windows - High Efficiency_A_Technical Potential | F5 | Industrial | Petroleum | Existing | Space Heating | Natural Gas | Windows - High Efficiency | A | Standalone Impact on Baseline Summer Peak (%) | Technical Potential | 0% | 0% | 0% | 0% | 0% | 0% | 0% | 0% | 0% | 0% | 0% | 0% | 0% | 0% | 0% | 0% | 0% | 0% | 0% | 0% | 0% | 0% | 0% | 0% | 0 | 0 | 0 | 0 | 0 | 0 | 0
F6_Industrial_Petroleum_Existing_Space Heating_Natural Gas_Windows - High Efficiency_A_Technical Potential | F6 | Industrial | Petroleum | Existing | Space Heating | Natural Gas | Windows - High Efficiency | A | Standalone Impact on Baseline Winter Peak (%) | Technical Potential | 0% | 0% | 0% | 0% | 0% | 0% | 0% | 0% | 0% | 0% | 0% | 0% | 0% | 0% | 0% | 0% | 0% | 0% | 0% | 0% | 0% | 0% | 0% | 0% | 0 | 0 | 0 | 0 | 0 | 0 | 0
F7_Industrial_Petroleum_Existing_Space Heating_Natural Gas_Windows - High Efficiency_A_Technical Potential | F7 | Industrial | Petroleum | Existing | Space Heating | Natural Gas | Windows - High Efficiency | A | Incremental Energy Savings (MWh or mTherms) | Technical Potential | 0 | 0 | 0 | 0 | 0 | 0.00022667 | 0.00044897 | 0.00078409 | 0.0012623 | 0.0018965 | 0.0026526 | 0.0035592 | 0.0045567 | 0.005491 | 0.0064333 | 0.0070837 | 0.0074708 | 0.0074019 | 0.00686 | 0.0059895 | 0.0048936 | 0.0036977 | 0.0025296 | 0.0015978 | 0.0010306 | 0 | 0 | 0 | 0 | 0 | 0
F8_Industrial_Petroleum_Existing_Space Heating_Natural Gas_Windows - High Efficiency_A_Technical Potential | F8 | Industrial | Petroleum | Existing | Space Heating | Natural Gas | Windows - High Efficiency | A | Incremental Summer Peak Savings (MW) | Technical Potential | 0 | 0 | 0 | 0 | 0 | 0 | 0 | 0 | 0 | 0 | 0 | 0 | 0 | 0 | 0 | 0 | 0 | 0 | 0 | 0 | 0 | 0 | 0 | 0 | 0 | 0 | 0 | 0 | 0 | 0 | 0
F9_Industrial_Petroleum_Existing_Space Heating_Natural Gas_Windows - High Efficiency_A_Technical Potential | F9 | Industrial | Petroleum | Existing | Space Heating | Natural Gas | Windows - High Efficiency | A | Incremental Winter Peak Savings (MW) | Technical Potential | 0 | 0 | 0 | 0 | 0 | 0 | 0 | 0 | 0 | 0 | 0 | 0 | 0 | 0 | 0 | 0 | 0 | 0 | 0 | 0 | 0 | 0 | 0 | 0 | 0 | 0 | 0 | 0 | 0 | 0 | 0
F10_Industrial_Petroleum_Existing_Space Heating_Natural Gas_Windows - High Efficiency_A_Technical Potential | F10 | Industrial | Petroleum | Existing | Space Heating | Natural Gas | Windows - High Efficiency | A | Cumulative Energy Savings (MWh or mTherms) | Technical Potential | 0 | 0 | 0 | 0 | 0 | 0.00022667 | 0.0006737 | 0.0014507 | 0.0026972 | 0.0045641 | 0.0071672 | 0.010648 | 0.015094 | 0.020434 | 0.026658 | 0.033499 | 0.040677 | 0.047739 | 0.054217 | 0.059766 | 0.064185 | 0.067368 | 0.069342 | 0.070386 | 0.070867 | 0.070346 | 0.069861 | 0.069409 | 0 | 0 | 0
F11_Industrial_Petroleum_Existing_Space Heating_Natural Gas_Windows - High Efficiency_A_Technical Potential | F11 | Industrial | Petroleum | Existing | Space Heating | Natural Gas | Windows - High Efficiency | A | Cumulative Summer Peak Savings (MW) | Technical Potential | 0 | 0 | 0 | 0 | 0 | 0 | 0 | 0 | 0 | 0 | 0 | 0 | 0 | 0 | 0 | 0 | 0 | 0 | 0 | 0 | 0 | 0 | 0 | 0 | 0 | 0 | 0 | 0 | 0 | 0 | 0
F12_Industrial_Petroleum_Existing_Space Heating_Natural Gas_Windows - High Efficiency_A_Technical Potential | F12 | Industrial | Petroleum | Existing | Space Heating | Natural Gas | Windows - High Efficiency | A | Cumulative Winter Peak Savings (MW) | Technical Potential | 0 | 0 | 0 | 0 | 0 | 0 | 0 | 0 | 0 | 0 | 0 | 0 | 0 | 0 | 0 | 0 | 0 | 0 | 0 | 0 | 0 | 0 | 0 | 0 | 0 | 0 | 0 | 0 | 0 | 0 | 0
F13_Industrial_Petroleum_Existing_Space Heating_Natural Gas_Windows - High Efficiency_A_Technical Potential | F13 | Industrial | Petroleum | Existing | Space Heating | Natural Gas | Windows - High Efficiency | A | Purchases (Incremental) | Technical Potential | 0 | 0 | 0 | 0 | 0 | 40.411 | 80.7347 | 142.5027 | 231.9255 | 352.3217 | 498.192 | 675.8261 | 874.3358 | 1064.2304 | 1259.772 | 1399.9039 | 1489.4274 | 1488.1179 | 1390.2892 | 1223.8231 | 1007.903 | 767.7516 | 529.5837 | 337.1953 | 219.2165 | 0 | 0 | 0 | 0 | 0 | 0
F14_Industrial_Petroleum_Existing_Space Heating_Natural Gas_Windows - High Efficiency_A_Technical Potential | F14 | Industrial | Petroleum | Existing | Space Heating | Natural Gas | Windows - High Efficiency | A | Purchases (Cumulative) | Technical Potential | 0 | 0 | 0 | 0 | 0 | 40.411 | 121.1457 | 263.6485 | 495.574 | 847.8957 | 1346.0877 | 2021.9138 | 2896.2496 | 3960.48 | 5220.252 | 6620.1559 | 8109.5833 | 9597.7013 | 10987.9905 | 12211.8137 | 13219.7166 | 13987.4683 | 14517.052 | 14854.2473 | 15073.4638 | 15073.4638 | 15073.4638 | 15073.4638 | 15073.4638 | 15073.4638 | 15073.4638
F1_Industrial_Petroleum_Existing_Space Heating_Natural Gas_Gas Boiler - Maintenance_A_Technical Potential | F1 | Industrial | Petroleum | Existing | Space Heating | Natural Gas | Gas Boiler - Maintenance | A | Original Unit Energy Savings (kWh or therms) | Technical Potential | 0 | 0 | 0 | 0 | 0 | 105.2573 | 104.544 | 103.8353 | 103.1229 | 102.4124 | 101.722 | 101.0384 | 100.3621 | 99.6935 | 98.9859 | 98.3364 | 97.6942 | 97.0626 | 96.4402 | 95.8165 | 95.2142 | 94.5873 | 93.982 | 93.3958 | 92.8059 | 92.2675 | 91.7762 | 91.3279 | 90.9187 | 90.5453 | 90.2044
F2_Industrial_Petroleum_Existing_Space Heating_Natural Gas_Gas Boiler - Maintenance_A_Technical Potential | F2 | Industrial | Petroleum | Existing | Space Heating | Natural Gas | Gas Boiler - Maintenance | A | Original Unit Summer Peak Savings (kW) | Technical Potential | 0 | 0 | 0 | 0 | 0 | 0 | 0 | 0 | 0 | 0 | 0 | 0 | 0 | 0 | 0 | 0 | 0 | 0 | 0 | 0 | 0 | 0 | 0 | 0 | 0 | 0 | 0 | 0 | 0 | 0 | 0
F3_Industrial_Petroleum_Existing_Space Heating_Natural Gas_Gas Boiler - Maintenance_A_Technical Potential | F3 | Industrial | Petroleum | Existing | Space Heating | Natural Gas | Gas Boiler - Maintenance | A | Original Unit Winter Peak Savings (kW) | Technical Potential | 0 | 0 | 0 | 0 | 0 | 0 | 0 | 0 | 0 | 0 | 0 | 0 | 0 | 0 | 0 | 0 | 0 | 0 | 0 | 0 | 0 | 0 | 0 | 0 | 0 | 0 | 0 | 0 | 0 | 0 | 0
F4_Industrial_Petroleum_Existing_Space Heating_Natural Gas_Gas Boiler - Maintenance_A_Technical Potential | F4 | Industrial | Petroleum | Existing | Space Heating | Natural Gas | Gas Boiler - Maintenance | A | Standalone Impact on Baseline Energy (%) | Technical Potential | 0% | 0% | 0% | 0% | 0% | 0.01023% | 0.01744% | 0.0226% | 0.02659% | 0.03011% | 0.03361% | 0.03641% | 0.03881% | 0.04142% | 0.04296% | 0.04479% | 0.0459% | 0.04701% | 0.04813% | 0.04864% | 0.04937% | 0.04998% | 0.05056% | 0.05107% | 0.00051515 | 0.00051745 | 0.00051966 | 0.00052175 | 0 | 0 | 0
F5_Industrial_Petroleum_Existing_Space Heating_Natural Gas_Gas Boiler - Maintenance_A_Technical Potential | F5 | Industrial | Petroleum | Existing | Space Heating | Natural Gas | Gas Boiler - Maintenance | A | Standalone Impact on Baseline Summer Peak (%) | Technical Potential | 0% | 0% | 0% | 0% | 0% | 0% | 0% | 0% | 0% | 0% | 0% | 0% | 0% | 0% | 0% | 0% | 0% | 0% | 0% | 0% | 0% | 0% | 0% | 0% | 0 | 0 | 0 | 0 | 0 | 0 | 0
F6_Industrial_Petroleum_Existing_Space Heating_Natural Gas_Gas Boiler - Maintenance_A_Technical Potential | F6 | Industrial | Petroleum | Existing | Space Heating | Natural Gas | Gas Boiler - Maintenance | A | Standalone Impact on Baseline Winter Peak (%) | Technical Potential | 0% | 0% | 0% | 0% | 0% | 0% | 0% | 0% | 0% | 0% | 0% | 0% | 0% | 0% | 0% | 0% | 0% | 0% | 0% | 0% | 0% | 0% | 0% | 0% | 0 | 0 | 0 | 0 | 0 | 0 | 0
F7_Industrial_Petroleum_Existing_Space Heating_Natural Gas_Gas Boiler - Maintenance_A_Technical Potential | F7 | Industrial | Petroleum | Existing | Space Heating | Natural Gas | Gas Boiler - Maintenance | A | Incremental Energy Savings (MWh or mTherms) | Technical Potential | 0 | 0 | 0 | 0 | 0 | 0.00044679 | 0.00031087 | 0.00021249 | 0.00016444 | 0.0001432 | 0.00012152 | 0.00010312 | 8.6846e-05 | 7.1628e-05 | 5.9876e-05 | 4.9161e-05 | 3.8042e-05 | 2.9287e-05 | 2.2461e-05 | 1.74e-05 | 1.5811e-05 | 1.2244e-05 | 1.0438e-05 | 8.6703e-06 | 6.9368e-06 | 0 | 0 | 0 | 0 | 0 | 0
F8_Industrial_Petroleum_Existing_Space Heating_Natural Gas_Gas Boiler - Maintenance_A_Technical Potential | F8 | Industrial | Petroleum | Existing | Space Heating | Natural Gas | Gas Boiler - Maintenance | A | Incremental Summer Peak Savings (MW) | Technical Potential | 0 | 0 | 0 | 0 | 0 | 0 | 0 | 0 | 0 | 0 | 0 | 0 | 0 | 0 | 0 | 0 | 0 | 0 | 0 | 0 | 0 | 0 | 0 | 0 | 0 | 0 | 0 | 0 | 0 | 0 | 0
F9_Industrial_Petroleum_Existing_Space Heating_Natural Gas_Gas Boiler - Maintenance_A_Technical Potential | F9 | Industrial | Petroleum | Existing | Space Heating | Natural Gas | Gas Boiler - Maintenance | A | Incremental Winter Peak Savings (MW) | Technical Potential | 0 | 0 | 0 | 0 | 0 | 0 | 0 | 0 | 0 | 0 | 0 | 0 | 0 | 0 | 0 | 0 | 0 | 0 | 0 | 0 | 0 | 0 | 0 | 0 | 0 | 0 | 0 | 0 | 0 | 0 | 0
F10_Industrial_Petroleum_Existing_Space Heating_Natural Gas_Gas Boiler - Maintenance_A_Technical Potential | F10 | Industrial | Petroleum | Existing | Space Heating | Natural Gas | Gas Boiler - Maintenance | A | Cumulative Energy Savings (MWh or mTherms) | Technical Potential | 0 | 0 | 0 | 0 | 0 | 0.00044679 | 0.00075463 | 0.000962 | 0.0011198 | 0.0012553 | 0.0013684 | 0.0014623 | 0.0015394 | 0.0016007 | 0.0016492 | 0.0016876 | 0.0017146 | 0.0017328 | 0.0017442 | 0.0017503 | 0.0017551 | 0.0017558 | 0.001755 | 0.0017527 | 0.0017486 | 0.0017384 | 0.0017292 | 0.0017207 | 0.001713 | 0.001706 | 0.0016995
F11_Industrial_Petroleum_Existing_Space Heating_Natural Gas_Gas Boiler - Maintenance_A_Technical Potential | F11 | Industrial | Petroleum | Existing | Space Heating | Natural Gas | Gas Boiler - Maintenance | A | Cumulative Summer Peak Savings (MW) | Technical Potential | 0 | 0 | 0 | 0 | 0 | 0 | 0 | 0 | 0 | 0 | 0 | 0 | 0 | 0 | 0 | 0 | 0 | 0 | 0 | 0 | 0 | 0 | 0 | 0 | 0 | 0 | 0 | 0 | 0 | 0 | 0
F12_Industrial_Petroleum_Existing_Space Heating_Natural Gas_Gas Boiler - Maintenance_A_Technical Potential | F12 | Industrial | Petroleum | Existing | Space Heating | Natural Gas | Gas Boiler - Maintenance | A | Cumulative Winter Peak Savings (MW) | Technical Potential | 0 | 0 | 0 | 0 | 0 | 0 | 0 | 0 | 0 | 0 | 0 | 0 | 0 | 0 | 0 | 0 | 0 | 0 | 0 | 0 | 0 | 0 | 0 | 0 | 0 | 0 | 0 | 0 | 0 | 0 | 0
F13_Industrial_Petroleum_Existing_Space Heating_Natural Gas_Gas Boiler - Maintenance_A_Technical Potential | F13 | Industrial | Petroleum | Existing | Space Heating | Natural Gas | Gas Boiler - Maintenance | A | Purchases (Incremental) | Technical Potential | 0 | 0 | 0 | 0 | 0 | 0.0042447 | 0.0029736 | 0.0020464 | 0.0015946 | 0.0013982 | 0.0011946 | 0.0010206 | 0.00086533 | 0.00071848 | 0.0006049 | 0.00049993 | 0.0003894 | 0.00030174 | 0.0002329 | 0.0001816 | 0.00016605 | 0.00012945 | 0.00011106 | 9.2834e-05 | 7.4745e-05 | 0 | 0 | 0 | 0 | 0 | 0
F14_Industrial_Petroleum_Existing_Space Heating_Natural Gas_Gas Boiler - Maintenance_A_Technical Potential | F14 | Industrial | Petroleum | Existing | Space Heating | Natural Gas | Gas Boiler - Maintenance | A | Purchases (Cumulative) | Technical Potential | 0 | 0 | 0 | 0 | 0 | 0.0042447 | 0.0072183 | 0.0092647 | 0.010859 | 0.012257 | 0.013452 | 0.014473 | 0.015338 | 0.016056 | 0.016661 | 0.017161 | 0.017551 | 0.017852 | 0.018085 | 0.018267 | 0.018433 | 0.018562 | 0.018673 | 0.018766 | 0.018841 | 0.018841 | 0.018841 | 0.018841 | 0.018841 | 0.018841 | 0.018841
F1_Industrial_Petroleum_Existing_Process_Natural Gas_Gas Boiler - Maintenance_A_Technical Potential | F1 | Industrial | Petroleum | Existing | Process | Natural Gas | Gas Boiler - Maintenance | A | Original Unit Energy Savings (kWh or therms) | Technical Potential | 0 | 0 | 0 | 0 | 0 | 536.7637 | 536.7637 | 536.7637 | 536.7637 | 536.7637 | 536.7637 | 536.7637 | 536.7637 | 536.7637 | 536.7637 | 536.7637 | 536.7637 | 536.7637 | 536.7637 | 536.7637 | 536.7637 | 536.7637 | 536.7637 | 536.7637 | 536.7637 | 536.7637 | 536.7637 | 536.7637 | 536.7637 | 536.7637 | 536.7637
F2_Industrial_Petroleum_Existing_Process_Natural Gas_Gas Boiler - Maintenance_A_Technical Potential | F2 | Industrial | Petroleum | Existing | Process | Natural Gas | Gas Boiler - Maintenance | A | Original Unit Summer Peak Savings (kW) | Technical Potential | 0 | 0 | 0 | 0 | 0 | 0 | 0 | 0 | 0 | 0 | 0 | 0 | 0 | 0 | 0 | 0 | 0 | 0 | 0 | 0 | 0 | 0 | 0 | 0 | 0 | 0 | 0 | 0 | 0 | 0 | 0
F3_Industrial_Petroleum_Existing_Process_Natural Gas_Gas Boiler - Maintenance_A_Technical Potential | F3 | Industrial | Petroleum | Existing | Process | Natural Gas | Gas Boiler - Maintenance | A | Original Unit Winter Peak Savings (kW) | Technical Potential | 0 | 0 | 0 | 0 | 0 | 0 | 0 | 0 | 0 | 0 | 0 | 0 | 0 | 0 | 0 | 0 | 0 | 0 | 0 | 0 | 0 | 0 | 0 | 0 | 0 | 0 | 0 | 0 | 0 | 0 | 0
F4_Industrial_Petroleum_Existing_Process_Natural Gas_Gas Boiler - Maintenance_A_Technical Potential | F4 | Industrial | Petroleum | Existing | Process | Natural Gas | Gas Boiler - Maintenance | A | Standalone Impact on Baseline Energy (%) | Technical Potential | 0% | 0% | 0% | 0% | 0% | 0.0166% | 0.02824% | 0.03646% | 0.04271% | 0.04817% | 0.05355% | 0.05777% | 0.06134% | 0.06525% | 0.06746% | 0.07015% | 0.07173% | 0.07333% | 0.07496% | 0.07562% | 0.07663% | 0.07747% | 0.07821% | 0.07887% | 0.00079435 | 0.00079667 | 0.0007988 | 0.00080074 | 0 | 0 | 0
F5_Industrial_Petroleum_Existing_Process_Natural Gas_Gas Boiler - Maintenance_A_Technical Potential | F5 | Industrial | Petroleum | Existing | Process | Natural Gas | Gas Boiler - Maintenance | A | Standalone Impact on Baseline Summer Peak (%) | Technical Potential | 0% | 0% | 0% | 0% | 0% | 0% | 0% | 0% | 0% | 0% | 0% | 0% | 0% | 0% | 0% | 0% | 0% | 0% | 0% | 0% | 0% | 0% | 0% | 0% | 0 | 0 | 0 | 0 | 0 | 0 | 0
F6_Industrial_Petroleum_Existing_Process_Natural Gas_Gas Boiler - Maintenance_A_Technical Potential | F6 | Industrial | Petroleum | Existing | Process | Natural Gas | Gas Boiler - Maintenance | A | Standalone Impact on Baseline Winter Peak (%) | Technical Potential | 0% | 0% | 0% | 0% | 0% | 0% | 0% | 0% | 0% | 0% | 0% | 0% | 0% | 0% | 0% | 0% | 0% | 0% | 0% | 0% | 0% | 0% | 0% | 0% | 0 | 0 | 0 | 0 | 0 | 0 | 0
F7_Industrial_Petroleum_Existing_Process_Natural Gas_Gas Boiler - Maintenance_A_Technical Potential | F7 | Industrial | Petroleum | Existing | Process | Natural Gas | Gas Boiler - Maintenance | A | Incremental Energy Savings (MWh or mTherms) | Technical Potential | 0 | 0 | 0 | 0 | 0 | 0.18094 | 0.12675 | 0.087229 | 0.06797 | 0.059602 | 0.05092 | 0.043503 | 0.036885 | 0.030626 | 0.025784 | 0.02131 | 0.016598 | 0.012862 | 0.0099275 | 0.0077407 | 0.0070782 | 0.0055179 | 0.0047342 | 0.0039571 | 0.0031861 | 0 | 0 | 0 | 0 | 0 | 0
F8_Industrial_Petroleum_Existing_Process_Natural Gas_Gas Boiler - Maintenance_A_Technical Potential | F8 | Industrial | Petroleum | Existing | Process | Natural Gas | Gas Boiler - Maintenance | A | Incremental Summer Peak Savings (MW) | Technical Potential | 0 | 0 | 0 | 0 | 0 | 0 | 0 | 0 | 0 | 0 | 0 | 0 | 0 | 0 | 0 | 0 | 0 | 0 | 0 | 0 | 0 | 0 | 0 | 0 | 0 | 0 | 0 | 0 | 0 | 0 | 0
F9_Industrial_Petroleum_Existing_Process_Natural Gas_Gas Boiler - Maintenance_A_Technical Potential | F9 | Industrial | Petroleum | Existing | Process | Natural Gas | Gas Boiler - Maintenance | A | Incremental Winter Peak Savings (MW) | Technical Potential | 0 | 0 | 0 | 0 | 0 | 0 | 0 | 0 | 0 | 0 | 0 | 0 | 0 | 0 | 0 | 0 | 0 | 0 | 0 | 0 | 0 | 0 | 0 | 0 | 0 | 0 | 0 | 0 | 0 | 0 | 0
F10_Industrial_Petroleum_Existing_Process_Natural Gas_Gas Boiler - Maintenance_A_Technical Potential | F10 | Industrial | Petroleum | Existing | Process | Natural Gas | Gas Boiler - Maintenance | A | Cumulative Energy Savings (MWh or mTherms) | Technical Potential | 0 | 0 | 0 | 0 | 0 | 0.18094 | 0.30769 | 0.39492 | 0.46289 | 0.52249 | 0.57341 | 0.61691 | 0.6538 | 0.68442 | 0.71021 | 0.73152 | 0.74812 | 0.76098 | 0.77091 | 0.77865 | 0.78572 | 0.79124 | 0.79598 | 0.79993 | 0.80312 | 0.80312 | 0.80312 | 0.80312 | 0.80312 | 0.80312 | 0.80312
F11_Industrial_Petroleum_Existing_Process_Natural Gas_Gas Boiler - Maintenance_A_Technical Potential | F11 | Industrial | Petroleum | Existing | Process | Natural Gas | Gas Boiler - Maintenance | A | Cumulative Summer Peak Savings (MW) | Technical Potential | 0 | 0 | 0 | 0 | 0 | 0 | 0 | 0 | 0 | 0 | 0 | 0 | 0 | 0 | 0 | 0 | 0 | 0 | 0 | 0 | 0 | 0 | 0 | 0 | 0 | 0 | 0 | 0 | 0 | 0 | 0
F12_Industrial_Petroleum_Existing_Process_Natural Gas_Gas Boiler - Maintenance_A_Technical Potential | F12 | Industrial | Petroleum | Existing | Process | Natural Gas | Gas Boiler - Maintenance | A | Cumulative Winter Peak Savings (MW) | Technical Potential | 0 | 0 | 0 | 0 | 0 | 0 | 0 | 0 | 0 | 0 | 0 | 0 | 0 | 0 | 0 | 0 | 0 | 0 | 0 | 0 | 0 | 0 | 0 | 0 | 0 | 0 | 0 | 0 | 0 | 0 | 0
F13_Industrial_Petroleum_Existing_Process_Natural Gas_Gas Boiler - Maintenance_A_Technical Potential | F13 | Industrial | Petroleum | Existing | Process | Natural Gas | Gas Boiler - Maintenance | A | Purchases (Incremental) | Technical Potential | 0 | 0 | 0 | 0 | 0 | 0.33709 | 0.23614 | 0.16251 | 0.12663 | 0.11104 | 0.094865 | 0.081047 | 0.068718 | 0.057057 | 0.048037 | 0.039701 | 0.030923 | 0.023962 | 0.018495 | 0.014421 | 0.013187 | 0.01028 | 0.0088199 | 0.0073722 | 0.0059357 | 0 | 0 | 0 | 0 | 0 | 0
F14_Industrial_Petroleum_Existing_Process_Natural Gas_Gas Boiler - Maintenance_A_Technical Potential | F14 | Industrial | Petroleum | Existing | Process | Natural Gas | Gas Boiler - Maintenance | A | Purchases (Cumulative) | Technical Potential | 0 | 0 | 0 | 0 | 0 | 0.33709 | 0.57323 | 0.73573 | 0.86236 | 0.9734 | 1.0683 | 1.1493 | 1.218 | 1.2751 | 1.3231 | 1.3628 | 1.3938 | 1.4177 | 1.4362 | 1.4506 | 1.4638 | 1.4741 | 1.4829 | 1.4903 | 1.4962 | 1.4962 | 1.4962 | 1.4962 | 1.4962 | 1.4962 | 1.4962
F1_Industrial_Petroleum_Existing_Space Heating_Natural Gas_Gas Furnace - Maintenance_A_Technical Potential | F1 | Industrial | Petroleum | Existing | Space Heating | Natural Gas | Gas Furnace - Maintenance | A | Original Unit Energy Savings (kWh or therms) | Technical Potential | 0 | 0 | 0 | 0 | 0 | 0.0091939 | 0.0091109 | 0.0090054 | 0.0088982 | 0.0087907 | 0.0086854 | 0.0085811 | 0.0084829 | 0.0083904 | 0.0082972 | 0.0082156 | 0.0081386 | 0.0080664 | 0.0079984 | 0.0079296 | 0.007863 | 0.0077967 | 0.0077284 | 0.0076628 | 0.0075997 | 0.0075405 | 0.0074852 | 0.0074333 | 0.0073847 | 0.0073392 | 0.0072965
F2_Industrial_Petroleum_Existing_Space Heating_Natural Gas_Gas Furnace - Maintenance_A_Technical Potential | F2 | Industrial | Petroleum | Existing | Space Heating | Natural Gas | Gas Furnace - Maintenance | A | Original Unit Summer Peak Savings (kW) | Technical Potential | 0 | 0 | 0 | 0 | 0 | 0 | 0 | 0 | 0 | 0 | 0 | 0 | 0 | 0 | 0 | 0 | 0 | 0 | 0 | 0 | 0 | 0 | 0 | 0 | 0 | 0 | 0 | 0 | 0 | 0 | 0
F3_Industrial_Petroleum_Existing_Space Heating_Natural Gas_Gas Furnace - Maintenance_A_Technical Potential | F3 | Industrial | Petroleum | Existing | Space Heating | Natural Gas | Gas Furnace - Maintenance | A | Original Unit Winter Peak Savings (kW) | Technical Potential | 0 | 0 | 0 | 0 | 0 | 0 | 0 | 0 | 0 | 0 | 0 | 0 | 0 | 0 | 0 | 0 | 0 | 0 | 0 | 0 | 0 | 0 | 0 | 0 | 0 | 0 | 0 | 0 | 0 | 0 | 0
F4_Industrial_Petroleum_Existing_Space Heating_Natural Gas_Gas Furnace - Maintenance_A_Technical Potential | F4 | Industrial | Petroleum | Existing | Space Heating | Natural Gas | Gas Furnace - Maintenance | A | Standalone Impact on Baseline Energy (%) | Technical Potential | 0% | 0% | 0% | 0% | 0% | 2.025e-07% | 3.444e-07% | 4.443e-07% | 5.199e-07% | 5.857e-07% | 6.503e-07% | 7.007e-07% | 7.434e-07% | 7.9e-07% | 8.16e-07% | 8.479e-07% | 8.665e-07% | 8.854e-07% | 9.046e-07% | 9.122e-07% | 9.239e-07% | 9.336e-07% | 9.421e-07% | 9.496e-07% | 9.5597e-09 | 9.5834e-09 | 9.6046e-09 | 9.6236e-09 | 0 | 0 | 0
F5_Industrial_Petroleum_Existing_Space Heating_Natural Gas_Gas Furnace - Maintenance_A_Technical Potential | F5 | Industrial | Petroleum | Existing | Space Heating | Natural Gas | Gas Furnace - Maintenance | A | Standalone Impact on Baseline Summer Peak (%) | Technical Potential | 0% | 0% | 0% | 0% | 0% | 0% | 0% | 0% | 0% | 0% | 0% | 0% | 0% | 0% | 0% | 0% | 0% | 0% | 0% | 0% | 0% | 0% | 0% | 0% | 0 | 0 | 0 | 0 | 0 | 0 | 0
F6_Industrial_Petroleum_Existing_Space Heating_Natural Gas_Gas Furnace - Maintenance_A_Technical Potential | F6 | Industrial | Petroleum | Existing | Space Heating | Natural Gas | Gas Furnace - Maintenance | A | Standalone Impact on Baseline Winter Peak (%) | Technical Potential | 0% | 0% | 0% | 0% | 0% | 0% | 0% | 0% | 0% | 0% | 0% | 0% | 0% | 0% | 0% | 0% | 0% | 0% | 0% | 0% | 0% | 0% | 0% | 0% | 0 | 0 | 0 | 0 | 0 | 0 | 0
F7_Industrial_Petroleum_Existing_Space Heating_Natural Gas_Gas Furnace - Maintenance_A_Technical Potential | F7 | Industrial | Petroleum | Existing | Space Heating | Natural Gas | Gas Furnace - Maintenance | A | Incremental Energy Savings (MWh or mTherms) | Technical Potential | 0 | 0 | 0 | 0 | 0 | 8.8439e-09 | 6.1395e-09 | 4.1762e-09 | 3.2155e-09 | 2.7855e-09 | 2.3513e-09 | 1.9847e-09 | 1.6635e-09 | 1.3661e-09 | 1.1374e-09 | 9.3077e-10 | 7.1819e-10 | 5.5157e-10 | 4.2214e-10 | 3.2632e-10 | 2.9589e-10 | 2.2872e-10 | 1.9452e-10 | 1.6121e-10 | 1.2873e-10 | 0 | 0 | 0 | 0 | 0 | 0
F8_Industrial_Petroleum_Existing_Space Heating_Natural Gas_Gas Furnace - Maintenance_A_Technical Potential | F8 | Industrial | Petroleum | Existing | Space Heating | Natural Gas | Gas Furnace - Maintenance | A | Incremental Summer Peak Savings (MW) | Technical Potential | 0 | 0 | 0 | 0 | 0 | 0 | 0 | 0 | 0 | 0 | 0 | 0 | 0 | 0 | 0 | 0 | 0 | 0 | 0 | 0 | 0 | 0 | 0 | 0 | 0 | 0 | 0 | 0 | 0 | 0 | 0
F9_Industrial_Petroleum_Existing_Space Heating_Natural Gas_Gas Furnace - Maintenance_A_Technical Potential | F9 | Industrial | Petroleum | Existing | Space Heating | Natural Gas | Gas Furnace - Maintenance | A | Incremental Winter Peak Savings (MW) | Technical Potential | 0 | 0 | 0 | 0 | 0 | 0 | 0 | 0 | 0 | 0 | 0 | 0 | 0 | 0 | 0 | 0 | 0 | 0 | 0 | 0 | 0 | 0 | 0 | 0 | 0 | 0 | 0 | 0 | 0 | 0 | 0
F10_Industrial_Petroleum_Existing_Space Heating_Natural Gas_Gas Furnace - Maintenance_A_Technical Potential | F10 | Industrial | Petroleum | Existing | Space Heating | Natural Gas | Gas Furnace - Maintenance | A | Cumulative Energy Savings (MWh or mTherms) | Technical Potential | 0 | 0 | 0 | 0 | 0 | 8.8439e-09 | 1.4904e-08 | 1.8907e-08 | 2.1898e-08 | 2.4418e-08 | 2.6477e-08 | 2.8144e-08 | 2.9485e-08 | 3.053e-08 | 3.1328e-08 | 3.1951e-08 | 3.237e-08 | 3.2634e-08 | 3.2781e-08 | 3.2826e-08 | 3.2846e-08 | 3.2797e-08 | 3.2705e-08 | 3.2588e-08 | 3.2448e-08 | 3.2196e-08 | 3.196e-08 | 3.1738e-08 | 3.1531e-08 | 3.1336e-08 | 3.1154e-08
F11_Industrial_Petroleum_Existing_Space Heating_Natural Gas_Gas Furnace - Maintenance_A_Technical Potential | F11 | Industrial | Petroleum | Existing | Space Heating | Natural Gas | Gas Furnace - Maintenance | A | Cumulative Summer Peak Savings (MW) | Technical Potential | 0 | 0 | 0 | 0 | 0 | 0 | 0 | 0 | 0 | 0 | 0 | 0 | 0 | 0 | 0 | 0 | 0 | 0 | 0 | 0 | 0 | 0 | 0 | 0 | 0 | 0 | 0 | 0 | 0 | 0 | 0
F12_Industrial_Petroleum_Existing_Space Heating_Natural Gas_Gas Furnace - Maintenance_A_Technical Potential | F12 | Industrial | Petroleum | Existing | Space Heating | Natural Gas | Gas Furnace - Maintenance | A | Cumulative Winter Peak Savings (MW) | Technical Potential | 0 | 0 | 0 | 0 | 0 | 0 | 0 | 0 | 0 | 0 | 0 | 0 | 0 | 0 | 0 | 0 | 0 | 0 | 0 | 0 | 0 | 0 | 0 | 0 | 0 | 0 | 0 | 0 | 0 | 0 | 0
F13_Industrial_Petroleum_Existing_Space Heating_Natural Gas_Gas Furnace - Maintenance_A_Technical Potential | F13 | Industrial | Petroleum | Existing | Space Heating | Natural Gas | Gas Furnace - Maintenance | A | Purchases (Incremental) | Technical Potential | 0 | 0 | 0 | 0 | 0 | 0.00096193 | 0.00067387 | 0.00046374 | 0.00036136 | 0.00031687 | 0.00027071 | 0.00023128 | 0.0001961 | 0.00016282 | 0.00013708 | 0.00011329 | 8.8244e-05 | 6.8379e-05 | 5.2779e-05 | 4.1153e-05 | 3.7631e-05 | 2.9336e-05 | 2.5169e-05 | 2.1038e-05 | 1.6939e-05 | 0 | 0 | 0 | 0 | 0 | 0
F14_Industrial_Petroleum_Existing_Space Heating_Natural Gas_Gas Furnace - Maintenance_A_Technical Potential | F14 | Industrial | Petroleum | Existing | Space Heating | Natural Gas | Gas Furnace - Maintenance | A | Purchases (Cumulative) | Technical Potential | 0 | 0 | 0 | 0 | 0 | 0.00096193 | 0.0016358 | 0.0020995 | 0.0024609 | 0.0027778 | 0.0030485 | 0.0032798 | 0.0034759 | 0.0036387 | 0.0037758 | 0.0038891 | 0.0039773 | 0.0040457 | 0.0040985 | 0.0041396 | 0.0041772 | 0.0042066 | 0.0042317 | 0.0042528 | 0.0042697 | 0.0042697 | 0.0042697 | 0.0042697 | 0.0042697 | 0.0042697 | 0.0042697
F1_Industrial_Petroleum_Existing_Space Heating_Natural Gas_Gas Boiler - Hot Water Reset_A_Technical Potential | F1 | Industrial | Petroleum | Existing | Space Heating | Natural Gas | Gas Boiler - Hot Water Reset | A | Original Unit Energy Savings (kWh or therms) | Technical Potential | 0 | 0 | 0 | 0 | 0 | 382.7537 | 380.1602 | 377.583 | 374.9922 | 372.4088 | 369.8981 | 367.4123 | 364.9531 | 362.522 | 359.9487 | 357.5869 | 355.2517 | 352.9548 | 350.6918 | 348.4237 | 346.2334 | 343.9537 | 341.7529 | 339.6212 | 337.4759 | 335.5183 | 333.7318 | 332.1014 | 330.6135 | 329.2555 | 328.016
F2_Industrial_Petroleum_Existing_Space Heating_Natural Gas_Gas Boiler - Hot Water Reset_A_Technical Potential | F2 | Industrial | Petroleum | Existing | Space Heating | Natural Gas | Gas Boiler - Hot Water Reset | A | Original Unit Summer Peak Savings (kW) | Technical Potential | 0 | 0 | 0 | 0 | 0 | 0 | 0 | 0 | 0 | 0 | 0 | 0 | 0 | 0 | 0 | 0 | 0 | 0 | 0 | 0 | 0 | 0 | 0 | 0 | 0 | 0 | 0 | 0 | 0 | 0 | 0
F3_Industrial_Petroleum_Existing_Space Heating_Natural Gas_Gas Boiler - Hot Water Reset_A_Technical Potential | F3 | Industrial | Petroleum | Existing | Space Heating | Natural Gas | Gas Boiler - Hot Water Reset | A | Original Unit Winter Peak Savings (kW) | Technical Potential | 0 | 0 | 0 | 0 | 0 | 0 | 0 | 0 | 0 | 0 | 0 | 0 | 0 | 0 | 0 | 0 | 0 | 0 | 0 | 0 | 0 | 0 | 0 | 0 | 0 | 0 | 0 | 0 | 0 | 0 | 0
F4_Industrial_Petroleum_Existing_Space Heating_Natural Gas_Gas Boiler - Hot Water Reset_A_Technical Potential | F4 | Industrial | Petroleum | Existing | Space Heating | Natural Gas | Gas Boiler - Hot Water Reset | A | Standalone Impact on Baseline Energy (%) | Technical Potential | 0% | 0% | 0% | 0% | 0% | 0.01808% | 0.04037% | 0.06808% | 0.1002% | 0.137% | 0.1821% | 0.2306% | 0.2803% | 0.3315% | 0.3707% | 0.4058% | 0.427% | 0.4418% | 0.4522% | 0.4548% | 0.4583% | 0.461% | 0.4637% | 0.4661% | 0.0046825 | 0.0047034 | 0.0047235 | 0.0047425 | 0 | 0 | 0
F5_Industrial_Petroleum_Existing_Space Heating_Natural Gas_Gas Boiler - Hot Water Reset_A_Technical Potential | F5 | Industrial | Petroleum | Existing | Space Heating | Natural Gas | Gas Boiler - Hot Water Reset | A | Standalone Impact on Baseline Summer Peak (%) | Technical Potential | 0% | 0% | 0% | 0% | 0% | 0% | 0% | 0% | 0% | 0% | 0% | 0% | 0% | 0% | 0% | 0% | 0% | 0% | 0% | 0% | 0% | 0% | 0% | 0% | 0 | 0 | 0 | 0 | 0 | 0 | 0
F6_Industrial_Petroleum_Existing_Space Heating_Natural Gas_Gas Boiler - Hot Water Reset_A_Technical Potential | F6 | Industrial | Petroleum | Existing | Space Heating | Natural Gas | Gas Boiler - Hot Water Reset | A | Standalone Impact on Baseline Winter Peak (%) | Technical Potential | 0% | 0% | 0% | 0% | 0% | 0% | 0% | 0% | 0% | 0% | 0% | 0% | 0% | 0% | 0% | 0% | 0% | 0% | 0% | 0% | 0% | 0% | 0% | 0% | 0 | 0 | 0 | 0 | 0 | 0 | 0
F7_Industrial_Petroleum_Existing_Space Heating_Natural Gas_Gas Boiler - Hot Water Reset_A_Technical Potential | F7 | Industrial | Petroleum | Existing | Space Heating | Natural Gas | Gas Boiler - Hot Water Reset | A | Incremental Energy Savings (MWh or mTherms) | Technical Potential | 0 | 0 | 0 | 0 | 0 | 0.00078957 | 0.00096237 | 0.0011628 | 0.0013413 | 0.0015206 | 0.0017434 | 0.0018945 | 0.0019185 | 0.0017674 | 0.0015142 | 0.0011529 | 0.00075815 | 0.00043517 | 0.00020633 | 8.683e-05 | 3.1246e-05 | 9.658e-06 | 2.0839e-06 | 3.3924e-07 | 4.0336e-08 | 0 | 0 | 0 | 0 | 0 | 0
F8_Industrial_Petroleum_Existing_Space Heating_Natural Gas_Gas Boiler - Hot Water Reset_A_Technical Potential | F8 | Industrial | Petroleum | Existing | Space Heating | Natural Gas | Gas Boiler - Hot Water Reset | A | Incremental Summer Peak Savings (MW) | Technical Potential | 0 | 0 | 0 | 0 | 0 | 0 | 0 | 0 | 0 | 0 | 0 | 0 | 0 | 0 | 0 | 0 | 0 | 0 | 0 | 0 | 0 | 0 | 0 | 0 | 0 | 0 | 0 | 0 | 0 | 0 | 0
F9_Industrial_Petroleum_Existing_Space Heating_Natural Gas_Gas Boiler - Hot Water Reset_A_Technical Potential | F9 | Industrial | Petroleum | Existing | Space Heating | Natural Gas | Gas Boiler - Hot Water Reset | A | Incremental Winter Peak Savings (MW) | Technical Potential | 0 | 0 | 0 | 0 | 0 | 0 | 0 | 0 | 0 | 0 | 0 | 0 | 0 | 0 | 0 | 0 | 0 | 0 | 0 | 0 | 0 | 0 | 0 | 0 | 0 | 0 | 0 | 0 | 0 | 0 | 0
F10_Industrial_Petroleum_Existing_Space Heating_Natural Gas_Gas Boiler - Hot Water Reset_A_Technical Potential | F10 | Industrial | Petroleum | Existing | Space Heating | Natural Gas | Gas Boiler - Hot Water Reset | A | Cumulative Energy Savings (MWh or mTherms) | Technical Potential | 0 | 0 | 0 | 0 | 0 | 0.00078957 | 0.0017466 | 0.0028975 | 0.0042189 | 0.0057105 | 0.0074153 | 0.00926 | 0.011116 | 0.01281 | 0.014233 | 0.015293 | 0.015951 | 0.016283 | 0.016385 | 0.016366 | 0.016294 | 0.016196 | 0.016095 | 0.015995 | 0.015894 | 0.015802 | 0.015717 | 0.015641 | 0.015571 | 0.015507 | 0.015448
F11_Industrial_Petroleum_Existing_Space Heating_Natural Gas_Gas Boiler - Hot Water Reset_A_Technical Potential | F11 | Industrial | Petroleum | Existing | Space Heating | Natural Gas | Gas Boiler - Hot Water Reset | A | Cumulative Summer Peak Savings (MW) | Technical Potential | 0 | 0 | 0 | 0 | 0 | 0 | 0 | 0 | 0 | 0 | 0 | 0 | 0 | 0 | 0 | 0 | 0 | 0 | 0 | 0 | 0 | 0 | 0 | 0 | 0 | 0 | 0 | 0 | 0 | 0 | 0
F12_Industrial_Petroleum_Existing_Space Heating_Natural Gas_Gas Boiler - Hot Water Reset_A_Technical Potential | F12 | Industrial | Petroleum | Existing | Space Heating | Natural Gas | Gas Boiler - Hot Water Reset | A | Cumulative Winter Peak Savings (MW) | Technical Potential | 0 | 0 | 0 | 0 | 0 | 0 | 0 | 0 | 0 | 0 | 0 | 0 | 0 | 0 | 0 | 0 | 0 | 0 | 0 | 0 | 0 | 0 | 0 | 0 | 0 | 0 | 0 | 0 | 0 | 0 | 0
F13_Industrial_Petroleum_Existing_Space Heating_Natural Gas_Gas Boiler - Hot Water Reset_A_Technical Potential | F13 | Industrial | Petroleum | Existing | Space Heating | Natural Gas | Gas Boiler - Hot Water Reset | A | Purchases (Incremental) | Technical Potential | 0 | 0 | 0 | 0 | 0 | 0.0020629 | 0.0025315 | 0.0030795 | 0.0035768 | 0.0040832 | 0.0047131 | 0.0051562 | 0.0052567 | 0.0048752 | 0.0042066 | 0.0032242 | 0.0021341 | 0.0012329 | 0.00058834 | 0.00024921 | 9.0247e-05 | 2.8079e-05 | 6.0977e-06 | 9.9889e-07 | 1.1952e-07 | 0 | 0 | 0 | 0 | 0 | 0
F14_Industrial_Petroleum_Existing_Space Heating_Natural Gas_Gas Boiler - Hot Water Reset_A_Technical Potential | F14 | Industrial | Petroleum | Existing | Space Heating | Natural Gas | Gas Boiler - Hot Water Reset | A | Purchases (Cumulative) | Technical Potential | 0 | 0 | 0 | 0 | 0 | 0.0020629 | 0.0045944 | 0.0076739 | 0.011251 | 0.015334 | 0.020047 | 0.025203 | 0.03046 | 0.035335 | 0.039542 | 0.042766 | 0.0449 | 0.046133 | 0.046721 | 0.046971 | 0.047061 | 0.047089 | 0.047095 | 0.047096 | 0.047096 | 0.047096 | 0.047096 | 0.047096 | 0.047096 | 0.047096 | 0.047096
F1_Industrial_Petroleum_Existing_Process_Natural Gas_Gas Boiler - Hot Water Reset_A_Technical Potential | F1 | Industrial | Petroleum | Existing | Process | Natural Gas | Gas Boiler - Hot Water Reset | A | Original Unit Energy Savings (kWh or therms) | Technical Potential | 0 | 0 | 0 | 0 | 0 | 975.934 | 975.934 | 975.934 | 975.934 | 975.934 | 975.934 | 975.934 | 975.934 | 975.934 | 975.934 | 975.934 | 975.934 | 975.934 | 975.934 | 975.934 | 975.934 | 975.934 | 975.934 | 975.934 | 975.934 | 975.934 | 975.934 | 975.934 | 975.934 | 975.934 | 975.934
F2_Industrial_Petroleum_Existing_Process_Natural Gas_Gas Boiler - Hot Water Reset_A_Technical Potential | F2 | Industrial | Petroleum | Existing | Process | Natural Gas | Gas Boiler - Hot Water Reset | A | Original Unit Summer Peak Savings (kW) | Technical Potential | 0 | 0 | 0 | 0 | 0 | 0 | 0 | 0 | 0 | 0 | 0 | 0 | 0 | 0 | 0 | 0 | 0 | 0 | 0 | 0 | 0 | 0 | 0 | 0 | 0 | 0 | 0 | 0 | 0 | 0 | 0
F3_Industrial_Petroleum_Existing_Process_Natural Gas_Gas Boiler - Hot Water Reset_A_Technical Potential | F3 | Industrial | Petroleum | Existing | Process | Natural Gas | Gas Boiler - Hot Water Reset | A | Original Unit Winter Peak Savings (kW) | Technical Potential | 0 | 0 | 0 | 0 | 0 | 0 | 0 | 0 | 0 | 0 | 0 | 0 | 0 | 0 | 0 | 0 | 0 | 0 | 0 | 0 | 0 | 0 | 0 | 0 | 0 | 0 | 0 | 0 | 0 | 0 | 0
F4_Industrial_Petroleum_Existing_Process_Natural Gas_Gas Boiler - Hot Water Reset_A_Technical Potential | F4 | Industrial | Petroleum | Existing | Process | Natural Gas | Gas Boiler - Hot Water Reset | A | Standalone Impact on Baseline Energy (%) | Technical Potential | 0% | 0% | 0% | 0% | 0% | 0.01467% | 0.03268% | 0.05491% | 0.08046% | 0.1096% | 0.1451% | 0.1829% | 0.2215% | 0.2611% | 0.2911% | 0.3178% | 0.3337% | 0.3446% | 0.3521% | 0.3535% | 0.3557% | 0.3573% | 0.3586% | 0.3599% | 0.0036102 | 0.0036207 | 0.0036304 | 0.0036392 | 0 | 0 | 0
F5_Industrial_Petroleum_Existing_Process_Natural Gas_Gas Boiler - Hot Water Reset_A_Technical Potential | F5 | Industrial | Petroleum | Existing | Process | Natural Gas | Gas Boiler - Hot Water Reset | A | Standalone Impact on Baseline Summer Peak (%) | Technical Potential | 0% | 0% | 0% | 0% | 0% | 0% | 0% | 0% | 0% | 0% | 0% | 0% | 0% | 0% | 0% | 0% | 0% | 0% | 0% | 0% | 0% | 0% | 0% | 0% | 0 | 0 | 0 | 0 | 0 | 0 | 0
F6_Industrial_Petroleum_Existing_Process_Natural Gas_Gas Boiler - Hot Water Reset_A_Technical Potential | F6 | Industrial | Petroleum | Existing | Process | Natural Gas | Gas Boiler - Hot Water Reset | A | Standalone Impact on Baseline Winter Peak (%) | Technical Potential | 0% | 0% | 0% | 0% | 0% | 0% | 0% | 0% | 0% | 0% | 0% | 0% | 0% | 0% | 0% | 0% | 0% | 0% | 0% | 0% | 0% | 0% | 0% | 0% | 0 | 0 | 0 | 0 | 0 | 0 | 0
F7_Industrial_Petroleum_Existing_Process_Natural Gas_Gas Boiler - Hot Water Reset_A_Technical Potential | F7 | Industrial | Petroleum | Existing | Process | Natural Gas | Gas Boiler - Hot Water Reset | A | Incremental Energy Savings (MWh or mTherms) | Technical Potential | 0 | 0 | 0 | 0 | 0 | 0.15988 | 0.1962 | 0.23867 | 0.27721 | 0.31645 | 0.36527 | 0.39961 | 0.40741 | 0.37783 | 0.32602 | 0.24988 | 0.1654 | 0.095555 | 0.045597 | 0.019314 | 0.0069943 | 0.0021762 | 0.00047258 | 7.7416e-05 | 9.2632e-06 | 0 | 0 | 0 | 0 | 0 | 0
F8_Industrial_Petroleum_Existing_Process_Natural Gas_Gas Boiler - Hot Water Reset_A_Technical Potential | F8 | Industrial | Petroleum | Existing | Process | Natural Gas | Gas Boiler - Hot Water Reset | A | Incremental Summer Peak Savings (MW) | Technical Potential | 0 | 0 | 0 | 0 | 0 | 0 | 0 | 0 | 0 | 0 | 0 | 0 | 0 | 0 | 0 | 0 | 0 | 0 | 0 | 0 | 0 | 0 | 0 | 0 | 0 | 0 | 0 | 0 | 0 | 0 | 0
F9_Industrial_Petroleum_Existing_Process_Natural Gas_Gas Boiler - Hot Water Reset_A_Technical Potential | F9 | Industrial | Petroleum | Existing | Process | Natural Gas | Gas Boiler - Hot Water Reset | A | Incremental Winter Peak Savings (MW) | Technical Potential | 0 | 0 | 0 | 0 | 0 | 0 | 0 | 0 | 0 | 0 | 0 | 0 | 0 | 0 | 0 | 0 | 0 | 0 | 0 | 0 | 0 | 0 | 0 | 0 | 0 | 0 | 0 | 0 | 0 | 0 | 0
F10_Industrial_Petroleum_Existing_Process_Natural Gas_Gas Boiler - Hot Water Reset_A_Technical Potential | F10 | Industrial | Petroleum | Existing | Process | Natural Gas | Gas Boiler - Hot Water Reset | A | Cumulative Energy Savings (MWh or mTherms) | Technical Potential | 0 | 0 | 0 | 0 | 0 | 0.15988 | 0.35607 | 0.59474 | 0.87195 | 1.1884 | 1.5537 | 1.9533 | 2.3607 | 2.7385 | 3.0646 | 3.3144 | 3.4798 | 3.5754 | 3.621 | 3.6403 | 3.6473 | 3.6495 | 3.6499 | 3.65 | 3.65 | 3.65 | 3.65 | 3.65 | 3.65 | 3.65 | 3.65
F11_Industrial_Petroleum_Existing_Process_Natural Gas_Gas Boiler - Hot Water Reset_A_Technical Potential | F11 | Industrial | Petroleum | Existing | Process | Natural Gas | Gas Boiler - Hot Water Reset | A | Cumulative Summer Peak Savings (MW) | Technical Potential | 0 | 0 | 0 | 0 | 0 | 0 | 0 | 0 | 0 | 0 | 0 | 0 | 0 | 0 | 0 | 0 | 0 | 0 | 0 | 0 | 0 | 0 | 0 | 0 | 0 | 0 | 0 | 0 | 0 | 0 | 0
F12_Industrial_Petroleum_Existing_Process_Natural Gas_Gas Boiler - Hot Water Reset_A_Technical Potential | F12 | Industrial | Petroleum | Existing | Process | Natural Gas | Gas Boiler - Hot Water Reset | A | Cumulative Winter Peak Savings (MW) | Technical Potential | 0 | 0 | 0 | 0 | 0 | 0 | 0 | 0 | 0 | 0 | 0 | 0 | 0 | 0 | 0 | 0 | 0 | 0 | 0 | 0 | 0 | 0 | 0 | 0 | 0 | 0 | 0 | 0 | 0 | 0 | 0
F13_Industrial_Petroleum_Existing_Process_Natural Gas_Gas Boiler - Hot Water Reset_A_Technical Potential | F13 | Industrial | Petroleum | Existing | Process | Natural Gas | Gas Boiler - Hot Water Reset | A | Purchases (Incremental) | Technical Potential | 0 | 0 | 0 | 0 | 0 | 0.16382 | 0.20103 | 0.24456 | 0.28404 | 0.32426 | 0.37428 | 0.40947 | 0.41745 | 0.38715 | 0.33406 | 0.25604 | 0.16948 | 0.097911 | 0.046722 | 0.01979 | 0.0071667 | 0.0022299 | 0.00048424 | 7.9325e-05 | 9.4916e-06 | 0 | 0 | 0 | 0 | 0 | 0
F14_Industrial_Petroleum_Existing_Process_Natural Gas_Gas Boiler - Hot Water Reset_A_Technical Potential | F14 | Industrial | Petroleum | Existing | Process | Natural Gas | Gas Boiler - Hot Water Reset | A | Purchases (Cumulative) | Technical Potential | 0 | 0 | 0 | 0 | 0 | 0.16382 | 0.36485 | 0.60941 | 0.89345 | 1.2177 | 1.592 | 2.0015 | 2.4189 | 2.8061 | 3.1401 | 3.3962 | 3.5656 | 3.6636 | 3.7103 | 3.7301 | 3.7372 | 3.7395 | 3.7399 | 3.74 | 3.74 | 3.74 | 3.74 | 3.74 | 3.74 | 3.74 | 3.74
F1_Industrial_Petroleum_Existing_Space Heating_Natural Gas_Steam Trap Maintenance_A_Technical Potential | F1 | Industrial | Petroleum | Existing | Space Heating | Natural Gas | Steam Trap Maintenance | A | Original Unit Energy Savings (kWh or therms) | Technical Potential | 0 | 0 | 0 | 0 | 0 | 135.2188 | 134.3026 | 133.3921 | 132.4769 | 131.5642 | 130.6772 | 129.799 | 128.9303 | 128.0714 | 127.1623 | 126.3279 | 125.503 | 124.6915 | 123.892 | 123.0908 | 122.317 | 121.5116 | 120.7341 | 119.981 | 119.2232 | 118.5316 | 117.9004 | 117.3245 | 116.7988 | 116.319 | 115.8812
F2_Industrial_Petroleum_Existing_Space Heating_Natural Gas_Steam Trap Maintenance_A_Technical Potential | F2 | Industrial | Petroleum | Existing | Space Heating | Natural Gas | Steam Trap Maintenance | A | Original Unit Summer Peak Savings (kW) | Technical Potential | 0 | 0 | 0 | 0 | 0 | 0 | 0 | 0 | 0 | 0 | 0 | 0 | 0 | 0 | 0 | 0 | 0 | 0 | 0 | 0 | 0 | 0 | 0 | 0 | 0 | 0 | 0 | 0 | 0 | 0 | 0
F3_Industrial_Petroleum_Existing_Space Heating_Natural Gas_Steam Trap Maintenance_A_Technical Potential | F3 | Industrial | Petroleum | Existing | Space Heating | Natural Gas | Steam Trap Maintenance | A | Original Unit Winter Peak Savings (kW) | Technical Potential | 0 | 0 | 0 | 0 | 0 | 0 | 0 | 0 | 0 | 0 | 0 | 0 | 0 | 0 | 0 | 0 | 0 | 0 | 0 | 0 | 0 | 0 | 0 | 0 | 0 | 0 | 0 | 0 | 0 | 0 | 0
F4_Industrial_Petroleum_Existing_Space Heating_Natural Gas_Steam Trap Maintenance_A_Technical Potential | F4 | Industrial | Petroleum | Existing | Space Heating | Natural Gas | Steam Trap Maintenance | A | Standalone Impact on Baseline Energy (%) | Technical Potential | 0% | 0% | 0% | 0% | 0% | 0.003565% | 0.007146% | 0.0108% | 0.01444% | 0.0181% | 0.02204% | 0.02584% | 0.02965% | 0.0339% | 0.03756% | 0.04171% | 0.0455% | 0.04952% | 0.05376% | 0.05751% | 0.06157% | 0.06563% | 0.06973% | 0.07384% | 0.00077935 | 0.00078284 | 0.00078617 | 0.00078934 | 0 | 0 | 0
F5_Industrial_Petroleum_Existing_Space Heating_Natural Gas_Steam Trap Maintenance_A_Technical Potential | F5 | Industrial | Petroleum | Existing | Space Heating | Natural Gas | Steam Trap Maintenance | A | Standalone Impact on Baseline Summer Peak (%) | Technical Potential | 0% | 0% | 0% | 0% | 0% | 0% | 0% | 0% | 0% | 0% | 0% | 0% | 0% | 0% | 0% | 0% | 0% | 0% | 0% | 0% | 0% | 0% | 0% | 0% | 0 | 0 | 0 | 0 | 0 | 0 | 0
F6_Industrial_Petroleum_Existing_Space Heating_Natural Gas_Steam Trap Maintenance_A_Technical Potential | F6 | Industrial | Petroleum | Existing | Space Heating | Natural Gas | Steam Trap Maintenance | A | Standalone Impact on Baseline Winter Peak (%) | Technical Potential | 0% | 0% | 0% | 0% | 0% | 0% | 0% | 0% | 0% | 0% | 0% | 0% | 0% | 0% | 0% | 0% | 0% | 0% | 0% | 0% | 0% | 0% | 0% | 0% | 0 | 0 | 0 | 0 | 0 | 0 | 0
F7_Industrial_Petroleum_Existing_Space Heating_Natural Gas_Steam Trap Maintenance_A_Technical Potential | F7 | Industrial | Petroleum | Existing | Space Heating | Natural Gas | Steam Trap Maintenance | A | Incremental Energy Savings (MWh or mTherms) | Technical Potential | 0 | 0 | 0 | 0 | 0 | 0.00015569 | 0.00015455 | 0.00015259 | 0.00015163 | 0.00015071 | 0.00014779 | 0.0001464 | 0.00014512 | 0.00014187 | 0.0001414 | 0.00013913 | 0.00013824 | 0.00013665 | 0.00013457 | 0.00013386 | 0.00013246 | 0.00013108 | 0.00012977 | 0.00012852 | 0.0001273 | 0 | 0 | 0 | 0 | 0 | 0
F8_Industrial_Petroleum_Existing_Space Heating_Natural Gas_Steam Trap Maintenance_A_Technical Potential | F8 | Industrial | Petroleum | Existing | Space Heating | Natural Gas | Steam Trap Maintenance | A | Incremental Summer Peak Savings (MW) | Technical Potential | 0 | 0 | 0 | 0 | 0 | 0 | 0 | 0 | 0 | 0 | 0 | 0 | 0 | 0 | 0 | 0 | 0 | 0 | 0 | 0 | 0 | 0 | 0 | 0 | 0 | 0 | 0 | 0 | 0 | 0 | 0
F9_Industrial_Petroleum_Existing_Space Heating_Natural Gas_Steam Trap Maintenance_A_Technical Potential | F9 | Industrial | Petroleum | Existing | Space Heating | Natural Gas | Steam Trap Maintenance | A | Incremental Winter Peak Savings (MW) | Technical Potential | 0 | 0 | 0 | 0 | 0 | 0 | 0 | 0 | 0 | 0 | 0 | 0 | 0 | 0 | 0 | 0 | 0 | 0 | 0 | 0 | 0 | 0 | 0 | 0 | 0 | 0 | 0 | 0 | 0 | 0 | 0
F10_Industrial_Petroleum_Existing_Space Heating_Natural Gas_Steam Trap Maintenance_A_Technical Potential | F10 | Industrial | Petroleum | Existing | Space Heating | Natural Gas | Steam Trap Maintenance | A | Cumulative Energy Savings (MWh or mTherms) | Technical Potential | 0 | 0 | 0 | 0 | 0 | 0.00015569 | 0.00030918 | 0.00045968 | 0.00060815 | 0.00075467 | 0.00089738 | 0.0010377 | 0.0011759 | 0.00131 | 0.0014421 | 0.0015717 | 0.0016997 | 0.0018254 | 0.0019482 | 0.0020695 | 0.0021889 | 0.0023056 | 0.0024206 | 0.002534 | 0.0026453 | 0.00263 | 0.002616 | 0.0026032 | 0.0025916 | 0.0025809 | 0.0025712
F11_Industrial_Petroleum_Existing_Space Heating_Natural Gas_Steam Trap Maintenance_A_Technical Potential | F11 | Industrial | Petroleum | Existing | Space Heating | Natural Gas | Steam Trap Maintenance | A | Cumulative Summer Peak Savings (MW) | Technical Potential | 0 | 0 | 0 | 0 | 0 | 0 | 0 | 0 | 0 | 0 | 0 | 0 | 0 | 0 | 0 | 0 | 0 | 0 | 0 | 0 | 0 | 0 | 0 | 0 | 0 | 0 | 0 | 0 | 0 | 0 | 0
F12_Industrial_Petroleum_Existing_Space Heating_Natural Gas_Steam Trap Maintenance_A_Technical Potential | F12 | Industrial | Petroleum | Existing | Space Heating | Natural Gas | Steam Trap Maintenance | A | Cumulative Winter Peak Savings (MW) | Technical Potential | 0 | 0 | 0 | 0 | 0 | 0 | 0 | 0 | 0 | 0 | 0 | 0 | 0 | 0 | 0 | 0 | 0 | 0 | 0 | 0 | 0 | 0 | 0 | 0 | 0 | 0 | 0 | 0 | 0 | 0 | 0
F13_Industrial_Petroleum_Existing_Space Heating_Natural Gas_Steam Trap Maintenance_A_Technical Potential | F13 | Industrial | Petroleum | Existing | Space Heating | Natural Gas | Steam Trap Maintenance | A | Purchases (Incremental) | Technical Potential | 0 | 0 | 0 | 0 | 0 | 0.0011514 | 0.0011507 | 0.001144 | 0.0011446 | 0.0011455 | 0.001131 | 0.0011279 | 0.0011256 | 0.0011077 | 0.0011119 | 0.0011013 | 0.0011015 | 0.0010959 | 0.0010862 | 0.0010875 | 0.001083 | 0.0010787 | 0.0010748 | 0.0010712 | 0.0010678 | 0 | 0 | 0 | 0 | 0 | 0
F14_Industrial_Petroleum_Existing_Space Heating_Natural Gas_Steam Trap Maintenance_A_Technical Potential | F14 | Industrial | Petroleum | Existing | Space Heating | Natural Gas | Steam Trap Maintenance | A | Purchases (Cumulative) | Technical Potential | 0 | 0 | 0 | 0 | 0 | 0.0011514 | 0.0023021 | 0.0034461 | 0.0045906 | 0.0057362 | 0.0068671 | 0.007995 | 0.0091206 | 0.010228 | 0.01134 | 0.012442 | 0.013543 | 0.014639 | 0.015725 | 0.016813 | 0.017896 | 0.018974 | 0.020049 | 0.02112 | 0.022188 | 0.022188 | 0.022188 | 0.022188 | 0.022188 | 0.022188 | 0.022188
F1_Industrial_Petroleum_Existing_Process_Natural Gas_Steam Trap Maintenance_A_Technical Potential | F1 | Industrial | Petroleum | Existing | Process | Natural Gas | Steam Trap Maintenance | A | Original Unit Energy Savings (kWh or therms) | Technical Potential | 0 | 0 | 0 | 0 | 0 | 689.554 | 689.554 | 689.554 | 689.554 | 689.554 | 689.554 | 689.554 | 689.554 | 689.554 | 689.554 | 689.554 | 689.554 | 689.554 | 689.554 | 689.554 | 689.554 | 689.554 | 689.554 | 689.554 | 689.554 | 689.554 | 689.554 | 689.554 | 689.554 | 689.554 | 689.554
F2_Industrial_Petroleum_Existing_Process_Natural Gas_Steam Trap Maintenance_A_Technical Potential | F2 | Industrial | Petroleum | Existing | Process | Natural Gas | Steam Trap Maintenance | A | Original Unit Summer Peak Savings (kW) | Technical Potential | 0 | 0 | 0 | 0 | 0 | 0 | 0 | 0 | 0 | 0 | 0 | 0 | 0 | 0 | 0 | 0 | 0 | 0 | 0 | 0 | 0 | 0 | 0 | 0 | 0 | 0 | 0 | 0 | 0 | 0 | 0
F3_Industrial_Petroleum_Existing_Process_Natural Gas_Steam Trap Maintenance_A_Technical Potential | F3 | Industrial | Petroleum | Existing | Process | Natural Gas | Steam Trap Maintenance | A | Original Unit Winter Peak Savings (kW) | Technical Potential | 0 | 0 | 0 | 0 | 0 | 0 | 0 | 0 | 0 | 0 | 0 | 0 | 0 | 0 | 0 | 0 | 0 | 0 | 0 | 0 | 0 | 0 | 0 | 0 | 0 | 0 | 0 | 0 | 0 | 0 | 0
F4_Industrial_Petroleum_Existing_Process_Natural Gas_Steam Trap Maintenance_A_Technical Potential | F4 | Industrial | Petroleum | Existing | Process | Natural Gas | Steam Trap Maintenance | A | Standalone Impact on Baseline Energy (%) | Technical Potential | 0% | 0% | 0% | 0% | 0% | 0.005783% | 0.01157% | 0.01742% | 0.0232% | 0.02896% | 0.03512% | 0.041% | 0.04686% | 0.0534% | 0.05898% | 0.06533% | 0.07111% | 0.07725% | 0.08373% | 0.08941% | 0.09557% | 0.1017% | 0.1079% | 0.114% | 0.0012018 | 0.0012053 | 0.0012085 | 0.0012114 | 0 | 0 | 0
F5_Industrial_Petroleum_Existing_Process_Natural Gas_Steam Trap Maintenance_A_Technical Potential | F5 | Industrial | Petroleum | Existing | Process | Natural Gas | Steam Trap Maintenance | A | Standalone Impact on Baseline Summer Peak (%) | Technical Potential | 0% | 0% | 0% | 0% | 0% | 0% | 0% | 0% | 0% | 0% | 0% | 0% | 0% | 0% | 0% | 0% | 0% | 0% | 0% | 0% | 0% | 0% | 0% | 0% | 0 | 0 | 0 | 0 | 0 | 0 | 0
F6_Industrial_Petroleum_Existing_Process_Natural Gas_Steam Trap Maintenance_A_Technical Potential | F6 | Industrial | Petroleum | Existing | Process | Natural Gas | Steam Trap Maintenance | A | Standalone Impact on Baseline Winter Peak (%) | Technical Potential | 0% | 0% | 0% | 0% | 0% | 0% | 0% | 0% | 0% | 0% | 0% | 0% | 0% | 0% | 0% | 0% | 0% | 0% | 0% | 0% | 0% | 0% | 0% | 0% | 0 | 0 | 0 | 0 | 0 | 0 | 0
F7_Industrial_Petroleum_Existing_Process_Natural Gas_Steam Trap Maintenance_A_Technical Potential | F7 | Industrial | Petroleum | Existing | Process | Natural Gas | Steam Trap Maintenance | A | Incremental Energy Savings (MWh or mTherms) | Technical Potential | 0 | 0 | 0 | 0 | 0 | 0.063049 | 0.063014 | 0.062642 | 0.062676 | 0.062728 | 0.061932 | 0.061762 | 0.061637 | 0.060658 | 0.06089 | 0.060309 | 0.060317 | 0.060013 | 0.059478 | 0.059549 | 0.059302 | 0.059072 | 0.058856 | 0.058656 | 0.058471 | 0 | 0 | 0 | 0 | 0 | 0
F8_Industrial_Petroleum_Existing_Process_Natural Gas_Steam Trap Maintenance_A_Technical Potential | F8 | Industrial | Petroleum | Existing | Process | Natural Gas | Steam Trap Maintenance | A | Incremental Summer Peak Savings (MW) | Technical Potential | 0 | 0 | 0 | 0 | 0 | 0 | 0 | 0 | 0 | 0 | 0 | 0 | 0 | 0 | 0 | 0 | 0 | 0 | 0 | 0 | 0 | 0 | 0 | 0 | 0 | 0 | 0 | 0 | 0 | 0 | 0
F9_Industrial_Petroleum_Existing_Process_Natural Gas_Steam Trap Maintenance_A_Technical Potential | F9 | Industrial | Petroleum | Existing | Process | Natural Gas | Steam Trap Maintenance | A | Incremental Winter Peak Savings (MW) | Technical Potential | 0 | 0 | 0 | 0 | 0 | 0 | 0 | 0 | 0 | 0 | 0 | 0 | 0 | 0 | 0 | 0 | 0 | 0 | 0 | 0 | 0 | 0 | 0 | 0 | 0 | 0 | 0 | 0 | 0 | 0 | 0
F10_Industrial_Petroleum_Existing_Process_Natural Gas_Steam Trap Maintenance_A_Technical Potential | F10 | Industrial | Petroleum | Existing | Process | Natural Gas | Steam Trap Maintenance | A | Cumulative Energy Savings (MWh or mTherms) | Technical Potential | 0 | 0 | 0 | 0 | 0 | 0.063049 | 0.12606 | 0.18871 | 0.25138 | 0.31411 | 0.37604 | 0.4378 | 0.49944 | 0.5601 | 0.62099 | 0.6813 | 0.74161 | 0.80163 | 0.86111 | 0.92065 | 0.97996 | 1.039 | 1.0979 | 1.1565 | 1.215 | 1.215 | 1.215 | 1.215 | 1.215 | 1.215 | 1.215
F11_Industrial_Petroleum_Existing_Process_Natural Gas_Steam Trap Maintenance_A_Technical Potential | F11 | Industrial | Petroleum | Existing | Process | Natural Gas | Steam Trap Maintenance | A | Cumulative Summer Peak Savings (MW) | Technical Potential | 0 | 0 | 0 | 0 | 0 | 0 | 0 | 0 | 0 | 0 | 0 | 0 | 0 | 0 | 0 | 0 | 0 | 0 | 0 | 0 | 0 | 0 | 0 | 0 | 0 | 0 | 0 | 0 | 0 | 0 | 0
F12_Industrial_Petroleum_Existing_Process_Natural Gas_Steam Trap Maintenance_A_Technical Potential | F12 | Industrial | Petroleum | Existing | Process | Natural Gas | Steam Trap Maintenance | A | Cumulative Winter Peak Savings (MW) | Technical Potential | 0 | 0 | 0 | 0 | 0 | 0 | 0 | 0 | 0 | 0 | 0 | 0 | 0 | 0 | 0 | 0 | 0 | 0 | 0 | 0 | 0 | 0 | 0 | 0 | 0 | 0 | 0 | 0 | 0 | 0 | 0
F13_Industrial_Petroleum_Existing_Process_Natural Gas_Steam Trap Maintenance_A_Technical Potential | F13 | Industrial | Petroleum | Existing | Process | Natural Gas | Steam Trap Maintenance | A | Purchases (Incremental) | Technical Potential | 0 | 0 | 0 | 0 | 0 | 0.091434 | 0.091384 | 0.090845 | 0.090894 | 0.090969 | 0.089814 | 0.089569 | 0.089387 | 0.087967 | 0.088303 | 0.087461 | 0.087472 | 0.087032 | 0.086256 | 0.086358 | 0.086001 | 0.085666 | 0.085354 | 0.085064 | 0.084796 | 0 | 0 | 0 | 0 | 0 | 0
F14_Industrial_Petroleum_Existing_Process_Natural Gas_Steam Trap Maintenance_A_Technical Potential | F14 | Industrial | Petroleum | Existing | Process | Natural Gas | Steam Trap Maintenance | A | Purchases (Cumulative) | Technical Potential | 0 | 0 | 0 | 0 | 0 | 0.091434 | 0.18282 | 0.27366 | 0.36456 | 0.45553 | 0.54534 | 0.63491 | 0.7243 | 0.81226 | 0.90057 | 0.98803 | 1.0755 | 1.1625 | 1.2488 | 1.3351 | 1.4211 | 1.5068 | 1.5922 | 1.6772 | 1.762 | 1.762 | 1.762 | 1.762 | 1.762 | 1.762 | 1.762
F1_Industrial_Petroleum_Existing_Space Heating_Natural Gas_Gas Boiler - High Turndown_A_Technical Potential | F1 | Industrial | Petroleum | Existing | Space Heating | Natural Gas | Gas Boiler - High Turndown | A | Original Unit Energy Savings (kWh or therms) | Technical Potential | 0 | 0 | 0 | 0 | 0 | 143.5326 | 142.5601 | 141.5936 | 140.6221 | 139.6533 | 138.7118 | 137.7796 | 136.8574 | 135.9457 | 134.9807 | 134.0951 | 133.2194 | 132.3581 | 131.5094 | 130.6589 | 129.8375 | 128.9826 | 128.1573 | 127.358 | 126.5535 | 125.8193 | 125.1494 | 124.538 | 123.9801 | 123.4708 | 123.006
F2_Industrial_Petroleum_Existing_Space Heating_Natural Gas_Gas Boiler - High Turndown_A_Technical Potential | F2 | Industrial | Petroleum | Existing | Space Heating | Natural Gas | Gas Boiler - High Turndown | A | Original Unit Summer Peak Savings (kW) | Technical Potential | 0 | 0 | 0 | 0 | 0 | 0 | 0 | 0 | 0 | 0 | 0 | 0 | 0 | 0 | 0 | 0 | 0 | 0 | 0 | 0 | 0 | 0 | 0 | 0 | 0 | 0 | 0 | 0 | 0 | 0 | 0
F3_Industrial_Petroleum_Existing_Space Heating_Natural Gas_Gas Boiler - High Turndown_A_Technical Potential | F3 | Industrial | Petroleum | Existing | Space Heating | Natural Gas | Gas Boiler - High Turndown | A | Original Unit Winter Peak Savings (kW) | Technical Potential | 0 | 0 | 0 | 0 | 0 | 0 | 0 | 0 | 0 | 0 | 0 | 0 | 0 | 0 | 0 | 0 | 0 | 0 | 0 | 0 | 0 | 0 | 0 | 0 | 0 | 0 | 0 | 0 | 0 | 0 | 0
F4_Industrial_Petroleum_Existing_Space Heating_Natural Gas_Gas Boiler - High Turndown_A_Technical Potential | F4 | Industrial | Petroleum | Existing | Space Heating | Natural Gas | Gas Boiler - High Turndown | A | Standalone Impact on Baseline Energy (%) | Technical Potential | 0% | 0% | 0% | 0% | 0% | 0.01035% | 0.02074% | 0.03135% | 0.04191% | 0.05254% | 0.06292% | 0.07097% | 0.0775% | 0.08393% | 0.08781% | 0.09205% | 0.09478% | 0.09747% | 0.1001% | 0.1015% | 0.1031% | 0.1037% | 0.1043% | 0.1048% | 0.0010529 | 0.0010576 | 0.0010621 | 0.0010664 | 0 | 0 | 0
F5_Industrial_Petroleum_Existing_Space Heating_Natural Gas_Gas Boiler - High Turndown_A_Technical Potential | F5 | Industrial | Petroleum | Existing | Space Heating | Natural Gas | Gas Boiler - High Turndown | A | Standalone Impact on Baseline Summer Peak (%) | Technical Potential | 0% | 0% | 0% | 0% | 0% | 0% | 0% | 0% | 0% | 0% | 0% | 0% | 0% | 0% | 0% | 0% | 0% | 0% | 0% | 0% | 0% | 0% | 0% | 0% | 0 | 0 | 0 | 0 | 0 | 0 | 0
F6_Industrial_Petroleum_Existing_Space Heating_Natural Gas_Gas Boiler - High Turndown_A_Technical Potential | F6 | Industrial | Petroleum | Existing | Space Heating | Natural Gas | Gas Boiler - High Turndown | A | Standalone Impact on Baseline Winter Peak (%) | Technical Potential | 0% | 0% | 0% | 0% | 0% | 0% | 0% | 0% | 0% | 0% | 0% | 0% | 0% | 0% | 0% | 0% | 0% | 0% | 0% | 0% | 0% | 0% | 0% | 0% | 0 | 0 | 0 | 0 | 0 | 0 | 0
F7_Industrial_Petroleum_Existing_Space Heating_Natural Gas_Gas Boiler - High Turndown_A_Technical Potential | F7 | Industrial | Petroleum | Existing | Space Heating | Natural Gas | Gas Boiler - High Turndown | A | Incremental Energy Savings (MWh or mTherms) | Technical Potential | 0 | 0 | 0 | 0 | 0 | 0.00045188 | 0.00044857 | 0.0004429 | 0.0004401 | 0.00043743 | 0.00038607 | 0.00030594 | 0.00024262 | 0.00018974 | 0.00015129 | 0.00011909 | 9.4664e-05 | 7.4863e-05 | 5.8976e-05 | 4.6931e-05 | 3.7154e-05 | 2.5077e-07 | 8.8665e-08 | 2.9936e-08 | 9.6695e-09 | 8.1476e-09 | 8.0826e-09 | 8.0237e-09 | 7.9703e-09 | 7.9222e-09 | 7.8789e-09
F8_Industrial_Petroleum_Existing_Space Heating_Natural Gas_Gas Boiler - High Turndown_A_Technical Potential | F8 | Industrial | Petroleum | Existing | Space Heating | Natural Gas | Gas Boiler - High Turndown | A | Incremental Summer Peak Savings (MW) | Technical Potential | 0 | 0 | 0 | 0 | 0 | 0 | 0 | 0 | 0 | 0 | 0 | 0 | 0 | 0 | 0 | 0 | 0 | 0 | 0 | 0 | 0 | 0 | 0 | 0 | 0 | 0 | 0 | 0 | 0 | 0 | 0
F9_Industrial_Petroleum_Existing_Space Heating_Natural Gas_Gas Boiler - High Turndown_A_Technical Potential | F9 | Industrial | Petroleum | Existing | Space Heating | Natural Gas | Gas Boiler - High Turndown | A | Incremental Winter Peak Savings (MW) | Technical Potential | 0 | 0 | 0 | 0 | 0 | 0 | 0 | 0 | 0 | 0 | 0 | 0 | 0 | 0 | 0 | 0 | 0 | 0 | 0 | 0 | 0 | 0 | 0 | 0 | 0 | 0 | 0 | 0 | 0 | 0 | 0
F10_Industrial_Petroleum_Existing_Space Heating_Natural Gas_Gas Boiler - High Turndown_A_Technical Potential | F10 | Industrial | Petroleum | Existing | Space Heating | Natural Gas | Gas Boiler - High Turndown | A | Cumulative Energy Savings (MWh or mTherms) | Technical Potential | 0 | 0 | 0 | 0 | 0 | 0.00045188 | 0.00089739 | 0.0013342 | 0.0017652 | 0.0021904 | 0.0025617 | 0.0028505 | 0.003074 | 0.0032433 | 0.0033715 | 0.0034685 | 0.0035405 | 0.0035925 | 0.0036284 | 0.0036519 | 0.0036661 | 0.0036422 | 0.003619 | 0.0035964 | 0.0035737 | 0.003553 | 0.0035341 | 0.0035169 | 0.0035011 | 0.0034867 | 0.0034736
F11_Industrial_Petroleum_Existing_Space Heating_Natural Gas_Gas Boiler - High Turndown_A_Technical Potential | F11 | Industrial | Petroleum | Existing | Space Heating | Natural Gas | Gas Boiler - High Turndown | A | Cumulative Summer Peak Savings (MW) | Technical Potential | 0 | 0 | 0 | 0 | 0 | 0 | 0 | 0 | 0 | 0 | 0 | 0 | 0 | 0 | 0 | 0 | 0 | 0 | 0 | 0 | 0 | 0 | 0 | 0 | 0 | 0 | 0 | 0 | 0 | 0 | 0
F12_Industrial_Petroleum_Existing_Space Heating_Natural Gas_Gas Boiler - High Turndown_A_Technical Potential | F12 | Industrial | Petroleum | Existing | Space Heating | Natural Gas | Gas Boiler - High Turndown | A | Cumulative Winter Peak Savings (MW) | Technical Potential | 0 | 0 | 0 | 0 | 0 | 0 | 0 | 0 | 0 | 0 | 0 | 0 | 0 | 0 | 0 | 0 | 0 | 0 | 0 | 0 | 0 | 0 | 0 | 0 | 0 | 0 | 0 | 0 | 0 | 0 | 0
F13_Industrial_Petroleum_Existing_Space Heating_Natural Gas_Gas Boiler - High Turndown_A_Technical Potential | F13 | Industrial | Petroleum | Existing | Space Heating | Natural Gas | Gas Boiler - High Turndown | A | Purchases (Incremental) | Technical Potential | 0 | 0 | 0 | 0 | 0 | 0.0031483 | 0.0031466 | 0.003128 | 0.0031297 | 0.0031323 | 0.0027832 | 0.0022205 | 0.0017728 | 0.0013957 | 0.0011208 | 0.00088812 | 0.00071059 | 0.00056561 | 0.00044845 | 0.00035919 | 0.00028616 | 1.9442e-06 | 6.9184e-07 | 2.3505e-07 | 7.6406e-08 | 6.4757e-08 | 6.4584e-08 | 6.4427e-08 | 6.4287e-08 | 6.4162e-08 | 6.4053e-08
F14_Industrial_Petroleum_Existing_Space Heating_Natural Gas_Gas Boiler - High Turndown_A_Technical Potential | F14 | Industrial | Petroleum | Existing | Space Heating | Natural Gas | Gas Boiler - High Turndown | A | Purchases (Cumulative) | Technical Potential | 0 | 0 | 0 | 0 | 0 | 0.0031483 | 0.0062948 | 0.0094228 | 0.012553 | 0.015685 | 0.018468 | 0.020689 | 0.022461 | 0.023857 | 0.024978 | 0.025866 | 0.026577 | 0.027142 | 0.027591 | 0.02795 | 0.028236 | 0.028238 | 0.028239 | 0.028239 | 0.028239 | 0.028239 | 0.028239 | 0.028239 | 0.028239 | 0.028239 | 0.028239
F1_Industrial_Petroleum_Existing_Process_Natural Gas_Gas Boiler - High Turndown_A_Technical Potential | F1 | Industrial | Petroleum | Existing | Process | Natural Gas | Gas Boiler - High Turndown | A | Original Unit Energy Savings (kWh or therms) | Technical Potential | 0 | 0 | 0 | 0 | 0 | 731.9505 | 731.9505 | 731.9505 | 731.9505 | 731.9505 | 731.9505 | 731.9505 | 731.9505 | 731.9505 | 731.9505 | 731.9505 | 731.9505 | 731.9505 | 731.9505 | 731.9505 | 731.9505 | 731.9505 | 731.9505 | 731.9505 | 731.9505 | 731.9505 | 731.9505 | 731.9505 | 731.9505 | 731.9505 | 731.9505
F2_Industrial_Petroleum_Existing_Process_Natural Gas_Gas Boiler - High Turndown_A_Technical Potential | F2 | Industrial | Petroleum | Existing | Process | Natural Gas | Gas Boiler - High Turndown | A | Original Unit Summer Peak Savings (kW) | Technical Potential | 0 | 0 | 0 | 0 | 0 | 0 | 0 | 0 | 0 | 0 | 0 | 0 | 0 | 0 | 0 | 0 | 0 | 0 | 0 | 0 | 0 | 0 | 0 | 0 | 0 | 0 | 0 | 0 | 0 | 0 | 0
F3_Industrial_Petroleum_Existing_Process_Natural Gas_Gas Boiler - High Turndown_A_Technical Potential | F3 | Industrial | Petroleum | Existing | Process | Natural Gas | Gas Boiler - High Turndown | A | Original Unit Winter Peak Savings (kW) | Technical Potential | 0 | 0 | 0 | 0 | 0 | 0 | 0 | 0 | 0 | 0 | 0 | 0 | 0 | 0 | 0 | 0 | 0 | 0 | 0 | 0 | 0 | 0 | 0 | 0 | 0 | 0 | 0 | 0 | 0 | 0 | 0
F4_Industrial_Petroleum_Existing_Process_Natural Gas_Gas Boiler - High Turndown_A_Technical Potential | F4 | Industrial | Petroleum | Existing | Process | Natural Gas | Gas Boiler - High Turndown | A | Standalone Impact on Baseline Energy (%) | Technical Potential | 0% | 0% | 0% | 0% | 0% | 0.01679% | 0.03358% | 0.05057% | 0.06733% | 0.08406% | 0.1002% | 0.1126% | 0.1225% | 0.1322% | 0.1379% | 0.1442% | 0.1481% | 0.152% | 0.1559% | 0.1578% | 0.1601% | 0.1607% | 0.1613% | 0.1618% | 0.0016235 | 0.0016283 | 0.0016326 | 0.0016366 | 0 | 0 | 0
F5_Industrial_Petroleum_Existing_Process_Natural Gas_Gas Boiler - High Turndown_A_Technical Potential | F5 | Industrial | Petroleum | Existing | Process | Natural Gas | Gas Boiler - High Turndown | A | Standalone Impact on Baseline Summer Peak (%) | Technical Potential | 0% | 0% | 0% | 0% | 0% | 0% | 0% | 0% | 0% | 0% | 0% | 0% | 0% | 0% | 0% | 0% | 0% | 0% | 0% | 0% | 0% | 0% | 0% | 0% | 0 | 0 | 0 | 0 | 0 | 0 | 0
F6_Industrial_Petroleum_Existing_Process_Natural Gas_Gas Boiler - High Turndown_A_Technical Potential | F6 | Industrial | Petroleum | Existing | Process | Natural Gas | Gas Boiler - High Turndown | A | Standalone Impact on Baseline Winter Peak (%) | Technical Potential | 0% | 0% | 0% | 0% | 0% | 0% | 0% | 0% | 0% | 0% | 0% | 0% | 0% | 0% | 0% | 0% | 0% | 0% | 0% | 0% | 0% | 0% | 0% | 0% | 0 | 0 | 0 | 0 | 0 | 0 | 0
F7_Industrial_Petroleum_Existing_Process_Natural Gas_Gas Boiler - High Turndown_A_Technical Potential | F7 | Industrial | Petroleum | Existing | Process | Natural Gas | Gas Boiler - High Turndown | A | Incremental Energy Savings (MWh or mTherms) | Technical Potential | 0 | 0 | 0 | 0 | 0 | 0.183 | 0.1829 | 0.18182 | 0.18192 | 0.18207 | 0.16178 | 0.12907 | 0.10305 | 0.081128 | 0.06515 | 0.051623 | 0.041304 | 0.032877 | 0.026067 | 0.020878 | 0.016633 | 0.00011301 | 4.0214e-05 | 1.3663e-05 | 4.4412e-06 | 3.7641e-06 | 3.754e-06 | 3.7449e-06 | 3.7368e-06 | 3.7295e-06 | 3.7232e-06
F8_Industrial_Petroleum_Existing_Process_Natural Gas_Gas Boiler - High Turndown_A_Technical Potential | F8 | Industrial | Petroleum | Existing | Process | Natural Gas | Gas Boiler - High Turndown | A | Incremental Summer Peak Savings (MW) | Technical Potential | 0 | 0 | 0 | 0 | 0 | 0 | 0 | 0 | 0 | 0 | 0 | 0 | 0 | 0 | 0 | 0 | 0 | 0 | 0 | 0 | 0 | 0 | 0 | 0 | 0 | 0 | 0 | 0 | 0 | 0 | 0
F9_Industrial_Petroleum_Existing_Process_Natural Gas_Gas Boiler - High Turndown_A_Technical Potential | F9 | Industrial | Petroleum | Existing | Process | Natural Gas | Gas Boiler - High Turndown | A | Incremental Winter Peak Savings (MW) | Technical Potential | 0 | 0 | 0 | 0 | 0 | 0 | 0 | 0 | 0 | 0 | 0 | 0 | 0 | 0 | 0 | 0 | 0 | 0 | 0 | 0 | 0 | 0 | 0 | 0 | 0 | 0 | 0 | 0 | 0 | 0 | 0
F10_Industrial_Petroleum_Existing_Process_Natural Gas_Gas Boiler - High Turndown_A_Technical Potential | F10 | Industrial | Petroleum | Existing | Process | Natural Gas | Gas Boiler - High Turndown | A | Cumulative Energy Savings (MWh or mTherms) | Technical Potential | 0 | 0 | 0 | 0 | 0 | 0.183 | 0.3659 | 0.54771 | 0.72963 | 0.9117 | 1.0735 | 1.2025 | 1.3056 | 1.3867 | 1.4519 | 1.5035 | 1.5448 | 1.5777 | 1.6037 | 1.6246 | 1.6413 | 1.6414 | 1.6414 | 1.6414 | 1.6414 | 1.6414 | 1.6414 | 1.6414 | 1.6414 | 1.6414 | 1.6415
F11_Industrial_Petroleum_Existing_Process_Natural Gas_Gas Boiler - High Turndown_A_Technical Potential | F11 | Industrial | Petroleum | Existing | Process | Natural Gas | Gas Boiler - High Turndown | A | Cumulative Summer Peak Savings (MW) | Technical Potential | 0 | 0 | 0 | 0 | 0 | 0 | 0 | 0 | 0 | 0 | 0 | 0 | 0 | 0 | 0 | 0 | 0 | 0 | 0 | 0 | 0 | 0 | 0 | 0 | 0 | 0 | 0 | 0 | 0 | 0 | 0
F12_Industrial_Petroleum_Existing_Process_Natural Gas_Gas Boiler - High Turndown_A_Technical Potential | F12 | Industrial | Petroleum | Existing | Process | Natural Gas | Gas Boiler - High Turndown | A | Cumulative Winter Peak Savings (MW) | Technical Potential | 0 | 0 | 0 | 0 | 0 | 0 | 0 | 0 | 0 | 0 | 0 | 0 | 0 | 0 | 0 | 0 | 0 | 0 | 0 | 0 | 0 | 0 | 0 | 0 | 0 | 0 | 0 | 0 | 0 | 0 | 0
F13_Industrial_Petroleum_Existing_Process_Natural Gas_Gas Boiler - High Turndown_A_Technical Potential | F13 | Industrial | Petroleum | Existing | Process | Natural Gas | Gas Boiler - High Turndown | A | Purchases (Incremental) | Technical Potential | 0 | 0 | 0 | 0 | 0 | 0.25001 | 0.24988 | 0.2484 | 0.24854 | 0.24874 | 0.22103 | 0.17634 | 0.14078 | 0.11084 | 0.089009 | 0.070528 | 0.05643 | 0.044917 | 0.035613 | 0.028524 | 0.022725 | 0.0001544 | 5.4941e-05 | 1.8666e-05 | 6.0677e-06 | 5.1425e-06 | 5.1288e-06 | 5.1164e-06 | 5.1052e-06 | 5.0953e-06 | 5.0866e-06
F14_Industrial_Petroleum_Existing_Process_Natural Gas_Gas Boiler - High Turndown_A_Technical Potential | F14 | Industrial | Petroleum | Existing | Process | Natural Gas | Gas Boiler - High Turndown | A | Purchases (Cumulative) | Technical Potential | 0 | 0 | 0 | 0 | 0 | 0.25001 | 0.49989 | 0.74829 | 0.99683 | 1.2456 | 1.4666 | 1.6429 | 1.7837 | 1.8946 | 1.9836 | 2.0541 | 2.1105 | 2.1554 | 2.1911 | 2.2196 | 2.2423 | 2.2425 | 2.2425 | 2.2425 | 2.2425 | 2.2425 | 2.2426 | 2.2426 | 2.2426 | 2.2426 | 2.2426
F1_Industrial_Petroleum_Existing_Space Heating_Natural Gas_Gas Boiler - Burner Control Optimization_A_Technical Potential | F1 | Industrial | Petroleum | Existing | Space Heating | Natural Gas | Gas Boiler - Burner Control Optimization | A | Original Unit Energy Savings (kWh or therms) | Technical Potential | 0 | 0 | 0 | 0 | 0 | 41.6245 | 41.3424 | 41.0622 | 40.7804 | 40.4995 | 40.2264 | 39.9561 | 39.6886 | 39.4243 | 39.1444 | 38.8876 | 38.6336 | 38.3838 | 38.1377 | 37.8911 | 37.6529 | 37.405 | 37.1656 | 36.9338 | 36.7005 | 36.4876 | 36.2933 | 36.116 | 35.9542 | 35.8065 | 35.6717
F2_Industrial_Petroleum_Existing_Space Heating_Natural Gas_Gas Boiler - Burner Control Optimization_A_Technical Potential | F2 | Industrial | Petroleum | Existing | Space Heating | Natural Gas | Gas Boiler - Burner Control Optimization | A | Original Unit Summer Peak Savings (kW) | Technical Potential | 0 | 0 | 0 | 0 | 0 | 0 | 0 | 0 | 0 | 0 | 0 | 0 | 0 | 0 | 0 | 0 | 0 | 0 | 0 | 0 | 0 | 0 | 0 | 0 | 0 | 0 | 0 | 0 | 0 | 0 | 0
F3_Industrial_Petroleum_Existing_Space Heating_Natural Gas_Gas Boiler - Burner Control Optimization_A_Technical Potential | F3 | Industrial | Petroleum | Existing | Space Heating | Natural Gas | Gas Boiler - Burner Control Optimization | A | Original Unit Winter Peak Savings (kW) | Technical Potential | 0 | 0 | 0 | 0 | 0 | 0 | 0 | 0 | 0 | 0 | 0 | 0 | 0 | 0 | 0 | 0 | 0 | 0 | 0 | 0 | 0 | 0 | 0 | 0 | 0 | 0 | 0 | 0 | 0 | 0 | 0
F4_Industrial_Petroleum_Existing_Space Heating_Natural Gas_Gas Boiler - Burner Control Optimization_A_Technical Potential | F4 | Industrial | Petroleum | Existing | Space Heating | Natural Gas | Gas Boiler - Burner Control Optimization | A | Standalone Impact on Baseline Energy (%) | Technical Potential | 0% | 0% | 0% | 0% | 0% | 0.0008096% | 0.002086% | 0.004666% | 0.009179% | 0.01623% | 0.02639% | 0.03919% | 0.0542% | 0.07123% | 0.0872% | 0.1033% | 0.1166% | 0.1283% | 0.1381% | 0.1444% | 0.1496% | 0.1533% | 0.156% | 0.158% | 0.001595 | 0.0016021 | 0.001609 | 0.0016155 | 0 | 0 | 0
F5_Industrial_Petroleum_Existing_Space Heating_Natural Gas_Gas Boiler - Burner Control Optimization_A_Technical Potential | F5 | Industrial | Petroleum | Existing | Space Heating | Natural Gas | Gas Boiler - Burner Control Optimization | A | Standalone Impact on Baseline Summer Peak (%) | Technical Potential | 0% | 0% | 0% | 0% | 0% | 0% | 0% | 0% | 0% | 0% | 0% | 0% | 0% | 0% | 0% | 0% | 0% | 0% | 0% | 0% | 0% | 0% | 0% | 0% | 0 | 0 | 0 | 0 | 0 | 0 | 0
F6_Industrial_Petroleum_Existing_Space Heating_Natural Gas_Gas Boiler - Burner Control Optimization_A_Technical Potential | F6 | Industrial | Petroleum | Existing | Space Heating | Natural Gas | Gas Boiler - Burner Control Optimization | A | Standalone Impact on Baseline Winter Peak (%) | Technical Potential | 0% | 0% | 0% | 0% | 0% | 0% | 0% | 0% | 0% | 0% | 0% | 0% | 0% | 0% | 0% | 0% | 0% | 0% | 0% | 0% | 0% | 0% | 0% | 0% | 0 | 0 | 0 | 0 | 0 | 0 | 0
F7_Industrial_Petroleum_Existing_Space Heating_Natural Gas_Gas Boiler - Burner Control Optimization_A_Technical Potential | F7 | Industrial | Petroleum | Existing | Space Heating | Natural Gas | Gas Boiler - Burner Control Optimization | A | Incremental Energy Savings (MWh or mTherms) | Technical Potential | 0 | 0 | 0 | 0 | 0 | 3.535e-05 | 5.516e-05 | 0.00010893 | 0.00018942 | 0.00029286 | 0.00040207 | 0.00050689 | 0.00058622 | 0.00061715 | 0.00061511 | 0.0005649 | 0.00049112 | 0.00039982 | 0.00030622 | 0.00022444 | 0.00015548 | 0.00010257 | 6.4616e-05 | 3.8953e-05 | 2.6125e-05 | 0 | 0 | 0 | 0 | 0 | 0
F8_Industrial_Petroleum_Existing_Space Heating_Natural Gas_Gas Boiler - Burner Control Optimization_A_Technical Potential | F8 | Industrial | Petroleum | Existing | Space Heating | Natural Gas | Gas Boiler - Burner Control Optimization | A | Incremental Summer Peak Savings (MW) | Technical Potential | 0 | 0 | 0 | 0 | 0 | 0 | 0 | 0 | 0 | 0 | 0 | 0 | 0 | 0 | 0 | 0 | 0 | 0 | 0 | 0 | 0 | 0 | 0 | 0 | 0 | 0 | 0 | 0 | 0 | 0 | 0
F9_Industrial_Petroleum_Existing_Space Heating_Natural Gas_Gas Boiler - Burner Control Optimization_A_Technical Potential | F9 | Industrial | Petroleum | Existing | Space Heating | Natural Gas | Gas Boiler - Burner Control Optimization | A | Incremental Winter Peak Savings (MW) | Technical Potential | 0 | 0 | 0 | 0 | 0 | 0 | 0 | 0 | 0 | 0 | 0 | 0 | 0 | 0 | 0 | 0 | 0 | 0 | 0 | 0 | 0 | 0 | 0 | 0 | 0 | 0 | 0 | 0 | 0 | 0 | 0
F10_Industrial_Petroleum_Existing_Space Heating_Natural Gas_Gas Boiler - Burner Control Optimization_A_Technical Potential | F10 | Industrial | Petroleum | Existing | Space Heating | Natural Gas | Gas Boiler - Burner Control Optimization | A | Cumulative Energy Savings (MWh or mTherms) | Technical Potential | 0 | 0 | 0 | 0 | 0 | 3.535e-05 | 9.0271e-05 | 0.00019859 | 0.00038664 | 0.00067683 | 0.0010743 | 0.001574 | 0.0021497 | 0.0027525 | 0.0033481 | 0.003891 | 0.0043567 | 0.0047284 | 0.0050043 | 0.0051964 | 0.0053192 | 0.0053867 | 0.0054169 | 0.005422 | 0.0054139 | 0.0053825 | 0.0053539 | 0.0053277 | 0.0053038 | 0.005282 | 0.0052622
F11_Industrial_Petroleum_Existing_Space Heating_Natural Gas_Gas Boiler - Burner Control Optimization_A_Technical Potential | F11 | Industrial | Petroleum | Existing | Space Heating | Natural Gas | Gas Boiler - Burner Control Optimization | A | Cumulative Summer Peak Savings (MW) | Technical Potential | 0 | 0 | 0 | 0 | 0 | 0 | 0 | 0 | 0 | 0 | 0 | 0 | 0 | 0 | 0 | 0 | 0 | 0 | 0 | 0 | 0 | 0 | 0 | 0 | 0 | 0 | 0 | 0 | 0 | 0 | 0
F12_Industrial_Petroleum_Existing_Space Heating_Natural Gas_Gas Boiler - Burner Control Optimization_A_Technical Potential | F12 | Industrial | Petroleum | Existing | Space Heating | Natural Gas | Gas Boiler - Burner Control Optimization | A | Cumulative Winter Peak Savings (MW) | Technical Potential | 0 | 0 | 0 | 0 | 0 | 0 | 0 | 0 | 0 | 0 | 0 | 0 | 0 | 0 | 0 | 0 | 0 | 0 | 0 | 0 | 0 | 0 | 0 | 0 | 0 | 0 | 0 | 0 | 0 | 0 | 0
F13_Industrial_Petroleum_Existing_Space Heating_Natural Gas_Gas Boiler - Burner Control Optimization_A_Technical Potential | F13 | Industrial | Petroleum | Existing | Space Heating | Natural Gas | Gas Boiler - Burner Control Optimization | A | Purchases (Incremental) | Technical Potential | 0 | 0 | 0 | 0 | 0 | 0.00084926 | 0.0013342 | 0.0026527 | 0.0046448 | 0.0072312 | 0.0099951 | 0.012686 | 0.014771 | 0.015654 | 0.015714 | 0.014526 | 0.012712 | 0.010416 | 0.0080293 | 0.0059233 | 0.0041292 | 0.0027421 | 0.0017386 | 0.0010547 | 0.00071186 | 0 | 0 | 0 | 0 | 0 | 0
F14_Industrial_Petroleum_Existing_Space Heating_Natural Gas_Gas Boiler - Burner Control Optimization_A_Technical Potential | F14 | Industrial | Petroleum | Existing | Space Heating | Natural Gas | Gas Boiler - Burner Control Optimization | A | Purchases (Cumulative) | Technical Potential | 0 | 0 | 0 | 0 | 0 | 0.00084926 | 0.0021835 | 0.0048362 | 0.009481 | 0.016712 | 0.026707 | 0.039393 | 0.054164 | 0.069818 | 0.085532 | 0.10006 | 0.11277 | 0.12319 | 0.13122 | 0.13714 | 0.14127 | 0.14401 | 0.14575 | 0.1468 | 0.14752 | 0.14752 | 0.14752 | 0.14752 | 0.14752 | 0.14752 | 0.14752
F1_Industrial_Petroleum_Existing_Process_Natural Gas_Gas Boiler - Burner Control Optimization_A_Technical Potential | F1 | Industrial | Petroleum | Existing | Process | Natural Gas | Gas Boiler - Burner Control Optimization | A | Original Unit Energy Savings (kWh or therms) | Technical Potential | 0 | 0 | 0 | 0 | 0 | 212.2656 | 212.2656 | 212.2656 | 212.2656 | 212.2656 | 212.2656 | 212.2656 | 212.2656 | 212.2656 | 212.2656 | 212.2656 | 212.2656 | 212.2656 | 212.2656 | 212.2656 | 212.2656 | 212.2656 | 212.2656 | 212.2656 | 212.2656 | 212.2656 | 212.2656 | 212.2656 | 212.2656 | 212.2656 | 212.2656
F2_Industrial_Petroleum_Existing_Process_Natural Gas_Gas Boiler - Burner Control Optimization_A_Technical Potential | F2 | Industrial | Petroleum | Existing | Process | Natural Gas | Gas Boiler - Burner Control Optimization | A | Original Unit Summer Peak Savings (kW) | Technical Potential | 0 | 0 | 0 | 0 | 0 | 0 | 0 | 0 | 0 | 0 | 0 | 0 | 0 | 0 | 0 | 0 | 0 | 0 | 0 | 0 | 0 | 0 | 0 | 0 | 0 | 0 | 0 | 0 | 0 | 0 | 0
F3_Industrial_Petroleum_Existing_Process_Natural Gas_Gas Boiler - Burner Control Optimization_A_Technical Potential | F3 | Industrial | Petroleum | Existing | Process | Natural Gas | Gas Boiler - Burner Control Optimization | A | Original Unit Winter Peak Savings (kW) | Technical Potential | 0 | 0 | 0 | 0 | 0 | 0 | 0 | 0 | 0 | 0 | 0 | 0 | 0 | 0 | 0 | 0 | 0 | 0 | 0 | 0 | 0 | 0 | 0 | 0 | 0 | 0 | 0 | 0 | 0 | 0 | 0
F4_Industrial_Petroleum_Existing_Process_Natural Gas_Gas Boiler - Burner Control Optimization_A_Technical Potential | F4 | Industrial | Petroleum | Existing | Process | Natural Gas | Gas Boiler - Burner Control Optimization | A | Standalone Impact on Baseline Energy (%) | Technical Potential | 0% | 0% | 0% | 0% | 0% | 0.001313% | 0.003378% | 0.007526% | 0.01475% | 0.02597% | 0.04204% | 0.06218% | 0.08567% | 0.1122% | 0.1369% | 0.1617% | 0.1823% | 0.2001% | 0.2151% | 0.2245% | 0.2322% | 0.2377% | 0.2414% | 0.244% | 0.0024595 | 0.0024667 | 0.0024733 | 0.0024793 | 0 | 0 | 0
F5_Industrial_Petroleum_Existing_Process_Natural Gas_Gas Boiler - Burner Control Optimization_A_Technical Potential | F5 | Industrial | Petroleum | Existing | Process | Natural Gas | Gas Boiler - Burner Control Optimization | A | Standalone Impact on Baseline Summer Peak (%) | Technical Potential | 0% | 0% | 0% | 0% | 0% | 0% | 0% | 0% | 0% | 0% | 0% | 0% | 0% | 0% | 0% | 0% | 0% | 0% | 0% | 0% | 0% | 0% | 0% | 0% | 0 | 0 | 0 | 0 | 0 | 0 | 0
F6_Industrial_Petroleum_Existing_Process_Natural Gas_Gas Boiler - Burner Control Optimization_A_Technical Potential | F6 | Industrial | Petroleum | Existing | Process | Natural Gas | Gas Boiler - Burner Control Optimization | A | Standalone Impact on Baseline Winter Peak (%) | Technical Potential | 0% | 0% | 0% | 0% | 0% | 0% | 0% | 0% | 0% | 0% | 0% | 0% | 0% | 0% | 0% | 0% | 0% | 0% | 0% | 0% | 0% | 0% | 0% | 0% | 0 | 0 | 0 | 0 | 0 | 0 | 0
F7_Industrial_Petroleum_Existing_Process_Natural Gas_Gas Boiler - Burner Control Optimization_A_Technical Potential | F7 | Industrial | Petroleum | Existing | Process | Natural Gas | Gas Boiler - Burner Control Optimization | A | Incremental Energy Savings (MWh or mTherms) | Technical Potential | 0 | 0 | 0 | 0 | 0 | 0.014316 | 0.022491 | 0.044716 | 0.078295 | 0.12189 | 0.16848 | 0.21385 | 0.24898 | 0.26388 | 0.26488 | 0.24487 | 0.21429 | 0.17558 | 0.13535 | 0.099847 | 0.069604 | 0.046222 | 0.029307 | 0.017778 | 0.012 | 0 | 0 | 0 | 0 | 0 | 0
F8_Industrial_Petroleum_Existing_Process_Natural Gas_Gas Boiler - Burner Control Optimization_A_Technical Potential | F8 | Industrial | Petroleum | Existing | Process | Natural Gas | Gas Boiler - Burner Control Optimization | A | Incremental Summer Peak Savings (MW) | Technical Potential | 0 | 0 | 0 | 0 | 0 | 0 | 0 | 0 | 0 | 0 | 0 | 0 | 0 | 0 | 0 | 0 | 0 | 0 | 0 | 0 | 0 | 0 | 0 | 0 | 0 | 0 | 0 | 0 | 0 | 0 | 0
F9_Industrial_Petroleum_Existing_Process_Natural Gas_Gas Boiler - Burner Control Optimization_A_Technical Potential | F9 | Industrial | Petroleum | Existing | Process | Natural Gas | Gas Boiler - Burner Control Optimization | A | Incremental Winter Peak Savings (MW) | Technical Potential | 0 | 0 | 0 | 0 | 0 | 0 | 0 | 0 | 0 | 0 | 0 | 0 | 0 | 0 | 0 | 0 | 0 | 0 | 0 | 0 | 0 | 0 | 0 | 0 | 0 | 0 | 0 | 0 | 0 | 0 | 0
F10_Industrial_Petroleum_Existing_Process_Natural Gas_Gas Boiler - Burner Control Optimization_A_Technical Potential | F10 | Industrial | Petroleum | Existing | Process | Natural Gas | Gas Boiler - Burner Control Optimization | A | Cumulative Energy Savings (MWh or mTherms) | Technical Potential | 0 | 0 | 0 | 0 | 0 | 0.014316 | 0.036806 | 0.081522 | 0.15982 | 0.28171 | 0.45019 | 0.66404 | 0.91302 | 1.1769 | 1.4418 | 1.6867 | 1.9009 | 2.0765 | 2.2119 | 2.3117 | 2.3813 | 2.4275 | 2.4568 | 2.4746 | 2.4866 | 2.4866 | 2.4866 | 2.4866 | 2.4866 | 2.4866 | 2.4866
F11_Industrial_Petroleum_Existing_Process_Natural Gas_Gas Boiler - Burner Control Optimization_A_Technical Potential | F11 | Industrial | Petroleum | Existing | Process | Natural Gas | Gas Boiler - Burner Control Optimization | A | Cumulative Summer Peak Savings (MW) | Technical Potential | 0 | 0 | 0 | 0 | 0 | 0 | 0 | 0 | 0 | 0 | 0 | 0 | 0 | 0 | 0 | 0 | 0 | 0 | 0 | 0 | 0 | 0 | 0 | 0 | 0 | 0 | 0 | 0 | 0 | 0 | 0
F12_Industrial_Petroleum_Existing_Process_Natural Gas_Gas Boiler - Burner Control Optimization_A_Technical Potential | F12 | Industrial | Petroleum | Existing | Process | Natural Gas | Gas Boiler - Burner Control Optimization | A | Cumulative Winter Peak Savings (MW) | Technical Potential | 0 | 0 | 0 | 0 | 0 | 0 | 0 | 0 | 0 | 0 | 0 | 0 | 0 | 0 | 0 | 0 | 0 | 0 | 0 | 0 | 0 | 0 | 0 | 0 | 0 | 0 | 0 | 0 | 0 | 0 | 0
F13_Industrial_Petroleum_Existing_Process_Natural Gas_Gas Boiler - Burner Control Optimization_A_Technical Potential | F13 | Industrial | Petroleum | Existing | Process | Natural Gas | Gas Boiler - Burner Control Optimization | A | Purchases (Incremental) | Technical Potential | 0 | 0 | 0 | 0 | 0 | 0.067442 | 0.10595 | 0.21066 | 0.36885 | 0.57425 | 0.79374 | 1.0075 | 1.173 | 1.2431 | 1.2479 | 1.1536 | 1.0095 | 0.82719 | 0.63763 | 0.47039 | 0.32791 | 0.21776 | 0.13807 | 0.083755 | 0.056531 | 0 | 0 | 0 | 0 | 0 | 0
F14_Industrial_Petroleum_Existing_Process_Natural Gas_Gas Boiler - Burner Control Optimization_A_Technical Potential | F14 | Industrial | Petroleum | Existing | Process | Natural Gas | Gas Boiler - Burner Control Optimization | A | Purchases (Cumulative) | Technical Potential | 0 | 0 | 0 | 0 | 0 | 0.067442 | 0.1734 | 0.38406 | 0.75291 | 1.3272 | 2.1209 | 3.1284 | 4.3013 | 5.5445 | 6.7924 | 7.9459 | 8.9555 | 9.7827 | 10.4203 | 10.8907 | 11.2186 | 11.4363 | 11.5744 | 11.6582 | 11.7147 | 11.7147 | 11.7147 | 11.7147 | 11.7147 | 11.7147 | 11.7147
F1_Industrial_Petroleum_Existing_Space Heating_Natural Gas_HVAC - Demand Controlled Ventilation_A_Technical Potential | F1 | Industrial | Petroleum | Existing | Space Heating | Natural Gas | HVAC - Demand Controlled Ventilation | A | Original Unit Energy Savings (kWh or therms) | Technical Potential | 0 | 0 | 0 | 0 | 0 | 0.045714 | 0.045302 | 0.044777 | 0.044244 | 0.043709 | 0.043186 | 0.042667 | 0.042179 | 0.041719 | 0.041255 | 0.04085 | 0.040467 | 0.040108 | 0.03977 | 0.039428 | 0.039096 | 0.038767 | 0.038427 | 0.038101 | 0.037787 | 0.037493 | 0.037218 | 0.03696 | 0.036718 | 0.036492 | 0.03628
F2_Industrial_Petroleum_Existing_Space Heating_Natural Gas_HVAC - Demand Controlled Ventilation_A_Technical Potential | F2 | Industrial | Petroleum | Existing | Space Heating | Natural Gas | HVAC - Demand Controlled Ventilation | A | Original Unit Summer Peak Savings (kW) | Technical Potential | 0 | 0 | 0 | 0 | 0 | 0 | 0 | 0 | 0 | 0 | 0 | 0 | 0 | 0 | 0 | 0 | 0 | 0 | 0 | 0 | 0 | 0 | 0 | 0 | 0 | 0 | 0 | 0 | 0 | 0 | 0
F3_Industrial_Petroleum_Existing_Space Heating_Natural Gas_HVAC - Demand Controlled Ventilation_A_Technical Potential | F3 | Industrial | Petroleum | Existing | Space Heating | Natural Gas | HVAC - Demand Controlled Ventilation | A | Original Unit Winter Peak Savings (kW) | Technical Potential | 0 | 0 | 0 | 0 | 0 | 0 | 0 | 0 | 0 | 0 | 0 | 0 | 0 | 0 | 0 | 0 | 0 | 0 | 0 | 0 | 0 | 0 | 0 | 0 | 0 | 0 | 0 | 0 | 0 | 0 | 0
F4_Industrial_Petroleum_Existing_Space Heating_Natural Gas_HVAC - Demand Controlled Ventilation_A_Technical Potential | F4 | Industrial | Petroleum | Existing | Space Heating | Natural Gas | HVAC - Demand Controlled Ventilation | A | Standalone Impact on Baseline Energy (%) | Technical Potential | 0% | 0% | 0% | 0% | 0% | 0.06283% | 0.1256% | 0.189% | 0.2513% | 0.3135% | 0.3797% | 0.4427% | 0.5055% | 0.5756% | 0.6351% | 0.703% | 0.7647% | 0.8303% | 0.8996% | 0.9602% | 1.026% | 1.091% | 1.157% | 1.222% | 0.012875 | 0.012907 | 0.012936 | 0.012961 | 0 | 0 | 0
F5_Industrial_Petroleum_Existing_Space Heating_Natural Gas_HVAC - Demand Controlled Ventilation_A_Technical Potential | F5 | Industrial | Petroleum | Existing | Space Heating | Natural Gas | HVAC - Demand Controlled Ventilation | A | Standalone Impact on Baseline Summer Peak (%) | Technical Potential | 0% | 0% | 0% | 0% | 0% | 0% | 0% | 0% | 0% | 0% | 0% | 0% | 0% | 0% | 0% | 0% | 0% | 0% | 0% | 0% | 0% | 0% | 0% | 0% | 0 | 0 | 0 | 0 | 0 | 0 | 0
F6_Industrial_Petroleum_Existing_Space Heating_Natural Gas_HVAC - Demand Controlled Ventilation_A_Technical Potential | F6 | Industrial | Petroleum | Existing | Space Heating | Natural Gas | HVAC - Demand Controlled Ventilation | A | Standalone Impact on Baseline Winter Peak (%) | Technical Potential | 0% | 0% | 0% | 0% | 0% | 0% | 0% | 0% | 0% | 0% | 0% | 0% | 0% | 0% | 0% | 0% | 0% | 0% | 0% | 0% | 0% | 0% | 0% | 0% | 0 | 0 | 0 | 0 | 0 | 0 | 0
F7_Industrial_Petroleum_Existing_Space Heating_Natural Gas_HVAC - Demand Controlled Ventilation_A_Technical Potential | F7 | Industrial | Petroleum | Existing | Space Heating | Natural Gas | HVAC - Demand Controlled Ventilation | A | Incremental Energy Savings (MWh or mTherms) | Technical Potential | 0 | 0 | 0 | 0 | 0 | 0.0027435 | 0.0027172 | 0.0026699 | 0.0026396 | 0.0026098 | 0.0025458 | 0.0025084 | 0.0024746 | 0.0024088 | 0.0023911 | 0.002345 | 0.0023233 | 0.0022911 | 0.0022515 | 0.0022348 | 0.0022069 | 0.0021798 | 0.0021528 | 0.0021273 | 0.0021031 | 0 | 0 | 0 | 0 | 0 | 0
F8_Industrial_Petroleum_Existing_Space Heating_Natural Gas_HVAC - Demand Controlled Ventilation_A_Technical Potential | F8 | Industrial | Petroleum | Existing | Space Heating | Natural Gas | HVAC - Demand Controlled Ventilation | A | Incremental Summer Peak Savings (MW) | Technical Potential | 0 | 0 | 0 | 0 | 0 | 0 | 0 | 0 | 0 | 0 | 0 | 0 | 0 | 0 | 0 | 0 | 0 | 0 | 0 | 0 | 0 | 0 | 0 | 0 | 0 | 0 | 0 | 0 | 0 | 0 | 0
F9_Industrial_Petroleum_Existing_Space Heating_Natural Gas_HVAC - Demand Controlled Ventilation_A_Technical Potential | F9 | Industrial | Petroleum | Existing | Space Heating | Natural Gas | HVAC - Demand Controlled Ventilation | A | Incremental Winter Peak Savings (MW) | Technical Potential | 0 | 0 | 0 | 0 | 0 | 0 | 0 | 0 | 0 | 0 | 0 | 0 | 0 | 0 | 0 | 0 | 0 | 0 | 0 | 0 | 0 | 0 | 0 | 0 | 0 | 0 | 0 | 0 | 0 | 0 | 0
F10_Industrial_Petroleum_Existing_Space Heating_Natural Gas_HVAC - Demand Controlled Ventilation_A_Technical Potential | F10 | Industrial | Petroleum | Existing | Space Heating | Natural Gas | HVAC - Demand Controlled Ventilation | A | Cumulative Energy Savings (MWh or mTherms) | Technical Potential | 0 | 0 | 0 | 0 | 0 | 0.0027435 | 0.0054359 | 0.0080428 | 0.010587 | 0.013069 | 0.015458 | 0.017781 | 0.020052 | 0.022242 | 0.024386 | 0.026491 | 0.028566 | 0.030604 | 0.032597 | 0.034552 | 0.036468 | 0.038341 | 0.040158 | 0.041944 | 0.043702 | 0.043362 | 0.043043 | 0.042745 | 0.042465 | 0.042204 | 0.041958
F11_Industrial_Petroleum_Existing_Space Heating_Natural Gas_HVAC - Demand Controlled Ventilation_A_Technical Potential | F11 | Industrial | Petroleum | Existing | Space Heating | Natural Gas | HVAC - Demand Controlled Ventilation | A | Cumulative Summer Peak Savings (MW) | Technical Potential | 0 | 0 | 0 | 0 | 0 | 0 | 0 | 0 | 0 | 0 | 0 | 0 | 0 | 0 | 0 | 0 | 0 | 0 | 0 | 0 | 0 | 0 | 0 | 0 | 0 | 0 | 0 | 0 | 0 | 0 | 0
F12_Industrial_Petroleum_Existing_Space Heating_Natural Gas_HVAC - Demand Controlled Ventilation_A_Technical Potential | F12 | Industrial | Petroleum | Existing | Space Heating | Natural Gas | HVAC - Demand Controlled Ventilation | A | Cumulative Winter Peak Savings (MW) | Technical Potential | 0 | 0 | 0 | 0 | 0 | 0 | 0 | 0 | 0 | 0 | 0 | 0 | 0 | 0 | 0 | 0 | 0 | 0 | 0 | 0 | 0 | 0 | 0 | 0 | 0 | 0 | 0 | 0 | 0 | 0 | 0
F13_Industrial_Petroleum_Existing_Space Heating_Natural Gas_HVAC - Demand Controlled Ventilation_A_Technical Potential | F13 | Industrial | Petroleum | Existing | Space Heating | Natural Gas | HVAC - Demand Controlled Ventilation | A | Purchases (Incremental) | Technical Potential | 0 | 0 | 0 | 0 | 0 | 60.0135 | 59.9805 | 59.6268 | 59.659 | 59.7084 | 58.9501 | 58.789 | 58.6697 | 57.738 | 57.9585 | 57.4058 | 57.4132 | 57.1242 | 56.6147 | 56.6818 | 56.4474 | 56.2278 | 56.023 | 55.8326 | 55.6565 | 0 | 0 | 0 | 0 | 0 | 0
F14_Industrial_Petroleum_Existing_Space Heating_Natural Gas_HVAC - Demand Controlled Ventilation_A_Technical Potential | F14 | Industrial | Petroleum | Existing | Space Heating | Natural Gas | HVAC - Demand Controlled Ventilation | A | Purchases (Cumulative) | Technical Potential | 0 | 0 | 0 | 0 | 0 | 60.0135 | 119.994 | 179.6208 | 239.2798 | 298.9882 | 357.9384 | 416.7274 | 475.3971 | 533.1351 | 591.0936 | 648.4993 | 705.9125 | 763.0368 | 819.6515 | 876.3333 | 932.7806 | 989.0085 | 1045.0314 | 1100.864 | 1156.5205 | 1156.5205 | 1156.5205 | 1156.5205 | 1156.5205 | 1156.5205 | 1156.5205
F1_Industrial_Petroleum_Existing_Space Heating_Natural Gas_Gas Boiler - Stack Economizer_A_Technical Potential | F1 | Industrial | Petroleum | Existing | Space Heating | Natural Gas | Gas Boiler - Stack Economizer | A | Original Unit Energy Savings (kWh or therms) | Technical Potential | 0 | 0 | 0 | 0 | 0 | 104.7788 | 104.0688 | 103.3633 | 102.6541 | 101.9469 | 101.2596 | 100.5791 | 99.9059 | 99.2404 | 98.5359 | 97.8894 | 97.2501 | 96.6214 | 96.0019 | 95.381 | 94.7814 | 94.1573 | 93.5549 | 92.9713 | 92.384 | 91.8481 | 91.3591 | 90.9128 | 90.5054 | 90.1337 | 89.7944
F2_Industrial_Petroleum_Existing_Space Heating_Natural Gas_Gas Boiler - Stack Economizer_A_Technical Potential | F2 | Industrial | Petroleum | Existing | Space Heating | Natural Gas | Gas Boiler - Stack Economizer | A | Original Unit Summer Peak Savings (kW) | Technical Potential | 0 | 0 | 0 | 0 | 0 | 0 | 0 | 0 | 0 | 0 | 0 | 0 | 0 | 0 | 0 | 0 | 0 | 0 | 0 | 0 | 0 | 0 | 0 | 0 | 0 | 0 | 0 | 0 | 0 | 0 | 0
F3_Industrial_Petroleum_Existing_Space Heating_Natural Gas_Gas Boiler - Stack Economizer_A_Technical Potential | F3 | Industrial | Petroleum | Existing | Space Heating | Natural Gas | Gas Boiler - Stack Economizer | A | Original Unit Winter Peak Savings (kW) | Technical Potential | 0 | 0 | 0 | 0 | 0 | 0 | 0 | 0 | 0 | 0 | 0 | 0 | 0 | 0 | 0 | 0 | 0 | 0 | 0 | 0 | 0 | 0 | 0 | 0 | 0 | 0 | 0 | 0 | 0 | 0 | 0
F4_Industrial_Petroleum_Existing_Space Heating_Natural Gas_Gas Boiler - Stack Economizer_A_Technical Potential | F4 | Industrial | Petroleum | Existing | Space Heating | Natural Gas | Gas Boiler - Stack Economizer | A | Standalone Impact on Baseline Energy (%) | Technical Potential | 0% | 0% | 0% | 0% | 0% | 0.02015% | 0.04037% | 0.06103% | 0.08158% | 0.1023% | 0.1225% | 0.1382% | 0.1509% | 0.1634% | 0.1709% | 0.1792% | 0.1845% | 0.1897% | 0.1949% | 0.1976% | 0.2007% | 0.2018% | 0.2029% | 0.204% | 0.0020496 | 0.0020588 | 0.0020675 | 0.0020759 | 0 | 0 | 0
F5_Industrial_Petroleum_Existing_Space Heating_Natural Gas_Gas Boiler - Stack Economizer_A_Technical Potential | F5 | Industrial | Petroleum | Existing | Space Heating | Natural Gas | Gas Boiler - Stack Economizer | A | Standalone Impact on Baseline Summer Peak (%) | Technical Potential | 0% | 0% | 0% | 0% | 0% | 0% | 0% | 0% | 0% | 0% | 0% | 0% | 0% | 0% | 0% | 0% | 0% | 0% | 0% | 0% | 0% | 0% | 0% | 0% | 0 | 0 | 0 | 0 | 0 | 0 | 0
F6_Industrial_Petroleum_Existing_Space Heating_Natural Gas_Gas Boiler - Stack Economizer_A_Technical Potential | F6 | Industrial | Petroleum | Existing | Space Heating | Natural Gas | Gas Boiler - Stack Economizer | A | Standalone Impact on Baseline Winter Peak (%) | Technical Potential | 0% | 0% | 0% | 0% | 0% | 0% | 0% | 0% | 0% | 0% | 0% | 0% | 0% | 0% | 0% | 0% | 0% | 0% | 0% | 0% | 0% | 0% | 0% | 0% | 0 | 0 | 0 | 0 | 0 | 0 | 0
F7_Industrial_Petroleum_Existing_Space Heating_Natural Gas_Gas Boiler - Stack Economizer_A_Technical Potential | F7 | Industrial | Petroleum | Existing | Space Heating | Natural Gas | Gas Boiler - Stack Economizer | A | Incremental Energy Savings (MWh or mTherms) | Technical Potential | 0 | 0 | 0 | 0 | 0 | 0.00087966 | 0.00087322 | 0.00086219 | 0.00085673 | 0.00085153 | 0.00075155 | 0.00059557 | 0.0004723 | 0.00036937 | 0.00029451 | 0.00023183 | 0.00018428 | 0.00014573 | 0.00011481 | 9.1359e-05 | 7.2327e-05 | 4.8817e-07 | 1.726e-07 | 5.8275e-08 | 1.8823e-08 | 1.5861e-08 | 1.5734e-08 | 1.5619e-08 | 1.5516e-08 | 1.5422e-08 | 1.5338e-08
F8_Industrial_Petroleum_Existing_Space Heating_Natural Gas_Gas Boiler - Stack Economizer_A_Technical Potential | F8 | Industrial | Petroleum | Existing | Space Heating | Natural Gas | Gas Boiler - Stack Economizer | A | Incremental Summer Peak Savings (MW) | Technical Potential | 0 | 0 | 0 | 0 | 0 | 0 | 0 | 0 | 0 | 0 | 0 | 0 | 0 | 0 | 0 | 0 | 0 | 0 | 0 | 0 | 0 | 0 | 0 | 0 | 0 | 0 | 0 | 0 | 0 | 0 | 0
F9_Industrial_Petroleum_Existing_Space Heating_Natural Gas_Gas Boiler - Stack Economizer_A_Technical Potential | F9 | Industrial | Petroleum | Existing | Space Heating | Natural Gas | Gas Boiler - Stack Economizer | A | Incremental Winter Peak Savings (MW) | Technical Potential | 0 | 0 | 0 | 0 | 0 | 0 | 0 | 0 | 0 | 0 | 0 | 0 | 0 | 0 | 0 | 0 | 0 | 0 | 0 | 0 | 0 | 0 | 0 | 0 | 0 | 0 | 0 | 0 | 0 | 0 | 0
F10_Industrial_Petroleum_Existing_Space Heating_Natural Gas_Gas Boiler - Stack Economizer_A_Technical Potential | F10 | Industrial | Petroleum | Existing | Space Heating | Natural Gas | Gas Boiler - Stack Economizer | A | Cumulative Energy Savings (MWh or mTherms) | Technical Potential | 0 | 0 | 0 | 0 | 0 | 0.00087966 | 0.0017469 | 0.0025973 | 0.0034362 | 0.004264 | 0.0049868 | 0.0055489 | 0.0059841 | 0.0063136 | 0.0065633 | 0.006752 | 0.0068922 | 0.0069934 | 0.0070634 | 0.007109 | 0.0071367 | 0.0070902 | 0.007045 | 0.0070011 | 0.0069569 | 0.0069165 | 0.0068797 | 0.0068461 | 0.0068155 | 0.0067875 | 0.006762
F11_Industrial_Petroleum_Existing_Space Heating_Natural Gas_Gas Boiler - Stack Economizer_A_Technical Potential | F11 | Industrial | Petroleum | Existing | Space Heating | Natural Gas | Gas Boiler - Stack Economizer | A | Cumulative Summer Peak Savings (MW) | Technical Potential | 0 | 0 | 0 | 0 | 0 | 0 | 0 | 0 | 0 | 0 | 0 | 0 | 0 | 0 | 0 | 0 | 0 | 0 | 0 | 0 | 0 | 0 | 0 | 0 | 0 | 0 | 0 | 0 | 0 | 0 | 0
F12_Industrial_Petroleum_Existing_Space Heating_Natural Gas_Gas Boiler - Stack Economizer_A_Technical Potential | F12 | Industrial | Petroleum | Existing | Space Heating | Natural Gas | Gas Boiler - Stack Economizer | A | Cumulative Winter Peak Savings (MW) | Technical Potential | 0 | 0 | 0 | 0 | 0 | 0 | 0 | 0 | 0 | 0 | 0 | 0 | 0 | 0 | 0 | 0 | 0 | 0 | 0 | 0 | 0 | 0 | 0 | 0 | 0 | 0 | 0 | 0 | 0 | 0 | 0
F13_Industrial_Petroleum_Existing_Space Heating_Natural Gas_Gas Boiler - Stack Economizer_A_Technical Potential | F13 | Industrial | Petroleum | Existing | Space Heating | Natural Gas | Gas Boiler - Stack Economizer | A | Purchases (Incremental) | Technical Potential | 0 | 0 | 0 | 0 | 0 | 0.0083954 | 0.0083908 | 0.0083413 | 0.0083458 | 0.0083527 | 0.007422 | 0.0059214 | 0.0047275 | 0.0037219 | 0.0029889 | 0.0023683 | 0.0018949 | 0.0015083 | 0.0011959 | 0.00095783 | 0.0007631 | 5.1847e-06 | 1.8449e-06 | 6.2681e-07 | 2.0375e-07 | 1.7268e-07 | 1.7222e-07 | 1.7181e-07 | 1.7143e-07 | 1.711e-07 | 1.7081e-07
F14_Industrial_Petroleum_Existing_Space Heating_Natural Gas_Gas Boiler - Stack Economizer_A_Technical Potential | F14 | Industrial | Petroleum | Existing | Space Heating | Natural Gas | Gas Boiler - Stack Economizer | A | Purchases (Cumulative) | Technical Potential | 0 | 0 | 0 | 0 | 0 | 0.0083954 | 0.016786 | 0.025128 | 0.033473 | 0.041826 | 0.049248 | 0.055169 | 0.059897 | 0.063619 | 0.066608 | 0.068976 | 0.070871 | 0.072379 | 0.073575 | 0.074533 | 0.075296 | 0.075301 | 0.075303 | 0.075304 | 0.075304 | 0.075304 | 0.075304 | 0.075304 | 0.075305 | 0.075305 | 0.075305
F1_Industrial_Petroleum_Existing_Process_Natural Gas_Gas Boiler - Stack Economizer_A_Technical Potential | F1 | Industrial | Petroleum | Existing | Process | Natural Gas | Gas Boiler - Stack Economizer | A | Original Unit Energy Savings (kWh or therms) | Technical Potential | 0 | 0 | 0 | 0 | 0 | 702.6725 | 702.6725 | 702.6725 | 702.6725 | 702.6725 | 702.6725 | 702.6725 | 702.6725 | 702.6725 | 702.6725 | 702.6725 | 702.6725 | 702.6725 | 702.6725 | 702.6725 | 702.6725 | 702.6725 | 702.6725 | 702.6725 | 702.6725 | 702.6725 | 702.6725 | 702.6725 | 702.6725 | 702.6725 | 702.6725
F2_Industrial_Petroleum_Existing_Process_Natural Gas_Gas Boiler - Stack Economizer_A_Technical Potential | F2 | Industrial | Petroleum | Existing | Process | Natural Gas | Gas Boiler - Stack Economizer | A | Original Unit Summer Peak Savings (kW) | Technical Potential | 0 | 0 | 0 | 0 | 0 | 0 | 0 | 0 | 0 | 0 | 0 | 0 | 0 | 0 | 0 | 0 | 0 | 0 | 0 | 0 | 0 | 0 | 0 | 0 | 0 | 0 | 0 | 0 | 0 | 0 | 0
F3_Industrial_Petroleum_Existing_Process_Natural Gas_Gas Boiler - Stack Economizer_A_Technical Potential | F3 | Industrial | Petroleum | Existing | Process | Natural Gas | Gas Boiler - Stack Economizer | A | Original Unit Winter Peak Savings (kW) | Technical Potential | 0 | 0 | 0 | 0 | 0 | 0 | 0 | 0 | 0 | 0 | 0 | 0 | 0 | 0 | 0 | 0 | 0 | 0 | 0 | 0 | 0 | 0 | 0 | 0 | 0 | 0 | 0 | 0 | 0 | 0 | 0
F4_Industrial_Petroleum_Existing_Process_Natural Gas_Gas Boiler - Stack Economizer_A_Technical Potential | F4 | Industrial | Petroleum | Existing | Process | Natural Gas | Gas Boiler - Stack Economizer | A | Standalone Impact on Baseline Energy (%) | Technical Potential | 0% | 0% | 0% | 0% | 0% | 0.04297% | 0.08597% | 0.1295% | 0.1724% | 0.2152% | 0.2566% | 0.2883% | 0.3136% | 0.3385% | 0.353% | 0.3691% | 0.3792% | 0.3892% | 0.3992% | 0.4039% | 0.4098% | 0.4114% | 0.4129% | 0.4143% | 0.0041562 | 0.0041683 | 0.0041795 | 0.0041896 | 0 | 0 | 0
F5_Industrial_Petroleum_Existing_Process_Natural Gas_Gas Boiler - Stack Economizer_A_Technical Potential | F5 | Industrial | Petroleum | Existing | Process | Natural Gas | Gas Boiler - Stack Economizer | A | Standalone Impact on Baseline Summer Peak (%) | Technical Potential | 0% | 0% | 0% | 0% | 0% | 0% | 0% | 0% | 0% | 0% | 0% | 0% | 0% | 0% | 0% | 0% | 0% | 0% | 0% | 0% | 0% | 0% | 0% | 0% | 0 | 0 | 0 | 0 | 0 | 0 | 0
F6_Industrial_Petroleum_Existing_Process_Natural Gas_Gas Boiler - Stack Economizer_A_Technical Potential | F6 | Industrial | Petroleum | Existing | Process | Natural Gas | Gas Boiler - Stack Economizer | A | Standalone Impact on Baseline Winter Peak (%) | Technical Potential | 0% | 0% | 0% | 0% | 0% | 0% | 0% | 0% | 0% | 0% | 0% | 0% | 0% | 0% | 0% | 0% | 0% | 0% | 0% | 0% | 0% | 0% | 0% | 0% | 0 | 0 | 0 | 0 | 0 | 0 | 0
F7_Industrial_Petroleum_Existing_Process_Natural Gas_Gas Boiler - Stack Economizer_A_Technical Potential | F7 | Industrial | Petroleum | Existing | Process | Natural Gas | Gas Boiler - Stack Economizer | A | Incremental Energy Savings (MWh or mTherms) | Technical Potential | 0 | 0 | 0 | 0 | 0 | 0.46847 | 0.46822 | 0.46546 | 0.46571 | 0.46609 | 0.41416 | 0.33042 | 0.2638 | 0.20769 | 0.16678 | 0.13216 | 0.10574 | 0.084165 | 0.066731 | 0.053448 | 0.042582 | 0.00028931 | 0.00010295 | 3.4977e-05 | 1.137e-05 | 9.636e-06 | 9.6103e-06 | 9.587e-06 | 9.5661e-06 | 9.5476e-06 | 9.5313e-06
F8_Industrial_Petroleum_Existing_Process_Natural Gas_Gas Boiler - Stack Economizer_A_Technical Potential | F8 | Industrial | Petroleum | Existing | Process | Natural Gas | Gas Boiler - Stack Economizer | A | Incremental Summer Peak Savings (MW) | Technical Potential | 0 | 0 | 0 | 0 | 0 | 0 | 0 | 0 | 0 | 0 | 0 | 0 | 0 | 0 | 0 | 0 | 0 | 0 | 0 | 0 | 0 | 0 | 0 | 0 | 0 | 0 | 0 | 0 | 0 | 0 | 0
F9_Industrial_Petroleum_Existing_Process_Natural Gas_Gas Boiler - Stack Economizer_A_Technical Potential | F9 | Industrial | Petroleum | Existing | Process | Natural Gas | Gas Boiler - Stack Economizer | A | Incremental Winter Peak Savings (MW) | Technical Potential | 0 | 0 | 0 | 0 | 0 | 0 | 0 | 0 | 0 | 0 | 0 | 0 | 0 | 0 | 0 | 0 | 0 | 0 | 0 | 0 | 0 | 0 | 0 | 0 | 0 | 0 | 0 | 0 | 0 | 0 | 0
F10_Industrial_Petroleum_Existing_Process_Natural Gas_Gas Boiler - Stack Economizer_A_Technical Potential | F10 | Industrial | Petroleum | Existing | Process | Natural Gas | Gas Boiler - Stack Economizer | A | Cumulative Energy Savings (MWh or mTherms) | Technical Potential | 0 | 0 | 0 | 0 | 0 | 0.46847 | 0.93669 | 1.4021 | 1.8679 | 2.3339 | 2.7481 | 3.0785 | 3.3423 | 3.55 | 3.7168 | 3.849 | 3.9547 | 4.0389 | 4.1056 | 4.159 | 4.2016 | 4.2019 | 4.202 | 4.202 | 4.2021 | 4.2021 | 4.2021 | 4.2021 | 4.2021 | 4.2021 | 4.2021
F11_Industrial_Petroleum_Existing_Process_Natural Gas_Gas Boiler - Stack Economizer_A_Technical Potential | F11 | Industrial | Petroleum | Existing | Process | Natural Gas | Gas Boiler - Stack Economizer | A | Cumulative Summer Peak Savings (MW) | Technical Potential | 0 | 0 | 0 | 0 | 0 | 0 | 0 | 0 | 0 | 0 | 0 | 0 | 0 | 0 | 0 | 0 | 0 | 0 | 0 | 0 | 0 | 0 | 0 | 0 | 0 | 0 | 0 | 0 | 0 | 0 | 0
F12_Industrial_Petroleum_Existing_Process_Natural Gas_Gas Boiler - Stack Economizer_A_Technical Potential | F12 | Industrial | Petroleum | Existing | Process | Natural Gas | Gas Boiler - Stack Economizer | A | Cumulative Winter Peak Savings (MW) | Technical Potential | 0 | 0 | 0 | 0 | 0 | 0 | 0 | 0 | 0 | 0 | 0 | 0 | 0 | 0 | 0 | 0 | 0 | 0 | 0 | 0 | 0 | 0 | 0 | 0 | 0 | 0 | 0 | 0 | 0 | 0 | 0
F13_Industrial_Petroleum_Existing_Process_Natural Gas_Gas Boiler - Stack Economizer_A_Technical Potential | F13 | Industrial | Petroleum | Existing | Process | Natural Gas | Gas Boiler - Stack Economizer | A | Purchases (Incremental) | Technical Potential | 0 | 0 | 0 | 0 | 0 | 0.6667 | 0.66634 | 0.66241 | 0.66277 | 0.66331 | 0.5894 | 0.47023 | 0.37542 | 0.29557 | 0.23736 | 0.18808 | 0.15048 | 0.11978 | 0.094968 | 0.076064 | 0.0606 | 0.00041173 | 0.00014651 | 4.9777e-05 | 1.618e-05 | 1.3713e-05 | 1.3677e-05 | 1.3644e-05 | 1.3614e-05 | 1.3587e-05 | 1.3564e-05
F14_Industrial_Petroleum_Existing_Process_Natural Gas_Gas Boiler - Stack Economizer_A_Technical Potential | F14 | Industrial | Petroleum | Existing | Process | Natural Gas | Gas Boiler - Stack Economizer | A | Purchases (Cumulative) | Technical Potential | 0 | 0 | 0 | 0 | 0 | 0.6667 | 1.333 | 1.9955 | 2.6582 | 3.3215 | 3.9109 | 4.3812 | 4.7566 | 5.0522 | 5.2895 | 5.4776 | 5.6281 | 5.7479 | 5.8428 | 5.9189 | 5.9795 | 5.9799 | 5.98 | 5.9801 | 5.9801 | 5.9801 | 5.9801 | 5.9801 | 5.9802 | 5.9802 | 5.9802
F1_Industrial_Petroleum_Existing_Space Heating_Natural Gas_Gas Furnace Tube Inserts_A_Technical Potential | F1 | Industrial | Petroleum | Existing | Space Heating | Natural Gas | Gas Furnace Tube Inserts | A | Original Unit Energy Savings (kWh or therms) | Technical Potential | 0 | 0 | 0 | 0 | 0 | 0.086193 | 0.085415 | 0.084425 | 0.083421 | 0.082413 | 0.081426 | 0.080448 | 0.079527 | 0.07866 | 0.077786 | 0.077021 | 0.0763 | 0.075622 | 0.074985 | 0.07434 | 0.073715 | 0.073094 | 0.072454 | 0.071839 | 0.071247 | 0.070693 | 0.070173 | 0.069687 | 0.069231 | 0.068805 | 0.068405
F2_Industrial_Petroleum_Existing_Space Heating_Natural Gas_Gas Furnace Tube Inserts_A_Technical Potential | F2 | Industrial | Petroleum | Existing | Space Heating | Natural Gas | Gas Furnace Tube Inserts | A | Original Unit Summer Peak Savings (kW) | Technical Potential | 0 | 0 | 0 | 0 | 0 | 0 | 0 | 0 | 0 | 0 | 0 | 0 | 0 | 0 | 0 | 0 | 0 | 0 | 0 | 0 | 0 | 0 | 0 | 0 | 0 | 0 | 0 | 0 | 0 | 0 | 0
F3_Industrial_Petroleum_Existing_Space Heating_Natural Gas_Gas Furnace Tube Inserts_A_Technical Potential | F3 | Industrial | Petroleum | Existing | Space Heating | Natural Gas | Gas Furnace Tube Inserts | A | Original Unit Winter Peak Savings (kW) | Technical Potential | 0 | 0 | 0 | 0 | 0 | 0 | 0 | 0 | 0 | 0 | 0 | 0 | 0 | 0 | 0 | 0 | 0 | 0 | 0 | 0 | 0 | 0 | 0 | 0 | 0 | 0 | 0 | 0 | 0 | 0 | 0
F4_Industrial_Petroleum_Existing_Space Heating_Natural Gas_Gas Furnace Tube Inserts_A_Technical Potential | F4 | Industrial | Petroleum | Existing | Space Heating | Natural Gas | Gas Furnace Tube Inserts | A | Standalone Impact on Baseline Energy (%) | Technical Potential | 0% | 0% | 0% | 0% | 0% | 0% | 0% | 0% | 0% | 0% | 0% | 0% | 0% | 0% | 0% | 0% | 0% | 0% | 0% | 0% | 0% | 0% | 0% | 0% | 0 | 0 | 0 | 0 | 0 | 0 | 0
F5_Industrial_Petroleum_Existing_Space Heating_Natural Gas_Gas Furnace Tube Inserts_A_Technical Potential | F5 | Industrial | Petroleum | Existing | Space Heating | Natural Gas | Gas Furnace Tube Inserts | A | Standalone Impact on Baseline Summer Peak (%) | Technical Potential | 0% | 0% | 0% | 0% | 0% | 0% | 0% | 0% | 0% | 0% | 0% | 0% | 0% | 0% | 0% | 0% | 0% | 0% | 0% | 0% | 0% | 0% | 0% | 0% | 0 | 0 | 0 | 0 | 0 | 0 | 0
F6_Industrial_Petroleum_Existing_Space Heating_Natural Gas_Gas Furnace Tube Inserts_A_Technical Potential | F6 | Industrial | Petroleum | Existing | Space Heating | Natural Gas | Gas Furnace Tube Inserts | A | Standalone Impact on Baseline Winter Peak (%) | Technical Potential | 0% | 0% | 0% | 0% | 0% | 0% | 0% | 0% | 0% | 0% | 0% | 0% | 0% | 0% | 0% | 0% | 0% | 0% | 0% | 0% | 0% | 0% | 0% | 0% | 0 | 0 | 0 | 0 | 0 | 0 | 0
F7_Industrial_Petroleum_Existing_Space Heating_Natural Gas_Gas Furnace Tube Inserts_A_Technical Potential | F7 | Industrial | Petroleum | Existing | Space Heating | Natural Gas | Gas Furnace Tube Inserts | A | Incremental Energy Savings (MWh or mTherms) | Technical Potential | 0 | 0 | 0 | 0 | 0 | 0 | 0 | 0 | 0 | 0 | 0 | 0 | 0 | 0 | 0 | 0 | 0 | 0 | 0 | 0 | 0 | 0 | 0 | 0 | 0 | 0 | 0 | 0 | 0 | 0 | 0
F8_Industrial_Petroleum_Existing_Space Heating_Natural Gas_Gas Furnace Tube Inserts_A_Technical Potential | F8 | Industrial | Petroleum | Existing | Space Heating | Natural Gas | Gas Furnace Tube Inserts | A | Incremental Summer Peak Savings (MW) | Technical Potential | 0 | 0 | 0 | 0 | 0 | 0 | 0 | 0 | 0 | 0 | 0 | 0 | 0 | 0 | 0 | 0 | 0 | 0 | 0 | 0 | 0 | 0 | 0 | 0 | 0 | 0 | 0 | 0 | 0 | 0 | 0
F9_Industrial_Petroleum_Existing_Space Heating_Natural Gas_Gas Furnace Tube Inserts_A_Technical Potential | F9 | Industrial | Petroleum | Existing | Space Heating | Natural Gas | Gas Furnace Tube Inserts | A | Incremental Winter Peak Savings (MW) | Technical Potential | 0 | 0 | 0 | 0 | 0 | 0 | 0 | 0 | 0 | 0 | 0 | 0 | 0 | 0 | 0 | 0 | 0 | 0 | 0 | 0 | 0 | 0 | 0 | 0 | 0 | 0 | 0 | 0 | 0 | 0 | 0
F10_Industrial_Petroleum_Existing_Space Heating_Natural Gas_Gas Furnace Tube Inserts_A_Technical Potential | F10 | Industrial | Petroleum | Existing | Space Heating | Natural Gas | Gas Furnace Tube Inserts | A | Cumulative Energy Savings (MWh or mTherms) | Technical Potential | 0 | 0 | 0 | 0 | 0 | 0 | 0 | 0 | 0 | 0 | 0 | 0 | 0 | 0 | 0 | 0 | 0 | 0 | 0 | 0 | 0 | 0 | 0 | 0 | 0 | 0 | 0 | 0 | 0 | 0 | 0
F11_Industrial_Petroleum_Existing_Space Heating_Natural Gas_Gas Furnace Tube Inserts_A_Technical Potential | F11 | Industrial | Petroleum | Existing | Space Heating | Natural Gas | Gas Furnace Tube Inserts | A | Cumulative Summer Peak Savings (MW) | Technical Potential | 0 | 0 | 0 | 0 | 0 | 0 | 0 | 0 | 0 | 0 | 0 | 0 | 0 | 0 | 0 | 0 | 0 | 0 | 0 | 0 | 0 | 0 | 0 | 0 | 0 | 0 | 0 | 0 | 0 | 0 | 0
F12_Industrial_Petroleum_Existing_Space Heating_Natural Gas_Gas Furnace Tube Inserts_A_Technical Potential | F12 | Industrial | Petroleum | Existing | Space Heating | Natural Gas | Gas Furnace Tube Inserts | A | Cumulative Winter Peak Savings (MW) | Technical Potential | 0 | 0 | 0 | 0 | 0 | 0 | 0 | 0 | 0 | 0 | 0 | 0 | 0 | 0 | 0 | 0 | 0 | 0 | 0 | 0 | 0 | 0 | 0 | 0 | 0 | 0 | 0 | 0 | 0 | 0 | 0
F13_Industrial_Petroleum_Existing_Space Heating_Natural Gas_Gas Furnace Tube Inserts_A_Technical Potential | F13 | Industrial | Petroleum | Existing | Space Heating | Natural Gas | Gas Furnace Tube Inserts | A | Purchases (Incremental) | Technical Potential | 0 | 0 | 0 | 0 | 0 | 0 | 0 | 0 | 0 | 0 | 0 | 0 | 0 | 0 | 0 | 0 | 0 | 0 | 0 | 0 | 0 | 0 | 0 | 0 | 0 | 0 | 0 | 0 | 0 | 0 | 0
F14_Industrial_Petroleum_Existing_Space Heating_Natural Gas_Gas Furnace Tube Inserts_A_Technical Potential | F14 | Industrial | Petroleum | Existing | Space Heating | Natural Gas | Gas Furnace Tube Inserts | A | Purchases (Cumulative) | Technical Potential | 0 | 0 | 0 | 0 | 0 | 0 | 0 | 0 | 0 | 0 | 0 | 0 | 0 | 0 | 0 | 0 | 0 | 0 | 0 | 0 | 0 | 0 | 0 | 0 | 0 | 0 | 0 | 0 | 0 | 0 | 0
F1_Industrial_Petroleum_Existing_Space Heating_Natural Gas_Space Heating - Heat Recovery Ventilator_A_Technical Potential | F1 | Industrial | Petroleum | Existing | Space Heating | Natural Gas | Space Heating - Heat Recovery Ventilator | A | Original Unit Energy Savings (kWh or therms) | Technical Potential | 0 | 0 | 0 | 0 | 0 | 0.013032 | 0.012921 | 0.012784 | 0.012645 | 0.012507 | 0.012371 | 0.012236 | 0.012109 | 0.011988 | 0.011865 | 0.011757 | 0.011654 | 0.011557 | 0.011464 | 0.011371 | 0.011281 | 0.01119 | 0.011098 | 0.011009 | 0.010923 | 0.010843 | 0.010768 | 0.010699 | 0 | 0 | 0
F2_Industrial_Petroleum_Existing_Space Heating_Natural Gas_Space Heating - Heat Recovery Ventilator_A_Technical Potential | F2 | Industrial | Petroleum | Existing | Space Heating | Natural Gas | Space Heating - Heat Recovery Ventilator | A | Original Unit Summer Peak Savings (kW) | Technical Potential | 0 | 0 | 0 | 0 | 0 | 0 | 0 | 0 | 0 | 0 | 0 | 0 | 0 | 0 | 0 | 0 | 0 | 0 | 0 | 0 | 0 | 0 | 0 | 0 | 0 | 0 | 0 | 0 | 0 | 0 | 0
F3_Industrial_Petroleum_Existing_Space Heating_Natural Gas_Space Heating - Heat Recovery Ventilator_A_Technical Potential | F3 | Industrial | Petroleum | Existing | Space Heating | Natural Gas | Space Heating - Heat Recovery Ventilator | A | Original Unit Winter Peak Savings (kW) | Technical Potential | 0 | 0 | 0 | 0 | 0 | 0 | 0 | 0 | 0 | 0 | 0 | 0 | 0 | 0 | 0 | 0 | 0 | 0 | 0 | 0 | 0 | 0 | 0 | 0 | 0 | 0 | 0 | 0 | 0 | 0 | 0
F4_Industrial_Petroleum_Existing_Space Heating_Natural Gas_Space Heating - Heat Recovery Ventilator_A_Technical Potential | F4 | Industrial | Petroleum | Existing | Space Heating | Natural Gas | Space Heating - Heat Recovery Ventilator | A | Standalone Impact on Baseline Energy (%) | Technical Potential | 0% | 0% | 0% | 0% | 0% | 0.02138% | 0.04277% | 0.0644% | 0.08574% | 0.107% | 0.1298% | 0.1515% | 0.1732% | 0.1974% | 0.218% | 0.2415% | 0.2628% | 0.2856% | 0.3095% | 0.3305% | 0.3533% | 0.376% | 0.3988% | 0.4215% | 0.0044422 | 0.0044552 | 0.0044671 | 0.0044779 | 0 | 0 | 0
F5_Industrial_Petroleum_Existing_Space Heating_Natural Gas_Space Heating - Heat Recovery Ventilator_A_Technical Potential | F5 | Industrial | Petroleum | Existing | Space Heating | Natural Gas | Space Heating - Heat Recovery Ventilator | A | Standalone Impact on Baseline Summer Peak (%) | Technical Potential | 0% | 0% | 0% | 0% | 0% | 0% | 0% | 0% | 0% | 0% | 0% | 0% | 0% | 0% | 0% | 0% | 0% | 0% | 0% | 0% | 0% | 0% | 0% | 0% | 0 | 0 | 0 | 0 | 0 | 0 | 0
F6_Industrial_Petroleum_Existing_Space Heating_Natural Gas_Space Heating - Heat Recovery Ventilator_A_Technical Potential | F6 | Industrial | Petroleum | Existing | Space Heating | Natural Gas | Space Heating - Heat Recovery Ventilator | A | Standalone Impact on Baseline Winter Peak (%) | Technical Potential | 0% | 0% | 0% | 0% | 0% | 0% | 0% | 0% | 0% | 0% | 0% | 0% | 0% | 0% | 0% | 0% | 0% | 0% | 0% | 0% | 0% | 0% | 0% | 0% | 0 | 0 | 0 | 0 | 0 | 0 | 0
F7_Industrial_Petroleum_Existing_Space Heating_Natural Gas_Space Heating - Heat Recovery Ventilator_A_Technical Potential | F7 | Industrial | Petroleum | Existing | Space Heating | Natural Gas | Space Heating - Heat Recovery Ventilator | A | Incremental Energy Savings (MWh or mTherms) | Technical Potential | 0 | 0 | 0 | 0 | 0 | 0.00093348 | 0.00092499 | 0.00090981 | 0.00090044 | 0.00089129 | 0.00087041 | 0.00085859 | 0.00084792 | 0.00082612 | 0.00082078 | 0.00080554 | 0.00079859 | 0.00078794 | 0.00077467 | 0.00076928 | 0.00076002 | 0.00075099 | 0.00074208 | 0.00073365 | 0.00072562 | 0 | 0 | 0 | 0 | 0 | 0
F8_Industrial_Petroleum_Existing_Space Heating_Natural Gas_Space Heating - Heat Recovery Ventilator_A_Technical Potential | F8 | Industrial | Petroleum | Existing | Space Heating | Natural Gas | Space Heating - Heat Recovery Ventilator | A | Incremental Summer Peak Savings (MW) | Technical Potential | 0 | 0 | 0 | 0 | 0 | 0 | 0 | 0 | 0 | 0 | 0 | 0 | 0 | 0 | 0 | 0 | 0 | 0 | 0 | 0 | 0 | 0 | 0 | 0 | 0 | 0 | 0 | 0 | 0 | 0 | 0
F9_Industrial_Petroleum_Existing_Space Heating_Natural Gas_Space Heating - Heat Recovery Ventilator_A_Technical Potential | F9 | Industrial | Petroleum | Existing | Space Heating | Natural Gas | Space Heating - Heat Recovery Ventilator | A | Incremental Winter Peak Savings (MW) | Technical Potential | 0 | 0 | 0 | 0 | 0 | 0 | 0 | 0 | 0 | 0 | 0 | 0 | 0 | 0 | 0 | 0 | 0 | 0 | 0 | 0 | 0 | 0 | 0 | 0 | 0 | 0 | 0 | 0 | 0 | 0 | 0
F10_Industrial_Petroleum_Existing_Space Heating_Natural Gas_Space Heating - Heat Recovery Ventilator_A_Technical Potential | F10 | Industrial | Petroleum | Existing | Space Heating | Natural Gas | Space Heating - Heat Recovery Ventilator | A | Cumulative Energy Savings (MWh or mTherms) | Technical Potential | 0 | 0 | 0 | 0 | 0 | 0.00093348 | 0.0018505 | 0.0027407 | 0.0036115 | 0.0044631 | 0.0052851 | 0.0060861 | 0.0068706 | 0.0076281 | 0.0083708 | 0.0090999 | 0.0098189 | 0.010525 | 0.011215 | 0.011894 | 0.012559 | 0.013209 | 0.013843 | 0.014466 | 0.015078 | 0.014967 | 0.014864 | 0.014768 | 0 | 0 | 0
F11_Industrial_Petroleum_Existing_Space Heating_Natural Gas_Space Heating - Heat Recovery Ventilator_A_Technical Potential | F11 | Industrial | Petroleum | Existing | Space Heating | Natural Gas | Space Heating - Heat Recovery Ventilator | A | Cumulative Summer Peak Savings (MW) | Technical Potential | 0 | 0 | 0 | 0 | 0 | 0 | 0 | 0 | 0 | 0 | 0 | 0 | 0 | 0 | 0 | 0 | 0 | 0 | 0 | 0 | 0 | 0 | 0 | 0 | 0 | 0 | 0 | 0 | 0 | 0 | 0
F12_Industrial_Petroleum_Existing_Space Heating_Natural Gas_Space Heating - Heat Recovery Ventilator_A_Technical Potential | F12 | Industrial | Petroleum | Existing | Space Heating | Natural Gas | Space Heating - Heat Recovery Ventilator | A | Cumulative Winter Peak Savings (MW) | Technical Potential | 0 | 0 | 0 | 0 | 0 | 0 | 0 | 0 | 0 | 0 | 0 | 0 | 0 | 0 | 0 | 0 | 0 | 0 | 0 | 0 | 0 | 0 | 0 | 0 | 0 | 0 | 0 | 0 | 0 | 0 | 0
F13_Industrial_Petroleum_Existing_Space Heating_Natural Gas_Space Heating - Heat Recovery Ventilator_A_Technical Potential | F13 | Industrial | Petroleum | Existing | Space Heating | Natural Gas | Space Heating - Heat Recovery Ventilator | A | Purchases (Incremental) | Technical Potential | 0 | 0 | 0 | 0 | 0 | 71.6295 | 71.5902 | 71.168 | 71.2065 | 71.2654 | 70.3604 | 70.1681 | 70.0256 | 68.9137 | 69.1768 | 68.5171 | 68.526 | 68.1811 | 67.5729 | 67.653 | 67.3732 | 67.1112 | 66.8666 | 66.6394 | 66.4293 | 0 | 0 | 0 | 0 | 0 | 0
F14_Industrial_Petroleum_Existing_Space Heating_Natural Gas_Space Heating - Heat Recovery Ventilator_A_Technical Potential | F14 | Industrial | Petroleum | Existing | Space Heating | Natural Gas | Space Heating - Heat Recovery Ventilator | A | Purchases (Cumulative) | Technical Potential | 0 | 0 | 0 | 0 | 0 | 71.6295 | 143.2198 | 214.3878 | 285.5943 | 356.8597 | 427.2201 | 497.3882 | 567.4138 | 636.3275 | 705.5043 | 774.0213 | 842.5473 | 910.7284 | 978.3013 | 1045.9543 | 1113.3275 | 1180.4386 | 1247.3053 | 1313.9447 | 1380.3739 | 1380.3739 | 1380.3739 | 1380.3739 | 1380.3739 | 1380.3739 | 1380.3739
F1_Industrial_Petroleum_Existing_Space Heating_Natural Gas_Thermostat - Programmable_A_Technical Potential | F1 | Industrial | Petroleum | Existing | Space Heating | Natural Gas | Thermostat - Programmable | A | Original Unit Energy Savings (kWh or therms) | Technical Potential | 0 | 0 | 0 | 0 | 0 | 0.0064741 | 0.0064188 | 0.0063509 | 0.0062821 | 0.0062131 | 0.0061456 | 0.0060788 | 0.0060154 | 0.0059554 | 0.0058943 | 0.0058406 | 0.0057895 | 0.0057411 | 0.0056953 | 0.0056489 | 0.0056041 | 0.0055591 | 0.0055133 | 0.0054693 | 0.0054265 | 0.0053867 | 0.0053495 | 0.0053149 | 0 | 0 | 0
F2_Industrial_Petroleum_Existing_Space Heating_Natural Gas_Thermostat - Programmable_A_Technical Potential | F2 | Industrial | Petroleum | Existing | Space Heating | Natural Gas | Thermostat - Programmable | A | Original Unit Summer Peak Savings (kW) | Technical Potential | 0 | 0 | 0 | 0 | 0 | 0 | 0 | 0 | 0 | 0 | 0 | 0 | 0 | 0 | 0 | 0 | 0 | 0 | 0 | 0 | 0 | 0 | 0 | 0 | 0 | 0 | 0 | 0 | 0 | 0 | 0
F3_Industrial_Petroleum_Existing_Space Heating_Natural Gas_Thermostat - Programmable_A_Technical Potential | F3 | Industrial | Petroleum | Existing | Space Heating | Natural Gas | Thermostat - Programmable | A | Original Unit Winter Peak Savings (kW) | Technical Potential | 0 | 0 | 0 | 0 | 0 | 0 | 0 | 0 | 0 | 0 | 0 | 0 | 0 | 0 | 0 | 0 | 0 | 0 | 0 | 0 | 0 | 0 | 0 | 0 | 0 | 0 | 0 | 0 | 0 | 0 | 0
F4_Industrial_Petroleum_Existing_Space Heating_Natural Gas_Thermostat - Programmable_A_Technical Potential | F4 | Industrial | Petroleum | Existing | Space Heating | Natural Gas | Thermostat - Programmable | A | Standalone Impact on Baseline Energy (%) | Technical Potential | 0% | 0% | 0% | 0% | 0% | 0.03186% | 0.06374% | 0.09598% | 0.1278% | 0.1595% | 0.1935% | 0.2258% | 0.2582% | 0.2942% | 0.3249% | 0.3599% | 0.3917% | 0.4256% | 0.4613% | 0.4926% | 0.5265% | 0.5604% | 0.5943% | 0.6282% | 0.0066205 | 0.0066398 | 0.0066575 | 0.0066737 | 0 | 0 | 0
F5_Industrial_Petroleum_Existing_Space Heating_Natural Gas_Thermostat - Programmable_A_Technical Potential | F5 | Industrial | Petroleum | Existing | Space Heating | Natural Gas | Thermostat - Programmable | A | Standalone Impact on Baseline Summer Peak (%) | Technical Potential | 0% | 0% | 0% | 0% | 0% | 0% | 0% | 0% | 0% | 0% | 0% | 0% | 0% | 0% | 0% | 0% | 0% | 0% | 0% | 0% | 0% | 0% | 0% | 0% | 0 | 0 | 0 | 0 | 0 | 0 | 0
F6_Industrial_Petroleum_Existing_Space Heating_Natural Gas_Thermostat - Programmable_A_Technical Potential | F6 | Industrial | Petroleum | Existing | Space Heating | Natural Gas | Thermostat - Programmable | A | Standalone Impact on Baseline Winter Peak (%) | Technical Potential | 0% | 0% | 0% | 0% | 0% | 0% | 0% | 0% | 0% | 0% | 0% | 0% | 0% | 0% | 0% | 0% | 0% | 0% | 0% | 0% | 0% | 0% | 0% | 0% | 0 | 0 | 0 | 0 | 0 | 0 | 0
F7_Industrial_Petroleum_Existing_Space Heating_Natural Gas_Thermostat - Programmable_A_Technical Potential | F7 | Industrial | Petroleum | Existing | Space Heating | Natural Gas | Thermostat - Programmable | A | Incremental Energy Savings (MWh or mTherms) | Technical Potential | 0 | 0 | 0 | 0 | 0 | 0.0013912 | 0.0013786 | 0.0013559 | 0.001342 | 0.0013283 | 0.0012972 | 0.0012796 | 0.0012637 | 0.0012312 | 0.0012233 | 0.0012005 | 0.0011902 | 0.0011743 | 0.0011545 | 0.0011465 | 0.0011327 | 0.0011192 | 0.001106 | 0.0010934 | 0.0010814 | 0 | 0 | 0 | 0 | 0 | 0
F8_Industrial_Petroleum_Existing_Space Heating_Natural Gas_Thermostat - Programmable_A_Technical Potential | F8 | Industrial | Petroleum | Existing | Space Heating | Natural Gas | Thermostat - Programmable | A | Incremental Summer Peak Savings (MW) | Technical Potential | 0 | 0 | 0 | 0 | 0 | 0 | 0 | 0 | 0 | 0 | 0 | 0 | 0 | 0 | 0 | 0 | 0 | 0 | 0 | 0 | 0 | 0 | 0 | 0 | 0 | 0 | 0 | 0 | 0 | 0 | 0
F9_Industrial_Petroleum_Existing_Space Heating_Natural Gas_Thermostat - Programmable_A_Technical Potential | F9 | Industrial | Petroleum | Existing | Space Heating | Natural Gas | Thermostat - Programmable | A | Incremental Winter Peak Savings (MW) | Technical Potential | 0 | 0 | 0 | 0 | 0 | 0 | 0 | 0 | 0 | 0 | 0 | 0 | 0 | 0 | 0 | 0 | 0 | 0 | 0 | 0 | 0 | 0 | 0 | 0 | 0 | 0 | 0 | 0 | 0 | 0 | 0
F10_Industrial_Petroleum_Existing_Space Heating_Natural Gas_Thermostat - Programmable_A_Technical Potential | F10 | Industrial | Petroleum | Existing | Space Heating | Natural Gas | Thermostat - Programmable | A | Cumulative Energy Savings (MWh or mTherms) | Technical Potential | 0 | 0 | 0 | 0 | 0 | 0.0013912 | 0.0027579 | 0.0040847 | 0.0053824 | 0.0066516 | 0.0078766 | 0.0090705 | 0.01024 | 0.011369 | 0.012475 | 0.013562 | 0.014634 | 0.015686 | 0.016715 | 0.017726 | 0.018718 | 0.019687 | 0.02063 | 0.021559 | 0.022472 | 0.022307 | 0.022153 | 0.02201 | 0 | 0 | 0
F11_Industrial_Petroleum_Existing_Space Heating_Natural Gas_Thermostat - Programmable_A_Technical Potential | F11 | Industrial | Petroleum | Existing | Space Heating | Natural Gas | Thermostat - Programmable | A | Cumulative Summer Peak Savings (MW) | Technical Potential | 0 | 0 | 0 | 0 | 0 | 0 | 0 | 0 | 0 | 0 | 0 | 0 | 0 | 0 | 0 | 0 | 0 | 0 | 0 | 0 | 0 | 0 | 0 | 0 | 0 | 0 | 0 | 0 | 0 | 0 | 0
F12_Industrial_Petroleum_Existing_Space Heating_Natural Gas_Thermostat - Programmable_A_Technical Potential | F12 | Industrial | Petroleum | Existing | Space Heating | Natural Gas | Thermostat - Programmable | A | Cumulative Winter Peak Savings (MW) | Technical Potential | 0 | 0 | 0 | 0 | 0 | 0 | 0 | 0 | 0 | 0 | 0 | 0 | 0 | 0 | 0 | 0 | 0 | 0 | 0 | 0 | 0 | 0 | 0 | 0 | 0 | 0 | 0 | 0 | 0 | 0 | 0
F13_Industrial_Petroleum_Existing_Space Heating_Natural Gas_Thermostat - Programmable_A_Technical Potential | F13 | Industrial | Petroleum | Existing | Space Heating | Natural Gas | Thermostat - Programmable | A | Purchases (Incremental) | Technical Potential | 0 | 0 | 0 | 0 | 0 | 214.8886 | 214.7707 | 213.5041 | 213.6195 | 213.7962 | 211.0812 | 210.5043 | 210.0769 | 206.741 | 207.5303 | 205.5513 | 205.5779 | 204.5432 | 202.7187 | 202.9589 | 202.1196 | 201.3335 | 200.5999 | 199.9182 | 199.2878 | 0 | 0 | 0 | 0 | 0 | 0
F14_Industrial_Petroleum_Existing_Space Heating_Natural Gas_Thermostat - Programmable_A_Technical Potential | F14 | Industrial | Petroleum | Existing | Space Heating | Natural Gas | Thermostat - Programmable | A | Purchases (Cumulative) | Technical Potential | 0 | 0 | 0 | 0 | 0 | 214.8886 | 429.6593 | 643.1634 | 856.7829 | 1070.579 | 1281.6602 | 1492.1645 | 1702.2415 | 1908.9825 | 2116.5128 | 2322.064 | 2527.642 | 2732.1852 | 2934.904 | 3137.8628 | 3339.9824 | 3541.3159 | 3741.9158 | 3941.834 | 4141.1217 | 4141.1217 | 4141.1217 | 4141.1217 | 4141.1217 | 4141.1217 | 4141.1217
F1_Industrial_Petroleum_Existing_Space Heating_Natural Gas_ENERGY STAR Connected Thermostat_A_Technical Potential | F1 | Industrial | Petroleum | Existing | Space Heating | Natural Gas | ENERGY STAR Connected Thermostat | A | Original Unit Energy Savings (kWh or therms) | Technical Potential | 0 | 0 | 0 | 0 | 0 | 0.01524 | 0.01511 | 0.01495 | 0.014788 | 0.014626 | 0.014467 | 0.01431 | 0.01416 | 0.014019 | 0.013875 | 0.013749 | 0.013628 | 0.013515 | 0.013407 | 0.013298 | 0.013192 | 0.013086 | 0.012978 | 0.012875 | 0.012774 | 0.01268 | 0.012593 | 0.012511 | 0 | 0 | 0
F2_Industrial_Petroleum_Existing_Space Heating_Natural Gas_ENERGY STAR Connected Thermostat_A_Technical Potential | F2 | Industrial | Petroleum | Existing | Space Heating | Natural Gas | ENERGY STAR Connected Thermostat | A | Original Unit Summer Peak Savings (kW) | Technical Potential | 0 | 0 | 0 | 0 | 0 | 0 | 0 | 0 | 0 | 0 | 0 | 0 | 0 | 0 | 0 | 0 | 0 | 0 | 0 | 0 | 0 | 0 | 0 | 0 | 0 | 0 | 0 | 0 | 0 | 0 | 0
F3_Industrial_Petroleum_Existing_Space Heating_Natural Gas_ENERGY STAR Connected Thermostat_A_Technical Potential | F3 | Industrial | Petroleum | Existing | Space Heating | Natural Gas | ENERGY STAR Connected Thermostat | A | Original Unit Winter Peak Savings (kW) | Technical Potential | 0 | 0 | 0 | 0 | 0 | 0 | 0 | 0 | 0 | 0 | 0 | 0 | 0 | 0 | 0 | 0 | 0 | 0 | 0 | 0 | 0 | 0 | 0 | 0 | 0 | 0 | 0 | 0 | 0 | 0 | 0
F4_Industrial_Petroleum_Existing_Space Heating_Natural Gas_ENERGY STAR Connected Thermostat_A_Technical Potential | F4 | Industrial | Petroleum | Existing | Space Heating | Natural Gas | ENERGY STAR Connected Thermostat | A | Standalone Impact on Baseline Energy (%) | Technical Potential | 0% | 0% | 0% | 0% | 0% | 0.075% | 0.15% | 0.2259% | 0.3008% | 0.3756% | 0.4554% | 0.5316% | 0.6077% | 0.6925% | 0.7649% | 0.8473% | 0.9221% | 1.002% | 1.086% | 1.16% | 1.239% | 1.319% | 1.399% | 1.479% | 0.015585 | 0.01563 | 0.015672 | 0.01571 | 0 | 0 | 0
F5_Industrial_Petroleum_Existing_Space Heating_Natural Gas_ENERGY STAR Connected Thermostat_A_Technical Potential | F5 | Industrial | Petroleum | Existing | Space Heating | Natural Gas | ENERGY STAR Connected Thermostat | A | Standalone Impact on Baseline Summer Peak (%) | Technical Potential | 0% | 0% | 0% | 0% | 0% | 0% | 0% | 0% | 0% | 0% | 0% | 0% | 0% | 0% | 0% | 0% | 0% | 0% | 0% | 0% | 0% | 0% | 0% | 0% | 0 | 0 | 0 | 0 | 0 | 0 | 0
F6_Industrial_Petroleum_Existing_Space Heating_Natural Gas_ENERGY STAR Connected Thermostat_A_Technical Potential | F6 | Industrial | Petroleum | Existing | Space Heating | Natural Gas | ENERGY STAR Connected Thermostat | A | Standalone Impact on Baseline Winter Peak (%) | Technical Potential | 0% | 0% | 0% | 0% | 0% | 0% | 0% | 0% | 0% | 0% | 0% | 0% | 0% | 0% | 0% | 0% | 0% | 0% | 0% | 0% | 0% | 0% | 0% | 0% | 0 | 0 | 0 | 0 | 0 | 0 | 0
F7_Industrial_Petroleum_Existing_Space Heating_Natural Gas_ENERGY STAR Connected Thermostat_A_Technical Potential | F7 | Industrial | Petroleum | Existing | Space Heating | Natural Gas | ENERGY STAR Connected Thermostat | A | Incremental Energy Savings (MWh or mTherms) | Technical Potential | 0 | 0 | 0 | 0 | 0 | 0.003275 | 0.0032452 | 0.0031919 | 0.003159 | 0.0031269 | 0.0030537 | 0.0030122 | 0.0029748 | 0.0028983 | 0.0028796 | 0.0028261 | 0.0028017 | 0.0027643 | 0.0027178 | 0.0026989 | 0.0026664 | 0.0026347 | 0.0026035 | 0.0025739 | 0.0025457 | 0 | 0 | 0 | 0 | 0 | 0
F8_Industrial_Petroleum_Existing_Space Heating_Natural Gas_ENERGY STAR Connected Thermostat_A_Technical Potential | F8 | Industrial | Petroleum | Existing | Space Heating | Natural Gas | ENERGY STAR Connected Thermostat | A | Incremental Summer Peak Savings (MW) | Technical Potential | 0 | 0 | 0 | 0 | 0 | 0 | 0 | 0 | 0 | 0 | 0 | 0 | 0 | 0 | 0 | 0 | 0 | 0 | 0 | 0 | 0 | 0 | 0 | 0 | 0 | 0 | 0 | 0 | 0 | 0 | 0
F9_Industrial_Petroleum_Existing_Space Heating_Natural Gas_ENERGY STAR Connected Thermostat_A_Technical Potential | F9 | Industrial | Petroleum | Existing | Space Heating | Natural Gas | ENERGY STAR Connected Thermostat | A | Incremental Winter Peak Savings (MW) | Technical Potential | 0 | 0 | 0 | 0 | 0 | 0 | 0 | 0 | 0 | 0 | 0 | 0 | 0 | 0 | 0 | 0 | 0 | 0 | 0 | 0 | 0 | 0 | 0 | 0 | 0 | 0 | 0 | 0 | 0 | 0 | 0
F10_Industrial_Petroleum_Existing_Space Heating_Natural Gas_ENERGY STAR Connected Thermostat_A_Technical Potential | F10 | Industrial | Petroleum | Existing | Space Heating | Natural Gas | ENERGY STAR Connected Thermostat | A | Cumulative Energy Savings (MWh or mTherms) | Technical Potential | 0 | 0 | 0 | 0 | 0 | 0.003275 | 0.0064921 | 0.0096154 | 0.01267 | 0.015658 | 0.018542 | 0.021352 | 0.024104 | 0.026762 | 0.029367 | 0.031926 | 0.034448 | 0.036925 | 0.039347 | 0.041726 | 0.044062 | 0.046343 | 0.048564 | 0.05075 | 0.052899 | 0.052511 | 0.052149 | 0.051811 | 0 | 0 | 0
F11_Industrial_Petroleum_Existing_Space Heating_Natural Gas_ENERGY STAR Connected Thermostat_A_Technical Potential | F11 | Industrial | Petroleum | Existing | Space Heating | Natural Gas | ENERGY STAR Connected Thermostat | A | Cumulative Summer Peak Savings (MW) | Technical Potential | 0 | 0 | 0 | 0 | 0 | 0 | 0 | 0 | 0 | 0 | 0 | 0 | 0 | 0 | 0 | 0 | 0 | 0 | 0 | 0 | 0 | 0 | 0 | 0 | 0 | 0 | 0 | 0 | 0 | 0 | 0
F12_Industrial_Petroleum_Existing_Space Heating_Natural Gas_ENERGY STAR Connected Thermostat_A_Technical Potential | F12 | Industrial | Petroleum | Existing | Space Heating | Natural Gas | ENERGY STAR Connected Thermostat | A | Cumulative Winter Peak Savings (MW) | Technical Potential | 0 | 0 | 0 | 0 | 0 | 0 | 0 | 0 | 0 | 0 | 0 | 0 | 0 | 0 | 0 | 0 | 0 | 0 | 0 | 0 | 0 | 0 | 0 | 0 | 0 | 0 | 0 | 0 | 0 | 0 | 0
F13_Industrial_Petroleum_Existing_Space Heating_Natural Gas_ENERGY STAR Connected Thermostat_A_Technical Potential | F13 | Industrial | Petroleum | Existing | Space Heating | Natural Gas | ENERGY STAR Connected Thermostat | A | Purchases (Incremental) | Technical Potential | 0 | 0 | 0 | 0 | 0 | 214.8886 | 214.7707 | 213.5041 | 213.6195 | 213.7962 | 211.0812 | 210.5043 | 210.0769 | 206.741 | 207.5303 | 205.5513 | 205.5779 | 204.5432 | 202.7187 | 202.9589 | 202.1196 | 201.3335 | 200.5999 | 199.9182 | 199.2878 | 0 | 0 | 0 | 0 | 0 | 0
F14_Industrial_Petroleum_Existing_Space Heating_Natural Gas_ENERGY STAR Connected Thermostat_A_Technical Potential | F14 | Industrial | Petroleum | Existing | Space Heating | Natural Gas | ENERGY STAR Connected Thermostat | A | Purchases (Cumulative) | Technical Potential | 0 | 0 | 0 | 0 | 0 | 214.8886 | 429.6593 | 643.1634 | 856.7829 | 1070.579 | 1281.6602 | 1492.1645 | 1702.2415 | 1908.9825 | 2116.5128 | 2322.064 | 2527.642 | 2732.1852 | 2934.904 | 3137.8628 | 3339.9824 | 3541.3159 | 3741.9158 | 3941.834 | 4141.1217 | 4141.1217 | 4141.1217 | 4141.1217 | 4141.1217 | 4141.1217 | 4141.1217
F1_Industrial_Petroleum_Existing_Space Heating_Natural Gas_Destratification Fans (HVLS)_A_Technical Potential | F1 | Industrial | Petroleum | Existing | Space Heating | Natural Gas | Destratification Fans (HVLS) | A | Original Unit Energy Savings (kWh or therms) | Technical Potential | 0 | 0 | 0 | 0 | 0 | 0.01524 | 0.01511 | 0.01495 | 0.014788 | 0.014626 | 0.014467 | 0.01431 | 0.01416 | 0.014019 | 0.013875 | 0.013749 | 0.013628 | 0.013515 | 0.013407 | 0.013298 | 0.013192 | 0.013086 | 0.012978 | 0.012875 | 0.012774 | 0.01268 | 0.012593 | 0.012511 | 0 | 0 | 0
F2_Industrial_Petroleum_Existing_Space Heating_Natural Gas_Destratification Fans (HVLS)_A_Technical Potential | F2 | Industrial | Petroleum | Existing | Space Heating | Natural Gas | Destratification Fans (HVLS) | A | Original Unit Summer Peak Savings (kW) | Technical Potential | 0 | 0 | 0 | 0 | 0 | 0 | 0 | 0 | 0 | 0 | 0 | 0 | 0 | 0 | 0 | 0 | 0 | 0 | 0 | 0 | 0 | 0 | 0 | 0 | 0 | 0 | 0 | 0 | 0 | 0 | 0
F3_Industrial_Petroleum_Existing_Space Heating_Natural Gas_Destratification Fans (HVLS)_A_Technical Potential | F3 | Industrial | Petroleum | Existing | Space Heating | Natural Gas | Destratification Fans (HVLS) | A | Original Unit Winter Peak Savings (kW) | Technical Potential | 0 | 0 | 0 | 0 | 0 | 0 | 0 | 0 | 0 | 0 | 0 | 0 | 0 | 0 | 0 | 0 | 0 | 0 | 0 | 0 | 0 | 0 | 0 | 0 | 0 | 0 | 0 | 0 | 0 | 0 | 0
F4_Industrial_Petroleum_Existing_Space Heating_Natural Gas_Destratification Fans (HVLS)_A_Technical Potential | F4 | Industrial | Petroleum | Existing | Space Heating | Natural Gas | Destratification Fans (HVLS) | A | Standalone Impact on Baseline Energy (%) | Technical Potential | 0% | 0% | 0% | 0% | 0% | 0.075% | 0.15% | 0.2259% | 0.3008% | 0.3756% | 0.4554% | 0.5316% | 0.6077% | 0.6925% | 0.7649% | 0.8473% | 0.9221% | 1.002% | 1.086% | 1.16% | 1.239% | 1.319% | 1.399% | 1.479% | 0.015585 | 0.01563 | 0.015672 | 0.01571 | 0 | 0 | 0
F5_Industrial_Petroleum_Existing_Space Heating_Natural Gas_Destratification Fans (HVLS)_A_Technical Potential | F5 | Industrial | Petroleum | Existing | Space Heating | Natural Gas | Destratification Fans (HVLS) | A | Standalone Impact on Baseline Summer Peak (%) | Technical Potential | 0% | 0% | 0% | 0% | 0% | 0% | 0% | 0% | 0% | 0% | 0% | 0% | 0% | 0% | 0% | 0% | 0% | 0% | 0% | 0% | 0% | 0% | 0% | 0% | 0 | 0 | 0 | 0 | 0 | 0 | 0
F6_Industrial_Petroleum_Existing_Space Heating_Natural Gas_Destratification Fans (HVLS)_A_Technical Potential | F6 | Industrial | Petroleum | Existing | Space Heating | Natural Gas | Destratification Fans (HVLS) | A | Standalone Impact on Baseline Winter Peak (%) | Technical Potential | 0% | 0% | 0% | 0% | 0% | 0% | 0% | 0% | 0% | 0% | 0% | 0% | 0% | 0% | 0% | 0% | 0% | 0% | 0% | 0% | 0% | 0% | 0% | 0% | 0 | 0 | 0 | 0 | 0 | 0 | 0
F7_Industrial_Petroleum_Existing_Space Heating_Natural Gas_Destratification Fans (HVLS)_A_Technical Potential | F7 | Industrial | Petroleum | Existing | Space Heating | Natural Gas | Destratification Fans (HVLS) | A | Incremental Energy Savings (MWh or mTherms) | Technical Potential | 0 | 0 | 0 | 0 | 0 | 0.003275 | 0.0032452 | 0.0031919 | 0.003159 | 0.0031269 | 0.0030537 | 0.0030122 | 0.0029748 | 0.0028983 | 0.0028796 | 0.0028261 | 0.0028017 | 0.0027643 | 0.0027178 | 0.0026989 | 0.0026664 | 0.0026347 | 0.0026035 | 0.0025739 | 0.0025457 | 0 | 0 | 0 | 0 | 0 | 0
F8_Industrial_Petroleum_Existing_Space Heating_Natural Gas_Destratification Fans (HVLS)_A_Technical Potential | F8 | Industrial | Petroleum | Existing | Space Heating | Natural Gas | Destratification Fans (HVLS) | A | Incremental Summer Peak Savings (MW) | Technical Potential | 0 | 0 | 0 | 0 | 0 | 0 | 0 | 0 | 0 | 0 | 0 | 0 | 0 | 0 | 0 | 0 | 0 | 0 | 0 | 0 | 0 | 0 | 0 | 0 | 0 | 0 | 0 | 0 | 0 | 0 | 0
F9_Industrial_Petroleum_Existing_Space Heating_Natural Gas_Destratification Fans (HVLS)_A_Technical Potential | F9 | Industrial | Petroleum | Existing | Space Heating | Natural Gas | Destratification Fans (HVLS) | A | Incremental Winter Peak Savings (MW) | Technical Potential | 0 | 0 | 0 | 0 | 0 | 0 | 0 | 0 | 0 | 0 | 0 | 0 | 0 | 0 | 0 | 0 | 0 | 0 | 0 | 0 | 0 | 0 | 0 | 0 | 0 | 0 | 0 | 0 | 0 | 0 | 0
F10_Industrial_Petroleum_Existing_Space Heating_Natural Gas_Destratification Fans (HVLS)_A_Technical Potential | F10 | Industrial | Petroleum | Existing | Space Heating | Natural Gas | Destratification Fans (HVLS) | A | Cumulative Energy Savings (MWh or mTherms) | Technical Potential | 0 | 0 | 0 | 0 | 0 | 0.003275 | 0.0064921 | 0.0096154 | 0.01267 | 0.015658 | 0.018542 | 0.021352 | 0.024104 | 0.026762 | 0.029367 | 0.031926 | 0.034448 | 0.036925 | 0.039347 | 0.041726 | 0.044062 | 0.046343 | 0.048564 | 0.05075 | 0.052899 | 0.052511 | 0.052149 | 0.051811 | 0 | 0 | 0
F11_Industrial_Petroleum_Existing_Space Heating_Natural Gas_Destratification Fans (HVLS)_A_Technical Potential | F11 | Industrial | Petroleum | Existing | Space Heating | Natural Gas | Destratification Fans (HVLS) | A | Cumulative Summer Peak Savings (MW) | Technical Potential | 0 | 0 | 0 | 0 | 0 | 0 | 0 | 0 | 0 | 0 | 0 | 0 | 0 | 0 | 0 | 0 | 0 | 0 | 0 | 0 | 0 | 0 | 0 | 0 | 0 | 0 | 0 | 0 | 0 | 0 | 0
F12_Industrial_Petroleum_Existing_Space Heating_Natural Gas_Destratification Fans (HVLS)_A_Technical Potential | F12 | Industrial | Petroleum | Existing | Space Heating | Natural Gas | Destratification Fans (HVLS) | A | Cumulative Winter Peak Savings (MW) | Technical Potential | 0 | 0 | 0 | 0 | 0 | 0 | 0 | 0 | 0 | 0 | 0 | 0 | 0 | 0 | 0 | 0 | 0 | 0 | 0 | 0 | 0 | 0 | 0 | 0 | 0 | 0 | 0 | 0 | 0 | 0 | 0
F13_Industrial_Petroleum_Existing_Space Heating_Natural Gas_Destratification Fans (HVLS)_A_Technical Potential | F13 | Industrial | Petroleum | Existing | Space Heating | Natural Gas | Destratification Fans (HVLS) | A | Purchases (Incremental) | Technical Potential | 0 | 0 | 0 | 0 | 0 | 214.8886 | 214.7707 | 213.5041 | 213.6195 | 213.7962 | 211.0812 | 210.5043 | 210.0769 | 206.741 | 207.5303 | 205.5513 | 205.5779 | 204.5432 | 202.7187 | 202.9589 | 202.1196 | 201.3335 | 200.5999 | 199.9182 | 199.2878 | 0 | 0 | 0 | 0 | 0 | 0
F14_Industrial_Petroleum_Existing_Space Heating_Natural Gas_Destratification Fans (HVLS)_A_Technical Potential | F14 | Industrial | Petroleum | Existing | Space Heating | Natural Gas | Destratification Fans (HVLS) | A | Purchases (Cumulative) | Technical Potential | 0 | 0 | 0 | 0 | 0 | 214.8886 | 429.6593 | 643.1634 | 856.7829 | 1070.579 | 1281.6602 | 1492.1645 | 1702.2415 | 1908.9825 | 2116.5128 | 2322.064 | 2527.642 | 2732.1852 | 2934.904 | 3137.8628 | 3339.9824 | 3541.3159 | 3741.9158 | 3941.834 | 4141.1217 | 4141.1217 | 4141.1217 | 4141.1217 | 4141.1217 | 4141.1217 | 4141.1217
F1_Industrial_Petroleum_Existing_Space Heating_Natural Gas_Gas Boiler - Insulate Steam Lines/Condensate Tank_A_Technical Potential | F1 | Industrial | Petroleum | Existing | Space Heating | Natural Gas | Gas Boiler - Insulate Steam Lines/Condensate Tank | A | Original Unit Energy Savings (kWh or therms) | Technical Potential | 0 | 0 | 0 | 0 | 0 | 1139.921 | 1132.197 | 1124.5217 | 1116.8058 | 1109.1119 | 1101.6344 | 1094.2311 | 1086.9071 | 1079.6667 | 1072.0029 | 1064.969 | 1058.0143 | 1051.1738 | 1044.434 | 1037.6793 | 1031.1558 | 1024.3664 | 1017.8121 | 1011.4635 | 1005.0743 | 999.244 | 993.9235 | 989.068 | 984.6366 | 980.5921 | 976.9006
F2_Industrial_Petroleum_Existing_Space Heating_Natural Gas_Gas Boiler - Insulate Steam Lines/Condensate Tank_A_Technical Potential | F2 | Industrial | Petroleum | Existing | Space Heating | Natural Gas | Gas Boiler - Insulate Steam Lines/Condensate Tank | A | Original Unit Summer Peak Savings (kW) | Technical Potential | 0 | 0 | 0 | 0 | 0 | 0 | 0 | 0 | 0 | 0 | 0 | 0 | 0 | 0 | 0 | 0 | 0 | 0 | 0 | 0 | 0 | 0 | 0 | 0 | 0 | 0 | 0 | 0 | 0 | 0 | 0
F3_Industrial_Petroleum_Existing_Space Heating_Natural Gas_Gas Boiler - Insulate Steam Lines/Condensate Tank_A_Technical Potential | F3 | Industrial | Petroleum | Existing | Space Heating | Natural Gas | Gas Boiler - Insulate Steam Lines/Condensate Tank | A | Original Unit Winter Peak Savings (kW) | Technical Potential | 0 | 0 | 0 | 0 | 0 | 0 | 0 | 0 | 0 | 0 | 0 | 0 | 0 | 0 | 0 | 0 | 0 | 0 | 0 | 0 | 0 | 0 | 0 | 0 | 0 | 0 | 0 | 0 | 0 | 0 | 0
F4_Industrial_Petroleum_Existing_Space Heating_Natural Gas_Gas Boiler - Insulate Steam Lines/Condensate Tank_A_Technical Potential | F4 | Industrial | Petroleum | Existing | Space Heating | Natural Gas | Gas Boiler - Insulate Steam Lines/Condensate Tank | A | Standalone Impact on Baseline Energy (%) | Technical Potential | 0% | 0% | 0% | 0% | 0% | 0.01252% | 0.0251% | 0.03794% | 0.05072% | 0.06358% | 0.07742% | 0.09076% | 0.1041% | 0.1191% | 0.1319% | 0.1465% | 0.1598% | 0.174% | 0.1888% | 0.202% | 0.2163% | 0.2305% | 0.2449% | 0.2594% | 0.0027375 | 0.0027498 | 0.0027615 | 0.0027726 | 0 | 0 | 0
F5_Industrial_Petroleum_Existing_Space Heating_Natural Gas_Gas Boiler - Insulate Steam Lines/Condensate Tank_A_Technical Potential | F5 | Industrial | Petroleum | Existing | Space Heating | Natural Gas | Gas Boiler - Insulate Steam Lines/Condensate Tank | A | Standalone Impact on Baseline Summer Peak (%) | Technical Potential | 0% | 0% | 0% | 0% | 0% | 0% | 0% | 0% | 0% | 0% | 0% | 0% | 0% | 0% | 0% | 0% | 0% | 0% | 0% | 0% | 0% | 0% | 0% | 0% | 0 | 0 | 0 | 0 | 0 | 0 | 0
F6_Industrial_Petroleum_Existing_Space Heating_Natural Gas_Gas Boiler - Insulate Steam Lines/Condensate Tank_A_Technical Potential | F6 | Industrial | Petroleum | Existing | Space Heating | Natural Gas | Gas Boiler - Insulate Steam Lines/Condensate Tank | A | Standalone Impact on Baseline Winter Peak (%) | Technical Potential | 0% | 0% | 0% | 0% | 0% | 0% | 0% | 0% | 0% | 0% | 0% | 0% | 0% | 0% | 0% | 0% | 0% | 0% | 0% | 0% | 0% | 0% | 0% | 0% | 0 | 0 | 0 | 0 | 0 | 0 | 0
F7_Industrial_Petroleum_Existing_Space Heating_Natural Gas_Gas Boiler - Insulate Steam Lines/Condensate Tank_A_Technical Potential | F7 | Industrial | Petroleum | Existing | Space Heating | Natural Gas | Gas Boiler - Insulate Steam Lines/Condensate Tank | A | Incremental Energy Savings (MWh or mTherms) | Technical Potential | 0 | 0 | 0 | 0 | 0 | 0.00054687 | 0.00054286 | 0.000536 | 0.00053261 | 0.00052938 | 0.00051913 | 0.00051424 | 0.00050976 | 0.00049832 | 0.00049667 | 0.00048871 | 0.00048558 | 0.00048001 | 0.00047268 | 0.00047018 | 0.00046529 | 0.00046043 | 0.00045582 | 0.00045143 | 0.00044717 | 0 | 0 | 0 | 0 | 0 | 0
F8_Industrial_Petroleum_Existing_Space Heating_Natural Gas_Gas Boiler - Insulate Steam Lines/Condensate Tank_A_Technical Potential | F8 | Industrial | Petroleum | Existing | Space Heating | Natural Gas | Gas Boiler - Insulate Steam Lines/Condensate Tank | A | Incremental Summer Peak Savings (MW) | Technical Potential | 0 | 0 | 0 | 0 | 0 | 0 | 0 | 0 | 0 | 0 | 0 | 0 | 0 | 0 | 0 | 0 | 0 | 0 | 0 | 0 | 0 | 0 | 0 | 0 | 0 | 0 | 0 | 0 | 0 | 0 | 0
F9_Industrial_Petroleum_Existing_Space Heating_Natural Gas_Gas Boiler - Insulate Steam Lines/Condensate Tank_A_Technical Potential | F9 | Industrial | Petroleum | Existing | Space Heating | Natural Gas | Gas Boiler - Insulate Steam Lines/Condensate Tank | A | Incremental Winter Peak Savings (MW) | Technical Potential | 0 | 0 | 0 | 0 | 0 | 0 | 0 | 0 | 0 | 0 | 0 | 0 | 0 | 0 | 0 | 0 | 0 | 0 | 0 | 0 | 0 | 0 | 0 | 0 | 0 | 0 | 0 | 0 | 0 | 0 | 0
F10_Industrial_Petroleum_Existing_Space Heating_Natural Gas_Gas Boiler - Insulate Steam Lines/Condensate Tank_A_Technical Potential | F10 | Industrial | Petroleum | Existing | Space Heating | Natural Gas | Gas Boiler - Insulate Steam Lines/Condensate Tank | A | Cumulative Energy Savings (MWh or mTherms) | Technical Potential | 0 | 0 | 0 | 0 | 0 | 0.00054687 | 0.001086 | 0.0016147 | 0.0021362 | 0.0026509 | 0.0031521 | 0.0036452 | 0.0041305 | 0.0046013 | 0.0050653 | 0.0055208 | 0.0059703 | 0.0064118 | 0.0068433 | 0.0072692 | 0.0076888 | 0.0080986 | 0.0085026 | 0.008901 | 0.009292 | 0.0092381 | 0.0091889 | 0.009144 | 0.009103 | 0.0090656 | 0.0090315
F11_Industrial_Petroleum_Existing_Space Heating_Natural Gas_Gas Boiler - Insulate Steam Lines/Condensate Tank_A_Technical Potential | F11 | Industrial | Petroleum | Existing | Space Heating | Natural Gas | Gas Boiler - Insulate Steam Lines/Condensate Tank | A | Cumulative Summer Peak Savings (MW) | Technical Potential | 0 | 0 | 0 | 0 | 0 | 0 | 0 | 0 | 0 | 0 | 0 | 0 | 0 | 0 | 0 | 0 | 0 | 0 | 0 | 0 | 0 | 0 | 0 | 0 | 0 | 0 | 0 | 0 | 0 | 0 | 0
F12_Industrial_Petroleum_Existing_Space Heating_Natural Gas_Gas Boiler - Insulate Steam Lines/Condensate Tank_A_Technical Potential | F12 | Industrial | Petroleum | Existing | Space Heating | Natural Gas | Gas Boiler - Insulate Steam Lines/Condensate Tank | A | Cumulative Winter Peak Savings (MW) | Technical Potential | 0 | 0 | 0 | 0 | 0 | 0 | 0 | 0 | 0 | 0 | 0 | 0 | 0 | 0 | 0 | 0 | 0 | 0 | 0 | 0 | 0 | 0 | 0 | 0 | 0 | 0 | 0 | 0 | 0 | 0 | 0
F13_Industrial_Petroleum_Existing_Space Heating_Natural Gas_Gas Boiler - Insulate Steam Lines/Condensate Tank_A_Technical Potential | F13 | Industrial | Petroleum | Existing | Space Heating | Natural Gas | Gas Boiler - Insulate Steam Lines/Condensate Tank | A | Purchases (Incremental) | Technical Potential | 0 | 0 | 0 | 0 | 0 | 0.00047974 | 0.00047948 | 0.00047665 | 0.00047691 | 0.0004773 | 0.00047124 | 0.00046995 | 0.000469 | 0.00046155 | 0.00046331 | 0.00045889 | 0.00045895 | 0.00045664 | 0.00045257 | 0.00045311 | 0.00045123 | 0.00044948 | 0.00044784 | 0.00044632 | 0.00044491 | 0 | 0 | 0 | 0 | 0 | 0
F14_Industrial_Petroleum_Existing_Space Heating_Natural Gas_Gas Boiler - Insulate Steam Lines/Condensate Tank_A_Technical Potential | F14 | Industrial | Petroleum | Existing | Space Heating | Natural Gas | Gas Boiler - Insulate Steam Lines/Condensate Tank | A | Purchases (Cumulative) | Technical Potential | 0 | 0 | 0 | 0 | 0 | 0.00047974 | 0.00095922 | 0.0014359 | 0.0019128 | 0.0023901 | 0.0028613 | 0.0033313 | 0.0038003 | 0.0042618 | 0.0047251 | 0.005184 | 0.005643 | 0.0060996 | 0.0065522 | 0.0070053 | 0.0074565 | 0.007906 | 0.0083538 | 0.0088002 | 0.0092451 | 0.0092451 | 0.0092451 | 0.0092451 | 0.0092451 | 0.0092451 | 0.0092451
F1_Industrial_Petroleum_Existing_Process_Natural Gas_Gas Boiler - Insulate Steam Lines/Condensate Tank_A_Technical Potential | F1 | Industrial | Petroleum | Existing | Process | Natural Gas | Gas Boiler - Insulate Steam Lines/Condensate Tank | A | Original Unit Energy Savings (kWh or therms) | Technical Potential | 0 | 0 | 0 | 0 | 0 | 5813.0737 | 5813.0737 | 5813.0737 | 5813.0737 | 5813.0737 | 5813.0737 | 5813.0737 | 5813.0737 | 5813.0737 | 5813.0737 | 5813.0737 | 5813.0737 | 5813.0737 | 5813.0737 | 5813.0737 | 5813.0737 | 5813.0737 | 5813.0737 | 5813.0737 | 5813.0737 | 5813.0737 | 5813.0737 | 5813.0737 | 5813.0737 | 5813.0737 | 5813.0737
F2_Industrial_Petroleum_Existing_Process_Natural Gas_Gas Boiler - Insulate Steam Lines/Condensate Tank_A_Technical Potential | F2 | Industrial | Petroleum | Existing | Process | Natural Gas | Gas Boiler - Insulate Steam Lines/Condensate Tank | A | Original Unit Summer Peak Savings (kW) | Technical Potential | 0 | 0 | 0 | 0 | 0 | 0 | 0 | 0 | 0 | 0 | 0 | 0 | 0 | 0 | 0 | 0 | 0 | 0 | 0 | 0 | 0 | 0 | 0 | 0 | 0 | 0 | 0 | 0 | 0 | 0 | 0
F3_Industrial_Petroleum_Existing_Process_Natural Gas_Gas Boiler - Insulate Steam Lines/Condensate Tank_A_Technical Potential | F3 | Industrial | Petroleum | Existing | Process | Natural Gas | Gas Boiler - Insulate Steam Lines/Condensate Tank | A | Original Unit Winter Peak Savings (kW) | Technical Potential | 0 | 0 | 0 | 0 | 0 | 0 | 0 | 0 | 0 | 0 | 0 | 0 | 0 | 0 | 0 | 0 | 0 | 0 | 0 | 0 | 0 | 0 | 0 | 0 | 0 | 0 | 0 | 0 | 0 | 0 | 0
F4_Industrial_Petroleum_Existing_Process_Natural Gas_Gas Boiler - Insulate Steam Lines/Condensate Tank_A_Technical Potential | F4 | Industrial | Petroleum | Existing | Process | Natural Gas | Gas Boiler - Insulate Steam Lines/Condensate Tank | A | Standalone Impact on Baseline Energy (%) | Technical Potential | 0% | 0% | 0% | 0% | 0% | 0.02031% | 0.04064% | 0.0612% | 0.08148% | 0.1017% | 0.1233% | 0.144% | 0.1646% | 0.1876% | 0.2072% | 0.2295% | 0.2498% | 0.2713% | 0.2941% | 0.3141% | 0.3357% | 0.3573% | 0.3789% | 0.4005% | 0.0042212 | 0.0042336 | 0.0042449 | 0.0042552 | 0 | 0 | 0
F5_Industrial_Petroleum_Existing_Process_Natural Gas_Gas Boiler - Insulate Steam Lines/Condensate Tank_A_Technical Potential | F5 | Industrial | Petroleum | Existing | Process | Natural Gas | Gas Boiler - Insulate Steam Lines/Condensate Tank | A | Standalone Impact on Baseline Summer Peak (%) | Technical Potential | 0% | 0% | 0% | 0% | 0% | 0% | 0% | 0% | 0% | 0% | 0% | 0% | 0% | 0% | 0% | 0% | 0% | 0% | 0% | 0% | 0% | 0% | 0% | 0% | 0 | 0 | 0 | 0 | 0 | 0 | 0
F6_Industrial_Petroleum_Existing_Process_Natural Gas_Gas Boiler - Insulate Steam Lines/Condensate Tank_A_Technical Potential | F6 | Industrial | Petroleum | Existing | Process | Natural Gas | Gas Boiler - Insulate Steam Lines/Condensate Tank | A | Standalone Impact on Baseline Winter Peak (%) | Technical Potential | 0% | 0% | 0% | 0% | 0% | 0% | 0% | 0% | 0% | 0% | 0% | 0% | 0% | 0% | 0% | 0% | 0% | 0% | 0% | 0% | 0% | 0% | 0% | 0% | 0 | 0 | 0 | 0 | 0 | 0 | 0
F7_Industrial_Petroleum_Existing_Process_Natural Gas_Gas Boiler - Insulate Steam Lines/Condensate Tank_A_Technical Potential | F7 | Industrial | Petroleum | Existing | Process | Natural Gas | Gas Boiler - Insulate Steam Lines/Condensate Tank | A | Incremental Energy Savings (MWh or mTherms) | Technical Potential | 0 | 0 | 0 | 0 | 0 | 0.22146 | 0.22134 | 0.22004 | 0.22016 | 0.22034 | 0.21754 | 0.21695 | 0.2165 | 0.21307 | 0.21388 | 0.21184 | 0.21187 | 0.2108 | 0.20892 | 0.20917 | 0.2083 | 0.20749 | 0.20674 | 0.20604 | 0.20539 | 0 | 0 | 0 | 0 | 0 | 0
F8_Industrial_Petroleum_Existing_Process_Natural Gas_Gas Boiler - Insulate Steam Lines/Condensate Tank_A_Technical Potential | F8 | Industrial | Petroleum | Existing | Process | Natural Gas | Gas Boiler - Insulate Steam Lines/Condensate Tank | A | Incremental Summer Peak Savings (MW) | Technical Potential | 0 | 0 | 0 | 0 | 0 | 0 | 0 | 0 | 0 | 0 | 0 | 0 | 0 | 0 | 0 | 0 | 0 | 0 | 0 | 0 | 0 | 0 | 0 | 0 | 0 | 0 | 0 | 0 | 0 | 0 | 0
F9_Industrial_Petroleum_Existing_Process_Natural Gas_Gas Boiler - Insulate Steam Lines/Condensate Tank_A_Technical Potential | F9 | Industrial | Petroleum | Existing | Process | Natural Gas | Gas Boiler - Insulate Steam Lines/Condensate Tank | A | Incremental Winter Peak Savings (MW) | Technical Potential | 0 | 0 | 0 | 0 | 0 | 0 | 0 | 0 | 0 | 0 | 0 | 0 | 0 | 0 | 0 | 0 | 0 | 0 | 0 | 0 | 0 | 0 | 0 | 0 | 0 | 0 | 0 | 0 | 0 | 0 | 0
F10_Industrial_Petroleum_Existing_Process_Natural Gas_Gas Boiler - Insulate Steam Lines/Condensate Tank_A_Technical Potential | F10 | Industrial | Petroleum | Existing | Process | Natural Gas | Gas Boiler - Insulate Steam Lines/Condensate Tank | A | Cumulative Energy Savings (MWh or mTherms) | Technical Potential | 0 | 0 | 0 | 0 | 0 | 0.22146 | 0.44281 | 0.66284 | 0.883 | 1.1033 | 1.3209 | 1.5378 | 1.7543 | 1.9674 | 2.1813 | 2.3931 | 2.605 | 2.8158 | 3.0247 | 3.2339 | 3.4422 | 3.6497 | 3.8564 | 4.0624 | 4.2678 | 4.2678 | 4.2678 | 4.2678 | 4.2678 | 4.2678 | 4.2678
F11_Industrial_Petroleum_Existing_Process_Natural Gas_Gas Boiler - Insulate Steam Lines/Condensate Tank_A_Technical Potential | F11 | Industrial | Petroleum | Existing | Process | Natural Gas | Gas Boiler - Insulate Steam Lines/Condensate Tank | A | Cumulative Summer Peak Savings (MW) | Technical Potential | 0 | 0 | 0 | 0 | 0 | 0 | 0 | 0 | 0 | 0 | 0 | 0 | 0 | 0 | 0 | 0 | 0 | 0 | 0 | 0 | 0 | 0 | 0 | 0 | 0 | 0 | 0 | 0 | 0 | 0 | 0
F12_Industrial_Petroleum_Existing_Process_Natural Gas_Gas Boiler - Insulate Steam Lines/Condensate Tank_A_Technical Potential | F12 | Industrial | Petroleum | Existing | Process | Natural Gas | Gas Boiler - Insulate Steam Lines/Condensate Tank | A | Cumulative Winter Peak Savings (MW) | Technical Potential | 0 | 0 | 0 | 0 | 0 | 0 | 0 | 0 | 0 | 0 | 0 | 0 | 0 | 0 | 0 | 0 | 0 | 0 | 0 | 0 | 0 | 0 | 0 | 0 | 0 | 0 | 0 | 0 | 0 | 0 | 0
F13_Industrial_Petroleum_Existing_Process_Natural Gas_Gas Boiler - Insulate Steam Lines/Condensate Tank_A_Technical Potential | F13 | Industrial | Petroleum | Existing | Process | Natural Gas | Gas Boiler - Insulate Steam Lines/Condensate Tank | A | Purchases (Incremental) | Technical Potential | 0 | 0 | 0 | 0 | 0 | 0.038098 | 0.038077 | 0.037852 | 0.037873 | 0.037904 | 0.037422 | 0.03732 | 0.037244 | 0.036653 | 0.036793 | 0.036442 | 0.036447 | 0.036263 | 0.03594 | 0.035983 | 0.035834 | 0.035694 | 0.035564 | 0.035443 | 0.035332 | 0 | 0 | 0 | 0 | 0 | 0
F14_Industrial_Petroleum_Existing_Process_Natural Gas_Gas Boiler - Insulate Steam Lines/Condensate Tank_A_Technical Potential | F14 | Industrial | Petroleum | Existing | Process | Natural Gas | Gas Boiler - Insulate Steam Lines/Condensate Tank | A | Purchases (Cumulative) | Technical Potential | 0 | 0 | 0 | 0 | 0 | 0.038098 | 0.076174 | 0.11403 | 0.1519 | 0.1898 | 0.22723 | 0.26455 | 0.30179 | 0.33844 | 0.37524 | 0.41168 | 0.44812 | 0.48439 | 0.52033 | 0.55631 | 0.59214 | 0.62784 | 0.6634 | 0.69885 | 0.73418 | 0.73418 | 0.73418 | 0.73418 | 0.73418 | 0.73418 | 0.73418
F1_Industrial_Petroleum_Existing_Space Heating_Natural Gas_Gas Boiler - Insulate Hot Water Lines_A_Technical Potential | F1 | Industrial | Petroleum | Existing | Space Heating | Natural Gas | Gas Boiler - Insulate Hot Water Lines | A | Original Unit Energy Savings (kWh or therms) | Technical Potential | 0 | 0 | 0 | 0 | 0 | 1288.4693 | 1279.7387 | 1271.0632 | 1262.3418 | 1253.6453 | 1245.1934 | 1236.8253 | 1228.5468 | 1220.363 | 1211.7004 | 1203.7499 | 1195.8889 | 1188.157 | 1180.5389 | 1172.9039 | 1165.5304 | 1157.8562 | 1150.4477 | 1143.2719 | 1136.0501 | 1129.46 | 1123.4461 | 1117.9579 | 1112.949 | 1108.3775 | 1104.205
F2_Industrial_Petroleum_Existing_Space Heating_Natural Gas_Gas Boiler - Insulate Hot Water Lines_A_Technical Potential | F2 | Industrial | Petroleum | Existing | Space Heating | Natural Gas | Gas Boiler - Insulate Hot Water Lines | A | Original Unit Summer Peak Savings (kW) | Technical Potential | 0 | 0 | 0 | 0 | 0 | 0 | 0 | 0 | 0 | 0 | 0 | 0 | 0 | 0 | 0 | 0 | 0 | 0 | 0 | 0 | 0 | 0 | 0 | 0 | 0 | 0 | 0 | 0 | 0 | 0 | 0
F3_Industrial_Petroleum_Existing_Space Heating_Natural Gas_Gas Boiler - Insulate Hot Water Lines_A_Technical Potential | F3 | Industrial | Petroleum | Existing | Space Heating | Natural Gas | Gas Boiler - Insulate Hot Water Lines | A | Original Unit Winter Peak Savings (kW) | Technical Potential | 0 | 0 | 0 | 0 | 0 | 0 | 0 | 0 | 0 | 0 | 0 | 0 | 0 | 0 | 0 | 0 | 0 | 0 | 0 | 0 | 0 | 0 | 0 | 0 | 0 | 0 | 0 | 0 | 0 | 0 | 0
F4_Industrial_Petroleum_Existing_Space Heating_Natural Gas_Gas Boiler - Insulate Hot Water Lines_A_Technical Potential | F4 | Industrial | Petroleum | Existing | Space Heating | Natural Gas | Gas Boiler - Insulate Hot Water Lines | A | Standalone Impact on Baseline Energy (%) | Technical Potential | 0% | 0% | 0% | 0% | 0% | 0.02831% | 0.05674% | 0.08577% | 0.1147% | 0.1437% | 0.175% | 0.2052% | 0.2354% | 0.2692% | 0.2982% | 0.3312% | 0.3613% | 0.3933% | 0.4269% | 0.4567% | 0.4889% | 0.5212% | 0.5537% | 0.5863% | 0.0061885 | 0.0062162 | 0.0062427 | 0.0062679 | 0 | 0 | 0
F5_Industrial_Petroleum_Existing_Space Heating_Natural Gas_Gas Boiler - Insulate Hot Water Lines_A_Technical Potential | F5 | Industrial | Petroleum | Existing | Space Heating | Natural Gas | Gas Boiler - Insulate Hot Water Lines | A | Standalone Impact on Baseline Summer Peak (%) | Technical Potential | 0% | 0% | 0% | 0% | 0% | 0% | 0% | 0% | 0% | 0% | 0% | 0% | 0% | 0% | 0% | 0% | 0% | 0% | 0% | 0% | 0% | 0% | 0% | 0% | 0 | 0 | 0 | 0 | 0 | 0 | 0
F6_Industrial_Petroleum_Existing_Space Heating_Natural Gas_Gas Boiler - Insulate Hot Water Lines_A_Technical Potential | F6 | Industrial | Petroleum | Existing | Space Heating | Natural Gas | Gas Boiler - Insulate Hot Water Lines | A | Standalone Impact on Baseline Winter Peak (%) | Technical Potential | 0% | 0% | 0% | 0% | 0% | 0% | 0% | 0% | 0% | 0% | 0% | 0% | 0% | 0% | 0% | 0% | 0% | 0% | 0% | 0% | 0% | 0% | 0% | 0% | 0 | 0 | 0 | 0 | 0 | 0 | 0
F7_Industrial_Petroleum_Existing_Space Heating_Natural Gas_Gas Boiler - Insulate Hot Water Lines_A_Technical Potential | F7 | Industrial | Petroleum | Existing | Space Heating | Natural Gas | Gas Boiler - Insulate Hot Water Lines | A | Incremental Energy Savings (MWh or mTherms) | Technical Potential | 0 | 0 | 0 | 0 | 0 | 0.0012363 | 0.0012272 | 0.0012117 | 0.001204 | 0.0011967 | 0.0011736 | 0.0011625 | 0.0011524 | 0.0011265 | 0.0011228 | 0.0011048 | 0.0010977 | 0.0010851 | 0.0010686 | 0.0010629 | 0.0010519 | 0.0010409 | 0.0010304 | 0.0010205 | 0.0010109 | 0 | 0 | 0 | 0 | 0 | 0
F8_Industrial_Petroleum_Existing_Space Heating_Natural Gas_Gas Boiler - Insulate Hot Water Lines_A_Technical Potential | F8 | Industrial | Petroleum | Existing | Space Heating | Natural Gas | Gas Boiler - Insulate Hot Water Lines | A | Incremental Summer Peak Savings (MW) | Technical Potential | 0 | 0 | 0 | 0 | 0 | 0 | 0 | 0 | 0 | 0 | 0 | 0 | 0 | 0 | 0 | 0 | 0 | 0 | 0 | 0 | 0 | 0 | 0 | 0 | 0 | 0 | 0 | 0 | 0 | 0 | 0
F9_Industrial_Petroleum_Existing_Space Heating_Natural Gas_Gas Boiler - Insulate Hot Water Lines_A_Technical Potential | F9 | Industrial | Petroleum | Existing | Space Heating | Natural Gas | Gas Boiler - Insulate Hot Water Lines | A | Incremental Winter Peak Savings (MW) | Technical Potential | 0 | 0 | 0 | 0 | 0 | 0 | 0 | 0 | 0 | 0 | 0 | 0 | 0 | 0 | 0 | 0 | 0 | 0 | 0 | 0 | 0 | 0 | 0 | 0 | 0 | 0 | 0 | 0 | 0 | 0 | 0
F10_Industrial_Petroleum_Existing_Space Heating_Natural Gas_Gas Boiler - Insulate Hot Water Lines_A_Technical Potential | F10 | Industrial | Petroleum | Existing | Space Heating | Natural Gas | Gas Boiler - Insulate Hot Water Lines | A | Cumulative Energy Savings (MWh or mTherms) | Technical Potential | 0 | 0 | 0 | 0 | 0 | 0.0012363 | 0.0024551 | 0.0036501 | 0.0048291 | 0.0059926 | 0.0071258 | 0.0082404 | 0.0093376 | 0.010402 | 0.011451 | 0.012481 | 0.013497 | 0.014495 | 0.01547 | 0.016433 | 0.017382 | 0.018308 | 0.019221 | 0.020122 | 0.021006 | 0.020884 | 0.020773 | 0.020671 | 0.020579 | 0.020494 | 0.020417
F11_Industrial_Petroleum_Existing_Space Heating_Natural Gas_Gas Boiler - Insulate Hot Water Lines_A_Technical Potential | F11 | Industrial | Petroleum | Existing | Space Heating | Natural Gas | Gas Boiler - Insulate Hot Water Lines | A | Cumulative Summer Peak Savings (MW) | Technical Potential | 0 | 0 | 0 | 0 | 0 | 0 | 0 | 0 | 0 | 0 | 0 | 0 | 0 | 0 | 0 | 0 | 0 | 0 | 0 | 0 | 0 | 0 | 0 | 0 | 0 | 0 | 0 | 0 | 0 | 0 | 0
F12_Industrial_Petroleum_Existing_Space Heating_Natural Gas_Gas Boiler - Insulate Hot Water Lines_A_Technical Potential | F12 | Industrial | Petroleum | Existing | Space Heating | Natural Gas | Gas Boiler - Insulate Hot Water Lines | A | Cumulative Winter Peak Savings (MW) | Technical Potential | 0 | 0 | 0 | 0 | 0 | 0 | 0 | 0 | 0 | 0 | 0 | 0 | 0 | 0 | 0 | 0 | 0 | 0 | 0 | 0 | 0 | 0 | 0 | 0 | 0 | 0 | 0 | 0 | 0 | 0 | 0
F13_Industrial_Petroleum_Existing_Space Heating_Natural Gas_Gas Boiler - Insulate Hot Water Lines_A_Technical Potential | F13 | Industrial | Petroleum | Existing | Space Heating | Natural Gas | Gas Boiler - Insulate Hot Water Lines | A | Purchases (Incremental) | Technical Potential | 0 | 0 | 0 | 0 | 0 | 0.00095948 | 0.00095895 | 0.0009533 | 0.00095381 | 0.0009546 | 0.00094248 | 0.0009399 | 0.00093799 | 0.0009231 | 0.00092662 | 0.00091779 | 0.00091791 | 0.00091329 | 0.00090514 | 0.00090621 | 0.00090247 | 0.00089896 | 0.00089568 | 0.00089264 | 0.00088982 | 0 | 0 | 0 | 0 | 0 | 0
F14_Industrial_Petroleum_Existing_Space Heating_Natural Gas_Gas Boiler - Insulate Hot Water Lines_A_Technical Potential | F14 | Industrial | Petroleum | Existing | Space Heating | Natural Gas | Gas Boiler - Insulate Hot Water Lines | A | Purchases (Cumulative) | Technical Potential | 0 | 0 | 0 | 0 | 0 | 0.00095948 | 0.0019184 | 0.0028717 | 0.0038255 | 0.0047801 | 0.0057226 | 0.0066625 | 0.0076005 | 0.0085236 | 0.0094502 | 0.010368 | 0.011286 | 0.012199 | 0.013104 | 0.014011 | 0.014913 | 0.015812 | 0.016708 | 0.0176 | 0.01849 | 0.01849 | 0.01849 | 0.01849 | 0.01849 | 0.01849 | 0.01849
F1_Industrial_Petroleum_Existing_Process_Natural Gas_Gas Boiler - Insulate Hot Water Lines_A_Technical Potential | F1 | Industrial | Petroleum | Existing | Process | Natural Gas | Gas Boiler - Insulate Hot Water Lines | A | Original Unit Energy Savings (kWh or therms) | Technical Potential | 0 | 0 | 0 | 0 | 0 | 6570.6015 | 6570.6015 | 6570.6015 | 6570.6015 | 6570.6015 | 6570.6015 | 6570.6015 | 6570.6015 | 6570.6015 | 6570.6015 | 6570.6015 | 6570.6015 | 6570.6015 | 6570.6015 | 6570.6015 | 6570.6015 | 6570.6015 | 6570.6015 | 6570.6015 | 6570.6015 | 6570.6015 | 6570.6015 | 6570.6015 | 6570.6015 | 6570.6015 | 6570.6015
F2_Industrial_Petroleum_Existing_Process_Natural Gas_Gas Boiler - Insulate Hot Water Lines_A_Technical Potential | F2 | Industrial | Petroleum | Existing | Process | Natural Gas | Gas Boiler - Insulate Hot Water Lines | A | Original Unit Summer Peak Savings (kW) | Technical Potential | 0 | 0 | 0 | 0 | 0 | 0 | 0 | 0 | 0 | 0 | 0 | 0 | 0 | 0 | 0 | 0 | 0 | 0 | 0 | 0 | 0 | 0 | 0 | 0 | 0 | 0 | 0 | 0 | 0 | 0 | 0
F3_Industrial_Petroleum_Existing_Process_Natural Gas_Gas Boiler - Insulate Hot Water Lines_A_Technical Potential | F3 | Industrial | Petroleum | Existing | Process | Natural Gas | Gas Boiler - Insulate Hot Water Lines | A | Original Unit Winter Peak Savings (kW) | Technical Potential | 0 | 0 | 0 | 0 | 0 | 0 | 0 | 0 | 0 | 0 | 0 | 0 | 0 | 0 | 0 | 0 | 0 | 0 | 0 | 0 | 0 | 0 | 0 | 0 | 0 | 0 | 0 | 0 | 0 | 0 | 0
F4_Industrial_Petroleum_Existing_Process_Natural Gas_Gas Boiler - Insulate Hot Water Lines_A_Technical Potential | F4 | Industrial | Petroleum | Existing | Process | Natural Gas | Gas Boiler - Insulate Hot Water Lines | A | Standalone Impact on Baseline Energy (%) | Technical Potential | 0% | 0% | 0% | 0% | 0% | 0.04592% | 0.09187% | 0.1383% | 0.1842% | 0.23% | 0.2788% | 0.3255% | 0.3721% | 0.424% | 0.4684% | 0.5188% | 0.5646% | 0.6134% | 0.6649% | 0.71% | 0.7589% | 0.8078% | 0.8566% | 0.9055% | 0.0095427 | 0.0095705 | 0.0095961 | 0.0096194 | 0 | 0 | 0
F5_Industrial_Petroleum_Existing_Process_Natural Gas_Gas Boiler - Insulate Hot Water Lines_A_Technical Potential | F5 | Industrial | Petroleum | Existing | Process | Natural Gas | Gas Boiler - Insulate Hot Water Lines | A | Standalone Impact on Baseline Summer Peak (%) | Technical Potential | 0% | 0% | 0% | 0% | 0% | 0% | 0% | 0% | 0% | 0% | 0% | 0% | 0% | 0% | 0% | 0% | 0% | 0% | 0% | 0% | 0% | 0% | 0% | 0% | 0 | 0 | 0 | 0 | 0 | 0 | 0
F6_Industrial_Petroleum_Existing_Process_Natural Gas_Gas Boiler - Insulate Hot Water Lines_A_Technical Potential | F6 | Industrial | Petroleum | Existing | Process | Natural Gas | Gas Boiler - Insulate Hot Water Lines | A | Standalone Impact on Baseline Winter Peak (%) | Technical Potential | 0% | 0% | 0% | 0% | 0% | 0% | 0% | 0% | 0% | 0% | 0% | 0% | 0% | 0% | 0% | 0% | 0% | 0% | 0% | 0% | 0% | 0% | 0% | 0% | 0 | 0 | 0 | 0 | 0 | 0 | 0
F7_Industrial_Petroleum_Existing_Process_Natural Gas_Gas Boiler - Insulate Hot Water Lines_A_Technical Potential | F7 | Industrial | Petroleum | Existing | Process | Natural Gas | Gas Boiler - Insulate Hot Water Lines | A | Incremental Energy Savings (MWh or mTherms) | Technical Potential | 0 | 0 | 0 | 0 | 0 | 0.50065 | 0.50037 | 0.49742 | 0.49769 | 0.4981 | 0.49178 | 0.49043 | 0.48944 | 0.48166 | 0.4835 | 0.47889 | 0.47896 | 0.47654 | 0.47229 | 0.47285 | 0.4709 | 0.46907 | 0.46736 | 0.46577 | 0.4643 | 0 | 0 | 0 | 0 | 0 | 0
F8_Industrial_Petroleum_Existing_Process_Natural Gas_Gas Boiler - Insulate Hot Water Lines_A_Technical Potential | F8 | Industrial | Petroleum | Existing | Process | Natural Gas | Gas Boiler - Insulate Hot Water Lines | A | Incremental Summer Peak Savings (MW) | Technical Potential | 0 | 0 | 0 | 0 | 0 | 0 | 0 | 0 | 0 | 0 | 0 | 0 | 0 | 0 | 0 | 0 | 0 | 0 | 0 | 0 | 0 | 0 | 0 | 0 | 0 | 0 | 0 | 0 | 0 | 0 | 0
F9_Industrial_Petroleum_Existing_Process_Natural Gas_Gas Boiler - Insulate Hot Water Lines_A_Technical Potential | F9 | Industrial | Petroleum | Existing | Process | Natural Gas | Gas Boiler - Insulate Hot Water Lines | A | Incremental Winter Peak Savings (MW) | Technical Potential | 0 | 0 | 0 | 0 | 0 | 0 | 0 | 0 | 0 | 0 | 0 | 0 | 0 | 0 | 0 | 0 | 0 | 0 | 0 | 0 | 0 | 0 | 0 | 0 | 0 | 0 | 0 | 0 | 0 | 0 | 0
F10_Industrial_Petroleum_Existing_Process_Natural Gas_Gas Boiler - Insulate Hot Water Lines_A_Technical Potential | F10 | Industrial | Petroleum | Existing | Process | Natural Gas | Gas Boiler - Insulate Hot Water Lines | A | Cumulative Energy Savings (MWh or mTherms) | Technical Potential | 0 | 0 | 0 | 0 | 0 | 0.50065 | 1.001 | 1.4984 | 1.9961 | 2.4942 | 2.986 | 3.4764 | 3.9659 | 4.4475 | 4.931 | 5.4099 | 5.8889 | 6.3654 | 6.8377 | 7.3106 | 7.7815 | 8.2506 | 8.7179 | 9.1837 | 9.648 | 9.648 | 9.648 | 9.648 | 9.648 | 9.648 | 9.648
F11_Industrial_Petroleum_Existing_Process_Natural Gas_Gas Boiler - Insulate Hot Water Lines_A_Technical Potential | F11 | Industrial | Petroleum | Existing | Process | Natural Gas | Gas Boiler - Insulate Hot Water Lines | A | Cumulative Summer Peak Savings (MW) | Technical Potential | 0 | 0 | 0 | 0 | 0 | 0 | 0 | 0 | 0 | 0 | 0 | 0 | 0 | 0 | 0 | 0 | 0 | 0 | 0 | 0 | 0 | 0 | 0 | 0 | 0 | 0 | 0 | 0 | 0 | 0 | 0
F12_Industrial_Petroleum_Existing_Process_Natural Gas_Gas Boiler - Insulate Hot Water Lines_A_Technical Potential | F12 | Industrial | Petroleum | Existing | Process | Natural Gas | Gas Boiler - Insulate Hot Water Lines | A | Cumulative Winter Peak Savings (MW) | Technical Potential | 0 | 0 | 0 | 0 | 0 | 0 | 0 | 0 | 0 | 0 | 0 | 0 | 0 | 0 | 0 | 0 | 0 | 0 | 0 | 0 | 0 | 0 | 0 | 0 | 0 | 0 | 0 | 0 | 0 | 0 | 0
F13_Industrial_Petroleum_Existing_Process_Natural Gas_Gas Boiler - Insulate Hot Water Lines_A_Technical Potential | F13 | Industrial | Petroleum | Existing | Process | Natural Gas | Gas Boiler - Insulate Hot Water Lines | A | Purchases (Incremental) | Technical Potential | 0 | 0 | 0 | 0 | 0 | 0.076195 | 0.076153 | 0.075704 | 0.075745 | 0.075808 | 0.074845 | 0.07464 | 0.074489 | 0.073306 | 0.073586 | 0.072884 | 0.072894 | 0.072527 | 0.07188 | 0.071965 | 0.071667 | 0.071389 | 0.071129 | 0.070887 | 0.070663 | 0 | 0 | 0 | 0 | 0 | 0
F14_Industrial_Petroleum_Existing_Process_Natural Gas_Gas Boiler - Insulate Hot Water Lines_A_Technical Potential | F14 | Industrial | Petroleum | Existing | Process | Natural Gas | Gas Boiler - Insulate Hot Water Lines | A | Purchases (Cumulative) | Technical Potential | 0 | 0 | 0 | 0 | 0 | 0.076195 | 0.15235 | 0.22805 | 0.3038 | 0.37961 | 0.45445 | 0.52909 | 0.60358 | 0.67689 | 0.75047 | 0.82336 | 0.89625 | 0.96878 | 1.0407 | 1.1126 | 1.1843 | 1.2557 | 1.3268 | 1.3977 | 1.4684 | 1.4684 | 1.4684 | 1.4684 | 1.4684 | 1.4684 | 1.4684
F1_Industrial_Petroleum_Existing_Process_Natural Gas_Process - Insulate Heated Process Fluids_A_Technical Potential | F1 | Industrial | Petroleum | Existing | Process | Natural Gas | Process - Insulate Heated Process Fluids | A | Original Unit Energy Savings (kWh or therms) | Technical Potential | 0 | 0 | 0 | 0 | 0 | 11059.7224 | 11059.7224 | 11059.7224 | 11059.7224 | 11059.7224 | 11059.7224 | 11059.7224 | 11059.7224 | 11059.7224 | 11059.7224 | 11059.7224 | 11059.7224 | 11059.7224 | 11059.7224 | 11059.7224 | 11059.7224 | 11059.7224 | 11059.7224 | 11059.7224 | 11059.7224 | 11059.7224 | 11059.7224 | 11059.7224 | 11059.7224 | 11059.7224 | 11059.7224
F2_Industrial_Petroleum_Existing_Process_Natural Gas_Process - Insulate Heated Process Fluids_A_Technical Potential | F2 | Industrial | Petroleum | Existing | Process | Natural Gas | Process - Insulate Heated Process Fluids | A | Original Unit Summer Peak Savings (kW) | Technical Potential | 0 | 0 | 0 | 0 | 0 | 0 | 0 | 0 | 0 | 0 | 0 | 0 | 0 | 0 | 0 | 0 | 0 | 0 | 0 | 0 | 0 | 0 | 0 | 0 | 0 | 0 | 0 | 0 | 0 | 0 | 0
F3_Industrial_Petroleum_Existing_Process_Natural Gas_Process - Insulate Heated Process Fluids_A_Technical Potential | F3 | Industrial | Petroleum | Existing | Process | Natural Gas | Process - Insulate Heated Process Fluids | A | Original Unit Winter Peak Savings (kW) | Technical Potential | 0 | 0 | 0 | 0 | 0 | 0 | 0 | 0 | 0 | 0 | 0 | 0 | 0 | 0 | 0 | 0 | 0 | 0 | 0 | 0 | 0 | 0 | 0 | 0 | 0 | 0 | 0 | 0 | 0 | 0 | 0
F4_Industrial_Petroleum_Existing_Process_Natural Gas_Process - Insulate Heated Process Fluids_A_Technical Potential | F4 | Industrial | Petroleum | Existing | Process | Natural Gas | Process - Insulate Heated Process Fluids | A | Standalone Impact on Baseline Energy (%) | Technical Potential | 0% | 0% | 0% | 0% | 0% | 0.08455% | 0.1691% | 0.2547% | 0.3391% | 0.4234% | 0.5049% | 0.5671% | 0.617% | 0.6659% | 0.6945% | 0.7262% | 0.746% | 0.7658% | 0.7854% | 0.7947% | 0.8062% | 0.8094% | 0.8123% | 0.8151% | 0.0081771 | 0.0082009 | 0.0082229 | 0.0082429 | 0 | 0 | 0
F5_Industrial_Petroleum_Existing_Process_Natural Gas_Process - Insulate Heated Process Fluids_A_Technical Potential | F5 | Industrial | Petroleum | Existing | Process | Natural Gas | Process - Insulate Heated Process Fluids | A | Standalone Impact on Baseline Summer Peak (%) | Technical Potential | 0% | 0% | 0% | 0% | 0% | 0% | 0% | 0% | 0% | 0% | 0% | 0% | 0% | 0% | 0% | 0% | 0% | 0% | 0% | 0% | 0% | 0% | 0% | 0% | 0 | 0 | 0 | 0 | 0 | 0 | 0
F6_Industrial_Petroleum_Existing_Process_Natural Gas_Process - Insulate Heated Process Fluids_A_Technical Potential | F6 | Industrial | Petroleum | Existing | Process | Natural Gas | Process - Insulate Heated Process Fluids | A | Standalone Impact on Baseline Winter Peak (%) | Technical Potential | 0% | 0% | 0% | 0% | 0% | 0% | 0% | 0% | 0% | 0% | 0% | 0% | 0% | 0% | 0% | 0% | 0% | 0% | 0% | 0% | 0% | 0% | 0% | 0% | 0 | 0 | 0 | 0 | 0 | 0 | 0
F7_Industrial_Petroleum_Existing_Process_Natural Gas_Process - Insulate Heated Process Fluids_A_Technical Potential | F7 | Industrial | Petroleum | Existing | Process | Natural Gas | Process - Insulate Heated Process Fluids | A | Incremental Energy Savings (MWh or mTherms) | Technical Potential | 0 | 0 | 0 | 0 | 0 | 0.9217 | 0.92119 | 0.91576 | 0.91625 | 0.91701 | 0.81483 | 0.65008 | 0.51901 | 0.40861 | 0.32814 | 0.26001 | 0.20803 | 0.16559 | 0.13129 | 0.10516 | 0.083777 | 0.0005692 | 0.00020255 | 6.8815e-05 | 2.2369e-05 | 1.8958e-05 | 1.8908e-05 | 1.8862e-05 | 1.8821e-05 | 1.8784e-05 | 1.8752e-05
F8_Industrial_Petroleum_Existing_Process_Natural Gas_Process - Insulate Heated Process Fluids_A_Technical Potential | F8 | Industrial | Petroleum | Existing | Process | Natural Gas | Process - Insulate Heated Process Fluids | A | Incremental Summer Peak Savings (MW) | Technical Potential | 0 | 0 | 0 | 0 | 0 | 0 | 0 | 0 | 0 | 0 | 0 | 0 | 0 | 0 | 0 | 0 | 0 | 0 | 0 | 0 | 0 | 0 | 0 | 0 | 0 | 0 | 0 | 0 | 0 | 0 | 0
F9_Industrial_Petroleum_Existing_Process_Natural Gas_Process - Insulate Heated Process Fluids_A_Technical Potential | F9 | Industrial | Petroleum | Existing | Process | Natural Gas | Process - Insulate Heated Process Fluids | A | Incremental Winter Peak Savings (MW) | Technical Potential | 0 | 0 | 0 | 0 | 0 | 0 | 0 | 0 | 0 | 0 | 0 | 0 | 0 | 0 | 0 | 0 | 0 | 0 | 0 | 0 | 0 | 0 | 0 | 0 | 0 | 0 | 0 | 0 | 0 | 0 | 0
F10_Industrial_Petroleum_Existing_Process_Natural Gas_Process - Insulate Heated Process Fluids_A_Technical Potential | F10 | Industrial | Petroleum | Existing | Process | Natural Gas | Process - Insulate Heated Process Fluids | A | Cumulative Energy Savings (MWh or mTherms) | Technical Potential | 0 | 0 | 0 | 0 | 0 | 0.9217 | 1.8429 | 2.7586 | 3.6749 | 4.5919 | 5.4067 | 6.0568 | 6.5758 | 6.9844 | 7.3126 | 7.5726 | 7.7806 | 7.9462 | 8.0775 | 8.1827 | 8.2664 | 8.267 | 8.2672 | 8.2673 | 8.2673 | 8.2673 | 8.2673 | 8.2673 | 8.2674 | 8.2674 | 8.2674
F11_Industrial_Petroleum_Existing_Process_Natural Gas_Process - Insulate Heated Process Fluids_A_Technical Potential | F11 | Industrial | Petroleum | Existing | Process | Natural Gas | Process - Insulate Heated Process Fluids | A | Cumulative Summer Peak Savings (MW) | Technical Potential | 0 | 0 | 0 | 0 | 0 | 0 | 0 | 0 | 0 | 0 | 0 | 0 | 0 | 0 | 0 | 0 | 0 | 0 | 0 | 0 | 0 | 0 | 0 | 0 | 0 | 0 | 0 | 0 | 0 | 0 | 0
F12_Industrial_Petroleum_Existing_Process_Natural Gas_Process - Insulate Heated Process Fluids_A_Technical Potential | F12 | Industrial | Petroleum | Existing | Process | Natural Gas | Process - Insulate Heated Process Fluids | A | Cumulative Winter Peak Savings (MW) | Technical Potential | 0 | 0 | 0 | 0 | 0 | 0 | 0 | 0 | 0 | 0 | 0 | 0 | 0 | 0 | 0 | 0 | 0 | 0 | 0 | 0 | 0 | 0 | 0 | 0 | 0 | 0 | 0 | 0 | 0 | 0 | 0
F13_Industrial_Petroleum_Existing_Process_Natural Gas_Process - Insulate Heated Process Fluids_A_Technical Potential | F13 | Industrial | Petroleum | Existing | Process | Natural Gas | Process - Insulate Heated Process Fluids | A | Purchases (Incremental) | Technical Potential | 0 | 0 | 0 | 0 | 0 | 0.083338 | 0.083292 | 0.082801 | 0.082846 | 0.082914 | 0.073675 | 0.058779 | 0.046928 | 0.036946 | 0.02967 | 0.023509 | 0.01881 | 0.014972 | 0.011871 | 0.009508 | 0.007575 | 5.1466e-05 | 1.8314e-05 | 6.2221e-06 | 2.0226e-06 | 1.7142e-06 | 1.7096e-06 | 1.7055e-06 | 1.7017e-06 | 1.6984e-06 | 1.6955e-06
F14_Industrial_Petroleum_Existing_Process_Natural Gas_Process - Insulate Heated Process Fluids_A_Technical Potential | F14 | Industrial | Petroleum | Existing | Process | Natural Gas | Process - Insulate Heated Process Fluids | A | Purchases (Cumulative) | Technical Potential | 0 | 0 | 0 | 0 | 0 | 0.083338 | 0.16663 | 0.24943 | 0.33228 | 0.41519 | 0.48887 | 0.54765 | 0.59457 | 0.63152 | 0.66119 | 0.6847 | 0.70351 | 0.71848 | 0.73035 | 0.73986 | 0.74744 | 0.74749 | 0.74751 | 0.74751 | 0.74751 | 0.74752 | 0.74752 | 0.74752 | 0.74752 | 0.74752 | 0.74752
F1_Industrial_Petroleum_Existing_Process_Natural Gas_Process Heat Recovery_A_Technical Potential | F1 | Industrial | Petroleum | Existing | Process | Natural Gas | Process Heat Recovery | A | Original Unit Energy Savings (kWh or therms) | Technical Potential | 0 | 0 | 0 | 0 | 0 | 33.7751 | 33.7751 | 33.7751 | 33.7751 | 33.7751 | 33.7751 | 33.7751 | 33.7751 | 33.7751 | 33.7751 | 33.7751 | 33.7751 | 33.7751 | 33.7751 | 33.7751 | 33.7751 | 33.7751 | 33.7751 | 33.7751 | 33.7751 | 33.7751 | 33.7751 | 33.7751 | 0 | 0 | 0
F2_Industrial_Petroleum_Existing_Process_Natural Gas_Process Heat Recovery_A_Technical Potential | F2 | Industrial | Petroleum | Existing | Process | Natural Gas | Process Heat Recovery | A | Original Unit Summer Peak Savings (kW) | Technical Potential | 0 | 0 | 0 | 0 | 0 | 0 | 0 | 0 | 0 | 0 | 0 | 0 | 0 | 0 | 0 | 0 | 0 | 0 | 0 | 0 | 0 | 0 | 0 | 0 | 0 | 0 | 0 | 0 | 0 | 0 | 0
F3_Industrial_Petroleum_Existing_Process_Natural Gas_Process Heat Recovery_A_Technical Potential | F3 | Industrial | Petroleum | Existing | Process | Natural Gas | Process Heat Recovery | A | Original Unit Winter Peak Savings (kW) | Technical Potential | 0 | 0 | 0 | 0 | 0 | 0 | 0 | 0 | 0 | 0 | 0 | 0 | 0 | 0 | 0 | 0 | 0 | 0 | 0 | 0 | 0 | 0 | 0 | 0 | 0 | 0 | 0 | 0 | 0 | 0 | 0
F4_Industrial_Petroleum_Existing_Process_Natural Gas_Process Heat Recovery_A_Technical Potential | F4 | Industrial | Petroleum | Existing | Process | Natural Gas | Process Heat Recovery | A | Standalone Impact on Baseline Energy (%) | Technical Potential | 0% | 0% | 0% | 0% | 0% | 0.009295% | 0.01859% | 0.028% | 0.03728% | 0.04654% | 0.05551% | 0.06235% | 0.06783% | 0.07321% | 0.07636% | 0.07983% | 0.08202% | 0.08419% | 0.08635% | 0.08737% | 0.08863% | 0.08898% | 0.08931% | 0.08961% | 0.00089898 | 0.00090161 | 0.00090402 | 0.00090622 | 0 | 0 | 0
F5_Industrial_Petroleum_Existing_Process_Natural Gas_Process Heat Recovery_A_Technical Potential | F5 | Industrial | Petroleum | Existing | Process | Natural Gas | Process Heat Recovery | A | Standalone Impact on Baseline Summer Peak (%) | Technical Potential | 0% | 0% | 0% | 0% | 0% | 0% | 0% | 0% | 0% | 0% | 0% | 0% | 0% | 0% | 0% | 0% | 0% | 0% | 0% | 0% | 0% | 0% | 0% | 0% | 0 | 0 | 0 | 0 | 0 | 0 | 0
F6_Industrial_Petroleum_Existing_Process_Natural Gas_Process Heat Recovery_A_Technical Potential | F6 | Industrial | Petroleum | Existing | Process | Natural Gas | Process Heat Recovery | A | Standalone Impact on Baseline Winter Peak (%) | Technical Potential | 0% | 0% | 0% | 0% | 0% | 0% | 0% | 0% | 0% | 0% | 0% | 0% | 0% | 0% | 0% | 0% | 0% | 0% | 0% | 0% | 0% | 0% | 0% | 0% | 0 | 0 | 0 | 0 | 0 | 0 | 0
F7_Industrial_Petroleum_Existing_Process_Natural Gas_Process Heat Recovery_A_Technical Potential | F7 | Industrial | Petroleum | Existing | Process | Natural Gas | Process Heat Recovery | A | Incremental Energy Savings (MWh or mTherms) | Technical Potential | 0 | 0 | 0 | 0 | 0 | 0.10133 | 0.10128 | 0.10068 | 0.10073 | 0.10082 | 0.089582 | 0.07147 | 0.05706 | 0.044923 | 0.036076 | 0.028585 | 0.022871 | 0.018205 | 0.014434 | 0.011561 | 0.0092104 | 6.2578e-05 | 2.2268e-05 | 7.5655e-06 | 2.4592e-06 | 2.0843e-06 | 2.0787e-06 | 2.0737e-06 | 0 | 0 | 0
F8_Industrial_Petroleum_Existing_Process_Natural Gas_Process Heat Recovery_A_Technical Potential | F8 | Industrial | Petroleum | Existing | Process | Natural Gas | Process Heat Recovery | A | Incremental Summer Peak Savings (MW) | Technical Potential | 0 | 0 | 0 | 0 | 0 | 0 | 0 | 0 | 0 | 0 | 0 | 0 | 0 | 0 | 0 | 0 | 0 | 0 | 0 | 0 | 0 | 0 | 0 | 0 | 0 | 0 | 0 | 0 | 0 | 0 | 0
F9_Industrial_Petroleum_Existing_Process_Natural Gas_Process Heat Recovery_A_Technical Potential | F9 | Industrial | Petroleum | Existing | Process | Natural Gas | Process Heat Recovery | A | Incremental Winter Peak Savings (MW) | Technical Potential | 0 | 0 | 0 | 0 | 0 | 0 | 0 | 0 | 0 | 0 | 0 | 0 | 0 | 0 | 0 | 0 | 0 | 0 | 0 | 0 | 0 | 0 | 0 | 0 | 0 | 0 | 0 | 0 | 0 | 0 | 0
F10_Industrial_Petroleum_Existing_Process_Natural Gas_Process Heat Recovery_A_Technical Potential | F10 | Industrial | Petroleum | Existing | Process | Natural Gas | Process Heat Recovery | A | Cumulative Energy Savings (MWh or mTherms) | Technical Potential | 0 | 0 | 0 | 0 | 0 | 0.10133 | 0.20261 | 0.30328 | 0.40402 | 0.50483 | 0.59441 | 0.66588 | 0.72294 | 0.76787 | 0.80394 | 0.83253 | 0.8554 | 0.8736 | 0.88804 | 0.8996 | 0.90881 | 0.90887 | 0.90889 | 0.9089 | 0.9089 | 0.90891 | 0.90891 | 0.90891 | 0 | 0 | 0
F11_Industrial_Petroleum_Existing_Process_Natural Gas_Process Heat Recovery_A_Technical Potential | F11 | Industrial | Petroleum | Existing | Process | Natural Gas | Process Heat Recovery | A | Cumulative Summer Peak Savings (MW) | Technical Potential | 0 | 0 | 0 | 0 | 0 | 0 | 0 | 0 | 0 | 0 | 0 | 0 | 0 | 0 | 0 | 0 | 0 | 0 | 0 | 0 | 0 | 0 | 0 | 0 | 0 | 0 | 0 | 0 | 0 | 0 | 0
F12_Industrial_Petroleum_Existing_Process_Natural Gas_Process Heat Recovery_A_Technical Potential | F12 | Industrial | Petroleum | Existing | Process | Natural Gas | Process Heat Recovery | A | Cumulative Winter Peak Savings (MW) | Technical Potential | 0 | 0 | 0 | 0 | 0 | 0 | 0 | 0 | 0 | 0 | 0 | 0 | 0 | 0 | 0 | 0 | 0 | 0 | 0 | 0 | 0 | 0 | 0 | 0 | 0 | 0 | 0 | 0 | 0 | 0 | 0
F13_Industrial_Petroleum_Existing_Process_Natural Gas_Process Heat Recovery_A_Technical Potential | F13 | Industrial | Petroleum | Existing | Process | Natural Gas | Process Heat Recovery | A | Purchases (Incremental) | Technical Potential | 0 | 0 | 0 | 0 | 0 | 3.0002 | 2.9985 | 2.9808 | 2.9825 | 2.9849 | 2.6523 | 2.116 | 1.6894 | 1.3301 | 1.0681 | 0.84634 | 0.67716 | 0.539 | 0.42735 | 0.34229 | 0.2727 | 0.0018528 | 0.0006593 | 0.000224 | 7.2812e-05 | 6.171e-05 | 6.1546e-05 | 6.1396e-05 | 1.0948e-06 | 1.0948e-06 | 1.0948e-06
F14_Industrial_Petroleum_Existing_Process_Natural Gas_Process Heat Recovery_A_Technical Potential | F14 | Industrial | Petroleum | Existing | Process | Natural Gas | Process Heat Recovery | A | Purchases (Cumulative) | Technical Potential | 0 | 0 | 0 | 0 | 0 | 3.0002 | 5.9987 | 8.9795 | 11.962 | 14.9469 | 17.5992 | 19.7153 | 21.4047 | 22.7347 | 23.8028 | 24.6492 | 25.3263 | 25.8653 | 26.2927 | 26.635 | 26.9077 | 26.9095 | 26.9102 | 26.9104 | 26.9105 | 26.9105 | 26.9106 | 26.9107 | 26.9107 | 26.9107 | 26.9107
F1_Industrial_Petroleum_Existing_Space Heating_Natural Gas_Building Automation System_A_Technical Potential | F1 | Industrial | Petroleum | Existing | Space Heating | Natural Gas | Building Automation System | A | Original Unit Energy Savings (kWh or therms) | Technical Potential | 0 | 0 | 0 | 0 | 0 | 0.01524 | 0.01511 | 0.01495 | 0.014788 | 0.014626 | 0.014467 | 0.01431 | 0.01416 | 0.014019 | 0.013875 | 0.013749 | 0.013628 | 0.013515 | 0.013407 | 0.013298 | 0.013192 | 0.013086 | 0.012978 | 0.012875 | 0.012774 | 0.01268 | 0.012593 | 0.012511 | 0 | 0 | 0
F2_Industrial_Petroleum_Existing_Space Heating_Natural Gas_Building Automation System_A_Technical Potential | F2 | Industrial | Petroleum | Existing | Space Heating | Natural Gas | Building Automation System | A | Original Unit Summer Peak Savings (kW) | Technical Potential | 0 | 0 | 0 | 0 | 0 | 0 | 0 | 0 | 0 | 0 | 0 | 0 | 0 | 0 | 0 | 0 | 0 | 0 | 0 | 0 | 0 | 0 | 0 | 0 | 0 | 0 | 0 | 0 | 0 | 0 | 0
F3_Industrial_Petroleum_Existing_Space Heating_Natural Gas_Building Automation System_A_Technical Potential | F3 | Industrial | Petroleum | Existing | Space Heating | Natural Gas | Building Automation System | A | Original Unit Winter Peak Savings (kW) | Technical Potential | 0 | 0 | 0 | 0 | 0 | 0 | 0 | 0 | 0 | 0 | 0 | 0 | 0 | 0 | 0 | 0 | 0 | 0 | 0 | 0 | 0 | 0 | 0 | 0 | 0 | 0 | 0 | 0 | 0 | 0 | 0
F4_Industrial_Petroleum_Existing_Space Heating_Natural Gas_Building Automation System_A_Technical Potential | F4 | Industrial | Petroleum | Existing | Space Heating | Natural Gas | Building Automation System | A | Standalone Impact on Baseline Energy (%) | Technical Potential | 0% | 0% | 0% | 0% | 0% | 0.01539% | 0.04615% | 0.101% | 0.1898% | 0.3245% | 0.5218% | 0.7859% | 1.128% | 1.567% | 2.058% | 2.635% | 3.228% | 3.839% | 4.435% | 4.923% | 5.351% | 5.684% | 5.921% | 6.079% | 0.061885 | 0.062065 | 0.062231 | 0.062382 | 0 | 0 | 0
F5_Industrial_Petroleum_Existing_Space Heating_Natural Gas_Building Automation System_A_Technical Potential | F5 | Industrial | Petroleum | Existing | Space Heating | Natural Gas | Building Automation System | A | Standalone Impact on Baseline Summer Peak (%) | Technical Potential | 0% | 0% | 0% | 0% | 0% | 0% | 0% | 0% | 0% | 0% | 0% | 0% | 0% | 0% | 0% | 0% | 0% | 0% | 0% | 0% | 0% | 0% | 0% | 0% | 0 | 0 | 0 | 0 | 0 | 0 | 0
F6_Industrial_Petroleum_Existing_Space Heating_Natural Gas_Building Automation System_A_Technical Potential | F6 | Industrial | Petroleum | Existing | Space Heating | Natural Gas | Building Automation System | A | Standalone Impact on Baseline Winter Peak (%) | Technical Potential | 0% | 0% | 0% | 0% | 0% | 0% | 0% | 0% | 0% | 0% | 0% | 0% | 0% | 0% | 0% | 0% | 0% | 0% | 0% | 0% | 0% | 0% | 0% | 0% | 0 | 0 | 0 | 0 | 0 | 0 | 0
F7_Industrial_Petroleum_Existing_Space Heating_Natural Gas_Building Automation System_A_Technical Potential | F7 | Industrial | Petroleum | Existing | Space Heating | Natural Gas | Building Automation System | A | Incremental Energy Savings (MWh or mTherms) | Technical Potential | 0 | 0 | 0 | 0 | 0 | 0.00067186 | 0.0013308 | 0.0023241 | 0.0037416 | 0.0056214 | 0.0078625 | 0.01055 | 0.013506 | 0.016276 | 0.019069 | 0.020997 | 0.022144 | 0.02194 | 0.020334 | 0.017754 | 0.014505 | 0.01096 | 0.007498 | 0.004736 | 0.0030549 | 0 | 0 | 0 | 0 | 0 | 0
F8_Industrial_Petroleum_Existing_Space Heating_Natural Gas_Building Automation System_A_Technical Potential | F8 | Industrial | Petroleum | Existing | Space Heating | Natural Gas | Building Automation System | A | Incremental Summer Peak Savings (MW) | Technical Potential | 0 | 0 | 0 | 0 | 0 | 0 | 0 | 0 | 0 | 0 | 0 | 0 | 0 | 0 | 0 | 0 | 0 | 0 | 0 | 0 | 0 | 0 | 0 | 0 | 0 | 0 | 0 | 0 | 0 | 0 | 0
F9_Industrial_Petroleum_Existing_Space Heating_Natural Gas_Building Automation System_A_Technical Potential | F9 | Industrial | Petroleum | Existing | Space Heating | Natural Gas | Building Automation System | A | Incremental Winter Peak Savings (MW) | Technical Potential | 0 | 0 | 0 | 0 | 0 | 0 | 0 | 0 | 0 | 0 | 0 | 0 | 0 | 0 | 0 | 0 | 0 | 0 | 0 | 0 | 0 | 0 | 0 | 0 | 0 | 0 | 0 | 0 | 0 | 0 | 0
F10_Industrial_Petroleum_Existing_Space Heating_Natural Gas_Building Automation System_A_Technical Potential | F10 | Industrial | Petroleum | Existing | Space Heating | Natural Gas | Building Automation System | A | Cumulative Energy Savings (MWh or mTherms) | Technical Potential | 0 | 0 | 0 | 0 | 0 | 0.00067186 | 0.0019969 | 0.0042999 | 0.0079949 | 0.013528 | 0.021244 | 0.031563 | 0.04474 | 0.060569 | 0.079018 | 0.099294 | 0.12057 | 0.1415 | 0.16071 | 0.17715 | 0.19025 | 0.19968 | 0.20554 | 0.20863 | 0.21005 | 0.20851 | 0.20707 | 0.20573 | 0 | 0 | 0
F11_Industrial_Petroleum_Existing_Space Heating_Natural Gas_Building Automation System_A_Technical Potential | F11 | Industrial | Petroleum | Existing | Space Heating | Natural Gas | Building Automation System | A | Cumulative Summer Peak Savings (MW) | Technical Potential | 0 | 0 | 0 | 0 | 0 | 0 | 0 | 0 | 0 | 0 | 0 | 0 | 0 | 0 | 0 | 0 | 0 | 0 | 0 | 0 | 0 | 0 | 0 | 0 | 0 | 0 | 0 | 0 | 0 | 0 | 0
F12_Industrial_Petroleum_Existing_Space Heating_Natural Gas_Building Automation System_A_Technical Potential | F12 | Industrial | Petroleum | Existing | Space Heating | Natural Gas | Building Automation System | A | Cumulative Winter Peak Savings (MW) | Technical Potential | 0 | 0 | 0 | 0 | 0 | 0 | 0 | 0 | 0 | 0 | 0 | 0 | 0 | 0 | 0 | 0 | 0 | 0 | 0 | 0 | 0 | 0 | 0 | 0 | 0 | 0 | 0 | 0 | 0 | 0 | 0
F13_Industrial_Petroleum_Existing_Space Heating_Natural Gas_Building Automation System_A_Technical Potential | F13 | Industrial | Petroleum | Existing | Space Heating | Natural Gas | Building Automation System | A | Purchases (Incremental) | Technical Potential | 0 | 0 | 0 | 0 | 0 | 44.0848 | 88.0742 | 155.4575 | 253.0097 | 384.3509 | 543.4822 | 737.2648 | 953.8209 | 1160.9786 | 1374.2967 | 1527.1679 | 1624.8299 | 1623.4014 | 1516.6791 | 1335.0798 | 1099.5305 | 837.5472 | 577.7277 | 367.8495 | 239.1453 | 0 | 0 | 0 | 0 | 0 | 0
F14_Industrial_Petroleum_Existing_Space Heating_Natural Gas_Building Automation System_A_Technical Potential | F14 | Industrial | Petroleum | Existing | Space Heating | Natural Gas | Building Automation System | A | Purchases (Cumulative) | Technical Potential | 0 | 0 | 0 | 0 | 0 | 44.0848 | 132.159 | 287.6165 | 540.6262 | 924.9771 | 1468.4593 | 2205.7241 | 3159.545 | 4320.5236 | 5694.8204 | 7221.9883 | 8846.8182 | 10470.2196 | 11986.8987 | 13321.9785 | 14421.5091 | 15259.0563 | 15836.784 | 16204.6334 | 16443.7787 | 16443.7787 | 16443.7787 | 16443.7787 | 16443.7787 | 16443.7787 | 16443.7787
F1_Industrial_Petroleum_Existing_Space Heating_Natural Gas_Steam System Efficiency Improvements_A_Technical Potential | F1 | Industrial | Petroleum | Existing | Space Heating | Natural Gas | Steam System Efficiency Improvements | A | Original Unit Energy Savings (kWh or therms) | Technical Potential | 0 | 0 | 0 | 0 | 0 | 0.13779 | 0.13686 | 0.13593 | 0.135 | 0.13407 | 0.13317 | 0.13227 | 0.13139 | 0.13051 | 0.12958 | 0.12873 | 0.12789 | 0.12707 | 0.12625 | 0.12544 | 0.12465 | 0.12383 | 0.12303 | 0.12227 | 0.12149 | 0.12079 | 0.12015 | 0.11956 | 0.11902 | 0.11854 | 0.11809
F2_Industrial_Petroleum_Existing_Space Heating_Natural Gas_Steam System Efficiency Improvements_A_Technical Potential | F2 | Industrial | Petroleum | Existing | Space Heating | Natural Gas | Steam System Efficiency Improvements | A | Original Unit Summer Peak Savings (kW) | Technical Potential | 0 | 0 | 0 | 0 | 0 | 0 | 0 | 0 | 0 | 0 | 0 | 0 | 0 | 0 | 0 | 0 | 0 | 0 | 0 | 0 | 0 | 0 | 0 | 0 | 0 | 0 | 0 | 0 | 0 | 0 | 0
F3_Industrial_Petroleum_Existing_Space Heating_Natural Gas_Steam System Efficiency Improvements_A_Technical Potential | F3 | Industrial | Petroleum | Existing | Space Heating | Natural Gas | Steam System Efficiency Improvements | A | Original Unit Winter Peak Savings (kW) | Technical Potential | 0 | 0 | 0 | 0 | 0 | 0 | 0 | 0 | 0 | 0 | 0 | 0 | 0 | 0 | 0 | 0 | 0 | 0 | 0 | 0 | 0 | 0 | 0 | 0 | 0 | 0 | 0 | 0 | 0 | 0 | 0
F4_Industrial_Petroleum_Existing_Space Heating_Natural Gas_Steam System Efficiency Improvements_A_Technical Potential | F4 | Industrial | Petroleum | Existing | Space Heating | Natural Gas | Steam System Efficiency Improvements | A | Standalone Impact on Baseline Energy (%) | Technical Potential | 0% | 0% | 0% | 0% | 0% | 0.002022% | 0.006076% | 0.01335% | 0.02518% | 0.04323% | 0.0698% | 0.1056% | 0.1521% | 0.2121% | 0.2794% | 0.3586% | 0.4402% | 0.5246% | 0.607% | 0.6749% | 0.7349% | 0.7817% | 0.8158% | 0.8391% | 0.0085546 | 0.0085928 | 0.0086294 | 0.0086643 | 0 | 0 | 0
F5_Industrial_Petroleum_Existing_Space Heating_Natural Gas_Steam System Efficiency Improvements_A_Technical Potential | F5 | Industrial | Petroleum | Existing | Space Heating | Natural Gas | Steam System Efficiency Improvements | A | Standalone Impact on Baseline Summer Peak (%) | Technical Potential | 0% | 0% | 0% | 0% | 0% | 0% | 0% | 0% | 0% | 0% | 0% | 0% | 0% | 0% | 0% | 0% | 0% | 0% | 0% | 0% | 0% | 0% | 0% | 0% | 0 | 0 | 0 | 0 | 0 | 0 | 0
F6_Industrial_Petroleum_Existing_Space Heating_Natural Gas_Steam System Efficiency Improvements_A_Technical Potential | F6 | Industrial | Petroleum | Existing | Space Heating | Natural Gas | Steam System Efficiency Improvements | A | Standalone Impact on Baseline Winter Peak (%) | Technical Potential | 0% | 0% | 0% | 0% | 0% | 0% | 0% | 0% | 0% | 0% | 0% | 0% | 0% | 0% | 0% | 0% | 0% | 0% | 0% | 0% | 0% | 0% | 0% | 0% | 0 | 0 | 0 | 0 | 0 | 0 | 0
F7_Industrial_Petroleum_Existing_Space Heating_Natural Gas_Steam System Efficiency Improvements_A_Technical Potential | F7 | Industrial | Petroleum | Existing | Space Heating | Natural Gas | Steam System Efficiency Improvements | A | Incremental Energy Savings (MWh or mTherms) | Technical Potential | 0 | 0 | 0 | 0 | 0 | 8.829e-05 | 0.00017519 | 0.00030713 | 0.00049644 | 0.00074895 | 0.0010519 | 0.0014174 | 0.0018214 | 0.0022022 | 0.0025884 | 0.0028574 | 0.0030203 | 0.0029981 | 0.0027831 | 0.002434 | 0.001992 | 0.0015073 | 0.0010331 | 0.00065368 | 0.00042229 | 0 | 0 | 0 | 0 | 0 | 0
F8_Industrial_Petroleum_Existing_Space Heating_Natural Gas_Steam System Efficiency Improvements_A_Technical Potential | F8 | Industrial | Petroleum | Existing | Space Heating | Natural Gas | Steam System Efficiency Improvements | A | Incremental Summer Peak Savings (MW) | Technical Potential | 0 | 0 | 0 | 0 | 0 | 0 | 0 | 0 | 0 | 0 | 0 | 0 | 0 | 0 | 0 | 0 | 0 | 0 | 0 | 0 | 0 | 0 | 0 | 0 | 0 | 0 | 0 | 0 | 0 | 0 | 0
F9_Industrial_Petroleum_Existing_Space Heating_Natural Gas_Steam System Efficiency Improvements_A_Technical Potential | F9 | Industrial | Petroleum | Existing | Space Heating | Natural Gas | Steam System Efficiency Improvements | A | Incremental Winter Peak Savings (MW) | Technical Potential | 0 | 0 | 0 | 0 | 0 | 0 | 0 | 0 | 0 | 0 | 0 | 0 | 0 | 0 | 0 | 0 | 0 | 0 | 0 | 0 | 0 | 0 | 0 | 0 | 0 | 0 | 0 | 0 | 0 | 0 | 0
F10_Industrial_Petroleum_Existing_Space Heating_Natural Gas_Steam System Efficiency Improvements_A_Technical Potential | F10 | Industrial | Petroleum | Existing | Space Heating | Natural Gas | Steam System Efficiency Improvements | A | Cumulative Energy Savings (MWh or mTherms) | Technical Potential | 0 | 0 | 0 | 0 | 0 | 8.829e-05 | 0.00026289 | 0.00056824 | 0.0010608 | 0.0018024 | 0.0028422 | 0.0042404 | 0.0060334 | 0.0081955 | 0.010726 | 0.013513 | 0.016445 | 0.019337 | 0.021996 | 0.024287 | 0.026127 | 0.027462 | 0.028319 | 0.028796 | 0.029037 | 0.028868 | 0.028715 | 0.028574 | 0.028446 | 0.028329 | 0.028223
F11_Industrial_Petroleum_Existing_Space Heating_Natural Gas_Steam System Efficiency Improvements_A_Technical Potential | F11 | Industrial | Petroleum | Existing | Space Heating | Natural Gas | Steam System Efficiency Improvements | A | Cumulative Summer Peak Savings (MW) | Technical Potential | 0 | 0 | 0 | 0 | 0 | 0 | 0 | 0 | 0 | 0 | 0 | 0 | 0 | 0 | 0 | 0 | 0 | 0 | 0 | 0 | 0 | 0 | 0 | 0 | 0 | 0 | 0 | 0 | 0 | 0 | 0
F12_Industrial_Petroleum_Existing_Space Heating_Natural Gas_Steam System Efficiency Improvements_A_Technical Potential | F12 | Industrial | Petroleum | Existing | Space Heating | Natural Gas | Steam System Efficiency Improvements | A | Cumulative Winter Peak Savings (MW) | Technical Potential | 0 | 0 | 0 | 0 | 0 | 0 | 0 | 0 | 0 | 0 | 0 | 0 | 0 | 0 | 0 | 0 | 0 | 0 | 0 | 0 | 0 | 0 | 0 | 0 | 0 | 0 | 0 | 0 | 0 | 0 | 0
F13_Industrial_Petroleum_Existing_Space Heating_Natural Gas_Steam System Efficiency Improvements_A_Technical Potential | F13 | Industrial | Petroleum | Existing | Space Heating | Natural Gas | Steam System Efficiency Improvements | A | Purchases (Incremental) | Technical Potential | 0 | 0 | 0 | 0 | 0 | 0.64073 | 1.2801 | 2.2594 | 3.6773 | 5.5862 | 7.899 | 10.7155 | 13.863 | 16.8738 | 19.9742 | 22.1961 | 23.6155 | 23.5947 | 22.0436 | 19.4042 | 15.9807 | 12.173 | 8.3968 | 5.3464 | 3.4758 | 0 | 0 | 0 | 0 | 0 | 0
F14_Industrial_Petroleum_Existing_Space Heating_Natural Gas_Steam System Efficiency Improvements_A_Technical Potential | F14 | Industrial | Petroleum | Existing | Space Heating | Natural Gas | Steam System Efficiency Improvements | A | Purchases (Cumulative) | Technical Potential | 0 | 0 | 0 | 0 | 0 | 0.64073 | 1.9208 | 4.1803 | 7.8575 | 13.4437 | 21.3428 | 32.0583 | 45.9213 | 62.7951 | 82.7693 | 104.9654 | 128.5809 | 152.1757 | 174.2193 | 193.6235 | 209.6043 | 221.7773 | 230.1741 | 235.5205 | 238.9962 | 238.9962 | 238.9962 | 238.9962 | 238.9962 | 238.9962 | 238.9962
F1_Industrial_Petroleum_Existing_Process_Natural Gas_Steam System Efficiency Improvements_A_Technical Potential | F1 | Industrial | Petroleum | Existing | Process | Natural Gas | Steam System Efficiency Improvements | A | Original Unit Energy Savings (kWh or therms) | Technical Potential | 0 | 0 | 0 | 0 | 0 | 0.70269 | 0.70269 | 0.70269 | 0.70269 | 0.70269 | 0.70269 | 0.70269 | 0.70269 | 0.70269 | 0.70269 | 0.70269 | 0.70269 | 0.70269 | 0.70269 | 0.70269 | 0.70269 | 0.70269 | 0.70269 | 0.70269 | 0.70269 | 0.70269 | 0.70269 | 0.70269 | 0.70269 | 0.70269 | 0.70269
F2_Industrial_Petroleum_Existing_Process_Natural Gas_Steam System Efficiency Improvements_A_Technical Potential | F2 | Industrial | Petroleum | Existing | Process | Natural Gas | Steam System Efficiency Improvements | A | Original Unit Summer Peak Savings (kW) | Technical Potential | 0 | 0 | 0 | 0 | 0 | 0 | 0 | 0 | 0 | 0 | 0 | 0 | 0 | 0 | 0 | 0 | 0 | 0 | 0 | 0 | 0 | 0 | 0 | 0 | 0 | 0 | 0 | 0 | 0 | 0 | 0
F3_Industrial_Petroleum_Existing_Process_Natural Gas_Steam System Efficiency Improvements_A_Technical Potential | F3 | Industrial | Petroleum | Existing | Process | Natural Gas | Steam System Efficiency Improvements | A | Original Unit Winter Peak Savings (kW) | Technical Potential | 0 | 0 | 0 | 0 | 0 | 0 | 0 | 0 | 0 | 0 | 0 | 0 | 0 | 0 | 0 | 0 | 0 | 0 | 0 | 0 | 0 | 0 | 0 | 0 | 0 | 0 | 0 | 0 | 0 | 0 | 0
F4_Industrial_Petroleum_Existing_Process_Natural Gas_Steam System Efficiency Improvements_A_Technical Potential | F4 | Industrial | Petroleum | Existing | Process | Natural Gas | Steam System Efficiency Improvements | A | Standalone Impact on Baseline Energy (%) | Technical Potential | 0% | 0% | 0% | 0% | 0% | 7.557e-07% | 2.267e-06% | 4.962e-06% | 9.322e-06% | 1.594e-05% | 2.563e-05% | 3.86e-05% | 5.54e-05% | 7.698e-05% | 0.0001011% | 0.0001294% | 0.0001585% | 0.0001885% | 0.0002178% | 0.0002418% | 0.0002628% | 0.0002792% | 0.0002908% | 0.0002986% | 3.0393e-06 | 3.0482e-06 | 3.0563e-06 | 3.0637e-06 | 0 | 0 | 0
F5_Industrial_Petroleum_Existing_Process_Natural Gas_Steam System Efficiency Improvements_A_Technical Potential | F5 | Industrial | Petroleum | Existing | Process | Natural Gas | Steam System Efficiency Improvements | A | Standalone Impact on Baseline Summer Peak (%) | Technical Potential | 0% | 0% | 0% | 0% | 0% | 0% | 0% | 0% | 0% | 0% | 0% | 0% | 0% | 0% | 0% | 0% | 0% | 0% | 0% | 0% | 0% | 0% | 0% | 0% | 0 | 0 | 0 | 0 | 0 | 0 | 0
F6_Industrial_Petroleum_Existing_Process_Natural Gas_Steam System Efficiency Improvements_A_Technical Potential | F6 | Industrial | Petroleum | Existing | Process | Natural Gas | Steam System Efficiency Improvements | A | Standalone Impact on Baseline Winter Peak (%) | Technical Potential | 0% | 0% | 0% | 0% | 0% | 0% | 0% | 0% | 0% | 0% | 0% | 0% | 0% | 0% | 0% | 0% | 0% | 0% | 0% | 0% | 0% | 0% | 0% | 0% | 0 | 0 | 0 | 0 | 0 | 0 | 0
F7_Industrial_Petroleum_Existing_Process_Natural Gas_Steam System Efficiency Improvements_A_Technical Potential | F7 | Industrial | Petroleum | Existing | Process | Natural Gas | Steam System Efficiency Improvements | A | Incremental Energy Savings (MWh or mTherms) | Technical Potential | 0 | 0 | 0 | 0 | 0 | 8.2381e-06 | 1.6458e-05 | 2.905e-05 | 4.728e-05 | 7.1824e-05 | 0.00010156 | 0.00013777 | 0.00017824 | 0.00021695 | 0.00025681 | 0.00028538 | 0.00030363 | 0.00030336 | 0.00028342 | 0.00024949 | 0.00020547 | 0.00015651 | 0.00010796 | 6.874e-05 | 4.4689e-05 | 0 | 0 | 0 | 0 | 0 | 0
F8_Industrial_Petroleum_Existing_Process_Natural Gas_Steam System Efficiency Improvements_A_Technical Potential | F8 | Industrial | Petroleum | Existing | Process | Natural Gas | Steam System Efficiency Improvements | A | Incremental Summer Peak Savings (MW) | Technical Potential | 0 | 0 | 0 | 0 | 0 | 0 | 0 | 0 | 0 | 0 | 0 | 0 | 0 | 0 | 0 | 0 | 0 | 0 | 0 | 0 | 0 | 0 | 0 | 0 | 0 | 0 | 0 | 0 | 0 | 0 | 0
F9_Industrial_Petroleum_Existing_Process_Natural Gas_Steam System Efficiency Improvements_A_Technical Potential | F9 | Industrial | Petroleum | Existing | Process | Natural Gas | Steam System Efficiency Improvements | A | Incremental Winter Peak Savings (MW) | Technical Potential | 0 | 0 | 0 | 0 | 0 | 0 | 0 | 0 | 0 | 0 | 0 | 0 | 0 | 0 | 0 | 0 | 0 | 0 | 0 | 0 | 0 | 0 | 0 | 0 | 0 | 0 | 0 | 0 | 0 | 0 | 0
F10_Industrial_Petroleum_Existing_Process_Natural Gas_Steam System Efficiency Improvements_A_Technical Potential | F10 | Industrial | Petroleum | Existing | Process | Natural Gas | Steam System Efficiency Improvements | A | Cumulative Energy Savings (MWh or mTherms) | Technical Potential | 0 | 0 | 0 | 0 | 0 | 8.2381e-06 | 2.4697e-05 | 5.3747e-05 | 0.00010103 | 0.00017285 | 0.00027441 | 0.00041218 | 0.00059042 | 0.00080737 | 0.0010642 | 0.0013496 | 0.0016532 | 0.0019566 | 0.00224 | 0.0024895 | 0.0026949 | 0.0028515 | 0.0029594 | 0.0030282 | 0.0030728 | 0.0030728 | 0.0030728 | 0.0030728 | 0.0030728 | 0.0030728 | 0.0030728
F11_Industrial_Petroleum_Existing_Process_Natural Gas_Steam System Efficiency Improvements_A_Technical Potential | F11 | Industrial | Petroleum | Existing | Process | Natural Gas | Steam System Efficiency Improvements | A | Cumulative Summer Peak Savings (MW) | Technical Potential | 0 | 0 | 0 | 0 | 0 | 0 | 0 | 0 | 0 | 0 | 0 | 0 | 0 | 0 | 0 | 0 | 0 | 0 | 0 | 0 | 0 | 0 | 0 | 0 | 0 | 0 | 0 | 0 | 0 | 0 | 0
F12_Industrial_Petroleum_Existing_Process_Natural Gas_Steam System Efficiency Improvements_A_Technical Potential | F12 | Industrial | Petroleum | Existing | Process | Natural Gas | Steam System Efficiency Improvements | A | Cumulative Winter Peak Savings (MW) | Technical Potential | 0 | 0 | 0 | 0 | 0 | 0 | 0 | 0 | 0 | 0 | 0 | 0 | 0 | 0 | 0 | 0 | 0 | 0 | 0 | 0 | 0 | 0 | 0 | 0 | 0 | 0 | 0 | 0 | 0 | 0 | 0
F13_Industrial_Petroleum_Existing_Process_Natural Gas_Steam System Efficiency Improvements_A_Technical Potential | F13 | Industrial | Petroleum | Existing | Process | Natural Gas | Steam System Efficiency Improvements | A | Purchases (Incremental) | Technical Potential | 0 | 0 | 0 | 0 | 0 | 0.011724 | 0.023422 | 0.041342 | 0.067284 | 0.10221 | 0.14453 | 0.19606 | 0.25365 | 0.30874 | 0.36547 | 0.40613 | 0.4321 | 0.43172 | 0.40334 | 0.35504 | 0.2924 | 0.22273 | 0.15364 | 0.097824 | 0.063597 | 0 | 0 | 0 | 0 | 0 | 0
F14_Industrial_Petroleum_Existing_Process_Natural Gas_Steam System Efficiency Improvements_A_Technical Potential | F14 | Industrial | Petroleum | Existing | Process | Natural Gas | Steam System Efficiency Improvements | A | Purchases (Cumulative) | Technical Potential | 0 | 0 | 0 | 0 | 0 | 0.011724 | 0.035146 | 0.076487 | 0.14377 | 0.24598 | 0.39051 | 0.58658 | 0.84023 | 1.149 | 1.5144 | 1.9206 | 2.3527 | 2.7844 | 3.1877 | 3.5428 | 3.8352 | 4.0579 | 4.2115 | 4.3094 | 4.373 | 4.373 | 4.373 | 4.373 | 4.373 | 4.373 | 4.373
F1_Industrial_Petroleum_Existing_Space Heating_Natural Gas_Strategic Energy Management_A_Technical Potential | F1 | Industrial | Petroleum | Existing | Space Heating | Natural Gas | Strategic Energy Management | A | Original Unit Energy Savings (kWh or therms) | Technical Potential | 0 | 0 | 0 | 0 | 0 | 797.696 | 790.8736 | 782.5113 | 774.0348 | 765.5326 | 757.2223 | 748.9827 | 741.1753 | 733.7761 | 726.2571 | 719.6328 | 713.3358 | 707.3789 | 701.728 | 696.022 | 690.4959 | 684.9555 | 679.3114 | 673.8821 | 668.6165 | 663.7073 | 659.1297 | 654.8605 | 0 | 0 | 0
F2_Industrial_Petroleum_Existing_Space Heating_Natural Gas_Strategic Energy Management_A_Technical Potential | F2 | Industrial | Petroleum | Existing | Space Heating | Natural Gas | Strategic Energy Management | A | Original Unit Summer Peak Savings (kW) | Technical Potential | 0 | 0 | 0 | 0 | 0 | 0 | 0 | 0 | 0 | 0 | 0 | 0 | 0 | 0 | 0 | 0 | 0 | 0 | 0 | 0 | 0 | 0 | 0 | 0 | 0 | 0 | 0 | 0 | 0 | 0 | 0
F3_Industrial_Petroleum_Existing_Space Heating_Natural Gas_Strategic Energy Management_A_Technical Potential | F3 | Industrial | Petroleum | Existing | Space Heating | Natural Gas | Strategic Energy Management | A | Original Unit Winter Peak Savings (kW) | Technical Potential | 0 | 0 | 0 | 0 | 0 | 0 | 0 | 0 | 0 | 0 | 0 | 0 | 0 | 0 | 0 | 0 | 0 | 0 | 0 | 0 | 0 | 0 | 0 | 0 | 0 | 0 | 0 | 0 | 0 | 0 | 0
F4_Industrial_Petroleum_Existing_Space Heating_Natural Gas_Strategic Energy Management_A_Technical Potential | F4 | Industrial | Petroleum | Existing | Space Heating | Natural Gas | Strategic Energy Management | A | Standalone Impact on Baseline Energy (%) | Technical Potential | 0% | 0% | 0% | 0% | 0% | 0.09675% | 0.1936% | 0.2915% | 0.388% | 0.4845% | 0.5875% | 0.6858% | 0.784% | 0.8934% | 0.9867% | 1.093% | 1.19% | 1.292% | 1.401% | 1.496% | 1.599% | 1.702% | 1.805% | 1.908% | 0.020104 | 0.020163 | 0.020217 | 0.020266 | 0 | 0 | 0
F5_Industrial_Petroleum_Existing_Space Heating_Natural Gas_Strategic Energy Management_A_Technical Potential | F5 | Industrial | Petroleum | Existing | Space Heating | Natural Gas | Strategic Energy Management | A | Standalone Impact on Baseline Summer Peak (%) | Technical Potential | 0% | 0% | 0% | 0% | 0% | 0% | 0% | 0% | 0% | 0% | 0% | 0% | 0% | 0% | 0% | 0% | 0% | 0% | 0% | 0% | 0% | 0% | 0% | 0% | 0 | 0 | 0 | 0 | 0 | 0 | 0
F6_Industrial_Petroleum_Existing_Space Heating_Natural Gas_Strategic Energy Management_A_Technical Potential | F6 | Industrial | Petroleum | Existing | Space Heating | Natural Gas | Strategic Energy Management | A | Standalone Impact on Baseline Winter Peak (%) | Technical Potential | 0% | 0% | 0% | 0% | 0% | 0% | 0% | 0% | 0% | 0% | 0% | 0% | 0% | 0% | 0% | 0% | 0% | 0% | 0% | 0% | 0% | 0% | 0% | 0% | 0 | 0 | 0 | 0 | 0 | 0 | 0
F7_Industrial_Petroleum_Existing_Space Heating_Natural Gas_Strategic Energy Management_A_Technical Potential | F7 | Industrial | Petroleum | Existing | Space Heating | Natural Gas | Strategic Energy Management | A | Incremental Energy Savings (MWh or mTherms) | Technical Potential | 0 | 0 | 0 | 0 | 0 | 0.0042247 | 0.0041863 | 0.0041176 | 0.0040752 | 0.0040337 | 0.0039393 | 0.0038858 | 0.0038375 | 0.0037388 | 0.0037146 | 0.0036456 | 0.0036142 | 0.003566 | 0.003506 | 0.0034816 | 0.0034396 | 0.0033988 | 0.0033585 | 0.0033203 | 0.003284 | 0 | 0 | 0 | 0 | 0 | 0
F8_Industrial_Petroleum_Existing_Space Heating_Natural Gas_Strategic Energy Management_A_Technical Potential | F8 | Industrial | Petroleum | Existing | Space Heating | Natural Gas | Strategic Energy Management | A | Incremental Summer Peak Savings (MW) | Technical Potential | 0 | 0 | 0 | 0 | 0 | 0 | 0 | 0 | 0 | 0 | 0 | 0 | 0 | 0 | 0 | 0 | 0 | 0 | 0 | 0 | 0 | 0 | 0 | 0 | 0 | 0 | 0 | 0 | 0 | 0 | 0
F9_Industrial_Petroleum_Existing_Space Heating_Natural Gas_Strategic Energy Management_A_Technical Potential | F9 | Industrial | Petroleum | Existing | Space Heating | Natural Gas | Strategic Energy Management | A | Incremental Winter Peak Savings (MW) | Technical Potential | 0 | 0 | 0 | 0 | 0 | 0 | 0 | 0 | 0 | 0 | 0 | 0 | 0 | 0 | 0 | 0 | 0 | 0 | 0 | 0 | 0 | 0 | 0 | 0 | 0 | 0 | 0 | 0 | 0 | 0 | 0
F10_Industrial_Petroleum_Existing_Space Heating_Natural Gas_Strategic Energy Management_A_Technical Potential | F10 | Industrial | Petroleum | Existing | Space Heating | Natural Gas | Strategic Energy Management | A | Cumulative Energy Savings (MWh or mTherms) | Technical Potential | 0 | 0 | 0 | 0 | 0 | 0.0042247 | 0.0083748 | 0.012404 | 0.016345 | 0.020199 | 0.023919 | 0.027544 | 0.031095 | 0.034523 | 0.037884 | 0.041184 | 0.044438 | 0.047633 | 0.050758 | 0.053827 | 0.056839 | 0.059782 | 0.062648 | 0.065468 | 0.06824 | 0.067739 | 0.067272 | 0.066836 | 0 | 0 | 0
F11_Industrial_Petroleum_Existing_Space Heating_Natural Gas_Strategic Energy Management_A_Technical Potential | F11 | Industrial | Petroleum | Existing | Space Heating | Natural Gas | Strategic Energy Management | A | Cumulative Summer Peak Savings (MW) | Technical Potential | 0 | 0 | 0 | 0 | 0 | 0 | 0 | 0 | 0 | 0 | 0 | 0 | 0 | 0 | 0 | 0 | 0 | 0 | 0 | 0 | 0 | 0 | 0 | 0 | 0 | 0 | 0 | 0 | 0 | 0 | 0
F12_Industrial_Petroleum_Existing_Space Heating_Natural Gas_Strategic Energy Management_A_Technical Potential | F12 | Industrial | Petroleum | Existing | Space Heating | Natural Gas | Strategic Energy Management | A | Cumulative Winter Peak Savings (MW) | Technical Potential | 0 | 0 | 0 | 0 | 0 | 0 | 0 | 0 | 0 | 0 | 0 | 0 | 0 | 0 | 0 | 0 | 0 | 0 | 0 | 0 | 0 | 0 | 0 | 0 | 0 | 0 | 0 | 0 | 0 | 0 | 0
F13_Industrial_Petroleum_Existing_Space Heating_Natural Gas_Strategic Energy Management_A_Technical Potential | F13 | Industrial | Petroleum | Existing | Space Heating | Natural Gas | Strategic Energy Management | A | Purchases (Incremental) | Technical Potential | 0 | 0 | 0 | 0 | 0 | 0.0052961 | 0.0052932 | 0.005262 | 0.0052648 | 0.0052692 | 0.0052023 | 0.0051881 | 0.0051775 | 0.0050953 | 0.0051148 | 0.005066 | 0.0050666 | 0.0050411 | 0.0049962 | 0.0050021 | 0.0049814 | 0.004962 | 0.004944 | 0.0049272 | 0.0049116 | 0 | 0 | 0 | 0 | 0 | 0
F14_Industrial_Petroleum_Existing_Space Heating_Natural Gas_Strategic Energy Management_A_Technical Potential | F14 | Industrial | Petroleum | Existing | Space Heating | Natural Gas | Strategic Energy Management | A | Purchases (Cumulative) | Technical Potential | 0 | 0 | 0 | 0 | 0 | 0.0052961 | 0.010589 | 0.015851 | 0.021116 | 0.026385 | 0.031588 | 0.036776 | 0.041953 | 0.047048 | 0.052163 | 0.057229 | 0.062296 | 0.067337 | 0.072333 | 0.077335 | 0.082317 | 0.087279 | 0.092223 | 0.09715 | 0.10206 | 0.10206 | 0.10206 | 0.10206 | 0.10206 | 0.10206 | 0.10206
F1_Industrial_Petroleum_Existing_Process_Natural Gas_Strategic Energy Management_A_Technical Potential | F1 | Industrial | Petroleum | Existing | Process | Natural Gas | Strategic Energy Management | A | Original Unit Energy Savings (kWh or therms) | Technical Potential | 0 | 0 | 0 | 0 | 0 | 769.0432 | 769.0432 | 769.0432 | 769.0432 | 769.0432 | 769.0432 | 769.0432 | 769.0432 | 769.0432 | 769.0432 | 769.0432 | 769.0432 | 769.0432 | 769.0432 | 769.0432 | 769.0432 | 769.0432 | 769.0432 | 769.0432 | 769.0432 | 769.0432 | 769.0432 | 769.0432 | 0 | 0 | 0
F2_Industrial_Petroleum_Existing_Process_Natural Gas_Strategic Energy Management_A_Technical Potential | F2 | Industrial | Petroleum | Existing | Process | Natural Gas | Strategic Energy Management | A | Original Unit Summer Peak Savings (kW) | Technical Potential | 0 | 0 | 0 | 0 | 0 | 0 | 0 | 0 | 0 | 0 | 0 | 0 | 0 | 0 | 0 | 0 | 0 | 0 | 0 | 0 | 0 | 0 | 0 | 0 | 0 | 0 | 0 | 0 | 0 | 0 | 0
F3_Industrial_Petroleum_Existing_Process_Natural Gas_Strategic Energy Management_A_Technical Potential | F3 | Industrial | Petroleum | Existing | Process | Natural Gas | Strategic Energy Management | A | Original Unit Winter Peak Savings (kW) | Technical Potential | 0 | 0 | 0 | 0 | 0 | 0 | 0 | 0 | 0 | 0 | 0 | 0 | 0 | 0 | 0 | 0 | 0 | 0 | 0 | 0 | 0 | 0 | 0 | 0 | 0 | 0 | 0 | 0 | 0 | 0 | 0
F4_Industrial_Petroleum_Existing_Process_Natural Gas_Strategic Energy Management_A_Technical Potential | F4 | Industrial | Petroleum | Existing | Process | Natural Gas | Strategic Energy Management | A | Standalone Impact on Baseline Energy (%) | Technical Potential | 0% | 0% | 0% | 0% | 0% | 0.09675% | 0.1936% | 0.2915% | 0.388% | 0.4845% | 0.5875% | 0.6858% | 0.784% | 0.8934% | 0.9867% | 1.093% | 1.19% | 1.292% | 1.401% | 1.496% | 1.599% | 1.702% | 1.805% | 1.908% | 0.020104 | 0.020163 | 0.020217 | 0.020266 | 0 | 0 | 0
F5_Industrial_Petroleum_Existing_Process_Natural Gas_Strategic Energy Management_A_Technical Potential | F5 | Industrial | Petroleum | Existing | Process | Natural Gas | Strategic Energy Management | A | Standalone Impact on Baseline Summer Peak (%) | Technical Potential | 0% | 0% | 0% | 0% | 0% | 0% | 0% | 0% | 0% | 0% | 0% | 0% | 0% | 0% | 0% | 0% | 0% | 0% | 0% | 0% | 0% | 0% | 0% | 0% | 0 | 0 | 0 | 0 | 0 | 0 | 0
F6_Industrial_Petroleum_Existing_Process_Natural Gas_Strategic Energy Management_A_Technical Potential | F6 | Industrial | Petroleum | Existing | Process | Natural Gas | Strategic Energy Management | A | Standalone Impact on Baseline Winter Peak (%) | Technical Potential | 0% | 0% | 0% | 0% | 0% | 0% | 0% | 0% | 0% | 0% | 0% | 0% | 0% | 0% | 0% | 0% | 0% | 0% | 0% | 0% | 0% | 0% | 0% | 0% | 0 | 0 | 0 | 0 | 0 | 0 | 0
F7_Industrial_Petroleum_Existing_Process_Natural Gas_Strategic Energy Management_A_Technical Potential | F7 | Industrial | Petroleum | Existing | Process | Natural Gas | Strategic Energy Management | A | Incremental Energy Savings (MWh or mTherms) | Technical Potential | 0 | 0 | 0 | 0 | 0 | 1.0548 | 1.0542 | 1.048 | 1.0485 | 1.0494 | 1.0361 | 1.0332 | 1.0311 | 1.0148 | 1.0186 | 1.0089 | 1.0091 | 1.004 | 0.99502 | 0.9962 | 0.99208 | 0.98822 | 0.98462 | 0.98127 | 0.97818 | 0 | 0 | 0 | 0 | 0 | 0
F8_Industrial_Petroleum_Existing_Process_Natural Gas_Strategic Energy Management_A_Technical Potential | F8 | Industrial | Petroleum | Existing | Process | Natural Gas | Strategic Energy Management | A | Incremental Summer Peak Savings (MW) | Technical Potential | 0 | 0 | 0 | 0 | 0 | 0 | 0 | 0 | 0 | 0 | 0 | 0 | 0 | 0 | 0 | 0 | 0 | 0 | 0 | 0 | 0 | 0 | 0 | 0 | 0 | 0 | 0 | 0 | 0 | 0 | 0
F9_Industrial_Petroleum_Existing_Process_Natural Gas_Strategic Energy Management_A_Technical Potential | F9 | Industrial | Petroleum | Existing | Process | Natural Gas | Strategic Energy Management | A | Incremental Winter Peak Savings (MW) | Technical Potential | 0 | 0 | 0 | 0 | 0 | 0 | 0 | 0 | 0 | 0 | 0 | 0 | 0 | 0 | 0 | 0 | 0 | 0 | 0 | 0 | 0 | 0 | 0 | 0 | 0 | 0 | 0 | 0 | 0 | 0 | 0
F10_Industrial_Petroleum_Existing_Process_Natural Gas_Strategic Energy Management_A_Technical Potential | F10 | Industrial | Petroleum | Existing | Process | Natural Gas | Strategic Energy Management | A | Cumulative Energy Savings (MWh or mTherms) | Technical Potential | 0 | 0 | 0 | 0 | 0 | 1.0548 | 2.1089 | 3.1569 | 4.2054 | 5.2548 | 6.2909 | 7.3241 | 8.3552 | 9.37 | 10.3886 | 11.3975 | 12.4066 | 13.4106 | 14.4056 | 15.4018 | 16.3938 | 17.3821 | 18.3667 | 19.3479 | 20.3261 | 20.3261 | 20.3261 | 20.3261 | 0 | 0 | 0
F11_Industrial_Petroleum_Existing_Process_Natural Gas_Strategic Energy Management_A_Technical Potential | F11 | Industrial | Petroleum | Existing | Process | Natural Gas | Strategic Energy Management | A | Cumulative Summer Peak Savings (MW) | Technical Potential | 0 | 0 | 0 | 0 | 0 | 0 | 0 | 0 | 0 | 0 | 0 | 0 | 0 | 0 | 0 | 0 | 0 | 0 | 0 | 0 | 0 | 0 | 0 | 0 | 0 | 0 | 0 | 0 | 0 | 0 | 0
F12_Industrial_Petroleum_Existing_Process_Natural Gas_Strategic Energy Management_A_Technical Potential | F12 | Industrial | Petroleum | Existing | Process | Natural Gas | Strategic Energy Management | A | Cumulative Winter Peak Savings (MW) | Technical Potential | 0 | 0 | 0 | 0 | 0 | 0 | 0 | 0 | 0 | 0 | 0 | 0 | 0 | 0 | 0 | 0 | 0 | 0 | 0 | 0 | 0 | 0 | 0 | 0 | 0 | 0 | 0 | 0 | 0 | 0 | 0
F13_Industrial_Petroleum_Existing_Process_Natural Gas_Strategic Energy Management_A_Technical Potential | F13 | Industrial | Petroleum | Existing | Process | Natural Gas | Strategic Energy Management | A | Purchases (Incremental) | Technical Potential | 0 | 0 | 0 | 0 | 0 | 1.3715 | 1.3708 | 1.3627 | 1.3634 | 1.3645 | 1.3472 | 1.3435 | 1.3408 | 1.3195 | 1.3245 | 1.3119 | 1.3121 | 1.3055 | 1.2938 | 1.2954 | 1.29 | 1.285 | 1.2803 | 1.276 | 1.2719 | 0 | 0 | 0 | 0 | 0 | 0
F14_Industrial_Petroleum_Existing_Process_Natural Gas_Strategic Energy Management_A_Technical Potential | F14 | Industrial | Petroleum | Existing | Process | Natural Gas | Strategic Energy Management | A | Purchases (Cumulative) | Technical Potential | 0 | 0 | 0 | 0 | 0 | 1.3715 | 2.7423 | 4.1049 | 5.4684 | 6.8329 | 8.1801 | 9.5236 | 10.8644 | 12.1839 | 13.5085 | 14.8204 | 16.1325 | 17.438 | 18.7318 | 20.0272 | 21.3172 | 22.6022 | 23.8825 | 25.1585 | 26.4304 | 26.4304 | 26.4304 | 26.4304 | 26.4304 | 26.4304 | 26.4304
F1_Industrial_Petroleum_Existing_Miscellaneous_Natural Gas_Strategic Energy Management_A_Technical Potential | F1 | Industrial | Petroleum | Existing | Miscellaneous | Natural Gas | Strategic Energy Management | A | Original Unit Energy Savings (kWh or therms) | Technical Potential | 0 | 0 | 0 | 0 | 0 | 160.7723 | 160.7723 | 160.7723 | 160.7723 | 160.7723 | 160.7723 | 160.7723 | 160.7723 | 160.7723 | 160.7723 | 160.7723 | 160.7723 | 160.7723 | 160.7723 | 160.7723 | 160.7723 | 160.7723 | 160.7723 | 160.7723 | 160.7723 | 160.7723 | 160.7723 | 160.7723 | 0 | 0 | 0
F2_Industrial_Petroleum_Existing_Miscellaneous_Natural Gas_Strategic Energy Management_A_Technical Potential | F2 | Industrial | Petroleum | Existing | Miscellaneous | Natural Gas | Strategic Energy Management | A | Original Unit Summer Peak Savings (kW) | Technical Potential | 0 | 0 | 0 | 0 | 0 | 0 | 0 | 0 | 0 | 0 | 0 | 0 | 0 | 0 | 0 | 0 | 0 | 0 | 0 | 0 | 0 | 0 | 0 | 0 | 0 | 0 | 0 | 0 | 0 | 0 | 0
F3_Industrial_Petroleum_Existing_Miscellaneous_Natural Gas_Strategic Energy Management_A_Technical Potential | F3 | Industrial | Petroleum | Existing | Miscellaneous | Natural Gas | Strategic Energy Management | A | Original Unit Winter Peak Savings (kW) | Technical Potential | 0 | 0 | 0 | 0 | 0 | 0 | 0 | 0 | 0 | 0 | 0 | 0 | 0 | 0 | 0 | 0 | 0 | 0 | 0 | 0 | 0 | 0 | 0 | 0 | 0 | 0 | 0 | 0 | 0 | 0 | 0
F4_Industrial_Petroleum_Existing_Miscellaneous_Natural Gas_Strategic Energy Management_A_Technical Potential | F4 | Industrial | Petroleum | Existing | Miscellaneous | Natural Gas | Strategic Energy Management | A | Standalone Impact on Baseline Energy (%) | Technical Potential | 0% | 0% | 0% | 0% | 0% | 0.09675% | 0.1936% | 0.2915% | 0.388% | 0.4845% | 0.5875% | 0.6858% | 0.784% | 0.8934% | 0.9867% | 1.093% | 1.19% | 1.292% | 1.401% | 1.496% | 1.599% | 1.702% | 1.805% | 1.908% | 0.020104 | 0.020163 | 0.020217 | 0.020266 | 0 | 0 | 0
F5_Industrial_Petroleum_Existing_Miscellaneous_Natural Gas_Strategic Energy Management_A_Technical Potential | F5 | Industrial | Petroleum | Existing | Miscellaneous | Natural Gas | Strategic Energy Management | A | Standalone Impact on Baseline Summer Peak (%) | Technical Potential | 0% | 0% | 0% | 0% | 0% | 0% | 0% | 0% | 0% | 0% | 0% | 0% | 0% | 0% | 0% | 0% | 0% | 0% | 0% | 0% | 0% | 0% | 0% | 0% | 0 | 0 | 0 | 0 | 0 | 0 | 0
F6_Industrial_Petroleum_Existing_Miscellaneous_Natural Gas_Strategic Energy Management_A_Technical Potential | F6 | Industrial | Petroleum | Existing | Miscellaneous | Natural Gas | Strategic Energy Management | A | Standalone Impact on Baseline Winter Peak (%) | Technical Potential | 0% | 0% | 0% | 0% | 0% | 0% | 0% | 0% | 0% | 0% | 0% | 0% | 0% | 0% | 0% | 0% | 0% | 0% | 0% | 0% | 0% | 0% | 0% | 0% | 0 | 0 | 0 | 0 | 0 | 0 | 0
F7_Industrial_Petroleum_Existing_Miscellaneous_Natural Gas_Strategic Energy Management_A_Technical Potential | F7 | Industrial | Petroleum | Existing | Miscellaneous | Natural Gas | Strategic Energy Management | A | Incremental Energy Savings (MWh or mTherms) | Technical Potential | 0 | 0 | 0 | 0 | 0 | 0.055125 | 0.055095 | 0.05477 | 0.0548 | 0.054845 | 0.054149 | 0.054001 | 0.053891 | 0.053035 | 0.053238 | 0.05273 | 0.052737 | 0.052471 | 0.052003 | 0.052065 | 0.05185 | 0.051648 | 0.05146 | 0.051285 | 0.051123 | 0 | 0 | 0 | 0 | 0 | 0
F8_Industrial_Petroleum_Existing_Miscellaneous_Natural Gas_Strategic Energy Management_A_Technical Potential | F8 | Industrial | Petroleum | Existing | Miscellaneous | Natural Gas | Strategic Energy Management | A | Incremental Summer Peak Savings (MW) | Technical Potential | 0 | 0 | 0 | 0 | 0 | 0 | 0 | 0 | 0 | 0 | 0 | 0 | 0 | 0 | 0 | 0 | 0 | 0 | 0 | 0 | 0 | 0 | 0 | 0 | 0 | 0 | 0 | 0 | 0 | 0 | 0
F9_Industrial_Petroleum_Existing_Miscellaneous_Natural Gas_Strategic Energy Management_A_Technical Potential | F9 | Industrial | Petroleum | Existing | Miscellaneous | Natural Gas | Strategic Energy Management | A | Incremental Winter Peak Savings (MW) | Technical Potential | 0 | 0 | 0 | 0 | 0 | 0 | 0 | 0 | 0 | 0 | 0 | 0 | 0 | 0 | 0 | 0 | 0 | 0 | 0 | 0 | 0 | 0 | 0 | 0 | 0 | 0 | 0 | 0 | 0 | 0 | 0
F10_Industrial_Petroleum_Existing_Miscellaneous_Natural Gas_Strategic Energy Management_A_Technical Potential | F10 | Industrial | Petroleum | Existing | Miscellaneous | Natural Gas | Strategic Energy Management | A | Cumulative Energy Savings (MWh or mTherms) | Technical Potential | 0 | 0 | 0 | 0 | 0 | 0.055125 | 0.11022 | 0.16499 | 0.21979 | 0.27463 | 0.32878 | 0.38278 | 0.43667 | 0.48971 | 0.54295 | 0.59568 | 0.64841 | 0.70089 | 0.75289 | 0.80495 | 0.8568 | 0.90845 | 0.95991 | 1.0112 | 1.0623 | 1.0623 | 1.0623 | 1.0623 | 0 | 0 | 0
F11_Industrial_Petroleum_Existing_Miscellaneous_Natural Gas_Strategic Energy Management_A_Technical Potential | F11 | Industrial | Petroleum | Existing | Miscellaneous | Natural Gas | Strategic Energy Management | A | Cumulative Summer Peak Savings (MW) | Technical Potential | 0 | 0 | 0 | 0 | 0 | 0 | 0 | 0 | 0 | 0 | 0 | 0 | 0 | 0 | 0 | 0 | 0 | 0 | 0 | 0 | 0 | 0 | 0 | 0 | 0 | 0 | 0 | 0 | 0 | 0 | 0
F12_Industrial_Petroleum_Existing_Miscellaneous_Natural Gas_Strategic Energy Management_A_Technical Potential | F12 | Industrial | Petroleum | Existing | Miscellaneous | Natural Gas | Strategic Energy Management | A | Cumulative Winter Peak Savings (MW) | Technical Potential | 0 | 0 | 0 | 0 | 0 | 0 | 0 | 0 | 0 | 0 | 0 | 0 | 0 | 0 | 0 | 0 | 0 | 0 | 0 | 0 | 0 | 0 | 0 | 0 | 0 | 0 | 0 | 0 | 0 | 0 | 0
F13_Industrial_Petroleum_Existing_Miscellaneous_Natural Gas_Strategic Energy Management_A_Technical Potential | F13 | Industrial | Petroleum | Existing | Miscellaneous | Natural Gas | Strategic Energy Management | A | Purchases (Incremental) | Technical Potential | 0 | 0 | 0 | 0 | 0 | 0.34288 | 0.34269 | 0.34067 | 0.34085 | 0.34113 | 0.3368 | 0.33588 | 0.3352 | 0.32988 | 0.33114 | 0.32798 | 0.32802 | 0.32637 | 0.32346 | 0.32384 | 0.3225 | 0.32125 | 0.32008 | 0.31899 | 0.31798 | 0 | 0 | 0 | 0 | 0 | 0
F14_Industrial_Petroleum_Existing_Miscellaneous_Natural Gas_Strategic Energy Management_A_Technical Potential | F14 | Industrial | Petroleum | Existing | Miscellaneous | Natural Gas | Strategic Energy Management | A | Purchases (Cumulative) | Technical Potential | 0 | 0 | 0 | 0 | 0 | 0.34288 | 0.68557 | 1.0262 | 1.3671 | 1.7082 | 2.045 | 2.3809 | 2.7161 | 3.046 | 3.3771 | 3.7051 | 4.0331 | 4.3595 | 4.683 | 5.0068 | 5.3293 | 5.6505 | 5.9706 | 6.2896 | 6.6076 | 6.6076 | 6.6076 | 6.6076 | 6.6076 | 6.6076 | 6.6076
F1_Industrial_Petroleum_Existing_Space Heating_Natural Gas_Commissioning_A_Technical Potential | F1 | Industrial | Petroleum | Existing | Space Heating | Natural Gas | Commissioning | A | Original Unit Energy Savings (kWh or therms) | Technical Potential | 0 | 0 | 0 | 0 | 0 | 17.1925 | 17.0454 | 16.8652 | 16.6825 | 16.4993 | 16.3201 | 16.1426 | 15.9743 | 15.8148 | 15.6528 | 15.51 | 15.3743 | 15.2459 | 15.1241 | 15.0011 | 14.882 | 14.7626 | 14.641 | 14.5239 | 14.4105 | 14.3047 | 14.206 | 14.114 | 0 | 0 | 0
F2_Industrial_Petroleum_Existing_Space Heating_Natural Gas_Commissioning_A_Technical Potential | F2 | Industrial | Petroleum | Existing | Space Heating | Natural Gas | Commissioning | A | Original Unit Summer Peak Savings (kW) | Technical Potential | 0 | 0 | 0 | 0 | 0 | 0 | 0 | 0 | 0 | 0 | 0 | 0 | 0 | 0 | 0 | 0 | 0 | 0 | 0 | 0 | 0 | 0 | 0 | 0 | 0 | 0 | 0 | 0 | 0 | 0 | 0
F3_Industrial_Petroleum_Existing_Space Heating_Natural Gas_Commissioning_A_Technical Potential | F3 | Industrial | Petroleum | Existing | Space Heating | Natural Gas | Commissioning | A | Original Unit Winter Peak Savings (kW) | Technical Potential | 0 | 0 | 0 | 0 | 0 | 0 | 0 | 0 | 0 | 0 | 0 | 0 | 0 | 0 | 0 | 0 | 0 | 0 | 0 | 0 | 0 | 0 | 0 | 0 | 0 | 0 | 0 | 0 | 0 | 0 | 0
F4_Industrial_Petroleum_Existing_Space Heating_Natural Gas_Commissioning_A_Technical Potential | F4 | Industrial | Petroleum | Existing | Space Heating | Natural Gas | Commissioning | A | Standalone Impact on Baseline Energy (%) | Technical Potential | 0% | 0% | 0% | 0% | 0% | 0% | 0% | 0% | 0% | 0% | 0% | 0% | 0% | 0% | 0% | 0% | 0% | 0% | 0% | 0% | 0% | 0% | 0% | 0% | 0 | 0 | 0 | 0 | 0 | 0 | 0
F5_Industrial_Petroleum_Existing_Space Heating_Natural Gas_Commissioning_A_Technical Potential | F5 | Industrial | Petroleum | Existing | Space Heating | Natural Gas | Commissioning | A | Standalone Impact on Baseline Summer Peak (%) | Technical Potential | 0% | 0% | 0% | 0% | 0% | 0% | 0% | 0% | 0% | 0% | 0% | 0% | 0% | 0% | 0% | 0% | 0% | 0% | 0% | 0% | 0% | 0% | 0% | 0% | 0 | 0 | 0 | 0 | 0 | 0 | 0
F6_Industrial_Petroleum_Existing_Space Heating_Natural Gas_Commissioning_A_Technical Potential | F6 | Industrial | Petroleum | Existing | Space Heating | Natural Gas | Commissioning | A | Standalone Impact on Baseline Winter Peak (%) | Technical Potential | 0% | 0% | 0% | 0% | 0% | 0% | 0% | 0% | 0% | 0% | 0% | 0% | 0% | 0% | 0% | 0% | 0% | 0% | 0% | 0% | 0% | 0% | 0% | 0% | 0 | 0 | 0 | 0 | 0 | 0 | 0
F7_Industrial_Petroleum_Existing_Space Heating_Natural Gas_Commissioning_A_Technical Potential | F7 | Industrial | Petroleum | Existing | Space Heating | Natural Gas | Commissioning | A | Incremental Energy Savings (MWh or mTherms) | Technical Potential | 0 | 0 | 0 | 0 | 0 | 0 | 0 | 0 | 0 | 0 | 0 | 0 | 0 | 0 | 0 | 0 | 0 | 0 | 0 | 0 | 0 | 0 | 0 | 0 | 0 | 0 | 0 | 0 | 0 | 0 | 0
F8_Industrial_Petroleum_Existing_Space Heating_Natural Gas_Commissioning_A_Technical Potential | F8 | Industrial | Petroleum | Existing | Space Heating | Natural Gas | Commissioning | A | Incremental Summer Peak Savings (MW) | Technical Potential | 0 | 0 | 0 | 0 | 0 | 0 | 0 | 0 | 0 | 0 | 0 | 0 | 0 | 0 | 0 | 0 | 0 | 0 | 0 | 0 | 0 | 0 | 0 | 0 | 0 | 0 | 0 | 0 | 0 | 0 | 0
F9_Industrial_Petroleum_Existing_Space Heating_Natural Gas_Commissioning_A_Technical Potential | F9 | Industrial | Petroleum | Existing | Space Heating | Natural Gas | Commissioning | A | Incremental Winter Peak Savings (MW) | Technical Potential | 0 | 0 | 0 | 0 | 0 | 0 | 0 | 0 | 0 | 0 | 0 | 0 | 0 | 0 | 0 | 0 | 0 | 0 | 0 | 0 | 0 | 0 | 0 | 0 | 0 | 0 | 0 | 0 | 0 | 0 | 0
F10_Industrial_Petroleum_Existing_Space Heating_Natural Gas_Commissioning_A_Technical Potential | F10 | Industrial | Petroleum | Existing | Space Heating | Natural Gas | Commissioning | A | Cumulative Energy Savings (MWh or mTherms) | Technical Potential | 0 | 0 | 0 | 0 | 0 | 0 | 0 | 0 | 0 | 0 | 0 | 0 | 0 | 0 | 0 | 0 | 0 | 0 | 0 | 0 | 0 | 0 | 0 | 0 | 0 | 0 | 0 | 0 | 0 | 0 | 0
F11_Industrial_Petroleum_Existing_Space Heating_Natural Gas_Commissioning_A_Technical Potential | F11 | Industrial | Petroleum | Existing | Space Heating | Natural Gas | Commissioning | A | Cumulative Summer Peak Savings (MW) | Technical Potential | 0 | 0 | 0 | 0 | 0 | 0 | 0 | 0 | 0 | 0 | 0 | 0 | 0 | 0 | 0 | 0 | 0 | 0 | 0 | 0 | 0 | 0 | 0 | 0 | 0 | 0 | 0 | 0 | 0 | 0 | 0
F12_Industrial_Petroleum_Existing_Space Heating_Natural Gas_Commissioning_A_Technical Potential | F12 | Industrial | Petroleum | Existing | Space Heating | Natural Gas | Commissioning | A | Cumulative Winter Peak Savings (MW) | Technical Potential | 0 | 0 | 0 | 0 | 0 | 0 | 0 | 0 | 0 | 0 | 0 | 0 | 0 | 0 | 0 | 0 | 0 | 0 | 0 | 0 | 0 | 0 | 0 | 0 | 0 | 0 | 0 | 0 | 0 | 0 | 0
F13_Industrial_Petroleum_Existing_Space Heating_Natural Gas_Commissioning_A_Technical Potential | F13 | Industrial | Petroleum | Existing | Space Heating | Natural Gas | Commissioning | A | Purchases (Incremental) | Technical Potential | 0 | 0 | 0 | 0 | 0 | 0 | 0 | 0 | 0 | 0 | 0 | 0 | 0 | 0 | 0 | 0 | 0 | 0 | 0 | 0 | 0 | 0 | 0 | 0 | 0 | 0 | 0 | 0 | 0 | 0 | 0
F14_Industrial_Petroleum_Existing_Space Heating_Natural Gas_Commissioning_A_Technical Potential | F14 | Industrial | Petroleum | Existing | Space Heating | Natural Gas | Commissioning | A | Purchases (Cumulative) | Technical Potential | 0 | 0 | 0 | 0 | 0 | 0 | 0 | 0 | 0 | 0 | 0 | 0 | 0 | 0 | 0 | 0 | 0 | 0 | 0 | 0 | 0 | 0 | 0 | 0 | 0 | 0 | 0 | 0 | 0 | 0 | 0
F1_Industrial_Petroleum_Existing_Process_Natural Gas_Commissioning_A_Technical Potential | F1 | Industrial | Petroleum | Existing | Process | Natural Gas | Commissioning | A | Original Unit Energy Savings (kWh or therms) | Technical Potential | 0 | 0 | 0 | 0 | 0 | 4292.3343 | 4292.3343 | 4292.3343 | 4292.3343 | 4292.3343 | 4292.3343 | 4292.3343 | 4292.3343 | 4292.3343 | 4292.3343 | 4292.3343 | 4292.3343 | 4292.3343 | 4292.3343 | 4292.3343 | 4292.3343 | 4292.3343 | 4292.3343 | 4292.3343 | 4292.3343 | 4292.3343 | 4292.3343 | 4292.3343 | 0 | 0 | 0
F2_Industrial_Petroleum_Existing_Process_Natural Gas_Commissioning_A_Technical Potential | F2 | Industrial | Petroleum | Existing | Process | Natural Gas | Commissioning | A | Original Unit Summer Peak Savings (kW) | Technical Potential | 0 | 0 | 0 | 0 | 0 | 0 | 0 | 0 | 0 | 0 | 0 | 0 | 0 | 0 | 0 | 0 | 0 | 0 | 0 | 0 | 0 | 0 | 0 | 0 | 0 | 0 | 0 | 0 | 0 | 0 | 0
F3_Industrial_Petroleum_Existing_Process_Natural Gas_Commissioning_A_Technical Potential | F3 | Industrial | Petroleum | Existing | Process | Natural Gas | Commissioning | A | Original Unit Winter Peak Savings (kW) | Technical Potential | 0 | 0 | 0 | 0 | 0 | 0 | 0 | 0 | 0 | 0 | 0 | 0 | 0 | 0 | 0 | 0 | 0 | 0 | 0 | 0 | 0 | 0 | 0 | 0 | 0 | 0 | 0 | 0 | 0 | 0 | 0
F4_Industrial_Petroleum_Existing_Process_Natural Gas_Commissioning_A_Technical Potential | F4 | Industrial | Petroleum | Existing | Process | Natural Gas | Commissioning | A | Standalone Impact on Baseline Energy (%) | Technical Potential | 0% | 0% | 0% | 0% | 0% | 0% | 0% | 0% | 0% | 0% | 0% | 0% | 0% | 0% | 0% | 0% | 0% | 0% | 0% | 0% | 0% | 0% | 0% | 0% | 0 | 0 | 0 | 0 | 0 | 0 | 0
F5_Industrial_Petroleum_Existing_Process_Natural Gas_Commissioning_A_Technical Potential | F5 | Industrial | Petroleum | Existing | Process | Natural Gas | Commissioning | A | Standalone Impact on Baseline Summer Peak (%) | Technical Potential | 0% | 0% | 0% | 0% | 0% | 0% | 0% | 0% | 0% | 0% | 0% | 0% | 0% | 0% | 0% | 0% | 0% | 0% | 0% | 0% | 0% | 0% | 0% | 0% | 0 | 0 | 0 | 0 | 0 | 0 | 0
F6_Industrial_Petroleum_Existing_Process_Natural Gas_Commissioning_A_Technical Potential | F6 | Industrial | Petroleum | Existing | Process | Natural Gas | Commissioning | A | Standalone Impact on Baseline Winter Peak (%) | Technical Potential | 0% | 0% | 0% | 0% | 0% | 0% | 0% | 0% | 0% | 0% | 0% | 0% | 0% | 0% | 0% | 0% | 0% | 0% | 0% | 0% | 0% | 0% | 0% | 0% | 0 | 0 | 0 | 0 | 0 | 0 | 0
F7_Industrial_Petroleum_Existing_Process_Natural Gas_Commissioning_A_Technical Potential | F7 | Industrial | Petroleum | Existing | Process | Natural Gas | Commissioning | A | Incremental Energy Savings (MWh or mTherms) | Technical Potential | 0 | 0 | 0 | 0 | 0 | 0 | 0 | 0 | 0 | 0 | 0 | 0 | 0 | 0 | 0 | 0 | 0 | 0 | 0 | 0 | 0 | 0 | 0 | 0 | 0 | 0 | 0 | 0 | 0 | 0 | 0
F8_Industrial_Petroleum_Existing_Process_Natural Gas_Commissioning_A_Technical Potential | F8 | Industrial | Petroleum | Existing | Process | Natural Gas | Commissioning | A | Incremental Summer Peak Savings (MW) | Technical Potential | 0 | 0 | 0 | 0 | 0 | 0 | 0 | 0 | 0 | 0 | 0 | 0 | 0 | 0 | 0 | 0 | 0 | 0 | 0 | 0 | 0 | 0 | 0 | 0 | 0 | 0 | 0 | 0 | 0 | 0 | 0
F9_Industrial_Petroleum_Existing_Process_Natural Gas_Commissioning_A_Technical Potential | F9 | Industrial | Petroleum | Existing | Process | Natural Gas | Commissioning | A | Incremental Winter Peak Savings (MW) | Technical Potential | 0 | 0 | 0 | 0 | 0 | 0 | 0 | 0 | 0 | 0 | 0 | 0 | 0 | 0 | 0 | 0 | 0 | 0 | 0 | 0 | 0 | 0 | 0 | 0 | 0 | 0 | 0 | 0 | 0 | 0 | 0
F10_Industrial_Petroleum_Existing_Process_Natural Gas_Commissioning_A_Technical Potential | F10 | Industrial | Petroleum | Existing | Process | Natural Gas | Commissioning | A | Cumulative Energy Savings (MWh or mTherms) | Technical Potential | 0 | 0 | 0 | 0 | 0 | 0 | 0 | 0 | 0 | 0 | 0 | 0 | 0 | 0 | 0 | 0 | 0 | 0 | 0 | 0 | 0 | 0 | 0 | 0 | 0 | 0 | 0 | 0 | 0 | 0 | 0
F11_Industrial_Petroleum_Existing_Process_Natural Gas_Commissioning_A_Technical Potential | F11 | Industrial | Petroleum | Existing | Process | Natural Gas | Commissioning | A | Cumulative Summer Peak Savings (MW) | Technical Potential | 0 | 0 | 0 | 0 | 0 | 0 | 0 | 0 | 0 | 0 | 0 | 0 | 0 | 0 | 0 | 0 | 0 | 0 | 0 | 0 | 0 | 0 | 0 | 0 | 0 | 0 | 0 | 0 | 0 | 0 | 0
F12_Industrial_Petroleum_Existing_Process_Natural Gas_Commissioning_A_Technical Potential | F12 | Industrial | Petroleum | Existing | Process | Natural Gas | Commissioning | A | Cumulative Winter Peak Savings (MW) | Technical Potential | 0 | 0 | 0 | 0 | 0 | 0 | 0 | 0 | 0 | 0 | 0 | 0 | 0 | 0 | 0 | 0 | 0 | 0 | 0 | 0 | 0 | 0 | 0 | 0 | 0 | 0 | 0 | 0 | 0 | 0 | 0
F13_Industrial_Petroleum_Existing_Process_Natural Gas_Commissioning_A_Technical Potential | F13 | Industrial | Petroleum | Existing | Process | Natural Gas | Commissioning | A | Purchases (Incremental) | Technical Potential | 0 | 0 | 0 | 0 | 0 | 0 | 0 | 0 | 0 | 0 | 0 | 0 | 0 | 0 | 0 | 0 | 0 | 0 | 0 | 0 | 0 | 0 | 0 | 0 | 0 | 0 | 0 | 0 | 0 | 0 | 0
F14_Industrial_Petroleum_Existing_Process_Natural Gas_Commissioning_A_Technical Potential | F14 | Industrial | Petroleum | Existing | Process | Natural Gas | Commissioning | A | Purchases (Cumulative) | Technical Potential | 0 | 0 | 0 | 0 | 0 | 0 | 0 | 0 | 0 | 0 | 0 | 0 | 0 | 0 | 0 | 0 | 0 | 0 | 0 | 0 | 0 | 0 | 0 | 0 | 0 | 0 | 0 | 0 | 0 | 0 | 0
F1_Industrial_Petroleum_Existing_Space Heating_Natural Gas_Retrocommissioning_A_Technical Potential | F1 | Industrial | Petroleum | Existing | Space Heating | Natural Gas | Retrocommissioning | A | Original Unit Energy Savings (kWh or therms) | Technical Potential | 0 | 0 | 0 | 0 | 0 | 2.3879 | 2.3675 | 2.3425 | 2.3171 | 2.2916 | 2.2668 | 2.2421 | 2.2187 | 2.1966 | 2.1741 | 2.1542 | 2.1354 | 2.1175 | 2.1006 | 2.0836 | 2.067 | 2.0504 | 2.0335 | 2.0173 | 2.0015 | 1.9868 | 1.9731 | 1.9603 | 0 | 0 | 0
F2_Industrial_Petroleum_Existing_Space Heating_Natural Gas_Retrocommissioning_A_Technical Potential | F2 | Industrial | Petroleum | Existing | Space Heating | Natural Gas | Retrocommissioning | A | Original Unit Summer Peak Savings (kW) | Technical Potential | 0 | 0 | 0 | 0 | 0 | 0 | 0 | 0 | 0 | 0 | 0 | 0 | 0 | 0 | 0 | 0 | 0 | 0 | 0 | 0 | 0 | 0 | 0 | 0 | 0 | 0 | 0 | 0 | 0 | 0 | 0
F3_Industrial_Petroleum_Existing_Space Heating_Natural Gas_Retrocommissioning_A_Technical Potential | F3 | Industrial | Petroleum | Existing | Space Heating | Natural Gas | Retrocommissioning | A | Original Unit Winter Peak Savings (kW) | Technical Potential | 0 | 0 | 0 | 0 | 0 | 0 | 0 | 0 | 0 | 0 | 0 | 0 | 0 | 0 | 0 | 0 | 0 | 0 | 0 | 0 | 0 | 0 | 0 | 0 | 0 | 0 | 0 | 0 | 0 | 0 | 0
F4_Industrial_Petroleum_Existing_Space Heating_Natural Gas_Retrocommissioning_A_Technical Potential | F4 | Industrial | Petroleum | Existing | Space Heating | Natural Gas | Retrocommissioning | A | Standalone Impact on Baseline Energy (%) | Technical Potential | 0% | 0% | 0% | 0% | 0% | 0.01458% | 0.02918% | 0.04393% | 0.05849% | 0.07303% | 0.08855% | 0.1034% | 0.1182% | 0.1347% | 0.1487% | 0.1647% | 0.1793% | 0.1948% | 0.2111% | 0.2255% | 0.241% | 0.2565% | 0.272% | 0.2876% | 0.0030304 | 0.0030393 | 0.0030474 | 0.0030548 | 0 | 0 | 0
F5_Industrial_Petroleum_Existing_Space Heating_Natural Gas_Retrocommissioning_A_Technical Potential | F5 | Industrial | Petroleum | Existing | Space Heating | Natural Gas | Retrocommissioning | A | Standalone Impact on Baseline Summer Peak (%) | Technical Potential | 0% | 0% | 0% | 0% | 0% | 0% | 0% | 0% | 0% | 0% | 0% | 0% | 0% | 0% | 0% | 0% | 0% | 0% | 0% | 0% | 0% | 0% | 0% | 0% | 0 | 0 | 0 | 0 | 0 | 0 | 0
F6_Industrial_Petroleum_Existing_Space Heating_Natural Gas_Retrocommissioning_A_Technical Potential | F6 | Industrial | Petroleum | Existing | Space Heating | Natural Gas | Retrocommissioning | A | Standalone Impact on Baseline Winter Peak (%) | Technical Potential | 0% | 0% | 0% | 0% | 0% | 0% | 0% | 0% | 0% | 0% | 0% | 0% | 0% | 0% | 0% | 0% | 0% | 0% | 0% | 0% | 0% | 0% | 0% | 0% | 0 | 0 | 0 | 0 | 0 | 0 | 0
F7_Industrial_Petroleum_Existing_Space Heating_Natural Gas_Retrocommissioning_A_Technical Potential | F7 | Industrial | Petroleum | Existing | Space Heating | Natural Gas | Retrocommissioning | A | Incremental Energy Savings (MWh or mTherms) | Technical Potential | 0 | 0 | 0 | 0 | 0 | 0.00063681 | 0.00063102 | 0.00062067 | 0.00061428 | 0.00060803 | 0.00059379 | 0.00058573 | 0.00057844 | 0.00056358 | 0.00055993 | 0.00054953 | 0.00054479 | 0.00053753 | 0.00052848 | 0.0005248 | 0.00051848 | 0.00051232 | 0.00050625 | 0.00050049 | 0.00049502 | 0 | 0 | 0 | 0 | 0 | 0
F8_Industrial_Petroleum_Existing_Space Heating_Natural Gas_Retrocommissioning_A_Technical Potential | F8 | Industrial | Petroleum | Existing | Space Heating | Natural Gas | Retrocommissioning | A | Incremental Summer Peak Savings (MW) | Technical Potential | 0 | 0 | 0 | 0 | 0 | 0 | 0 | 0 | 0 | 0 | 0 | 0 | 0 | 0 | 0 | 0 | 0 | 0 | 0 | 0 | 0 | 0 | 0 | 0 | 0 | 0 | 0 | 0 | 0 | 0 | 0
F9_Industrial_Petroleum_Existing_Space Heating_Natural Gas_Retrocommissioning_A_Technical Potential | F9 | Industrial | Petroleum | Existing | Space Heating | Natural Gas | Retrocommissioning | A | Incremental Winter Peak Savings (MW) | Technical Potential | 0 | 0 | 0 | 0 | 0 | 0 | 0 | 0 | 0 | 0 | 0 | 0 | 0 | 0 | 0 | 0 | 0 | 0 | 0 | 0 | 0 | 0 | 0 | 0 | 0 | 0 | 0 | 0 | 0 | 0 | 0
F10_Industrial_Petroleum_Existing_Space Heating_Natural Gas_Retrocommissioning_A_Technical Potential | F10 | Industrial | Petroleum | Existing | Space Heating | Natural Gas | Retrocommissioning | A | Cumulative Energy Savings (MWh or mTherms) | Technical Potential | 0 | 0 | 0 | 0 | 0 | 0.00063681 | 0.0012624 | 0.0018697 | 0.0024637 | 0.0030447 | 0.0036054 | 0.0041519 | 0.0046871 | 0.0052039 | 0.0057105 | 0.0062079 | 0.0066984 | 0.00718 | 0.0076511 | 0.0081137 | 0.0085678 | 0.0090113 | 0.0094433 | 0.0098684 | 0.010286 | 0.010211 | 0.01014 | 0.010075 | 0 | 0 | 0
F11_Industrial_Petroleum_Existing_Space Heating_Natural Gas_Retrocommissioning_A_Technical Potential | F11 | Industrial | Petroleum | Existing | Space Heating | Natural Gas | Retrocommissioning | A | Cumulative Summer Peak Savings (MW) | Technical Potential | 0 | 0 | 0 | 0 | 0 | 0 | 0 | 0 | 0 | 0 | 0 | 0 | 0 | 0 | 0 | 0 | 0 | 0 | 0 | 0 | 0 | 0 | 0 | 0 | 0 | 0 | 0 | 0 | 0 | 0 | 0
F12_Industrial_Petroleum_Existing_Space Heating_Natural Gas_Retrocommissioning_A_Technical Potential | F12 | Industrial | Petroleum | Existing | Space Heating | Natural Gas | Retrocommissioning | A | Cumulative Winter Peak Savings (MW) | Technical Potential | 0 | 0 | 0 | 0 | 0 | 0 | 0 | 0 | 0 | 0 | 0 | 0 | 0 | 0 | 0 | 0 | 0 | 0 | 0 | 0 | 0 | 0 | 0 | 0 | 0 | 0 | 0 | 0 | 0 | 0 | 0
F13_Industrial_Petroleum_Existing_Space Heating_Natural Gas_Retrocommissioning_A_Technical Potential | F13 | Industrial | Petroleum | Existing | Space Heating | Natural Gas | Retrocommissioning | A | Purchases (Incremental) | Technical Potential | 0 | 0 | 0 | 0 | 0 | 0.26668 | 0.26654 | 0.26496 | 0.26511 | 0.26533 | 0.26196 | 0.26124 | 0.26071 | 0.25657 | 0.25755 | 0.25509 | 0.25513 | 0.25384 | 0.25158 | 0.25188 | 0.25084 | 0.24986 | 0.24895 | 0.2481 | 0.24732 | 0 | 0 | 0 | 0 | 0 | 0
F14_Industrial_Petroleum_Existing_Space Heating_Natural Gas_Retrocommissioning_A_Technical Potential | F14 | Industrial | Petroleum | Existing | Space Heating | Natural Gas | Retrocommissioning | A | Purchases (Cumulative) | Technical Potential | 0 | 0 | 0 | 0 | 0 | 0.26668 | 0.53322 | 0.79818 | 1.0633 | 1.3286 | 1.5906 | 1.8518 | 2.1125 | 2.3691 | 2.6267 | 2.8817 | 3.1369 | 3.3907 | 3.6423 | 3.8942 | 4.145 | 4.3949 | 4.6438 | 4.8919 | 5.1392 | 5.1392 | 5.1392 | 5.1392 | 5.1392 | 5.1392 | 5.1392
F1_Industrial_Petroleum_Existing_Process_Natural Gas_Retrocommissioning_A_Technical Potential | F1 | Industrial | Petroleum | Existing | Process | Natural Gas | Retrocommissioning | A | Original Unit Energy Savings (kWh or therms) | Technical Potential | 0 | 0 | 0 | 0 | 0 | 0 | 0 | 0 | 0 | 0 | 0 | 0 | 0 | 0 | 0 | 0 | 0 | 0 | 0 | 0 | 0 | 0 | 0 | 0 | 0 | 0 | 0 | 0 | 0 | 0 | 0
F2_Industrial_Petroleum_Existing_Process_Natural Gas_Retrocommissioning_A_Technical Potential | F2 | Industrial | Petroleum | Existing | Process | Natural Gas | Retrocommissioning | A | Original Unit Summer Peak Savings (kW) | Technical Potential | 0 | 0 | 0 | 0 | 0 | 0 | 0 | 0 | 0 | 0 | 0 | 0 | 0 | 0 | 0 | 0 | 0 | 0 | 0 | 0 | 0 | 0 | 0 | 0 | 0 | 0 | 0 | 0 | 0 | 0 | 0
F3_Industrial_Petroleum_Existing_Process_Natural Gas_Retrocommissioning_A_Technical Potential | F3 | Industrial | Petroleum | Existing | Process | Natural Gas | Retrocommissioning | A | Original Unit Winter Peak Savings (kW) | Technical Potential | 0 | 0 | 0 | 0 | 0 | 0 | 0 | 0 | 0 | 0 | 0 | 0 | 0 | 0 | 0 | 0 | 0 | 0 | 0 | 0 | 0 | 0 | 0 | 0 | 0 | 0 | 0 | 0 | 0 | 0 | 0
F4_Industrial_Petroleum_Existing_Process_Natural Gas_Retrocommissioning_A_Technical Potential | F4 | Industrial | Petroleum | Existing | Process | Natural Gas | Retrocommissioning | A | Standalone Impact on Baseline Energy (%) | Technical Potential | 0% | 0% | 0% | 0% | 0% | 0% | 0% | 0% | 0% | 0% | 0% | 0% | 0% | 0% | 0% | 0% | 0% | 0% | 0% | 0% | 0% | 0% | 0% | 0% | 0 | 0 | 0 | 0 | 0 | 0 | 0
F5_Industrial_Petroleum_Existing_Process_Natural Gas_Retrocommissioning_A_Technical Potential | F5 | Industrial | Petroleum | Existing | Process | Natural Gas | Retrocommissioning | A | Standalone Impact on Baseline Summer Peak (%) | Technical Potential | 0% | 0% | 0% | 0% | 0% | 0% | 0% | 0% | 0% | 0% | 0% | 0% | 0% | 0% | 0% | 0% | 0% | 0% | 0% | 0% | 0% | 0% | 0% | 0% | 0 | 0 | 0 | 0 | 0 | 0 | 0
F6_Industrial_Petroleum_Existing_Process_Natural Gas_Retrocommissioning_A_Technical Potential | F6 | Industrial | Petroleum | Existing | Process | Natural Gas | Retrocommissioning | A | Standalone Impact on Baseline Winter Peak (%) | Technical Potential | 0% | 0% | 0% | 0% | 0% | 0% | 0% | 0% | 0% | 0% | 0% | 0% | 0% | 0% | 0% | 0% | 0% | 0% | 0% | 0% | 0% | 0% | 0% | 0% | 0 | 0 | 0 | 0 | 0 | 0 | 0
F7_Industrial_Petroleum_Existing_Process_Natural Gas_Retrocommissioning_A_Technical Potential | F7 | Industrial | Petroleum | Existing | Process | Natural Gas | Retrocommissioning | A | Incremental Energy Savings (MWh or mTherms) | Technical Potential | 0 | 0 | 0 | 0 | 0 | 0 | 0 | 0 | 0 | 0 | 0 | 0 | 0 | 0 | 0 | 0 | 0 | 0 | 0 | 0 | 0 | 0 | 0 | 0 | 0 | 0 | 0 | 0 | 0 | 0 | 0
F8_Industrial_Petroleum_Existing_Process_Natural Gas_Retrocommissioning_A_Technical Potential | F8 | Industrial | Petroleum | Existing | Process | Natural Gas | Retrocommissioning | A | Incremental Summer Peak Savings (MW) | Technical Potential | 0 | 0 | 0 | 0 | 0 | 0 | 0 | 0 | 0 | 0 | 0 | 0 | 0 | 0 | 0 | 0 | 0 | 0 | 0 | 0 | 0 | 0 | 0 | 0 | 0 | 0 | 0 | 0 | 0 | 0 | 0
F9_Industrial_Petroleum_Existing_Process_Natural Gas_Retrocommissioning_A_Technical Potential | F9 | Industrial | Petroleum | Existing | Process | Natural Gas | Retrocommissioning | A | Incremental Winter Peak Savings (MW) | Technical Potential | 0 | 0 | 0 | 0 | 0 | 0 | 0 | 0 | 0 | 0 | 0 | 0 | 0 | 0 | 0 | 0 | 0 | 0 | 0 | 0 | 0 | 0 | 0 | 0 | 0 | 0 | 0 | 0 | 0 | 0 | 0
F10_Industrial_Petroleum_Existing_Process_Natural Gas_Retrocommissioning_A_Technical Potential | F10 | Industrial | Petroleum | Existing | Process | Natural Gas | Retrocommissioning | A | Cumulative Energy Savings (MWh or mTherms) | Technical Potential | 0 | 0 | 0 | 0 | 0 | 0 | 0 | 0 | 0 | 0 | 0 | 0 | 0 | 0 | 0 | 0 | 0 | 0 | 0 | 0 | 0 | 0 | 0 | 0 | 0 | 0 | 0 | 0 | 0 | 0 | 0
F11_Industrial_Petroleum_Existing_Process_Natural Gas_Retrocommissioning_A_Technical Potential | F11 | Industrial | Petroleum | Existing | Process | Natural Gas | Retrocommissioning | A | Cumulative Summer Peak Savings (MW) | Technical Potential | 0 | 0 | 0 | 0 | 0 | 0 | 0 | 0 | 0 | 0 | 0 | 0 | 0 | 0 | 0 | 0 | 0 | 0 | 0 | 0 | 0 | 0 | 0 | 0 | 0 | 0 | 0 | 0 | 0 | 0 | 0
F12_Industrial_Petroleum_Existing_Process_Natural Gas_Retrocommissioning_A_Technical Potential | F12 | Industrial | Petroleum | Existing | Process | Natural Gas | Retrocommissioning | A | Cumulative Winter Peak Savings (MW) | Technical Potential | 0 | 0 | 0 | 0 | 0 | 0 | 0 | 0 | 0 | 0 | 0 | 0 | 0 | 0 | 0 | 0 | 0 | 0 | 0 | 0 | 0 | 0 | 0 | 0 | 0 | 0 | 0 | 0 | 0 | 0 | 0
F13_Industrial_Petroleum_Existing_Process_Natural Gas_Retrocommissioning_A_Technical Potential | F13 | Industrial | Petroleum | Existing | Process | Natural Gas | Retrocommissioning | A | Purchases (Incremental) | Technical Potential | 0 | 0 | 0 | 0 | 0 | 0.26668 | 0.26654 | 0.26496 | 0.26511 | 0.26533 | 0.26196 | 0.26124 | 0.26071 | 0.25657 | 0.25755 | 0.25509 | 0.25513 | 0.25384 | 0.25158 | 0.25188 | 0.25084 | 0.24986 | 0.24895 | 0.2481 | 0.24732 | 0 | 0 | 0 | 0 | 0 | 0
F14_Industrial_Petroleum_Existing_Process_Natural Gas_Retrocommissioning_A_Technical Potential | F14 | Industrial | Petroleum | Existing | Process | Natural Gas | Retrocommissioning | A | Purchases (Cumulative) | Technical Potential | 0 | 0 | 0 | 0 | 0 | 0.26668 | 0.53322 | 0.79818 | 1.0633 | 1.3286 | 1.5906 | 1.8518 | 2.1125 | 2.3691 | 2.6267 | 2.8817 | 3.1369 | 3.3907 | 3.6423 | 3.8942 | 4.145 | 4.3949 | 4.6438 | 4.8919 | 5.1392 | 5.1392 | 5.1392 | 5.1392 | 5.1392 | 5.1392 | 5.1392
F1_Industrial_Petroleum_New_Space Heating_Natural Gas_Insulation - Roof/Ceiling_A_Technical Potential | F1 | Industrial | Petroleum | New | Space Heating | Natural Gas | Insulation - Roof/Ceiling | A | Original Unit Energy Savings (kWh or therms) | Technical Potential | 0 | 0 | 0 | 0 | 0 | 0 | 0 | 0 | 0 | 0 | 0 | 0 | 0 | 0 | 0 | 0 | 0 | 0 | 0 | 0 | 0 | 0 | 0 | 0 | 0 | 0 | 0 | 0 | 0 | 0 | 0
F2_Industrial_Petroleum_New_Space Heating_Natural Gas_Insulation - Roof/Ceiling_A_Technical Potential | F2 | Industrial | Petroleum | New | Space Heating | Natural Gas | Insulation - Roof/Ceiling | A | Original Unit Summer Peak Savings (kW) | Technical Potential | 0 | 0 | 0 | 0 | 0 | 0 | 0 | 0 | 0 | 0 | 0 | 0 | 0 | 0 | 0 | 0 | 0 | 0 | 0 | 0 | 0 | 0 | 0 | 0 | 0 | 0 | 0 | 0 | 0 | 0 | 0
F3_Industrial_Petroleum_New_Space Heating_Natural Gas_Insulation - Roof/Ceiling_A_Technical Potential | F3 | Industrial | Petroleum | New | Space Heating | Natural Gas | Insulation - Roof/Ceiling | A | Original Unit Winter Peak Savings (kW) | Technical Potential | 0 | 0 | 0 | 0 | 0 | 0 | 0 | 0 | 0 | 0 | 0 | 0 | 0 | 0 | 0 | 0 | 0 | 0 | 0 | 0 | 0 | 0 | 0 | 0 | 0 | 0 | 0 | 0 | 0 | 0 | 0
F4_Industrial_Petroleum_New_Space Heating_Natural Gas_Insulation - Roof/Ceiling_A_Technical Potential | F4 | Industrial | Petroleum | New | Space Heating | Natural Gas | Insulation - Roof/Ceiling | A | Standalone Impact on Baseline Energy (%) | Technical Potential | 0% | 0% | 0% | 0% | 0% | 0% | 0% | 0% | 0% | 0% | 0% | 0% | 0% | 0% | 0% | 0% | 0% | 0% | 0% | 0% | 0% | 0% | 0% | 0% | 0 | 0 | 0 | 0 | 0 | 0 | 0
F5_Industrial_Petroleum_New_Space Heating_Natural Gas_Insulation - Roof/Ceiling_A_Technical Potential | F5 | Industrial | Petroleum | New | Space Heating | Natural Gas | Insulation - Roof/Ceiling | A | Standalone Impact on Baseline Summer Peak (%) | Technical Potential | 0% | 0% | 0% | 0% | 0% | 0% | 0% | 0% | 0% | 0% | 0% | 0% | 0% | 0% | 0% | 0% | 0% | 0% | 0% | 0% | 0% | 0% | 0% | 0% | 0 | 0 | 0 | 0 | 0 | 0 | 0
F6_Industrial_Petroleum_New_Space Heating_Natural Gas_Insulation - Roof/Ceiling_A_Technical Potential | F6 | Industrial | Petroleum | New | Space Heating | Natural Gas | Insulation - Roof/Ceiling | A | Standalone Impact on Baseline Winter Peak (%) | Technical Potential | 0% | 0% | 0% | 0% | 0% | 0% | 0% | 0% | 0% | 0% | 0% | 0% | 0% | 0% | 0% | 0% | 0% | 0% | 0% | 0% | 0% | 0% | 0% | 0% | 0 | 0 | 0 | 0 | 0 | 0 | 0
F7_Industrial_Petroleum_New_Space Heating_Natural Gas_Insulation - Roof/Ceiling_A_Technical Potential | F7 | Industrial | Petroleum | New | Space Heating | Natural Gas | Insulation - Roof/Ceiling | A | Incremental Energy Savings (MWh or mTherms) | Technical Potential | 0 | 0 | 0 | 0 | 0 | 0 | 0 | 0 | 0 | 0 | 0 | 0 | 0 | 0 | 0 | 0 | 0 | 0 | 0 | 0 | 0 | 0 | 0 | 0 | 0 | 0 | 0 | 0 | 0 | 0 | 0
F8_Industrial_Petroleum_New_Space Heating_Natural Gas_Insulation - Roof/Ceiling_A_Technical Potential | F8 | Industrial | Petroleum | New | Space Heating | Natural Gas | Insulation - Roof/Ceiling | A | Incremental Summer Peak Savings (MW) | Technical Potential | 0 | 0 | 0 | 0 | 0 | 0 | 0 | 0 | 0 | 0 | 0 | 0 | 0 | 0 | 0 | 0 | 0 | 0 | 0 | 0 | 0 | 0 | 0 | 0 | 0 | 0 | 0 | 0 | 0 | 0 | 0
F9_Industrial_Petroleum_New_Space Heating_Natural Gas_Insulation - Roof/Ceiling_A_Technical Potential | F9 | Industrial | Petroleum | New | Space Heating | Natural Gas | Insulation - Roof/Ceiling | A | Incremental Winter Peak Savings (MW) | Technical Potential | 0 | 0 | 0 | 0 | 0 | 0 | 0 | 0 | 0 | 0 | 0 | 0 | 0 | 0 | 0 | 0 | 0 | 0 | 0 | 0 | 0 | 0 | 0 | 0 | 0 | 0 | 0 | 0 | 0 | 0 | 0
F10_Industrial_Petroleum_New_Space Heating_Natural Gas_Insulation - Roof/Ceiling_A_Technical Potential | F10 | Industrial | Petroleum | New | Space Heating | Natural Gas | Insulation - Roof/Ceiling | A | Cumulative Energy Savings (MWh or mTherms) | Technical Potential | 0 | 0 | 0 | 0 | 0 | 0 | 0 | 0 | 0 | 0 | 0 | 0 | 0 | 0 | 0 | 0 | 0 | 0 | 0 | 0 | 0 | 0 | 0 | 0 | 0 | 0 | 0 | 0 | 0 | 0 | 0
F11_Industrial_Petroleum_New_Space Heating_Natural Gas_Insulation - Roof/Ceiling_A_Technical Potential | F11 | Industrial | Petroleum | New | Space Heating | Natural Gas | Insulation - Roof/Ceiling | A | Cumulative Summer Peak Savings (MW) | Technical Potential | 0 | 0 | 0 | 0 | 0 | 0 | 0 | 0 | 0 | 0 | 0 | 0 | 0 | 0 | 0 | 0 | 0 | 0 | 0 | 0 | 0 | 0 | 0 | 0 | 0 | 0 | 0 | 0 | 0 | 0 | 0
F12_Industrial_Petroleum_New_Space Heating_Natural Gas_Insulation - Roof/Ceiling_A_Technical Potential | F12 | Industrial | Petroleum | New | Space Heating | Natural Gas | Insulation - Roof/Ceiling | A | Cumulative Winter Peak Savings (MW) | Technical Potential | 0 | 0 | 0 | 0 | 0 | 0 | 0 | 0 | 0 | 0 | 0 | 0 | 0 | 0 | 0 | 0 | 0 | 0 | 0 | 0 | 0 | 0 | 0 | 0 | 0 | 0 | 0 | 0 | 0 | 0 | 0
F13_Industrial_Petroleum_New_Space Heating_Natural Gas_Insulation - Roof/Ceiling_A_Technical Potential | F13 | Industrial | Petroleum | New | Space Heating | Natural Gas | Insulation - Roof/Ceiling | A | Purchases (Incremental) | Technical Potential | 0 | 0 | 0 | 0 | 0 | 0 | 0 | 0 | 0 | 0 | 0 | 0 | 0 | 0 | 0 | 0 | 0 | 0 | 0 | 0 | 0 | 0 | 0 | 0 | 0 | 0 | 0 | 0 | 0 | 0 | 0
F14_Industrial_Petroleum_New_Space Heating_Natural Gas_Insulation - Roof/Ceiling_A_Technical Potential | F14 | Industrial | Petroleum | New | Space Heating | Natural Gas | Insulation - Roof/Ceiling | A | Purchases (Cumulative) | Technical Potential | 0 | 0 | 0 | 0 | 0 | 0 | 0 | 0 | 0 | 0 | 0 | 0 | 0 | 0 | 0 | 0 | 0 | 0 | 0 | 0 | 0 | 0 | 0 | 0 | 0 | 0 | 0 | 0 | 0 | 0 | 0
F1_Industrial_Petroleum_New_Space Heating_Natural Gas_Insulation - Wall Cavity_A_Technical Potential | F1 | Industrial | Petroleum | New | Space Heating | Natural Gas | Insulation - Wall Cavity | A | Original Unit Energy Savings (kWh or therms) | Technical Potential | 0 | 0 | 0 | 0 | 0 | 0 | 0 | 0 | 0 | 0 | 0 | 0 | 0 | 0 | 0 | 0 | 0 | 0 | 0 | 0 | 0 | 0 | 0 | 0 | 0 | 0 | 0 | 0 | 0 | 0 | 0
F2_Industrial_Petroleum_New_Space Heating_Natural Gas_Insulation - Wall Cavity_A_Technical Potential | F2 | Industrial | Petroleum | New | Space Heating | Natural Gas | Insulation - Wall Cavity | A | Original Unit Summer Peak Savings (kW) | Technical Potential | 0 | 0 | 0 | 0 | 0 | 0 | 0 | 0 | 0 | 0 | 0 | 0 | 0 | 0 | 0 | 0 | 0 | 0 | 0 | 0 | 0 | 0 | 0 | 0 | 0 | 0 | 0 | 0 | 0 | 0 | 0
F3_Industrial_Petroleum_New_Space Heating_Natural Gas_Insulation - Wall Cavity_A_Technical Potential | F3 | Industrial | Petroleum | New | Space Heating | Natural Gas | Insulation - Wall Cavity | A | Original Unit Winter Peak Savings (kW) | Technical Potential | 0 | 0 | 0 | 0 | 0 | 0 | 0 | 0 | 0 | 0 | 0 | 0 | 0 | 0 | 0 | 0 | 0 | 0 | 0 | 0 | 0 | 0 | 0 | 0 | 0 | 0 | 0 | 0 | 0 | 0 | 0
F4_Industrial_Petroleum_New_Space Heating_Natural Gas_Insulation - Wall Cavity_A_Technical Potential | F4 | Industrial | Petroleum | New | Space Heating | Natural Gas | Insulation - Wall Cavity | A | Standalone Impact on Baseline Energy (%) | Technical Potential | 0% | 0% | 0% | 0% | 0% | 0% | 0% | 0% | 0% | 0% | 0% | 0% | 0% | 0% | 0% | 0% | 0% | 0% | 0% | 0% | 0% | 0% | 0% | 0% | 0 | 0 | 0 | 0 | 0 | 0 | 0
F5_Industrial_Petroleum_New_Space Heating_Natural Gas_Insulation - Wall Cavity_A_Technical Potential | F5 | Industrial | Petroleum | New | Space Heating | Natural Gas | Insulation - Wall Cavity | A | Standalone Impact on Baseline Summer Peak (%) | Technical Potential | 0% | 0% | 0% | 0% | 0% | 0% | 0% | 0% | 0% | 0% | 0% | 0% | 0% | 0% | 0% | 0% | 0% | 0% | 0% | 0% | 0% | 0% | 0% | 0% | 0 | 0 | 0 | 0 | 0 | 0 | 0
F6_Industrial_Petroleum_New_Space Heating_Natural Gas_Insulation - Wall Cavity_A_Technical Potential | F6 | Industrial | Petroleum | New | Space Heating | Natural Gas | Insulation - Wall Cavity | A | Standalone Impact on Baseline Winter Peak (%) | Technical Potential | 0% | 0% | 0% | 0% | 0% | 0% | 0% | 0% | 0% | 0% | 0% | 0% | 0% | 0% | 0% | 0% | 0% | 0% | 0% | 0% | 0% | 0% | 0% | 0% | 0 | 0 | 0 | 0 | 0 | 0 | 0
F7_Industrial_Petroleum_New_Space Heating_Natural Gas_Insulation - Wall Cavity_A_Technical Potential | F7 | Industrial | Petroleum | New | Space Heating | Natural Gas | Insulation - Wall Cavity | A | Incremental Energy Savings (MWh or mTherms) | Technical Potential | 0 | 0 | 0 | 0 | 0 | 0 | 0 | 0 | 0 | 0 | 0 | 0 | 0 | 0 | 0 | 0 | 0 | 0 | 0 | 0 | 0 | 0 | 0 | 0 | 0 | 0 | 0 | 0 | 0 | 0 | 0
F8_Industrial_Petroleum_New_Space Heating_Natural Gas_Insulation - Wall Cavity_A_Technical Potential | F8 | Industrial | Petroleum | New | Space Heating | Natural Gas | Insulation - Wall Cavity | A | Incremental Summer Peak Savings (MW) | Technical Potential | 0 | 0 | 0 | 0 | 0 | 0 | 0 | 0 | 0 | 0 | 0 | 0 | 0 | 0 | 0 | 0 | 0 | 0 | 0 | 0 | 0 | 0 | 0 | 0 | 0 | 0 | 0 | 0 | 0 | 0 | 0
F9_Industrial_Petroleum_New_Space Heating_Natural Gas_Insulation - Wall Cavity_A_Technical Potential | F9 | Industrial | Petroleum | New | Space Heating | Natural Gas | Insulation - Wall Cavity | A | Incremental Winter Peak Savings (MW) | Technical Potential | 0 | 0 | 0 | 0 | 0 | 0 | 0 | 0 | 0 | 0 | 0 | 0 | 0 | 0 | 0 | 0 | 0 | 0 | 0 | 0 | 0 | 0 | 0 | 0 | 0 | 0 | 0 | 0 | 0 | 0 | 0
F10_Industrial_Petroleum_New_Space Heating_Natural Gas_Insulation - Wall Cavity_A_Technical Potential | F10 | Industrial | Petroleum | New | Space Heating | Natural Gas | Insulation - Wall Cavity | A | Cumulative Energy Savings (MWh or mTherms) | Technical Potential | 0 | 0 | 0 | 0 | 0 | 0 | 0 | 0 | 0 | 0 | 0 | 0 | 0 | 0 | 0 | 0 | 0 | 0 | 0 | 0 | 0 | 0 | 0 | 0 | 0 | 0 | 0 | 0 | 0 | 0 | 0
F11_Industrial_Petroleum_New_Space Heating_Natural Gas_Insulation - Wall Cavity_A_Technical Potential | F11 | Industrial | Petroleum | New | Space Heating | Natural Gas | Insulation - Wall Cavity | A | Cumulative Summer Peak Savings (MW) | Technical Potential | 0 | 0 | 0 | 0 | 0 | 0 | 0 | 0 | 0 | 0 | 0 | 0 | 0 | 0 | 0 | 0 | 0 | 0 | 0 | 0 | 0 | 0 | 0 | 0 | 0 | 0 | 0 | 0 | 0 | 0 | 0
F12_Industrial_Petroleum_New_Space Heating_Natural Gas_Insulation - Wall Cavity_A_Technical Potential | F12 | Industrial | Petroleum | New | Space Heating | Natural Gas | Insulation - Wall Cavity | A | Cumulative Winter Peak Savings (MW) | Technical Potential | 0 | 0 | 0 | 0 | 0 | 0 | 0 | 0 | 0 | 0 | 0 | 0 | 0 | 0 | 0 | 0 | 0 | 0 | 0 | 0 | 0 | 0 | 0 | 0 | 0 | 0 | 0 | 0 | 0 | 0 | 0
F13_Industrial_Petroleum_New_Space Heating_Natural Gas_Insulation - Wall Cavity_A_Technical Potential | F13 | Industrial | Petroleum | New | Space Heating | Natural Gas | Insulation - Wall Cavity | A | Purchases (Incremental) | Technical Potential | 0 | 0 | 0 | 0 | 0 | 0 | 0 | 0 | 0 | 0 | 0 | 0 | 0 | 0 | 0 | 0 | 0 | 0 | 0 | 0 | 0 | 0 | 0 | 0 | 0 | 0 | 0 | 0 | 0 | 0 | 0
F14_Industrial_Petroleum_New_Space Heating_Natural Gas_Insulation - Wall Cavity_A_Technical Potential | F14 | Industrial | Petroleum | New | Space Heating | Natural Gas | Insulation - Wall Cavity | A | Purchases (Cumulative) | Technical Potential | 0 | 0 | 0 | 0 | 0 | 0 | 0 | 0 | 0 | 0 | 0 | 0 | 0 | 0 | 0 | 0 | 0 | 0 | 0 | 0 | 0 | 0 | 0 | 0 | 0 | 0 | 0 | 0 | 0 | 0 | 0
F1_Industrial_Petroleum_New_Space Heating_Natural Gas_Insulation - Ducting_A_Technical Potential | F1 | Industrial | Petroleum | New | Space Heating | Natural Gas | Insulation - Ducting | A | Original Unit Energy Savings (kWh or therms) | Technical Potential | 0 | 0 | 0 | 0 | 0 | 0 | 0 | 0 | 0 | 0 | 0 | 0 | 0 | 0 | 0 | 0 | 0 | 0 | 0 | 0 | 0 | 0 | 0 | 0 | 0 | 0 | 0 | 0 | 0 | 0 | 0
F2_Industrial_Petroleum_New_Space Heating_Natural Gas_Insulation - Ducting_A_Technical Potential | F2 | Industrial | Petroleum | New | Space Heating | Natural Gas | Insulation - Ducting | A | Original Unit Summer Peak Savings (kW) | Technical Potential | 0 | 0 | 0 | 0 | 0 | 0 | 0 | 0 | 0 | 0 | 0 | 0 | 0 | 0 | 0 | 0 | 0 | 0 | 0 | 0 | 0 | 0 | 0 | 0 | 0 | 0 | 0 | 0 | 0 | 0 | 0
F3_Industrial_Petroleum_New_Space Heating_Natural Gas_Insulation - Ducting_A_Technical Potential | F3 | Industrial | Petroleum | New | Space Heating | Natural Gas | Insulation - Ducting | A | Original Unit Winter Peak Savings (kW) | Technical Potential | 0 | 0 | 0 | 0 | 0 | 0 | 0 | 0 | 0 | 0 | 0 | 0 | 0 | 0 | 0 | 0 | 0 | 0 | 0 | 0 | 0 | 0 | 0 | 0 | 0 | 0 | 0 | 0 | 0 | 0 | 0
F4_Industrial_Petroleum_New_Space Heating_Natural Gas_Insulation - Ducting_A_Technical Potential | F4 | Industrial | Petroleum | New | Space Heating | Natural Gas | Insulation - Ducting | A | Standalone Impact on Baseline Energy (%) | Technical Potential | 0% | 0% | 0% | 0% | 0% | 0% | 0% | 0% | 0% | 0% | 0% | 0% | 0% | 0% | 0% | 0% | 0% | 0% | 0% | 0% | 0% | 0% | 0% | 0% | 0 | 0 | 0 | 0 | 0 | 0 | 0
F5_Industrial_Petroleum_New_Space Heating_Natural Gas_Insulation - Ducting_A_Technical Potential | F5 | Industrial | Petroleum | New | Space Heating | Natural Gas | Insulation - Ducting | A | Standalone Impact on Baseline Summer Peak (%) | Technical Potential | 0% | 0% | 0% | 0% | 0% | 0% | 0% | 0% | 0% | 0% | 0% | 0% | 0% | 0% | 0% | 0% | 0% | 0% | 0% | 0% | 0% | 0% | 0% | 0% | 0 | 0 | 0 | 0 | 0 | 0 | 0
F6_Industrial_Petroleum_New_Space Heating_Natural Gas_Insulation - Ducting_A_Technical Potential | F6 | Industrial | Petroleum | New | Space Heating | Natural Gas | Insulation - Ducting | A | Standalone Impact on Baseline Winter Peak (%) | Technical Potential | 0% | 0% | 0% | 0% | 0% | 0% | 0% | 0% | 0% | 0% | 0% | 0% | 0% | 0% | 0% | 0% | 0% | 0% | 0% | 0% | 0% | 0% | 0% | 0% | 0 | 0 | 0 | 0 | 0 | 0 | 0
F7_Industrial_Petroleum_New_Space Heating_Natural Gas_Insulation - Ducting_A_Technical Potential | F7 | Industrial | Petroleum | New | Space Heating | Natural Gas | Insulation - Ducting | A | Incremental Energy Savings (MWh or mTherms) | Technical Potential | 0 | 0 | 0 | 0 | 0 | 0 | 0 | 0 | 0 | 0 | 0 | 0 | 0 | 0 | 0 | 0 | 0 | 0 | 0 | 0 | 0 | 0 | 0 | 0 | 0 | 0 | 0 | 0 | 0 | 0 | 0
F8_Industrial_Petroleum_New_Space Heating_Natural Gas_Insulation - Ducting_A_Technical Potential | F8 | Industrial | Petroleum | New | Space Heating | Natural Gas | Insulation - Ducting | A | Incremental Summer Peak Savings (MW) | Technical Potential | 0 | 0 | 0 | 0 | 0 | 0 | 0 | 0 | 0 | 0 | 0 | 0 | 0 | 0 | 0 | 0 | 0 | 0 | 0 | 0 | 0 | 0 | 0 | 0 | 0 | 0 | 0 | 0 | 0 | 0 | 0
F9_Industrial_Petroleum_New_Space Heating_Natural Gas_Insulation - Ducting_A_Technical Potential | F9 | Industrial | Petroleum | New | Space Heating | Natural Gas | Insulation - Ducting | A | Incremental Winter Peak Savings (MW) | Technical Potential | 0 | 0 | 0 | 0 | 0 | 0 | 0 | 0 | 0 | 0 | 0 | 0 | 0 | 0 | 0 | 0 | 0 | 0 | 0 | 0 | 0 | 0 | 0 | 0 | 0 | 0 | 0 | 0 | 0 | 0 | 0
F10_Industrial_Petroleum_New_Space Heating_Natural Gas_Insulation - Ducting_A_Technical Potential | F10 | Industrial | Petroleum | New | Space Heating | Natural Gas | Insulation - Ducting | A | Cumulative Energy Savings (MWh or mTherms) | Technical Potential | 0 | 0 | 0 | 0 | 0 | 0 | 0 | 0 | 0 | 0 | 0 | 0 | 0 | 0 | 0 | 0 | 0 | 0 | 0 | 0 | 0 | 0 | 0 | 0 | 0 | 0 | 0 | 0 | 0 | 0 | 0
F11_Industrial_Petroleum_New_Space Heating_Natural Gas_Insulation - Ducting_A_Technical Potential | F11 | Industrial | Petroleum | New | Space Heating | Natural Gas | Insulation - Ducting | A | Cumulative Summer Peak Savings (MW) | Technical Potential | 0 | 0 | 0 | 0 | 0 | 0 | 0 | 0 | 0 | 0 | 0 | 0 | 0 | 0 | 0 | 0 | 0 | 0 | 0 | 0 | 0 | 0 | 0 | 0 | 0 | 0 | 0 | 0 | 0 | 0 | 0
F12_Industrial_Petroleum_New_Space Heating_Natural Gas_Insulation - Ducting_A_Technical Potential | F12 | Industrial | Petroleum | New | Space Heating | Natural Gas | Insulation - Ducting | A | Cumulative Winter Peak Savings (MW) | Technical Potential | 0 | 0 | 0 | 0 | 0 | 0 | 0 | 0 | 0 | 0 | 0 | 0 | 0 | 0 | 0 | 0 | 0 | 0 | 0 | 0 | 0 | 0 | 0 | 0 | 0 | 0 | 0 | 0 | 0 | 0 | 0
F13_Industrial_Petroleum_New_Space Heating_Natural Gas_Insulation - Ducting_A_Technical Potential | F13 | Industrial | Petroleum | New | Space Heating | Natural Gas | Insulation - Ducting | A | Purchases (Incremental) | Technical Potential | 0 | 0 | 0 | 0 | 0 | 0 | 0 | 0 | 0 | 0 | 0 | 0 | 0 | 0 | 0 | 0 | 0 | 0 | 0 | 0 | 0 | 0 | 0 | 0 | 0 | 0 | 0 | 0 | 0 | 0 | 0
F14_Industrial_Petroleum_New_Space Heating_Natural Gas_Insulation - Ducting_A_Technical Potential | F14 | Industrial | Petroleum | New | Space Heating | Natural Gas | Insulation - Ducting | A | Purchases (Cumulative) | Technical Potential | 0 | 0 | 0 | 0 | 0 | 0 | 0 | 0 | 0 | 0 | 0 | 0 | 0 | 0 | 0 | 0 | 0 | 0 | 0 | 0 | 0 | 0 | 0 | 0 | 0 | 0 | 0 | 0 | 0 | 0 | 0
F1_Industrial_Petroleum_New_Space Heating_Natural Gas_HVAC - Duct Repair and Sealing_A_Technical Potential | F1 | Industrial | Petroleum | New | Space Heating | Natural Gas | HVAC - Duct Repair and Sealing | A | Original Unit Energy Savings (kWh or therms) | Technical Potential | 0 | 0 | 0 | 0 | 0 | 0 | 0 | 0 | 0 | 0 | 0 | 0 | 0 | 0 | 0 | 0 | 0 | 0 | 0 | 0 | 0 | 0 | 0 | 0 | 0 | 0 | 0 | 0 | 0 | 0 | 0
F2_Industrial_Petroleum_New_Space Heating_Natural Gas_HVAC - Duct Repair and Sealing_A_Technical Potential | F2 | Industrial | Petroleum | New | Space Heating | Natural Gas | HVAC - Duct Repair and Sealing | A | Original Unit Summer Peak Savings (kW) | Technical Potential | 0 | 0 | 0 | 0 | 0 | 0 | 0 | 0 | 0 | 0 | 0 | 0 | 0 | 0 | 0 | 0 | 0 | 0 | 0 | 0 | 0 | 0 | 0 | 0 | 0 | 0 | 0 | 0 | 0 | 0 | 0
F3_Industrial_Petroleum_New_Space Heating_Natural Gas_HVAC - Duct Repair and Sealing_A_Technical Potential | F3 | Industrial | Petroleum | New | Space Heating | Natural Gas | HVAC - Duct Repair and Sealing | A | Original Unit Winter Peak Savings (kW) | Technical Potential | 0 | 0 | 0 | 0 | 0 | 0 | 0 | 0 | 0 | 0 | 0 | 0 | 0 | 0 | 0 | 0 | 0 | 0 | 0 | 0 | 0 | 0 | 0 | 0 | 0 | 0 | 0 | 0 | 0 | 0 | 0
F4_Industrial_Petroleum_New_Space Heating_Natural Gas_HVAC - Duct Repair and Sealing_A_Technical Potential | F4 | Industrial | Petroleum | New | Space Heating | Natural Gas | HVAC - Duct Repair and Sealing | A | Standalone Impact on Baseline Energy (%) | Technical Potential | 0% | 0% | 0% | 0% | 0% | 0% | 0% | 0% | 0% | 0% | 0% | 0% | 0% | 0% | 0% | 0% | 0% | 0% | 0% | 0% | 0% | 0% | 0% | 0% | 0 | 0 | 0 | 0 | 0 | 0 | 0
F5_Industrial_Petroleum_New_Space Heating_Natural Gas_HVAC - Duct Repair and Sealing_A_Technical Potential | F5 | Industrial | Petroleum | New | Space Heating | Natural Gas | HVAC - Duct Repair and Sealing | A | Standalone Impact on Baseline Summer Peak (%) | Technical Potential | 0% | 0% | 0% | 0% | 0% | 0% | 0% | 0% | 0% | 0% | 0% | 0% | 0% | 0% | 0% | 0% | 0% | 0% | 0% | 0% | 0% | 0% | 0% | 0% | 0 | 0 | 0 | 0 | 0 | 0 | 0
F6_Industrial_Petroleum_New_Space Heating_Natural Gas_HVAC - Duct Repair and Sealing_A_Technical Potential | F6 | Industrial | Petroleum | New | Space Heating | Natural Gas | HVAC - Duct Repair and Sealing | A | Standalone Impact on Baseline Winter Peak (%) | Technical Potential | 0% | 0% | 0% | 0% | 0% | 0% | 0% | 0% | 0% | 0% | 0% | 0% | 0% | 0% | 0% | 0% | 0% | 0% | 0% | 0% | 0% | 0% | 0% | 0% | 0 | 0 | 0 | 0 | 0 | 0 | 0
F7_Industrial_Petroleum_New_Space Heating_Natural Gas_HVAC - Duct Repair and Sealing_A_Technical Potential | F7 | Industrial | Petroleum | New | Space Heating | Natural Gas | HVAC - Duct Repair and Sealing | A | Incremental Energy Savings (MWh or mTherms) | Technical Potential | 0 | 0 | 0 | 0 | 0 | 0 | 0 | 0 | 0 | 0 | 0 | 0 | 0 | 0 | 0 | 0 | 0 | 0 | 0 | 0 | 0 | 0 | 0 | 0 | 0 | 0 | 0 | 0 | 0 | 0 | 0
F8_Industrial_Petroleum_New_Space Heating_Natural Gas_HVAC - Duct Repair and Sealing_A_Technical Potential | F8 | Industrial | Petroleum | New | Space Heating | Natural Gas | HVAC - Duct Repair and Sealing | A | Incremental Summer Peak Savings (MW) | Technical Potential | 0 | 0 | 0 | 0 | 0 | 0 | 0 | 0 | 0 | 0 | 0 | 0 | 0 | 0 | 0 | 0 | 0 | 0 | 0 | 0 | 0 | 0 | 0 | 0 | 0 | 0 | 0 | 0 | 0 | 0 | 0
F9_Industrial_Petroleum_New_Space Heating_Natural Gas_HVAC - Duct Repair and Sealing_A_Technical Potential | F9 | Industrial | Petroleum | New | Space Heating | Natural Gas | HVAC - Duct Repair and Sealing | A | Incremental Winter Peak Savings (MW) | Technical Potential | 0 | 0 | 0 | 0 | 0 | 0 | 0 | 0 | 0 | 0 | 0 | 0 | 0 | 0 | 0 | 0 | 0 | 0 | 0 | 0 | 0 | 0 | 0 | 0 | 0 | 0 | 0 | 0 | 0 | 0 | 0
F10_Industrial_Petroleum_New_Space Heating_Natural Gas_HVAC - Duct Repair and Sealing_A_Technical Potential | F10 | Industrial | Petroleum | New | Space Heating | Natural Gas | HVAC - Duct Repair and Sealing | A | Cumulative Energy Savings (MWh or mTherms) | Technical Potential | 0 | 0 | 0 | 0 | 0 | 0 | 0 | 0 | 0 | 0 | 0 | 0 | 0 | 0 | 0 | 0 | 0 | 0 | 0 | 0 | 0 | 0 | 0 | 0 | 0 | 0 | 0 | 0 | 0 | 0 | 0
F11_Industrial_Petroleum_New_Space Heating_Natural Gas_HVAC - Duct Repair and Sealing_A_Technical Potential | F11 | Industrial | Petroleum | New | Space Heating | Natural Gas | HVAC - Duct Repair and Sealing | A | Cumulative Summer Peak Savings (MW) | Technical Potential | 0 | 0 | 0 | 0 | 0 | 0 | 0 | 0 | 0 | 0 | 0 | 0 | 0 | 0 | 0 | 0 | 0 | 0 | 0 | 0 | 0 | 0 | 0 | 0 | 0 | 0 | 0 | 0 | 0 | 0 | 0
F12_Industrial_Petroleum_New_Space Heating_Natural Gas_HVAC - Duct Repair and Sealing_A_Technical Potential | F12 | Industrial | Petroleum | New | Space Heating | Natural Gas | HVAC - Duct Repair and Sealing | A | Cumulative Winter Peak Savings (MW) | Technical Potential | 0 | 0 | 0 | 0 | 0 | 0 | 0 | 0 | 0 | 0 | 0 | 0 | 0 | 0 | 0 | 0 | 0 | 0 | 0 | 0 | 0 | 0 | 0 | 0 | 0 | 0 | 0 | 0 | 0 | 0 | 0
F13_Industrial_Petroleum_New_Space Heating_Natural Gas_HVAC - Duct Repair and Sealing_A_Technical Potential | F13 | Industrial | Petroleum | New | Space Heating | Natural Gas | HVAC - Duct Repair and Sealing | A | Purchases (Incremental) | Technical Potential | 0 | 0 | 0 | 0 | 0 | 0 | 0 | 0 | 0 | 0 | 0 | 0 | 0 | 0 | 0 | 0 | 0 | 0 | 0 | 0 | 0 | 0 | 0 | 0 | 0 | 0 | 0 | 0 | 0 | 0 | 0
F14_Industrial_Petroleum_New_Space Heating_Natural Gas_HVAC - Duct Repair and Sealing_A_Technical Potential | F14 | Industrial | Petroleum | New | Space Heating | Natural Gas | HVAC - Duct Repair and Sealing | A | Purchases (Cumulative) | Technical Potential | 0 | 0 | 0 | 0 | 0 | 0 | 0 | 0 | 0 | 0 | 0 | 0 | 0 | 0 | 0 | 0 | 0 | 0 | 0 | 0 | 0 | 0 | 0 | 0 | 0 | 0 | 0 | 0 | 0 | 0 | 0
F1_Industrial_Petroleum_New_Space Heating_Natural Gas_Windows - High Efficiency_A_Technical Potential | F1 | Industrial | Petroleum | New | Space Heating | Natural Gas | Windows - High Efficiency | A | Original Unit Energy Savings (kWh or therms) | Technical Potential | 0 | 0 | 0 | 0 | 0 | 0 | 0 | 0 | 0 | 0 | 0 | 0 | 0 | 0 | 0 | 0 | 0 | 0 | 0 | 0 | 0 | 0 | 0 | 0 | 0 | 0 | 0 | 0 | 0 | 0 | 0
F2_Industrial_Petroleum_New_Space Heating_Natural Gas_Windows - High Efficiency_A_Technical Potential | F2 | Industrial | Petroleum | New | Space Heating | Natural Gas | Windows - High Efficiency | A | Original Unit Summer Peak Savings (kW) | Technical Potential | 0 | 0 | 0 | 0 | 0 | 0 | 0 | 0 | 0 | 0 | 0 | 0 | 0 | 0 | 0 | 0 | 0 | 0 | 0 | 0 | 0 | 0 | 0 | 0 | 0 | 0 | 0 | 0 | 0 | 0 | 0
F3_Industrial_Petroleum_New_Space Heating_Natural Gas_Windows - High Efficiency_A_Technical Potential | F3 | Industrial | Petroleum | New | Space Heating | Natural Gas | Windows - High Efficiency | A | Original Unit Winter Peak Savings (kW) | Technical Potential | 0 | 0 | 0 | 0 | 0 | 0 | 0 | 0 | 0 | 0 | 0 | 0 | 0 | 0 | 0 | 0 | 0 | 0 | 0 | 0 | 0 | 0 | 0 | 0 | 0 | 0 | 0 | 0 | 0 | 0 | 0
F4_Industrial_Petroleum_New_Space Heating_Natural Gas_Windows - High Efficiency_A_Technical Potential | F4 | Industrial | Petroleum | New | Space Heating | Natural Gas | Windows - High Efficiency | A | Standalone Impact on Baseline Energy (%) | Technical Potential | 0% | 0% | 0% | 0% | 0% | 0% | 0% | 0% | 0% | 0% | 0% | 0% | 0% | 0% | 0% | 0% | 0% | 0% | 0% | 0% | 0% | 0% | 0% | 0% | 0 | 0 | 0 | 0 | 0 | 0 | 0
F5_Industrial_Petroleum_New_Space Heating_Natural Gas_Windows - High Efficiency_A_Technical Potential | F5 | Industrial | Petroleum | New | Space Heating | Natural Gas | Windows - High Efficiency | A | Standalone Impact on Baseline Summer Peak (%) | Technical Potential | 0% | 0% | 0% | 0% | 0% | 0% | 0% | 0% | 0% | 0% | 0% | 0% | 0% | 0% | 0% | 0% | 0% | 0% | 0% | 0% | 0% | 0% | 0% | 0% | 0 | 0 | 0 | 0 | 0 | 0 | 0
F6_Industrial_Petroleum_New_Space Heating_Natural Gas_Windows - High Efficiency_A_Technical Potential | F6 | Industrial | Petroleum | New | Space Heating | Natural Gas | Windows - High Efficiency | A | Standalone Impact on Baseline Winter Peak (%) | Technical Potential | 0% | 0% | 0% | 0% | 0% | 0% | 0% | 0% | 0% | 0% | 0% | 0% | 0% | 0% | 0% | 0% | 0% | 0% | 0% | 0% | 0% | 0% | 0% | 0% | 0 | 0 | 0 | 0 | 0 | 0 | 0
F7_Industrial_Petroleum_New_Space Heating_Natural Gas_Windows - High Efficiency_A_Technical Potential | F7 | Industrial | Petroleum | New | Space Heating | Natural Gas | Windows - High Efficiency | A | Incremental Energy Savings (MWh or mTherms) | Technical Potential | 0 | 0 | 0 | 0 | 0 | 0 | 0 | 0 | 0 | 0 | 0 | 0 | 0 | 0 | 0 | 0 | 0 | 0 | 0 | 0 | 0 | 0 | 0 | 0 | 0 | 0 | 0 | 0 | 0 | 0 | 0
F8_Industrial_Petroleum_New_Space Heating_Natural Gas_Windows - High Efficiency_A_Technical Potential | F8 | Industrial | Petroleum | New | Space Heating | Natural Gas | Windows - High Efficiency | A | Incremental Summer Peak Savings (MW) | Technical Potential | 0 | 0 | 0 | 0 | 0 | 0 | 0 | 0 | 0 | 0 | 0 | 0 | 0 | 0 | 0 | 0 | 0 | 0 | 0 | 0 | 0 | 0 | 0 | 0 | 0 | 0 | 0 | 0 | 0 | 0 | 0
F9_Industrial_Petroleum_New_Space Heating_Natural Gas_Windows - High Efficiency_A_Technical Potential | F9 | Industrial | Petroleum | New | Space Heating | Natural Gas | Windows - High Efficiency | A | Incremental Winter Peak Savings (MW) | Technical Potential | 0 | 0 | 0 | 0 | 0 | 0 | 0 | 0 | 0 | 0 | 0 | 0 | 0 | 0 | 0 | 0 | 0 | 0 | 0 | 0 | 0 | 0 | 0 | 0 | 0 | 0 | 0 | 0 | 0 | 0 | 0
F10_Industrial_Petroleum_New_Space Heating_Natural Gas_Windows - High Efficiency_A_Technical Potential | F10 | Industrial | Petroleum | New | Space Heating | Natural Gas | Windows - High Efficiency | A | Cumulative Energy Savings (MWh or mTherms) | Technical Potential | 0 | 0 | 0 | 0 | 0 | 0 | 0 | 0 | 0 | 0 | 0 | 0 | 0 | 0 | 0 | 0 | 0 | 0 | 0 | 0 | 0 | 0 | 0 | 0 | 0 | 0 | 0 | 0 | 0 | 0 | 0
F11_Industrial_Petroleum_New_Space Heating_Natural Gas_Windows - High Efficiency_A_Technical Potential | F11 | Industrial | Petroleum | New | Space Heating | Natural Gas | Windows - High Efficiency | A | Cumulative Summer Peak Savings (MW) | Technical Potential | 0 | 0 | 0 | 0 | 0 | 0 | 0 | 0 | 0 | 0 | 0 | 0 | 0 | 0 | 0 | 0 | 0 | 0 | 0 | 0 | 0 | 0 | 0 | 0 | 0 | 0 | 0 | 0 | 0 | 0 | 0
F12_Industrial_Petroleum_New_Space Heating_Natural Gas_Windows - High Efficiency_A_Technical Potential | F12 | Industrial | Petroleum | New | Space Heating | Natural Gas | Windows - High Efficiency | A | Cumulative Winter Peak Savings (MW) | Technical Potential | 0 | 0 | 0 | 0 | 0 | 0 | 0 | 0 | 0 | 0 | 0 | 0 | 0 | 0 | 0 | 0 | 0 | 0 | 0 | 0 | 0 | 0 | 0 | 0 | 0 | 0 | 0 | 0 | 0 | 0 | 0
F13_Industrial_Petroleum_New_Space Heating_Natural Gas_Windows - High Efficiency_A_Technical Potential | F13 | Industrial | Petroleum | New | Space Heating | Natural Gas | Windows - High Efficiency | A | Purchases (Incremental) | Technical Potential | 0 | 0 | 0 | 0 | 0 | 0 | 0 | 0 | 0 | 0 | 0 | 0 | 0 | 0 | 0 | 0 | 0 | 0 | 0 | 0 | 0 | 0 | 0 | 0 | 0 | 0 | 0 | 0 | 0 | 0 | 0
F14_Industrial_Petroleum_New_Space Heating_Natural Gas_Windows - High Efficiency_A_Technical Potential | F14 | Industrial | Petroleum | New | Space Heating | Natural Gas | Windows - High Efficiency | A | Purchases (Cumulative) | Technical Potential | 0 | 0 | 0 | 0 | 0 | 0 | 0 | 0 | 0 | 0 | 0 | 0 | 0 | 0 | 0 | 0 | 0 | 0 | 0 | 0 | 0 | 0 | 0 | 0 | 0 | 0 | 0 | 0 | 0 | 0 | 0
F1_Industrial_Petroleum_New_Space Heating_Natural Gas_Gas Boiler - Maintenance_A_Technical Potential | F1 | Industrial | Petroleum | New | Space Heating | Natural Gas | Gas Boiler - Maintenance | A | Original Unit Energy Savings (kWh or therms) | Technical Potential | 0 | 0 | 0 | 0 | 0 | 0 | 0 | 0 | 0 | 0 | 0 | 0 | 0 | 0 | 0 | 0 | 0 | 0 | 0 | 0 | 0 | 0 | 0 | 0 | 0 | 0 | 0 | 0 | 0 | 0 | 0
F2_Industrial_Petroleum_New_Space Heating_Natural Gas_Gas Boiler - Maintenance_A_Technical Potential | F2 | Industrial | Petroleum | New | Space Heating | Natural Gas | Gas Boiler - Maintenance | A | Original Unit Summer Peak Savings (kW) | Technical Potential | 0 | 0 | 0 | 0 | 0 | 0 | 0 | 0 | 0 | 0 | 0 | 0 | 0 | 0 | 0 | 0 | 0 | 0 | 0 | 0 | 0 | 0 | 0 | 0 | 0 | 0 | 0 | 0 | 0 | 0 | 0
F3_Industrial_Petroleum_New_Space Heating_Natural Gas_Gas Boiler - Maintenance_A_Technical Potential | F3 | Industrial | Petroleum | New | Space Heating | Natural Gas | Gas Boiler - Maintenance | A | Original Unit Winter Peak Savings (kW) | Technical Potential | 0 | 0 | 0 | 0 | 0 | 0 | 0 | 0 | 0 | 0 | 0 | 0 | 0 | 0 | 0 | 0 | 0 | 0 | 0 | 0 | 0 | 0 | 0 | 0 | 0 | 0 | 0 | 0 | 0 | 0 | 0
F4_Industrial_Petroleum_New_Space Heating_Natural Gas_Gas Boiler - Maintenance_A_Technical Potential | F4 | Industrial | Petroleum | New | Space Heating | Natural Gas | Gas Boiler - Maintenance | A | Standalone Impact on Baseline Energy (%) | Technical Potential | 0% | 0% | 0% | 0% | 0% | 0% | 0% | 0% | 0% | 0% | 0% | 0% | 0% | 0% | 0% | 0% | 0% | 0% | 0% | 0% | 0% | 0% | 0% | 0% | 0 | 0 | 0 | 0 | 0 | 0 | 0
F5_Industrial_Petroleum_New_Space Heating_Natural Gas_Gas Boiler - Maintenance_A_Technical Potential | F5 | Industrial | Petroleum | New | Space Heating | Natural Gas | Gas Boiler - Maintenance | A | Standalone Impact on Baseline Summer Peak (%) | Technical Potential | 0% | 0% | 0% | 0% | 0% | 0% | 0% | 0% | 0% | 0% | 0% | 0% | 0% | 0% | 0% | 0% | 0% | 0% | 0% | 0% | 0% | 0% | 0% | 0% | 0 | 0 | 0 | 0 | 0 | 0 | 0
F6_Industrial_Petroleum_New_Space Heating_Natural Gas_Gas Boiler - Maintenance_A_Technical Potential | F6 | Industrial | Petroleum | New | Space Heating | Natural Gas | Gas Boiler - Maintenance | A | Standalone Impact on Baseline Winter Peak (%) | Technical Potential | 0% | 0% | 0% | 0% | 0% | 0% | 0% | 0% | 0% | 0% | 0% | 0% | 0% | 0% | 0% | 0% | 0% | 0% | 0% | 0% | 0% | 0% | 0% | 0% | 0 | 0 | 0 | 0 | 0 | 0 | 0
F7_Industrial_Petroleum_New_Space Heating_Natural Gas_Gas Boiler - Maintenance_A_Technical Potential | F7 | Industrial | Petroleum | New | Space Heating | Natural Gas | Gas Boiler - Maintenance | A | Incremental Energy Savings (MWh or mTherms) | Technical Potential | 0 | 0 | 0 | 0 | 0 | 0 | 0 | 0 | 0 | 0 | 0 | 0 | 0 | 0 | 0 | 0 | 0 | 0 | 0 | 0 | 0 | 0 | 0 | 0 | 0 | 0 | 0 | 0 | 0 | 0 | 0
F8_Industrial_Petroleum_New_Space Heating_Natural Gas_Gas Boiler - Maintenance_A_Technical Potential | F8 | Industrial | Petroleum | New | Space Heating | Natural Gas | Gas Boiler - Maintenance | A | Incremental Summer Peak Savings (MW) | Technical Potential | 0 | 0 | 0 | 0 | 0 | 0 | 0 | 0 | 0 | 0 | 0 | 0 | 0 | 0 | 0 | 0 | 0 | 0 | 0 | 0 | 0 | 0 | 0 | 0 | 0 | 0 | 0 | 0 | 0 | 0 | 0
F9_Industrial_Petroleum_New_Space Heating_Natural Gas_Gas Boiler - Maintenance_A_Technical Potential | F9 | Industrial | Petroleum | New | Space Heating | Natural Gas | Gas Boiler - Maintenance | A | Incremental Winter Peak Savings (MW) | Technical Potential | 0 | 0 | 0 | 0 | 0 | 0 | 0 | 0 | 0 | 0 | 0 | 0 | 0 | 0 | 0 | 0 | 0 | 0 | 0 | 0 | 0 | 0 | 0 | 0 | 0 | 0 | 0 | 0 | 0 | 0 | 0
F10_Industrial_Petroleum_New_Space Heating_Natural Gas_Gas Boiler - Maintenance_A_Technical Potential | F10 | Industrial | Petroleum | New | Space Heating | Natural Gas | Gas Boiler - Maintenance | A | Cumulative Energy Savings (MWh or mTherms) | Technical Potential | 0 | 0 | 0 | 0 | 0 | 0 | 0 | 0 | 0 | 0 | 0 | 0 | 0 | 0 | 0 | 0 | 0 | 0 | 0 | 0 | 0 | 0 | 0 | 0 | 0 | 0 | 0 | 0 | 0 | 0 | 0
F11_Industrial_Petroleum_New_Space Heating_Natural Gas_Gas Boiler - Maintenance_A_Technical Potential | F11 | Industrial | Petroleum | New | Space Heating | Natural Gas | Gas Boiler - Maintenance | A | Cumulative Summer Peak Savings (MW) | Technical Potential | 0 | 0 | 0 | 0 | 0 | 0 | 0 | 0 | 0 | 0 | 0 | 0 | 0 | 0 | 0 | 0 | 0 | 0 | 0 | 0 | 0 | 0 | 0 | 0 | 0 | 0 | 0 | 0 | 0 | 0 | 0
F12_Industrial_Petroleum_New_Space Heating_Natural Gas_Gas Boiler - Maintenance_A_Technical Potential | F12 | Industrial | Petroleum | New | Space Heating | Natural Gas | Gas Boiler - Maintenance | A | Cumulative Winter Peak Savings (MW) | Technical Potential | 0 | 0 | 0 | 0 | 0 | 0 | 0 | 0 | 0 | 0 | 0 | 0 | 0 | 0 | 0 | 0 | 0 | 0 | 0 | 0 | 0 | 0 | 0 | 0 | 0 | 0 | 0 | 0 | 0 | 0 | 0
F13_Industrial_Petroleum_New_Space Heating_Natural Gas_Gas Boiler - Maintenance_A_Technical Potential | F13 | Industrial | Petroleum | New | Space Heating | Natural Gas | Gas Boiler - Maintenance | A | Purchases (Incremental) | Technical Potential | 0 | 0 | 0 | 0 | 0 | 0 | 0 | 0 | 0 | 0 | 0 | 0 | 0 | 0 | 0 | 0 | 0 | 0 | 0 | 0 | 0 | 0 | 0 | 0 | 0 | 0 | 0 | 0 | 0 | 0 | 0
F14_Industrial_Petroleum_New_Space Heating_Natural Gas_Gas Boiler - Maintenance_A_Technical Potential | F14 | Industrial | Petroleum | New | Space Heating | Natural Gas | Gas Boiler - Maintenance | A | Purchases (Cumulative) | Technical Potential | 0 | 0 | 0 | 0 | 0 | 0 | 0 | 0 | 0 | 0 | 0 | 0 | 0 | 0 | 0 | 0 | 0 | 0 | 0 | 0 | 0 | 0 | 0 | 0 | 0 | 0 | 0 | 0 | 0 | 0 | 0
F1_Industrial_Petroleum_New_Process_Natural Gas_Gas Boiler - Maintenance_A_Technical Potential | F1 | Industrial | Petroleum | New | Process | Natural Gas | Gas Boiler - Maintenance | A | Original Unit Energy Savings (kWh or therms) | Technical Potential | 0 | 0 | 0 | 0 | 0 | 536.7637 | 536.7637 | 536.7637 | 536.7637 | 536.7637 | 536.7637 | 536.7637 | 536.7637 | 536.7637 | 536.7637 | 536.7637 | 536.7637 | 536.7637 | 536.7637 | 536.7637 | 536.7637 | 536.7637 | 536.7637 | 536.7637 | 536.7637 | 536.7637 | 536.7637 | 536.7637 | 536.7637 | 536.7637 | 536.7637
F2_Industrial_Petroleum_New_Process_Natural Gas_Gas Boiler - Maintenance_A_Technical Potential | F2 | Industrial | Petroleum | New | Process | Natural Gas | Gas Boiler - Maintenance | A | Original Unit Summer Peak Savings (kW) | Technical Potential | 0 | 0 | 0 | 0 | 0 | 0 | 0 | 0 | 0 | 0 | 0 | 0 | 0 | 0 | 0 | 0 | 0 | 0 | 0 | 0 | 0 | 0 | 0 | 0 | 0 | 0 | 0 | 0 | 0 | 0 | 0
F3_Industrial_Petroleum_New_Process_Natural Gas_Gas Boiler - Maintenance_A_Technical Potential | F3 | Industrial | Petroleum | New | Process | Natural Gas | Gas Boiler - Maintenance | A | Original Unit Winter Peak Savings (kW) | Technical Potential | 0 | 0 | 0 | 0 | 0 | 0 | 0 | 0 | 0 | 0 | 0 | 0 | 0 | 0 | 0 | 0 | 0 | 0 | 0 | 0 | 0 | 0 | 0 | 0 | 0 | 0 | 0 | 0 | 0 | 0 | 0
F4_Industrial_Petroleum_New_Process_Natural Gas_Gas Boiler - Maintenance_A_Technical Potential | F4 | Industrial | Petroleum | New | Process | Natural Gas | Gas Boiler - Maintenance | A | Standalone Impact on Baseline Energy (%) | Technical Potential | 0% | 0% | 0% | 0% | 0% | 0.008298% | 0.01282% | 0.01512% | 0.01333% | 0.01192% | 0.01078% | 0.00985% | 0.00907% | 0.008405% | 0.007839% | 0.007343% | 0.00691% | 0.006525% | 0.006182% | 0.005877% | 0.005599% | 0.005348% | 0.005119% | 0.00491% | 4.7175e-05 | 4.5403e-05 | 4.3764e-05 | 4.2242e-05 | 0 | 0 | 0
F5_Industrial_Petroleum_New_Process_Natural Gas_Gas Boiler - Maintenance_A_Technical Potential | F5 | Industrial | Petroleum | New | Process | Natural Gas | Gas Boiler - Maintenance | A | Standalone Impact on Baseline Summer Peak (%) | Technical Potential | 0% | 0% | 0% | 0% | 0% | 0% | 0% | 0% | 0% | 0% | 0% | 0% | 0% | 0% | 0% | 0% | 0% | 0% | 0% | 0% | 0% | 0% | 0% | 0% | 0 | 0 | 0 | 0 | 0 | 0 | 0
F6_Industrial_Petroleum_New_Process_Natural Gas_Gas Boiler - Maintenance_A_Technical Potential | F6 | Industrial | Petroleum | New | Process | Natural Gas | Gas Boiler - Maintenance | A | Standalone Impact on Baseline Winter Peak (%) | Technical Potential | 0% | 0% | 0% | 0% | 0% | 0% | 0% | 0% | 0% | 0% | 0% | 0% | 0% | 0% | 0% | 0% | 0% | 0% | 0% | 0% | 0% | 0% | 0% | 0% | 0 | 0 | 0 | 0 | 0 | 0 | 0
F7_Industrial_Petroleum_New_Process_Natural Gas_Gas Boiler - Maintenance_A_Technical Potential | F7 | Industrial | Petroleum | New | Process | Natural Gas | Gas Boiler - Maintenance | A | Incremental Energy Savings (MWh or mTherms) | Technical Potential | 0 | 0 | 0 | 0 | 0 | 0.0097947 | 0.0081335 | 0.006508 | 0.0097947 | 0.0081335 | 0.006508 | 0.0097947 | 0.0081335 | 0.006508 | 0.0097947 | 0.0081335 | 0.006508 | 0.0097947 | 0.0081335 | 0.006508 | 0.0097947 | 0.0081335 | 0.006508 | 0.0097947 | 0.0081335 | 0.006508 | 0.0097947 | 0.0081335 | 0.006508 | 0.0097947 | 0.0081335
F8_Industrial_Petroleum_New_Process_Natural Gas_Gas Boiler - Maintenance_A_Technical Potential | F8 | Industrial | Petroleum | New | Process | Natural Gas | Gas Boiler - Maintenance | A | Incremental Summer Peak Savings (MW) | Technical Potential | 0 | 0 | 0 | 0 | 0 | 0 | 0 | 0 | 0 | 0 | 0 | 0 | 0 | 0 | 0 | 0 | 0 | 0 | 0 | 0 | 0 | 0 | 0 | 0 | 0 | 0 | 0 | 0 | 0 | 0 | 0
F9_Industrial_Petroleum_New_Process_Natural Gas_Gas Boiler - Maintenance_A_Technical Potential | F9 | Industrial | Petroleum | New | Process | Natural Gas | Gas Boiler - Maintenance | A | Incremental Winter Peak Savings (MW) | Technical Potential | 0 | 0 | 0 | 0 | 0 | 0 | 0 | 0 | 0 | 0 | 0 | 0 | 0 | 0 | 0 | 0 | 0 | 0 | 0 | 0 | 0 | 0 | 0 | 0 | 0 | 0 | 0 | 0 | 0 | 0 | 0
F10_Industrial_Petroleum_New_Process_Natural Gas_Gas Boiler - Maintenance_A_Technical Potential | F10 | Industrial | Petroleum | New | Process | Natural Gas | Gas Boiler - Maintenance | A | Cumulative Energy Savings (MWh or mTherms) | Technical Potential | 0 | 0 | 0 | 0 | 0 | 0.0097947 | 0.017928 | 0.024436 | 0.024436 | 0.024436 | 0.024436 | 0.024436 | 0.024436 | 0.024436 | 0.024436 | 0.024436 | 0.024436 | 0.024436 | 0.024436 | 0.024436 | 0.024436 | 0.024436 | 0.024436 | 0.024436 | 0.024436 | 0.024436 | 0.024436 | 0.024436 | 0.024436 | 0.024436 | 0.024436
F11_Industrial_Petroleum_New_Process_Natural Gas_Gas Boiler - Maintenance_A_Technical Potential | F11 | Industrial | Petroleum | New | Process | Natural Gas | Gas Boiler - Maintenance | A | Cumulative Summer Peak Savings (MW) | Technical Potential | 0 | 0 | 0 | 0 | 0 | 0 | 0 | 0 | 0 | 0 | 0 | 0 | 0 | 0 | 0 | 0 | 0 | 0 | 0 | 0 | 0 | 0 | 0 | 0 | 0 | 0 | 0 | 0 | 0 | 0 | 0
F12_Industrial_Petroleum_New_Process_Natural Gas_Gas Boiler - Maintenance_A_Technical Potential | F12 | Industrial | Petroleum | New | Process | Natural Gas | Gas Boiler - Maintenance | A | Cumulative Winter Peak Savings (MW) | Technical Potential | 0 | 0 | 0 | 0 | 0 | 0 | 0 | 0 | 0 | 0 | 0 | 0 | 0 | 0 | 0 | 0 | 0 | 0 | 0 | 0 | 0 | 0 | 0 | 0 | 0 | 0 | 0 | 0 | 0 | 0 | 0
F13_Industrial_Petroleum_New_Process_Natural Gas_Gas Boiler - Maintenance_A_Technical Potential | F13 | Industrial | Petroleum | New | Process | Natural Gas | Gas Boiler - Maintenance | A | Purchases (Incremental) | Technical Potential | 0 | 0 | 0 | 0 | 0 | 0.018248 | 0.015153 | 0.012125 | 0.018248 | 0.015153 | 0.012125 | 0.018248 | 0.015153 | 0.012125 | 0.018248 | 0.015153 | 0.012125 | 0.018248 | 0.015153 | 0.012125 | 0.018248 | 0.015153 | 0.012125 | 0.018248 | 0.015153 | 0.012125 | 0.018248 | 0.015153 | 0.012125 | 0.018248 | 0.015153
F14_Industrial_Petroleum_New_Process_Natural Gas_Gas Boiler - Maintenance_A_Technical Potential | F14 | Industrial | Petroleum | New | Process | Natural Gas | Gas Boiler - Maintenance | A | Purchases (Cumulative) | Technical Potential | 0 | 0 | 0 | 0 | 0 | 0.018248 | 0.033401 | 0.045525 | 0.045525 | 0.045525 | 0.045525 | 0.045525 | 0.045525 | 0.045525 | 0.045525 | 0.045525 | 0.045525 | 0.045525 | 0.045525 | 0.045525 | 0.045525 | 0.045525 | 0.045525 | 0.045525 | 0.045525 | 0.045525 | 0.045525 | 0.045525 | 0.045525 | 0.045525 | 0.045525
F1_Industrial_Petroleum_New_Space Heating_Natural Gas_Gas Furnace - Maintenance_A_Technical Potential | F1 | Industrial | Petroleum | New | Space Heating | Natural Gas | Gas Furnace - Maintenance | A | Original Unit Energy Savings (kWh or therms) | Technical Potential | 0 | 0 | 0 | 0 | 0 | 0 | 0 | 0 | 0 | 0 | 0 | 0 | 0 | 0 | 0 | 0 | 0 | 0 | 0 | 0 | 0 | 0 | 0 | 0 | 0 | 0 | 0 | 0 | 0 | 0 | 0
F2_Industrial_Petroleum_New_Space Heating_Natural Gas_Gas Furnace - Maintenance_A_Technical Potential | F2 | Industrial | Petroleum | New | Space Heating | Natural Gas | Gas Furnace - Maintenance | A | Original Unit Summer Peak Savings (kW) | Technical Potential | 0 | 0 | 0 | 0 | 0 | 0 | 0 | 0 | 0 | 0 | 0 | 0 | 0 | 0 | 0 | 0 | 0 | 0 | 0 | 0 | 0 | 0 | 0 | 0 | 0 | 0 | 0 | 0 | 0 | 0 | 0
F3_Industrial_Petroleum_New_Space Heating_Natural Gas_Gas Furnace - Maintenance_A_Technical Potential | F3 | Industrial | Petroleum | New | Space Heating | Natural Gas | Gas Furnace - Maintenance | A | Original Unit Winter Peak Savings (kW) | Technical Potential | 0 | 0 | 0 | 0 | 0 | 0 | 0 | 0 | 0 | 0 | 0 | 0 | 0 | 0 | 0 | 0 | 0 | 0 | 0 | 0 | 0 | 0 | 0 | 0 | 0 | 0 | 0 | 0 | 0 | 0 | 0
F4_Industrial_Petroleum_New_Space Heating_Natural Gas_Gas Furnace - Maintenance_A_Technical Potential | F4 | Industrial | Petroleum | New | Space Heating | Natural Gas | Gas Furnace - Maintenance | A | Standalone Impact on Baseline Energy (%) | Technical Potential | 0% | 0% | 0% | 0% | 0% | 0% | 0% | 0% | 0% | 0% | 0% | 0% | 0% | 0% | 0% | 0% | 0% | 0% | 0% | 0% | 0% | 0% | 0% | 0% | 0 | 0 | 0 | 0 | 0 | 0 | 0
F5_Industrial_Petroleum_New_Space Heating_Natural Gas_Gas Furnace - Maintenance_A_Technical Potential | F5 | Industrial | Petroleum | New | Space Heating | Natural Gas | Gas Furnace - Maintenance | A | Standalone Impact on Baseline Summer Peak (%) | Technical Potential | 0% | 0% | 0% | 0% | 0% | 0% | 0% | 0% | 0% | 0% | 0% | 0% | 0% | 0% | 0% | 0% | 0% | 0% | 0% | 0% | 0% | 0% | 0% | 0% | 0 | 0 | 0 | 0 | 0 | 0 | 0
F6_Industrial_Petroleum_New_Space Heating_Natural Gas_Gas Furnace - Maintenance_A_Technical Potential | F6 | Industrial | Petroleum | New | Space Heating | Natural Gas | Gas Furnace - Maintenance | A | Standalone Impact on Baseline Winter Peak (%) | Technical Potential | 0% | 0% | 0% | 0% | 0% | 0% | 0% | 0% | 0% | 0% | 0% | 0% | 0% | 0% | 0% | 0% | 0% | 0% | 0% | 0% | 0% | 0% | 0% | 0% | 0 | 0 | 0 | 0 | 0 | 0 | 0
F7_Industrial_Petroleum_New_Space Heating_Natural Gas_Gas Furnace - Maintenance_A_Technical Potential | F7 | Industrial | Petroleum | New | Space Heating | Natural Gas | Gas Furnace - Maintenance | A | Incremental Energy Savings (MWh or mTherms) | Technical Potential | 0 | 0 | 0 | 0 | 0 | 0 | 0 | 0 | 0 | 0 | 0 | 0 | 0 | 0 | 0 | 0 | 0 | 0 | 0 | 0 | 0 | 0 | 0 | 0 | 0 | 0 | 0 | 0 | 0 | 0 | 0
F8_Industrial_Petroleum_New_Space Heating_Natural Gas_Gas Furnace - Maintenance_A_Technical Potential | F8 | Industrial | Petroleum | New | Space Heating | Natural Gas | Gas Furnace - Maintenance | A | Incremental Summer Peak Savings (MW) | Technical Potential | 0 | 0 | 0 | 0 | 0 | 0 | 0 | 0 | 0 | 0 | 0 | 0 | 0 | 0 | 0 | 0 | 0 | 0 | 0 | 0 | 0 | 0 | 0 | 0 | 0 | 0 | 0 | 0 | 0 | 0 | 0
F9_Industrial_Petroleum_New_Space Heating_Natural Gas_Gas Furnace - Maintenance_A_Technical Potential | F9 | Industrial | Petroleum | New | Space Heating | Natural Gas | Gas Furnace - Maintenance | A | Incremental Winter Peak Savings (MW) | Technical Potential | 0 | 0 | 0 | 0 | 0 | 0 | 0 | 0 | 0 | 0 | 0 | 0 | 0 | 0 | 0 | 0 | 0 | 0 | 0 | 0 | 0 | 0 | 0 | 0 | 0 | 0 | 0 | 0 | 0 | 0 | 0
F10_Industrial_Petroleum_New_Space Heating_Natural Gas_Gas Furnace - Maintenance_A_Technical Potential | F10 | Industrial | Petroleum | New | Space Heating | Natural Gas | Gas Furnace - Maintenance | A | Cumulative Energy Savings (MWh or mTherms) | Technical Potential | 0 | 0 | 0 | 0 | 0 | 0 | 0 | 0 | 0 | 0 | 0 | 0 | 0 | 0 | 0 | 0 | 0 | 0 | 0 | 0 | 0 | 0 | 0 | 0 | 0 | 0 | 0 | 0 | 0 | 0 | 0
F11_Industrial_Petroleum_New_Space Heating_Natural Gas_Gas Furnace - Maintenance_A_Technical Potential | F11 | Industrial | Petroleum | New | Space Heating | Natural Gas | Gas Furnace - Maintenance | A | Cumulative Summer Peak Savings (MW) | Technical Potential | 0 | 0 | 0 | 0 | 0 | 0 | 0 | 0 | 0 | 0 | 0 | 0 | 0 | 0 | 0 | 0 | 0 | 0 | 0 | 0 | 0 | 0 | 0 | 0 | 0 | 0 | 0 | 0 | 0 | 0 | 0
F12_Industrial_Petroleum_New_Space Heating_Natural Gas_Gas Furnace - Maintenance_A_Technical Potential | F12 | Industrial | Petroleum | New | Space Heating | Natural Gas | Gas Furnace - Maintenance | A | Cumulative Winter Peak Savings (MW) | Technical Potential | 0 | 0 | 0 | 0 | 0 | 0 | 0 | 0 | 0 | 0 | 0 | 0 | 0 | 0 | 0 | 0 | 0 | 0 | 0 | 0 | 0 | 0 | 0 | 0 | 0 | 0 | 0 | 0 | 0 | 0 | 0
F13_Industrial_Petroleum_New_Space Heating_Natural Gas_Gas Furnace - Maintenance_A_Technical Potential | F13 | Industrial | Petroleum | New | Space Heating | Natural Gas | Gas Furnace - Maintenance | A | Purchases (Incremental) | Technical Potential | 0 | 0 | 0 | 0 | 0 | 0 | 0 | 0 | 0 | 0 | 0 | 0 | 0 | 0 | 0 | 0 | 0 | 0 | 0 | 0 | 0 | 0 | 0 | 0 | 0 | 0 | 0 | 0 | 0 | 0 | 0
F14_Industrial_Petroleum_New_Space Heating_Natural Gas_Gas Furnace - Maintenance_A_Technical Potential | F14 | Industrial | Petroleum | New | Space Heating | Natural Gas | Gas Furnace - Maintenance | A | Purchases (Cumulative) | Technical Potential | 0 | 0 | 0 | 0 | 0 | 0 | 0 | 0 | 0 | 0 | 0 | 0 | 0 | 0 | 0 | 0 | 0 | 0 | 0 | 0 | 0 | 0 | 0 | 0 | 0 | 0 | 0 | 0 | 0 | 0 | 0
F1_Industrial_Petroleum_New_Space Heating_Natural Gas_Gas Boiler - Hot Water Reset_A_Technical Potential | F1 | Industrial | Petroleum | New | Space Heating | Natural Gas | Gas Boiler - Hot Water Reset | A | Original Unit Energy Savings (kWh or therms) | Technical Potential | 0 | 0 | 0 | 0 | 0 | 0 | 0 | 0 | 0 | 0 | 0 | 0 | 0 | 0 | 0 | 0 | 0 | 0 | 0 | 0 | 0 | 0 | 0 | 0 | 0 | 0 | 0 | 0 | 0 | 0 | 0
F2_Industrial_Petroleum_New_Space Heating_Natural Gas_Gas Boiler - Hot Water Reset_A_Technical Potential | F2 | Industrial | Petroleum | New | Space Heating | Natural Gas | Gas Boiler - Hot Water Reset | A | Original Unit Summer Peak Savings (kW) | Technical Potential | 0 | 0 | 0 | 0 | 0 | 0 | 0 | 0 | 0 | 0 | 0 | 0 | 0 | 0 | 0 | 0 | 0 | 0 | 0 | 0 | 0 | 0 | 0 | 0 | 0 | 0 | 0 | 0 | 0 | 0 | 0
F3_Industrial_Petroleum_New_Space Heating_Natural Gas_Gas Boiler - Hot Water Reset_A_Technical Potential | F3 | Industrial | Petroleum | New | Space Heating | Natural Gas | Gas Boiler - Hot Water Reset | A | Original Unit Winter Peak Savings (kW) | Technical Potential | 0 | 0 | 0 | 0 | 0 | 0 | 0 | 0 | 0 | 0 | 0 | 0 | 0 | 0 | 0 | 0 | 0 | 0 | 0 | 0 | 0 | 0 | 0 | 0 | 0 | 0 | 0 | 0 | 0 | 0 | 0
F4_Industrial_Petroleum_New_Space Heating_Natural Gas_Gas Boiler - Hot Water Reset_A_Technical Potential | F4 | Industrial | Petroleum | New | Space Heating | Natural Gas | Gas Boiler - Hot Water Reset | A | Standalone Impact on Baseline Energy (%) | Technical Potential | 0% | 0% | 0% | 0% | 0% | 0% | 0% | 0% | 0% | 0% | 0% | 0% | 0% | 0% | 0% | 0% | 0% | 0% | 0% | 0% | 0% | 0% | 0% | 0% | 0 | 0 | 0 | 0 | 0 | 0 | 0
F5_Industrial_Petroleum_New_Space Heating_Natural Gas_Gas Boiler - Hot Water Reset_A_Technical Potential | F5 | Industrial | Petroleum | New | Space Heating | Natural Gas | Gas Boiler - Hot Water Reset | A | Standalone Impact on Baseline Summer Peak (%) | Technical Potential | 0% | 0% | 0% | 0% | 0% | 0% | 0% | 0% | 0% | 0% | 0% | 0% | 0% | 0% | 0% | 0% | 0% | 0% | 0% | 0% | 0% | 0% | 0% | 0% | 0 | 0 | 0 | 0 | 0 | 0 | 0
F6_Industrial_Petroleum_New_Space Heating_Natural Gas_Gas Boiler - Hot Water Reset_A_Technical Potential | F6 | Industrial | Petroleum | New | Space Heating | Natural Gas | Gas Boiler - Hot Water Reset | A | Standalone Impact on Baseline Winter Peak (%) | Technical Potential | 0% | 0% | 0% | 0% | 0% | 0% | 0% | 0% | 0% | 0% | 0% | 0% | 0% | 0% | 0% | 0% | 0% | 0% | 0% | 0% | 0% | 0% | 0% | 0% | 0 | 0 | 0 | 0 | 0 | 0 | 0
F7_Industrial_Petroleum_New_Space Heating_Natural Gas_Gas Boiler - Hot Water Reset_A_Technical Potential | F7 | Industrial | Petroleum | New | Space Heating | Natural Gas | Gas Boiler - Hot Water Reset | A | Incremental Energy Savings (MWh or mTherms) | Technical Potential | 0 | 0 | 0 | 0 | 0 | 0 | 0 | 0 | 0 | 0 | 0 | 0 | 0 | 0 | 0 | 0 | 0 | 0 | 0 | 0 | 0 | 0 | 0 | 0 | 0 | 0 | 0 | 0 | 0 | 0 | 0
F8_Industrial_Petroleum_New_Space Heating_Natural Gas_Gas Boiler - Hot Water Reset_A_Technical Potential | F8 | Industrial | Petroleum | New | Space Heating | Natural Gas | Gas Boiler - Hot Water Reset | A | Incremental Summer Peak Savings (MW) | Technical Potential | 0 | 0 | 0 | 0 | 0 | 0 | 0 | 0 | 0 | 0 | 0 | 0 | 0 | 0 | 0 | 0 | 0 | 0 | 0 | 0 | 0 | 0 | 0 | 0 | 0 | 0 | 0 | 0 | 0 | 0 | 0
F9_Industrial_Petroleum_New_Space Heating_Natural Gas_Gas Boiler - Hot Water Reset_A_Technical Potential | F9 | Industrial | Petroleum | New | Space Heating | Natural Gas | Gas Boiler - Hot Water Reset | A | Incremental Winter Peak Savings (MW) | Technical Potential | 0 | 0 | 0 | 0 | 0 | 0 | 0 | 0 | 0 | 0 | 0 | 0 | 0 | 0 | 0 | 0 | 0 | 0 | 0 | 0 | 0 | 0 | 0 | 0 | 0 | 0 | 0 | 0 | 0 | 0 | 0
F10_Industrial_Petroleum_New_Space Heating_Natural Gas_Gas Boiler - Hot Water Reset_A_Technical Potential | F10 | Industrial | Petroleum | New | Space Heating | Natural Gas | Gas Boiler - Hot Water Reset | A | Cumulative Energy Savings (MWh or mTherms) | Technical Potential | 0 | 0 | 0 | 0 | 0 | 0 | 0 | 0 | 0 | 0 | 0 | 0 | 0 | 0 | 0 | 0 | 0 | 0 | 0 | 0 | 0 | 0 | 0 | 0 | 0 | 0 | 0 | 0 | 0 | 0 | 0
F11_Industrial_Petroleum_New_Space Heating_Natural Gas_Gas Boiler - Hot Water Reset_A_Technical Potential | F11 | Industrial | Petroleum | New | Space Heating | Natural Gas | Gas Boiler - Hot Water Reset | A | Cumulative Summer Peak Savings (MW) | Technical Potential | 0 | 0 | 0 | 0 | 0 | 0 | 0 | 0 | 0 | 0 | 0 | 0 | 0 | 0 | 0 | 0 | 0 | 0 | 0 | 0 | 0 | 0 | 0 | 0 | 0 | 0 | 0 | 0 | 0 | 0 | 0
F12_Industrial_Petroleum_New_Space Heating_Natural Gas_Gas Boiler - Hot Water Reset_A_Technical Potential | F12 | Industrial | Petroleum | New | Space Heating | Natural Gas | Gas Boiler - Hot Water Reset | A | Cumulative Winter Peak Savings (MW) | Technical Potential | 0 | 0 | 0 | 0 | 0 | 0 | 0 | 0 | 0 | 0 | 0 | 0 | 0 | 0 | 0 | 0 | 0 | 0 | 0 | 0 | 0 | 0 | 0 | 0 | 0 | 0 | 0 | 0 | 0 | 0 | 0
F13_Industrial_Petroleum_New_Space Heating_Natural Gas_Gas Boiler - Hot Water Reset_A_Technical Potential | F13 | Industrial | Petroleum | New | Space Heating | Natural Gas | Gas Boiler - Hot Water Reset | A | Purchases (Incremental) | Technical Potential | 0 | 0 | 0 | 0 | 0 | 0 | 0 | 0 | 0 | 0 | 0 | 0 | 0 | 0 | 0 | 0 | 0 | 0 | 0 | 0 | 0 | 0 | 0 | 0 | 0 | 0 | 0 | 0 | 0 | 0 | 0
F14_Industrial_Petroleum_New_Space Heating_Natural Gas_Gas Boiler - Hot Water Reset_A_Technical Potential | F14 | Industrial | Petroleum | New | Space Heating | Natural Gas | Gas Boiler - Hot Water Reset | A | Purchases (Cumulative) | Technical Potential | 0 | 0 | 0 | 0 | 0 | 0 | 0 | 0 | 0 | 0 | 0 | 0 | 0 | 0 | 0 | 0 | 0 | 0 | 0 | 0 | 0 | 0 | 0 | 0 | 0 | 0 | 0 | 0 | 0 | 0 | 0
F1_Industrial_Petroleum_New_Process_Natural Gas_Gas Boiler - Hot Water Reset_A_Technical Potential | F1 | Industrial | Petroleum | New | Process | Natural Gas | Gas Boiler - Hot Water Reset | A | Original Unit Energy Savings (kWh or therms) | Technical Potential | 0 | 0 | 0 | 0 | 0 | 975.934 | 975.934 | 975.934 | 975.934 | 975.934 | 975.934 | 975.934 | 975.934 | 975.934 | 975.934 | 975.934 | 975.934 | 975.934 | 975.934 | 975.934 | 975.934 | 975.934 | 975.934 | 975.934 | 975.934 | 975.934 | 975.934 | 975.934 | 975.934 | 975.934 | 975.934
F2_Industrial_Petroleum_New_Process_Natural Gas_Gas Boiler - Hot Water Reset_A_Technical Potential | F2 | Industrial | Petroleum | New | Process | Natural Gas | Gas Boiler - Hot Water Reset | A | Original Unit Summer Peak Savings (kW) | Technical Potential | 0 | 0 | 0 | 0 | 0 | 0 | 0 | 0 | 0 | 0 | 0 | 0 | 0 | 0 | 0 | 0 | 0 | 0 | 0 | 0 | 0 | 0 | 0 | 0 | 0 | 0 | 0 | 0 | 0 | 0 | 0
F3_Industrial_Petroleum_New_Process_Natural Gas_Gas Boiler - Hot Water Reset_A_Technical Potential | F3 | Industrial | Petroleum | New | Process | Natural Gas | Gas Boiler - Hot Water Reset | A | Original Unit Winter Peak Savings (kW) | Technical Potential | 0 | 0 | 0 | 0 | 0 | 0 | 0 | 0 | 0 | 0 | 0 | 0 | 0 | 0 | 0 | 0 | 0 | 0 | 0 | 0 | 0 | 0 | 0 | 0 | 0 | 0 | 0 | 0 | 0 | 0 | 0
F4_Industrial_Petroleum_New_Process_Natural Gas_Gas Boiler - Hot Water Reset_A_Technical Potential | F4 | Industrial | Petroleum | New | Process | Natural Gas | Gas Boiler - Hot Water Reset | A | Standalone Impact on Baseline Energy (%) | Technical Potential | 0% | 0% | 0% | 0% | 0% | 0.01467% | 0.03038% | 0.04832% | 0.06819% | 0.09016% | 0.1156% | 0.1431% | 0.17% | 0.1935% | 0.2115% | 0.222% | 0.2248% | 0.2215% | 0.2143% | 0.2056% | 0.1966% | 0.1877% | 0.1797% | 0.1724% | 0.001656 | 0.0015938 | 0.0015363 | 0.0014829 | 0 | 0 | 0
F5_Industrial_Petroleum_New_Process_Natural Gas_Gas Boiler - Hot Water Reset_A_Technical Potential | F5 | Industrial | Petroleum | New | Process | Natural Gas | Gas Boiler - Hot Water Reset | A | Standalone Impact on Baseline Summer Peak (%) | Technical Potential | 0% | 0% | 0% | 0% | 0% | 0% | 0% | 0% | 0% | 0% | 0% | 0% | 0% | 0% | 0% | 0% | 0% | 0% | 0% | 0% | 0% | 0% | 0% | 0% | 0 | 0 | 0 | 0 | 0 | 0 | 0
F6_Industrial_Petroleum_New_Process_Natural Gas_Gas Boiler - Hot Water Reset_A_Technical Potential | F6 | Industrial | Petroleum | New | Process | Natural Gas | Gas Boiler - Hot Water Reset | A | Standalone Impact on Baseline Winter Peak (%) | Technical Potential | 0% | 0% | 0% | 0% | 0% | 0% | 0% | 0% | 0% | 0% | 0% | 0% | 0% | 0% | 0% | 0% | 0% | 0% | 0% | 0% | 0% | 0% | 0% | 0% | 0 | 0 | 0 | 0 | 0 | 0 | 0
F7_Industrial_Petroleum_New_Process_Natural Gas_Gas Boiler - Hot Water Reset_A_Technical Potential | F7 | Industrial | Petroleum | New | Process | Natural Gas | Gas Boiler - Hot Water Reset | A | Incremental Energy Savings (MWh or mTherms) | Technical Potential | 0 | 0 | 0 | 0 | 0 | 0.01731 | 0.025179 | 0.035614 | 0.046883 | 0.0598 | 0.077313 | 0.092828 | 0.10299 | 0.10474 | 0.096528 | 0.079743 | 0.056083 | 0.034485 | 0.017524 | 0.0077999 | 0.0029768 | 0.01731 | 0.025179 | 0.035614 | 0.046883 | 0.0598 | 0.077313 | 0.092828 | 0.10299 | 0.10474 | 0.096528
F8_Industrial_Petroleum_New_Process_Natural Gas_Gas Boiler - Hot Water Reset_A_Technical Potential | F8 | Industrial | Petroleum | New | Process | Natural Gas | Gas Boiler - Hot Water Reset | A | Incremental Summer Peak Savings (MW) | Technical Potential | 0 | 0 | 0 | 0 | 0 | 0 | 0 | 0 | 0 | 0 | 0 | 0 | 0 | 0 | 0 | 0 | 0 | 0 | 0 | 0 | 0 | 0 | 0 | 0 | 0 | 0 | 0 | 0 | 0 | 0 | 0
F9_Industrial_Petroleum_New_Process_Natural Gas_Gas Boiler - Hot Water Reset_A_Technical Potential | F9 | Industrial | Petroleum | New | Process | Natural Gas | Gas Boiler - Hot Water Reset | A | Incremental Winter Peak Savings (MW) | Technical Potential | 0 | 0 | 0 | 0 | 0 | 0 | 0 | 0 | 0 | 0 | 0 | 0 | 0 | 0 | 0 | 0 | 0 | 0 | 0 | 0 | 0 | 0 | 0 | 0 | 0 | 0 | 0 | 0 | 0 | 0 | 0
F10_Industrial_Petroleum_New_Process_Natural Gas_Gas Boiler - Hot Water Reset_A_Technical Potential | F10 | Industrial | Petroleum | New | Process | Natural Gas | Gas Boiler - Hot Water Reset | A | Cumulative Energy Savings (MWh or mTherms) | Technical Potential | 0 | 0 | 0 | 0 | 0 | 0.01731 | 0.042489 | 0.078103 | 0.12499 | 0.18479 | 0.2621 | 0.35493 | 0.45792 | 0.56266 | 0.65919 | 0.73893 | 0.79501 | 0.8295 | 0.84702 | 0.85482 | 0.8578 | 0.8578 | 0.8578 | 0.8578 | 0.8578 | 0.8578 | 0.8578 | 0.8578 | 0.8578 | 0.8578 | 0.8578
F11_Industrial_Petroleum_New_Process_Natural Gas_Gas Boiler - Hot Water Reset_A_Technical Potential | F11 | Industrial | Petroleum | New | Process | Natural Gas | Gas Boiler - Hot Water Reset | A | Cumulative Summer Peak Savings (MW) | Technical Potential | 0 | 0 | 0 | 0 | 0 | 0 | 0 | 0 | 0 | 0 | 0 | 0 | 0 | 0 | 0 | 0 | 0 | 0 | 0 | 0 | 0 | 0 | 0 | 0 | 0 | 0 | 0 | 0 | 0 | 0 | 0
F12_Industrial_Petroleum_New_Process_Natural Gas_Gas Boiler - Hot Water Reset_A_Technical Potential | F12 | Industrial | Petroleum | New | Process | Natural Gas | Gas Boiler - Hot Water Reset | A | Cumulative Winter Peak Savings (MW) | Technical Potential | 0 | 0 | 0 | 0 | 0 | 0 | 0 | 0 | 0 | 0 | 0 | 0 | 0 | 0 | 0 | 0 | 0 | 0 | 0 | 0 | 0 | 0 | 0 | 0 | 0 | 0 | 0 | 0 | 0 | 0 | 0
F13_Industrial_Petroleum_New_Process_Natural Gas_Gas Boiler - Hot Water Reset_A_Technical Potential | F13 | Industrial | Petroleum | New | Process | Natural Gas | Gas Boiler - Hot Water Reset | A | Purchases (Incremental) | Technical Potential | 0 | 0 | 0 | 0 | 0 | 0.017736 | 0.0258 | 0.036492 | 0.048039 | 0.061275 | 0.07922 | 0.095117 | 0.10553 | 0.10732 | 0.098908 | 0.081709 | 0.057466 | 0.035336 | 0.017956 | 0.0079922 | 0.0030502 | 0.017736 | 0.0258 | 0.036492 | 0.048039 | 0.061275 | 0.07922 | 0.095117 | 0.10553 | 0.10732 | 0.098908
F14_Industrial_Petroleum_New_Process_Natural Gas_Gas Boiler - Hot Water Reset_A_Technical Potential | F14 | Industrial | Petroleum | New | Process | Natural Gas | Gas Boiler - Hot Water Reset | A | Purchases (Cumulative) | Technical Potential | 0 | 0 | 0 | 0 | 0 | 0.017736 | 0.043537 | 0.080029 | 0.12807 | 0.18934 | 0.26856 | 0.36368 | 0.46921 | 0.57654 | 0.67544 | 0.75715 | 0.81462 | 0.84995 | 0.86791 | 0.8759 | 0.87895 | 0.87895 | 0.87895 | 0.87895 | 0.87895 | 0.87895 | 0.87895 | 0.87895 | 0.87895 | 0.87895 | 0.87895
F1_Industrial_Petroleum_New_Space Heating_Natural Gas_Steam Trap Maintenance_A_Technical Potential | F1 | Industrial | Petroleum | New | Space Heating | Natural Gas | Steam Trap Maintenance | A | Original Unit Energy Savings (kWh or therms) | Technical Potential | 0 | 0 | 0 | 0 | 0 | 0 | 0 | 0 | 0 | 0 | 0 | 0 | 0 | 0 | 0 | 0 | 0 | 0 | 0 | 0 | 0 | 0 | 0 | 0 | 0 | 0 | 0 | 0 | 0 | 0 | 0
F2_Industrial_Petroleum_New_Space Heating_Natural Gas_Steam Trap Maintenance_A_Technical Potential | F2 | Industrial | Petroleum | New | Space Heating | Natural Gas | Steam Trap Maintenance | A | Original Unit Summer Peak Savings (kW) | Technical Potential | 0 | 0 | 0 | 0 | 0 | 0 | 0 | 0 | 0 | 0 | 0 | 0 | 0 | 0 | 0 | 0 | 0 | 0 | 0 | 0 | 0 | 0 | 0 | 0 | 0 | 0 | 0 | 0 | 0 | 0 | 0
F3_Industrial_Petroleum_New_Space Heating_Natural Gas_Steam Trap Maintenance_A_Technical Potential | F3 | Industrial | Petroleum | New | Space Heating | Natural Gas | Steam Trap Maintenance | A | Original Unit Winter Peak Savings (kW) | Technical Potential | 0 | 0 | 0 | 0 | 0 | 0 | 0 | 0 | 0 | 0 | 0 | 0 | 0 | 0 | 0 | 0 | 0 | 0 | 0 | 0 | 0 | 0 | 0 | 0 | 0 | 0 | 0 | 0 | 0 | 0 | 0
F4_Industrial_Petroleum_New_Space Heating_Natural Gas_Steam Trap Maintenance_A_Technical Potential | F4 | Industrial | Petroleum | New | Space Heating | Natural Gas | Steam Trap Maintenance | A | Standalone Impact on Baseline Energy (%) | Technical Potential | 0% | 0% | 0% | 0% | 0% | 0% | 0% | 0% | 0% | 0% | 0% | 0% | 0% | 0% | 0% | 0% | 0% | 0% | 0% | 0% | 0% | 0% | 0% | 0% | 0 | 0 | 0 | 0 | 0 | 0 | 0
F5_Industrial_Petroleum_New_Space Heating_Natural Gas_Steam Trap Maintenance_A_Technical Potential | F5 | Industrial | Petroleum | New | Space Heating | Natural Gas | Steam Trap Maintenance | A | Standalone Impact on Baseline Summer Peak (%) | Technical Potential | 0% | 0% | 0% | 0% | 0% | 0% | 0% | 0% | 0% | 0% | 0% | 0% | 0% | 0% | 0% | 0% | 0% | 0% | 0% | 0% | 0% | 0% | 0% | 0% | 0 | 0 | 0 | 0 | 0 | 0 | 0
F6_Industrial_Petroleum_New_Space Heating_Natural Gas_Steam Trap Maintenance_A_Technical Potential | F6 | Industrial | Petroleum | New | Space Heating | Natural Gas | Steam Trap Maintenance | A | Standalone Impact on Baseline Winter Peak (%) | Technical Potential | 0% | 0% | 0% | 0% | 0% | 0% | 0% | 0% | 0% | 0% | 0% | 0% | 0% | 0% | 0% | 0% | 0% | 0% | 0% | 0% | 0% | 0% | 0% | 0% | 0 | 0 | 0 | 0 | 0 | 0 | 0
F7_Industrial_Petroleum_New_Space Heating_Natural Gas_Steam Trap Maintenance_A_Technical Potential | F7 | Industrial | Petroleum | New | Space Heating | Natural Gas | Steam Trap Maintenance | A | Incremental Energy Savings (MWh or mTherms) | Technical Potential | 0 | 0 | 0 | 0 | 0 | 0 | 0 | 0 | 0 | 0 | 0 | 0 | 0 | 0 | 0 | 0 | 0 | 0 | 0 | 0 | 0 | 0 | 0 | 0 | 0 | 0 | 0 | 0 | 0 | 0 | 0
F8_Industrial_Petroleum_New_Space Heating_Natural Gas_Steam Trap Maintenance_A_Technical Potential | F8 | Industrial | Petroleum | New | Space Heating | Natural Gas | Steam Trap Maintenance | A | Incremental Summer Peak Savings (MW) | Technical Potential | 0 | 0 | 0 | 0 | 0 | 0 | 0 | 0 | 0 | 0 | 0 | 0 | 0 | 0 | 0 | 0 | 0 | 0 | 0 | 0 | 0 | 0 | 0 | 0 | 0 | 0 | 0 | 0 | 0 | 0 | 0
F9_Industrial_Petroleum_New_Space Heating_Natural Gas_Steam Trap Maintenance_A_Technical Potential | F9 | Industrial | Petroleum | New | Space Heating | Natural Gas | Steam Trap Maintenance | A | Incremental Winter Peak Savings (MW) | Technical Potential | 0 | 0 | 0 | 0 | 0 | 0 | 0 | 0 | 0 | 0 | 0 | 0 | 0 | 0 | 0 | 0 | 0 | 0 | 0 | 0 | 0 | 0 | 0 | 0 | 0 | 0 | 0 | 0 | 0 | 0 | 0
F10_Industrial_Petroleum_New_Space Heating_Natural Gas_Steam Trap Maintenance_A_Technical Potential | F10 | Industrial | Petroleum | New | Space Heating | Natural Gas | Steam Trap Maintenance | A | Cumulative Energy Savings (MWh or mTherms) | Technical Potential | 0 | 0 | 0 | 0 | 0 | 0 | 0 | 0 | 0 | 0 | 0 | 0 | 0 | 0 | 0 | 0 | 0 | 0 | 0 | 0 | 0 | 0 | 0 | 0 | 0 | 0 | 0 | 0 | 0 | 0 | 0
F11_Industrial_Petroleum_New_Space Heating_Natural Gas_Steam Trap Maintenance_A_Technical Potential | F11 | Industrial | Petroleum | New | Space Heating | Natural Gas | Steam Trap Maintenance | A | Cumulative Summer Peak Savings (MW) | Technical Potential | 0 | 0 | 0 | 0 | 0 | 0 | 0 | 0 | 0 | 0 | 0 | 0 | 0 | 0 | 0 | 0 | 0 | 0 | 0 | 0 | 0 | 0 | 0 | 0 | 0 | 0 | 0 | 0 | 0 | 0 | 0
F12_Industrial_Petroleum_New_Space Heating_Natural Gas_Steam Trap Maintenance_A_Technical Potential | F12 | Industrial | Petroleum | New | Space Heating | Natural Gas | Steam Trap Maintenance | A | Cumulative Winter Peak Savings (MW) | Technical Potential | 0 | 0 | 0 | 0 | 0 | 0 | 0 | 0 | 0 | 0 | 0 | 0 | 0 | 0 | 0 | 0 | 0 | 0 | 0 | 0 | 0 | 0 | 0 | 0 | 0 | 0 | 0 | 0 | 0 | 0 | 0
F13_Industrial_Petroleum_New_Space Heating_Natural Gas_Steam Trap Maintenance_A_Technical Potential | F13 | Industrial | Petroleum | New | Space Heating | Natural Gas | Steam Trap Maintenance | A | Purchases (Incremental) | Technical Potential | 0 | 0 | 0 | 0 | 0 | 0 | 0 | 0 | 0 | 0 | 0 | 0 | 0 | 0 | 0 | 0 | 0 | 0 | 0 | 0 | 0 | 0 | 0 | 0 | 0 | 0 | 0 | 0 | 0 | 0 | 0
F14_Industrial_Petroleum_New_Space Heating_Natural Gas_Steam Trap Maintenance_A_Technical Potential | F14 | Industrial | Petroleum | New | Space Heating | Natural Gas | Steam Trap Maintenance | A | Purchases (Cumulative) | Technical Potential | 0 | 0 | 0 | 0 | 0 | 0 | 0 | 0 | 0 | 0 | 0 | 0 | 0 | 0 | 0 | 0 | 0 | 0 | 0 | 0 | 0 | 0 | 0 | 0 | 0 | 0 | 0 | 0 | 0 | 0 | 0
F1_Industrial_Petroleum_New_Process_Natural Gas_Steam Trap Maintenance_A_Technical Potential | F1 | Industrial | Petroleum | New | Process | Natural Gas | Steam Trap Maintenance | A | Original Unit Energy Savings (kWh or therms) | Technical Potential | 0 | 0 | 0 | 0 | 0 | 689.554 | 689.554 | 689.554 | 689.554 | 689.554 | 689.554 | 689.554 | 689.554 | 689.554 | 689.554 | 689.554 | 689.554 | 689.554 | 689.554 | 689.554 | 689.554 | 689.554 | 689.554 | 689.554 | 689.554 | 689.554 | 689.554 | 689.554 | 689.554 | 689.554 | 689.554
F2_Industrial_Petroleum_New_Process_Natural Gas_Steam Trap Maintenance_A_Technical Potential | F2 | Industrial | Petroleum | New | Process | Natural Gas | Steam Trap Maintenance | A | Original Unit Summer Peak Savings (kW) | Technical Potential | 0 | 0 | 0 | 0 | 0 | 0 | 0 | 0 | 0 | 0 | 0 | 0 | 0 | 0 | 0 | 0 | 0 | 0 | 0 | 0 | 0 | 0 | 0 | 0 | 0 | 0 | 0 | 0 | 0 | 0 | 0
F3_Industrial_Petroleum_New_Process_Natural Gas_Steam Trap Maintenance_A_Technical Potential | F3 | Industrial | Petroleum | New | Process | Natural Gas | Steam Trap Maintenance | A | Original Unit Winter Peak Savings (kW) | Technical Potential | 0 | 0 | 0 | 0 | 0 | 0 | 0 | 0 | 0 | 0 | 0 | 0 | 0 | 0 | 0 | 0 | 0 | 0 | 0 | 0 | 0 | 0 | 0 | 0 | 0 | 0 | 0 | 0 | 0 | 0 | 0
F4_Industrial_Petroleum_New_Process_Natural Gas_Steam Trap Maintenance_A_Technical Potential | F4 | Industrial | Petroleum | New | Process | Natural Gas | Steam Trap Maintenance | A | Standalone Impact on Baseline Energy (%) | Technical Potential | 0% | 0% | 0% | 0% | 0% | 0% | 0% | 0% | 0% | 0% | 0% | 0% | 0% | 0% | 0% | 0% | 0% | 0% | 0% | 0% | 0% | 0% | 0% | 0% | 0 | 0 | 0 | 0 | 0 | 0 | 0
F5_Industrial_Petroleum_New_Process_Natural Gas_Steam Trap Maintenance_A_Technical Potential | F5 | Industrial | Petroleum | New | Process | Natural Gas | Steam Trap Maintenance | A | Standalone Impact on Baseline Summer Peak (%) | Technical Potential | 0% | 0% | 0% | 0% | 0% | 0% | 0% | 0% | 0% | 0% | 0% | 0% | 0% | 0% | 0% | 0% | 0% | 0% | 0% | 0% | 0% | 0% | 0% | 0% | 0 | 0 | 0 | 0 | 0 | 0 | 0
F6_Industrial_Petroleum_New_Process_Natural Gas_Steam Trap Maintenance_A_Technical Potential | F6 | Industrial | Petroleum | New | Process | Natural Gas | Steam Trap Maintenance | A | Standalone Impact on Baseline Winter Peak (%) | Technical Potential | 0% | 0% | 0% | 0% | 0% | 0% | 0% | 0% | 0% | 0% | 0% | 0% | 0% | 0% | 0% | 0% | 0% | 0% | 0% | 0% | 0% | 0% | 0% | 0% | 0 | 0 | 0 | 0 | 0 | 0 | 0
F7_Industrial_Petroleum_New_Process_Natural Gas_Steam Trap Maintenance_A_Technical Potential | F7 | Industrial | Petroleum | New | Process | Natural Gas | Steam Trap Maintenance | A | Incremental Energy Savings (MWh or mTherms) | Technical Potential | 0 | 0 | 0 | 0 | 0 | 0 | 0 | 0 | 0 | 0 | 0 | 0 | 0 | 0 | 0 | 0 | 0 | 0 | 0 | 0 | 0 | 0 | 0 | 0 | 0 | 0 | 0 | 0 | 0 | 0 | 0
F8_Industrial_Petroleum_New_Process_Natural Gas_Steam Trap Maintenance_A_Technical Potential | F8 | Industrial | Petroleum | New | Process | Natural Gas | Steam Trap Maintenance | A | Incremental Summer Peak Savings (MW) | Technical Potential | 0 | 0 | 0 | 0 | 0 | 0 | 0 | 0 | 0 | 0 | 0 | 0 | 0 | 0 | 0 | 0 | 0 | 0 | 0 | 0 | 0 | 0 | 0 | 0 | 0 | 0 | 0 | 0 | 0 | 0 | 0
F9_Industrial_Petroleum_New_Process_Natural Gas_Steam Trap Maintenance_A_Technical Potential | F9 | Industrial | Petroleum | New | Process | Natural Gas | Steam Trap Maintenance | A | Incremental Winter Peak Savings (MW) | Technical Potential | 0 | 0 | 0 | 0 | 0 | 0 | 0 | 0 | 0 | 0 | 0 | 0 | 0 | 0 | 0 | 0 | 0 | 0 | 0 | 0 | 0 | 0 | 0 | 0 | 0 | 0 | 0 | 0 | 0 | 0 | 0
F10_Industrial_Petroleum_New_Process_Natural Gas_Steam Trap Maintenance_A_Technical Potential | F10 | Industrial | Petroleum | New | Process | Natural Gas | Steam Trap Maintenance | A | Cumulative Energy Savings (MWh or mTherms) | Technical Potential | 0 | 0 | 0 | 0 | 0 | 0 | 0 | 0 | 0 | 0 | 0 | 0 | 0 | 0 | 0 | 0 | 0 | 0 | 0 | 0 | 0 | 0 | 0 | 0 | 0 | 0 | 0 | 0 | 0 | 0 | 0
F11_Industrial_Petroleum_New_Process_Natural Gas_Steam Trap Maintenance_A_Technical Potential | F11 | Industrial | Petroleum | New | Process | Natural Gas | Steam Trap Maintenance | A | Cumulative Summer Peak Savings (MW) | Technical Potential | 0 | 0 | 0 | 0 | 0 | 0 | 0 | 0 | 0 | 0 | 0 | 0 | 0 | 0 | 0 | 0 | 0 | 0 | 0 | 0 | 0 | 0 | 0 | 0 | 0 | 0 | 0 | 0 | 0 | 0 | 0
F12_Industrial_Petroleum_New_Process_Natural Gas_Steam Trap Maintenance_A_Technical Potential | F12 | Industrial | Petroleum | New | Process | Natural Gas | Steam Trap Maintenance | A | Cumulative Winter Peak Savings (MW) | Technical Potential | 0 | 0 | 0 | 0 | 0 | 0 | 0 | 0 | 0 | 0 | 0 | 0 | 0 | 0 | 0 | 0 | 0 | 0 | 0 | 0 | 0 | 0 | 0 | 0 | 0 | 0 | 0 | 0 | 0 | 0 | 0
F13_Industrial_Petroleum_New_Process_Natural Gas_Steam Trap Maintenance_A_Technical Potential | F13 | Industrial | Petroleum | New | Process | Natural Gas | Steam Trap Maintenance | A | Purchases (Incremental) | Technical Potential | 0 | 0 | 0 | 0 | 0 | 0 | 0 | 0 | 0 | 0 | 0 | 0 | 0 | 0 | 0 | 0 | 0 | 0 | 0 | 0 | 0 | 0 | 0 | 0 | 0 | 0 | 0 | 0 | 0 | 0 | 0
F14_Industrial_Petroleum_New_Process_Natural Gas_Steam Trap Maintenance_A_Technical Potential | F14 | Industrial | Petroleum | New | Process | Natural Gas | Steam Trap Maintenance | A | Purchases (Cumulative) | Technical Potential | 0 | 0 | 0 | 0 | 0 | 0 | 0 | 0 | 0 | 0 | 0 | 0 | 0 | 0 | 0 | 0 | 0 | 0 | 0 | 0 | 0 | 0 | 0 | 0 | 0 | 0 | 0 | 0 | 0 | 0 | 0
F1_Industrial_Petroleum_New_Space Heating_Natural Gas_Gas Boiler - High Turndown_A_Technical Potential | F1 | Industrial | Petroleum | New | Space Heating | Natural Gas | Gas Boiler - High Turndown | A | Original Unit Energy Savings (kWh or therms) | Technical Potential | 0 | 0 | 0 | 0 | 0 | 0 | 0 | 0 | 0 | 0 | 0 | 0 | 0 | 0 | 0 | 0 | 0 | 0 | 0 | 0 | 0 | 0 | 0 | 0 | 0 | 0 | 0 | 0 | 0 | 0 | 0
F2_Industrial_Petroleum_New_Space Heating_Natural Gas_Gas Boiler - High Turndown_A_Technical Potential | F2 | Industrial | Petroleum | New | Space Heating | Natural Gas | Gas Boiler - High Turndown | A | Original Unit Summer Peak Savings (kW) | Technical Potential | 0 | 0 | 0 | 0 | 0 | 0 | 0 | 0 | 0 | 0 | 0 | 0 | 0 | 0 | 0 | 0 | 0 | 0 | 0 | 0 | 0 | 0 | 0 | 0 | 0 | 0 | 0 | 0 | 0 | 0 | 0
F3_Industrial_Petroleum_New_Space Heating_Natural Gas_Gas Boiler - High Turndown_A_Technical Potential | F3 | Industrial | Petroleum | New | Space Heating | Natural Gas | Gas Boiler - High Turndown | A | Original Unit Winter Peak Savings (kW) | Technical Potential | 0 | 0 | 0 | 0 | 0 | 0 | 0 | 0 | 0 | 0 | 0 | 0 | 0 | 0 | 0 | 0 | 0 | 0 | 0 | 0 | 0 | 0 | 0 | 0 | 0 | 0 | 0 | 0 | 0 | 0 | 0
F4_Industrial_Petroleum_New_Space Heating_Natural Gas_Gas Boiler - High Turndown_A_Technical Potential | F4 | Industrial | Petroleum | New | Space Heating | Natural Gas | Gas Boiler - High Turndown | A | Standalone Impact on Baseline Energy (%) | Technical Potential | 0% | 0% | 0% | 0% | 0% | 0% | 0% | 0% | 0% | 0% | 0% | 0% | 0% | 0% | 0% | 0% | 0% | 0% | 0% | 0% | 0% | 0% | 0% | 0% | 0 | 0 | 0 | 0 | 0 | 0 | 0
F5_Industrial_Petroleum_New_Space Heating_Natural Gas_Gas Boiler - High Turndown_A_Technical Potential | F5 | Industrial | Petroleum | New | Space Heating | Natural Gas | Gas Boiler - High Turndown | A | Standalone Impact on Baseline Summer Peak (%) | Technical Potential | 0% | 0% | 0% | 0% | 0% | 0% | 0% | 0% | 0% | 0% | 0% | 0% | 0% | 0% | 0% | 0% | 0% | 0% | 0% | 0% | 0% | 0% | 0% | 0% | 0 | 0 | 0 | 0 | 0 | 0 | 0
F6_Industrial_Petroleum_New_Space Heating_Natural Gas_Gas Boiler - High Turndown_A_Technical Potential | F6 | Industrial | Petroleum | New | Space Heating | Natural Gas | Gas Boiler - High Turndown | A | Standalone Impact on Baseline Winter Peak (%) | Technical Potential | 0% | 0% | 0% | 0% | 0% | 0% | 0% | 0% | 0% | 0% | 0% | 0% | 0% | 0% | 0% | 0% | 0% | 0% | 0% | 0% | 0% | 0% | 0% | 0% | 0 | 0 | 0 | 0 | 0 | 0 | 0
F7_Industrial_Petroleum_New_Space Heating_Natural Gas_Gas Boiler - High Turndown_A_Technical Potential | F7 | Industrial | Petroleum | New | Space Heating | Natural Gas | Gas Boiler - High Turndown | A | Incremental Energy Savings (MWh or mTherms) | Technical Potential | 0 | 0 | 0 | 0 | 0 | 0 | 0 | 0 | 0 | 0 | 0 | 0 | 0 | 0 | 0 | 0 | 0 | 0 | 0 | 0 | 0 | 0 | 0 | 0 | 0 | 0 | 0 | 0 | 0 | 0 | 0
F8_Industrial_Petroleum_New_Space Heating_Natural Gas_Gas Boiler - High Turndown_A_Technical Potential | F8 | Industrial | Petroleum | New | Space Heating | Natural Gas | Gas Boiler - High Turndown | A | Incremental Summer Peak Savings (MW) | Technical Potential | 0 | 0 | 0 | 0 | 0 | 0 | 0 | 0 | 0 | 0 | 0 | 0 | 0 | 0 | 0 | 0 | 0 | 0 | 0 | 0 | 0 | 0 | 0 | 0 | 0 | 0 | 0 | 0 | 0 | 0 | 0
F9_Industrial_Petroleum_New_Space Heating_Natural Gas_Gas Boiler - High Turndown_A_Technical Potential | F9 | Industrial | Petroleum | New | Space Heating | Natural Gas | Gas Boiler - High Turndown | A | Incremental Winter Peak Savings (MW) | Technical Potential | 0 | 0 | 0 | 0 | 0 | 0 | 0 | 0 | 0 | 0 | 0 | 0 | 0 | 0 | 0 | 0 | 0 | 0 | 0 | 0 | 0 | 0 | 0 | 0 | 0 | 0 | 0 | 0 | 0 | 0 | 0
F10_Industrial_Petroleum_New_Space Heating_Natural Gas_Gas Boiler - High Turndown_A_Technical Potential | F10 | Industrial | Petroleum | New | Space Heating | Natural Gas | Gas Boiler - High Turndown | A | Cumulative Energy Savings (MWh or mTherms) | Technical Potential | 0 | 0 | 0 | 0 | 0 | 0 | 0 | 0 | 0 | 0 | 0 | 0 | 0 | 0 | 0 | 0 | 0 | 0 | 0 | 0 | 0 | 0 | 0 | 0 | 0 | 0 | 0 | 0 | 0 | 0 | 0
F11_Industrial_Petroleum_New_Space Heating_Natural Gas_Gas Boiler - High Turndown_A_Technical Potential | F11 | Industrial | Petroleum | New | Space Heating | Natural Gas | Gas Boiler - High Turndown | A | Cumulative Summer Peak Savings (MW) | Technical Potential | 0 | 0 | 0 | 0 | 0 | 0 | 0 | 0 | 0 | 0 | 0 | 0 | 0 | 0 | 0 | 0 | 0 | 0 | 0 | 0 | 0 | 0 | 0 | 0 | 0 | 0 | 0 | 0 | 0 | 0 | 0
F12_Industrial_Petroleum_New_Space Heating_Natural Gas_Gas Boiler - High Turndown_A_Technical Potential | F12 | Industrial | Petroleum | New | Space Heating | Natural Gas | Gas Boiler - High Turndown | A | Cumulative Winter Peak Savings (MW) | Technical Potential | 0 | 0 | 0 | 0 | 0 | 0 | 0 | 0 | 0 | 0 | 0 | 0 | 0 | 0 | 0 | 0 | 0 | 0 | 0 | 0 | 0 | 0 | 0 | 0 | 0 | 0 | 0 | 0 | 0 | 0 | 0
F13_Industrial_Petroleum_New_Space Heating_Natural Gas_Gas Boiler - High Turndown_A_Technical Potential | F13 | Industrial | Petroleum | New | Space Heating | Natural Gas | Gas Boiler - High Turndown | A | Purchases (Incremental) | Technical Potential | 0 | 0 | 0 | 0 | 0 | 0 | 0 | 0 | 0 | 0 | 0 | 0 | 0 | 0 | 0 | 0 | 0 | 0 | 0 | 0 | 0 | 0 | 0 | 0 | 0 | 0 | 0 | 0 | 0 | 0 | 0
F14_Industrial_Petroleum_New_Space Heating_Natural Gas_Gas Boiler - High Turndown_A_Technical Potential | F14 | Industrial | Petroleum | New | Space Heating | Natural Gas | Gas Boiler - High Turndown | A | Purchases (Cumulative) | Technical Potential | 0 | 0 | 0 | 0 | 0 | 0 | 0 | 0 | 0 | 0 | 0 | 0 | 0 | 0 | 0 | 0 | 0 | 0 | 0 | 0 | 0 | 0 | 0 | 0 | 0 | 0 | 0 | 0 | 0 | 0 | 0
F1_Industrial_Petroleum_New_Process_Natural Gas_Gas Boiler - High Turndown_A_Technical Potential | F1 | Industrial | Petroleum | New | Process | Natural Gas | Gas Boiler - High Turndown | A | Original Unit Energy Savings (kWh or therms) | Technical Potential | 0 | 0 | 0 | 0 | 0 | 731.9505 | 731.9505 | 731.9505 | 731.9505 | 731.9505 | 731.9505 | 731.9505 | 731.9505 | 731.9505 | 731.9505 | 731.9505 | 731.9505 | 731.9505 | 731.9505 | 731.9505 | 731.9505 | 731.9505 | 731.9505 | 731.9505 | 731.9505 | 731.9505 | 731.9505 | 731.9505 | 731.9505 | 731.9505 | 731.9505
F2_Industrial_Petroleum_New_Process_Natural Gas_Gas Boiler - High Turndown_A_Technical Potential | F2 | Industrial | Petroleum | New | Process | Natural Gas | Gas Boiler - High Turndown | A | Original Unit Summer Peak Savings (kW) | Technical Potential | 0 | 0 | 0 | 0 | 0 | 0 | 0 | 0 | 0 | 0 | 0 | 0 | 0 | 0 | 0 | 0 | 0 | 0 | 0 | 0 | 0 | 0 | 0 | 0 | 0 | 0 | 0 | 0 | 0 | 0 | 0
F3_Industrial_Petroleum_New_Process_Natural Gas_Gas Boiler - High Turndown_A_Technical Potential | F3 | Industrial | Petroleum | New | Process | Natural Gas | Gas Boiler - High Turndown | A | Original Unit Winter Peak Savings (kW) | Technical Potential | 0 | 0 | 0 | 0 | 0 | 0 | 0 | 0 | 0 | 0 | 0 | 0 | 0 | 0 | 0 | 0 | 0 | 0 | 0 | 0 | 0 | 0 | 0 | 0 | 0 | 0 | 0 | 0 | 0 | 0 | 0
F4_Industrial_Petroleum_New_Process_Natural Gas_Gas Boiler - High Turndown_A_Technical Potential | F4 | Industrial | Petroleum | New | Process | Natural Gas | Gas Boiler - High Turndown | A | Standalone Impact on Baseline Energy (%) | Technical Potential | 0% | 0% | 0% | 0% | 0% | 0.01679% | 0.03095% | 0.04357% | 0.0552% | 0.06615% | 0.07493% | 0.08055% | 0.08383% | 0.08542% | 0.08586% | 0.08538% | 0.0843% | 0.08277% | 0.08096% | 0.07899% | 0.07526% | 0.07188% | 0.0688% | 0.06599% | 0.00063406 | 0.00061024 | 0.0005882 | 0.00056776 | 0 | 0 | 0
F5_Industrial_Petroleum_New_Process_Natural Gas_Gas Boiler - High Turndown_A_Technical Potential | F5 | Industrial | Petroleum | New | Process | Natural Gas | Gas Boiler - High Turndown | A | Standalone Impact on Baseline Summer Peak (%) | Technical Potential | 0% | 0% | 0% | 0% | 0% | 0% | 0% | 0% | 0% | 0% | 0% | 0% | 0% | 0% | 0% | 0% | 0% | 0% | 0% | 0% | 0% | 0% | 0% | 0% | 0 | 0 | 0 | 0 | 0 | 0 | 0
F6_Industrial_Petroleum_New_Process_Natural Gas_Gas Boiler - High Turndown_A_Technical Potential | F6 | Industrial | Petroleum | New | Process | Natural Gas | Gas Boiler - High Turndown | A | Standalone Impact on Baseline Winter Peak (%) | Technical Potential | 0% | 0% | 0% | 0% | 0% | 0% | 0% | 0% | 0% | 0% | 0% | 0% | 0% | 0% | 0% | 0% | 0% | 0% | 0% | 0% | 0% | 0% | 0% | 0% | 0 | 0 | 0 | 0 | 0 | 0 | 0
F7_Industrial_Petroleum_New_Process_Natural Gas_Gas Boiler - High Turndown_A_Technical Potential | F7 | Industrial | Petroleum | New | Process | Natural Gas | Gas Boiler - High Turndown | A | Incremental Energy Savings (MWh or mTherms) | Technical Potential | 0 | 0 | 0 | 0 | 0 | 0.019813 | 0.023473 | 0.027131 | 0.030767 | 0.034405 | 0.034242 | 0.029982 | 0.026051 | 0.022489 | 0.01929 | 0.016474 | 0.014005 | 0.011865 | 0.010018 | 0.0084315 | 0.019813 | 0.023473 | 0.027131 | 0.030767 | 0.034405 | 0.034242 | 0.029982 | 0.026051 | 0.022489 | 0.01929 | 0.016474
F8_Industrial_Petroleum_New_Process_Natural Gas_Gas Boiler - High Turndown_A_Technical Potential | F8 | Industrial | Petroleum | New | Process | Natural Gas | Gas Boiler - High Turndown | A | Incremental Summer Peak Savings (MW) | Technical Potential | 0 | 0 | 0 | 0 | 0 | 0 | 0 | 0 | 0 | 0 | 0 | 0 | 0 | 0 | 0 | 0 | 0 | 0 | 0 | 0 | 0 | 0 | 0 | 0 | 0 | 0 | 0 | 0 | 0 | 0 | 0
F9_Industrial_Petroleum_New_Process_Natural Gas_Gas Boiler - High Turndown_A_Technical Potential | F9 | Industrial | Petroleum | New | Process | Natural Gas | Gas Boiler - High Turndown | A | Incremental Winter Peak Savings (MW) | Technical Potential | 0 | 0 | 0 | 0 | 0 | 0 | 0 | 0 | 0 | 0 | 0 | 0 | 0 | 0 | 0 | 0 | 0 | 0 | 0 | 0 | 0 | 0 | 0 | 0 | 0 | 0 | 0 | 0 | 0 | 0 | 0
F10_Industrial_Petroleum_New_Process_Natural Gas_Gas Boiler - High Turndown_A_Technical Potential | F10 | Industrial | Petroleum | New | Process | Natural Gas | Gas Boiler - High Turndown | A | Cumulative Energy Savings (MWh or mTherms) | Technical Potential | 0 | 0 | 0 | 0 | 0 | 0.019813 | 0.043286 | 0.070416 | 0.10118 | 0.13559 | 0.16983 | 0.19981 | 0.22586 | 0.24835 | 0.26764 | 0.28412 | 0.29812 | 0.30999 | 0.32001 | 0.32844 | 0.32844 | 0.32844 | 0.32844 | 0.32844 | 0.32844 | 0.32844 | 0.32844 | 0.32844 | 0.32844 | 0.32844 | 0.32844
F11_Industrial_Petroleum_New_Process_Natural Gas_Gas Boiler - High Turndown_A_Technical Potential | F11 | Industrial | Petroleum | New | Process | Natural Gas | Gas Boiler - High Turndown | A | Cumulative Summer Peak Savings (MW) | Technical Potential | 0 | 0 | 0 | 0 | 0 | 0 | 0 | 0 | 0 | 0 | 0 | 0 | 0 | 0 | 0 | 0 | 0 | 0 | 0 | 0 | 0 | 0 | 0 | 0 | 0 | 0 | 0 | 0 | 0 | 0 | 0
F12_Industrial_Petroleum_New_Process_Natural Gas_Gas Boiler - High Turndown_A_Technical Potential | F12 | Industrial | Petroleum | New | Process | Natural Gas | Gas Boiler - High Turndown | A | Cumulative Winter Peak Savings (MW) | Technical Potential | 0 | 0 | 0 | 0 | 0 | 0 | 0 | 0 | 0 | 0 | 0 | 0 | 0 | 0 | 0 | 0 | 0 | 0 | 0 | 0 | 0 | 0 | 0 | 0 | 0 | 0 | 0 | 0 | 0 | 0 | 0
F13_Industrial_Petroleum_New_Process_Natural Gas_Gas Boiler - High Turndown_A_Technical Potential | F13 | Industrial | Petroleum | New | Process | Natural Gas | Gas Boiler - High Turndown | A | Purchases (Incremental) | Technical Potential | 0 | 0 | 0 | 0 | 0 | 0.027068 | 0.032069 | 0.037066 | 0.042034 | 0.047005 | 0.046782 | 0.040962 | 0.035591 | 0.030725 | 0.026354 | 0.022507 | 0.019134 | 0.01621 | 0.013687 | 0.011519 | 0.027068 | 0.032069 | 0.037066 | 0.042034 | 0.047005 | 0.046782 | 0.040962 | 0.035591 | 0.030725 | 0.026354 | 0.022507
F14_Industrial_Petroleum_New_Process_Natural Gas_Gas Boiler - High Turndown_A_Technical Potential | F14 | Industrial | Petroleum | New | Process | Natural Gas | Gas Boiler - High Turndown | A | Purchases (Cumulative) | Technical Potential | 0 | 0 | 0 | 0 | 0 | 0.027068 | 0.059137 | 0.096204 | 0.13824 | 0.18524 | 0.23202 | 0.27299 | 0.30858 | 0.3393 | 0.36566 | 0.38816 | 0.4073 | 0.42351 | 0.4372 | 0.44871 | 0.44871 | 0.44871 | 0.44871 | 0.44871 | 0.44871 | 0.44871 | 0.44871 | 0.44871 | 0.44871 | 0.44871 | 0.44871
F1_Industrial_Petroleum_New_Space Heating_Natural Gas_Gas Boiler - Burner Control Optimization_A_Technical Potential | F1 | Industrial | Petroleum | New | Space Heating | Natural Gas | Gas Boiler - Burner Control Optimization | A | Original Unit Energy Savings (kWh or therms) | Technical Potential | 0 | 0 | 0 | 0 | 0 | 0 | 0 | 0 | 0 | 0 | 0 | 0 | 0 | 0 | 0 | 0 | 0 | 0 | 0 | 0 | 0 | 0 | 0 | 0 | 0 | 0 | 0 | 0 | 0 | 0 | 0
F2_Industrial_Petroleum_New_Space Heating_Natural Gas_Gas Boiler - Burner Control Optimization_A_Technical Potential | F2 | Industrial | Petroleum | New | Space Heating | Natural Gas | Gas Boiler - Burner Control Optimization | A | Original Unit Summer Peak Savings (kW) | Technical Potential | 0 | 0 | 0 | 0 | 0 | 0 | 0 | 0 | 0 | 0 | 0 | 0 | 0 | 0 | 0 | 0 | 0 | 0 | 0 | 0 | 0 | 0 | 0 | 0 | 0 | 0 | 0 | 0 | 0 | 0 | 0
F3_Industrial_Petroleum_New_Space Heating_Natural Gas_Gas Boiler - Burner Control Optimization_A_Technical Potential | F3 | Industrial | Petroleum | New | Space Heating | Natural Gas | Gas Boiler - Burner Control Optimization | A | Original Unit Winter Peak Savings (kW) | Technical Potential | 0 | 0 | 0 | 0 | 0 | 0 | 0 | 0 | 0 | 0 | 0 | 0 | 0 | 0 | 0 | 0 | 0 | 0 | 0 | 0 | 0 | 0 | 0 | 0 | 0 | 0 | 0 | 0 | 0 | 0 | 0
F4_Industrial_Petroleum_New_Space Heating_Natural Gas_Gas Boiler - Burner Control Optimization_A_Technical Potential | F4 | Industrial | Petroleum | New | Space Heating | Natural Gas | Gas Boiler - Burner Control Optimization | A | Standalone Impact on Baseline Energy (%) | Technical Potential | 0% | 0% | 0% | 0% | 0% | 0% | 0% | 0% | 0% | 0% | 0% | 0% | 0% | 0% | 0% | 0% | 0% | 0% | 0% | 0% | 0% | 0% | 0% | 0% | 0 | 0 | 0 | 0 | 0 | 0 | 0
F5_Industrial_Petroleum_New_Space Heating_Natural Gas_Gas Boiler - Burner Control Optimization_A_Technical Potential | F5 | Industrial | Petroleum | New | Space Heating | Natural Gas | Gas Boiler - Burner Control Optimization | A | Standalone Impact on Baseline Summer Peak (%) | Technical Potential | 0% | 0% | 0% | 0% | 0% | 0% | 0% | 0% | 0% | 0% | 0% | 0% | 0% | 0% | 0% | 0% | 0% | 0% | 0% | 0% | 0% | 0% | 0% | 0% | 0 | 0 | 0 | 0 | 0 | 0 | 0
F6_Industrial_Petroleum_New_Space Heating_Natural Gas_Gas Boiler - Burner Control Optimization_A_Technical Potential | F6 | Industrial | Petroleum | New | Space Heating | Natural Gas | Gas Boiler - Burner Control Optimization | A | Standalone Impact on Baseline Winter Peak (%) | Technical Potential | 0% | 0% | 0% | 0% | 0% | 0% | 0% | 0% | 0% | 0% | 0% | 0% | 0% | 0% | 0% | 0% | 0% | 0% | 0% | 0% | 0% | 0% | 0% | 0% | 0 | 0 | 0 | 0 | 0 | 0 | 0
F7_Industrial_Petroleum_New_Space Heating_Natural Gas_Gas Boiler - Burner Control Optimization_A_Technical Potential | F7 | Industrial | Petroleum | New | Space Heating | Natural Gas | Gas Boiler - Burner Control Optimization | A | Incremental Energy Savings (MWh or mTherms) | Technical Potential | 0 | 0 | 0 | 0 | 0 | 0 | 0 | 0 | 0 | 0 | 0 | 0 | 0 | 0 | 0 | 0 | 0 | 0 | 0 | 0 | 0 | 0 | 0 | 0 | 0 | 0 | 0 | 0 | 0 | 0 | 0
F8_Industrial_Petroleum_New_Space Heating_Natural Gas_Gas Boiler - Burner Control Optimization_A_Technical Potential | F8 | Industrial | Petroleum | New | Space Heating | Natural Gas | Gas Boiler - Burner Control Optimization | A | Incremental Summer Peak Savings (MW) | Technical Potential | 0 | 0 | 0 | 0 | 0 | 0 | 0 | 0 | 0 | 0 | 0 | 0 | 0 | 0 | 0 | 0 | 0 | 0 | 0 | 0 | 0 | 0 | 0 | 0 | 0 | 0 | 0 | 0 | 0 | 0 | 0
F9_Industrial_Petroleum_New_Space Heating_Natural Gas_Gas Boiler - Burner Control Optimization_A_Technical Potential | F9 | Industrial | Petroleum | New | Space Heating | Natural Gas | Gas Boiler - Burner Control Optimization | A | Incremental Winter Peak Savings (MW) | Technical Potential | 0 | 0 | 0 | 0 | 0 | 0 | 0 | 0 | 0 | 0 | 0 | 0 | 0 | 0 | 0 | 0 | 0 | 0 | 0 | 0 | 0 | 0 | 0 | 0 | 0 | 0 | 0 | 0 | 0 | 0 | 0
F10_Industrial_Petroleum_New_Space Heating_Natural Gas_Gas Boiler - Burner Control Optimization_A_Technical Potential | F10 | Industrial | Petroleum | New | Space Heating | Natural Gas | Gas Boiler - Burner Control Optimization | A | Cumulative Energy Savings (MWh or mTherms) | Technical Potential | 0 | 0 | 0 | 0 | 0 | 0 | 0 | 0 | 0 | 0 | 0 | 0 | 0 | 0 | 0 | 0 | 0 | 0 | 0 | 0 | 0 | 0 | 0 | 0 | 0 | 0 | 0 | 0 | 0 | 0 | 0
F11_Industrial_Petroleum_New_Space Heating_Natural Gas_Gas Boiler - Burner Control Optimization_A_Technical Potential | F11 | Industrial | Petroleum | New | Space Heating | Natural Gas | Gas Boiler - Burner Control Optimization | A | Cumulative Summer Peak Savings (MW) | Technical Potential | 0 | 0 | 0 | 0 | 0 | 0 | 0 | 0 | 0 | 0 | 0 | 0 | 0 | 0 | 0 | 0 | 0 | 0 | 0 | 0 | 0 | 0 | 0 | 0 | 0 | 0 | 0 | 0 | 0 | 0 | 0
F12_Industrial_Petroleum_New_Space Heating_Natural Gas_Gas Boiler - Burner Control Optimization_A_Technical Potential | F12 | Industrial | Petroleum | New | Space Heating | Natural Gas | Gas Boiler - Burner Control Optimization | A | Cumulative Winter Peak Savings (MW) | Technical Potential | 0 | 0 | 0 | 0 | 0 | 0 | 0 | 0 | 0 | 0 | 0 | 0 | 0 | 0 | 0 | 0 | 0 | 0 | 0 | 0 | 0 | 0 | 0 | 0 | 0 | 0 | 0 | 0 | 0 | 0 | 0
F13_Industrial_Petroleum_New_Space Heating_Natural Gas_Gas Boiler - Burner Control Optimization_A_Technical Potential | F13 | Industrial | Petroleum | New | Space Heating | Natural Gas | Gas Boiler - Burner Control Optimization | A | Purchases (Incremental) | Technical Potential | 0 | 0 | 0 | 0 | 0 | 0 | 0 | 0 | 0 | 0 | 0 | 0 | 0 | 0 | 0 | 0 | 0 | 0 | 0 | 0 | 0 | 0 | 0 | 0 | 0 | 0 | 0 | 0 | 0 | 0 | 0
F14_Industrial_Petroleum_New_Space Heating_Natural Gas_Gas Boiler - Burner Control Optimization_A_Technical Potential | F14 | Industrial | Petroleum | New | Space Heating | Natural Gas | Gas Boiler - Burner Control Optimization | A | Purchases (Cumulative) | Technical Potential | 0 | 0 | 0 | 0 | 0 | 0 | 0 | 0 | 0 | 0 | 0 | 0 | 0 | 0 | 0 | 0 | 0 | 0 | 0 | 0 | 0 | 0 | 0 | 0 | 0 | 0 | 0 | 0 | 0 | 0 | 0
F1_Industrial_Petroleum_New_Process_Natural Gas_Gas Boiler - Burner Control Optimization_A_Technical Potential | F1 | Industrial | Petroleum | New | Process | Natural Gas | Gas Boiler - Burner Control Optimization | A | Original Unit Energy Savings (kWh or therms) | Technical Potential | 0 | 0 | 0 | 0 | 0 | 212.2656 | 212.2656 | 212.2656 | 212.2656 | 212.2656 | 212.2656 | 212.2656 | 212.2656 | 212.2656 | 212.2656 | 212.2656 | 212.2656 | 212.2656 | 212.2656 | 212.2656 | 212.2656 | 212.2656 | 212.2656 | 212.2656 | 212.2656 | 212.2656 | 212.2656 | 212.2656 | 212.2656 | 212.2656 | 212.2656
F2_Industrial_Petroleum_New_Process_Natural Gas_Gas Boiler - Burner Control Optimization_A_Technical Potential | F2 | Industrial | Petroleum | New | Process | Natural Gas | Gas Boiler - Burner Control Optimization | A | Original Unit Summer Peak Savings (kW) | Technical Potential | 0 | 0 | 0 | 0 | 0 | 0 | 0 | 0 | 0 | 0 | 0 | 0 | 0 | 0 | 0 | 0 | 0 | 0 | 0 | 0 | 0 | 0 | 0 | 0 | 0 | 0 | 0 | 0 | 0 | 0 | 0
F3_Industrial_Petroleum_New_Process_Natural Gas_Gas Boiler - Burner Control Optimization_A_Technical Potential | F3 | Industrial | Petroleum | New | Process | Natural Gas | Gas Boiler - Burner Control Optimization | A | Original Unit Winter Peak Savings (kW) | Technical Potential | 0 | 0 | 0 | 0 | 0 | 0 | 0 | 0 | 0 | 0 | 0 | 0 | 0 | 0 | 0 | 0 | 0 | 0 | 0 | 0 | 0 | 0 | 0 | 0 | 0 | 0 | 0 | 0 | 0 | 0 | 0
F4_Industrial_Petroleum_New_Process_Natural Gas_Gas Boiler - Burner Control Optimization_A_Technical Potential | F4 | Industrial | Petroleum | New | Process | Natural Gas | Gas Boiler - Burner Control Optimization | A | Standalone Impact on Baseline Energy (%) | Technical Potential | 0% | 0% | 0% | 0% | 0% | 0.001313% | 0.003173% | 0.006873% | 0.01329% | 0.02312% | 0.03664% | 0.0535% | 0.07262% | 0.09246% | 0.1114% | 0.1278% | 0.1408% | 0.1499% | 0.1552% | 0.1572% | 0.1566% | 0.1541% | 0.1504% | 0.1457% | 0.0014059 | 0.0013531 | 0.0013042 | 0.0012589 | 0 | 0 | 0
F5_Industrial_Petroleum_New_Process_Natural Gas_Gas Boiler - Burner Control Optimization_A_Technical Potential | F5 | Industrial | Petroleum | New | Process | Natural Gas | Gas Boiler - Burner Control Optimization | A | Standalone Impact on Baseline Summer Peak (%) | Technical Potential | 0% | 0% | 0% | 0% | 0% | 0% | 0% | 0% | 0% | 0% | 0% | 0% | 0% | 0% | 0% | 0% | 0% | 0% | 0% | 0% | 0% | 0% | 0% | 0% | 0 | 0 | 0 | 0 | 0 | 0 | 0
F6_Industrial_Petroleum_New_Process_Natural Gas_Gas Boiler - Burner Control Optimization_A_Technical Potential | F6 | Industrial | Petroleum | New | Process | Natural Gas | Gas Boiler - Burner Control Optimization | A | Standalone Impact on Baseline Winter Peak (%) | Technical Potential | 0% | 0% | 0% | 0% | 0% | 0% | 0% | 0% | 0% | 0% | 0% | 0% | 0% | 0% | 0% | 0% | 0% | 0% | 0% | 0% | 0% | 0% | 0% | 0% | 0 | 0 | 0 | 0 | 0 | 0 | 0
F7_Industrial_Petroleum_New_Process_Natural Gas_Gas Boiler - Burner Control Optimization_A_Technical Potential | F7 | Industrial | Petroleum | New | Process | Natural Gas | Gas Boiler - Burner Control Optimization | A | Incremental Energy Savings (MWh or mTherms) | Technical Potential | 0 | 0 | 0 | 0 | 0 | 0.0015499 | 0.0028864 | 0.0066724 | 0.013242 | 0.023034 | 0.035661 | 0.049675 | 0.062944 | 0.073149 | 0.078426 | 0.078142 | 0.07266 | 0.063367 | 0.052017 | 0.040323 | 0.029624 | 0.020677 | 0.013747 | 0.0087242 | 0.0061478 | 0.0066724 | 0.013242 | 0.023034 | 0.035661 | 0.049675 | 0.062944
F8_Industrial_Petroleum_New_Process_Natural Gas_Gas Boiler - Burner Control Optimization_A_Technical Potential | F8 | Industrial | Petroleum | New | Process | Natural Gas | Gas Boiler - Burner Control Optimization | A | Incremental Summer Peak Savings (MW) | Technical Potential | 0 | 0 | 0 | 0 | 0 | 0 | 0 | 0 | 0 | 0 | 0 | 0 | 0 | 0 | 0 | 0 | 0 | 0 | 0 | 0 | 0 | 0 | 0 | 0 | 0 | 0 | 0 | 0 | 0 | 0 | 0
F9_Industrial_Petroleum_New_Process_Natural Gas_Gas Boiler - Burner Control Optimization_A_Technical Potential | F9 | Industrial | Petroleum | New | Process | Natural Gas | Gas Boiler - Burner Control Optimization | A | Incremental Winter Peak Savings (MW) | Technical Potential | 0 | 0 | 0 | 0 | 0 | 0 | 0 | 0 | 0 | 0 | 0 | 0 | 0 | 0 | 0 | 0 | 0 | 0 | 0 | 0 | 0 | 0 | 0 | 0 | 0 | 0 | 0 | 0 | 0 | 0 | 0
F10_Industrial_Petroleum_New_Process_Natural Gas_Gas Boiler - Burner Control Optimization_A_Technical Potential | F10 | Industrial | Petroleum | New | Process | Natural Gas | Gas Boiler - Burner Control Optimization | A | Cumulative Energy Savings (MWh or mTherms) | Technical Potential | 0 | 0 | 0 | 0 | 0 | 0.0015499 | 0.0044363 | 0.011109 | 0.024351 | 0.047385 | 0.083046 | 0.13272 | 0.19567 | 0.26881 | 0.34724 | 0.42538 | 0.49804 | 0.56141 | 0.61343 | 0.65375 | 0.68337 | 0.70405 | 0.7178 | 0.72497 | 0.72823 | 0.72823 | 0.72823 | 0.72823 | 0.72823 | 0.72823 | 0.72823
F11_Industrial_Petroleum_New_Process_Natural Gas_Gas Boiler - Burner Control Optimization_A_Technical Potential | F11 | Industrial | Petroleum | New | Process | Natural Gas | Gas Boiler - Burner Control Optimization | A | Cumulative Summer Peak Savings (MW) | Technical Potential | 0 | 0 | 0 | 0 | 0 | 0 | 0 | 0 | 0 | 0 | 0 | 0 | 0 | 0 | 0 | 0 | 0 | 0 | 0 | 0 | 0 | 0 | 0 | 0 | 0 | 0 | 0 | 0 | 0 | 0 | 0
F12_Industrial_Petroleum_New_Process_Natural Gas_Gas Boiler - Burner Control Optimization_A_Technical Potential | F12 | Industrial | Petroleum | New | Process | Natural Gas | Gas Boiler - Burner Control Optimization | A | Cumulative Winter Peak Savings (MW) | Technical Potential | 0 | 0 | 0 | 0 | 0 | 0 | 0 | 0 | 0 | 0 | 0 | 0 | 0 | 0 | 0 | 0 | 0 | 0 | 0 | 0 | 0 | 0 | 0 | 0 | 0 | 0 | 0 | 0 | 0 | 0 | 0
F13_Industrial_Petroleum_New_Process_Natural Gas_Gas Boiler - Burner Control Optimization_A_Technical Potential | F13 | Industrial | Petroleum | New | Process | Natural Gas | Gas Boiler - Burner Control Optimization | A | Purchases (Incremental) | Technical Potential | 0 | 0 | 0 | 0 | 0 | 0.0073018 | 0.013598 | 0.031434 | 0.062383 | 0.10852 | 0.168 | 0.23402 | 0.29654 | 0.34461 | 0.36947 | 0.36814 | 0.34231 | 0.29853 | 0.24505 | 0.18996 | 0.13956 | 0.097412 | 0.064761 | 0.0411 | 0.028963 | 0.031434 | 0.062383 | 0.10852 | 0.168 | 0.23402 | 0.29654
F14_Industrial_Petroleum_New_Process_Natural Gas_Gas Boiler - Burner Control Optimization_A_Technical Potential | F14 | Industrial | Petroleum | New | Process | Natural Gas | Gas Boiler - Burner Control Optimization | A | Purchases (Cumulative) | Technical Potential | 0 | 0 | 0 | 0 | 0 | 0.0073018 | 0.0209 | 0.052334 | 0.11472 | 0.22323 | 0.39123 | 0.62526 | 0.92179 | 1.2664 | 1.6359 | 2.004 | 2.3463 | 2.6448 | 2.8899 | 3.0799 | 3.2194 | 3.3168 | 3.3816 | 3.4154 | 3.4308 | 3.4308 | 3.4308 | 3.4308 | 3.4308 | 3.4308 | 3.4308
F1_Industrial_Petroleum_New_Space Heating_Natural Gas_HVAC - Demand Controlled Ventilation_A_Technical Potential | F1 | Industrial | Petroleum | New | Space Heating | Natural Gas | HVAC - Demand Controlled Ventilation | A | Original Unit Energy Savings (kWh or therms) | Technical Potential | 0 | 0 | 0 | 0 | 0 | 0 | 0 | 0 | 0 | 0 | 0 | 0 | 0 | 0 | 0 | 0 | 0 | 0 | 0 | 0 | 0 | 0 | 0 | 0 | 0 | 0 | 0 | 0 | 0 | 0 | 0
F2_Industrial_Petroleum_New_Space Heating_Natural Gas_HVAC - Demand Controlled Ventilation_A_Technical Potential | F2 | Industrial | Petroleum | New | Space Heating | Natural Gas | HVAC - Demand Controlled Ventilation | A | Original Unit Summer Peak Savings (kW) | Technical Potential | 0 | 0 | 0 | 0 | 0 | 0 | 0 | 0 | 0 | 0 | 0 | 0 | 0 | 0 | 0 | 0 | 0 | 0 | 0 | 0 | 0 | 0 | 0 | 0 | 0 | 0 | 0 | 0 | 0 | 0 | 0
F3_Industrial_Petroleum_New_Space Heating_Natural Gas_HVAC - Demand Controlled Ventilation_A_Technical Potential | F3 | Industrial | Petroleum | New | Space Heating | Natural Gas | HVAC - Demand Controlled Ventilation | A | Original Unit Winter Peak Savings (kW) | Technical Potential | 0 | 0 | 0 | 0 | 0 | 0 | 0 | 0 | 0 | 0 | 0 | 0 | 0 | 0 | 0 | 0 | 0 | 0 | 0 | 0 | 0 | 0 | 0 | 0 | 0 | 0 | 0 | 0 | 0 | 0 | 0
F4_Industrial_Petroleum_New_Space Heating_Natural Gas_HVAC - Demand Controlled Ventilation_A_Technical Potential | F4 | Industrial | Petroleum | New | Space Heating | Natural Gas | HVAC - Demand Controlled Ventilation | A | Standalone Impact on Baseline Energy (%) | Technical Potential | 0% | 0% | 0% | 0% | 0% | 0% | 0% | 0% | 0% | 0% | 0% | 0% | 0% | 0% | 0% | 0% | 0% | 0% | 0% | 0% | 0% | 0% | 0% | 0% | 0 | 0 | 0 | 0 | 0 | 0 | 0
F5_Industrial_Petroleum_New_Space Heating_Natural Gas_HVAC - Demand Controlled Ventilation_A_Technical Potential | F5 | Industrial | Petroleum | New | Space Heating | Natural Gas | HVAC - Demand Controlled Ventilation | A | Standalone Impact on Baseline Summer Peak (%) | Technical Potential | 0% | 0% | 0% | 0% | 0% | 0% | 0% | 0% | 0% | 0% | 0% | 0% | 0% | 0% | 0% | 0% | 0% | 0% | 0% | 0% | 0% | 0% | 0% | 0% | 0 | 0 | 0 | 0 | 0 | 0 | 0
F6_Industrial_Petroleum_New_Space Heating_Natural Gas_HVAC - Demand Controlled Ventilation_A_Technical Potential | F6 | Industrial | Petroleum | New | Space Heating | Natural Gas | HVAC - Demand Controlled Ventilation | A | Standalone Impact on Baseline Winter Peak (%) | Technical Potential | 0% | 0% | 0% | 0% | 0% | 0% | 0% | 0% | 0% | 0% | 0% | 0% | 0% | 0% | 0% | 0% | 0% | 0% | 0% | 0% | 0% | 0% | 0% | 0% | 0 | 0 | 0 | 0 | 0 | 0 | 0
F7_Industrial_Petroleum_New_Space Heating_Natural Gas_HVAC - Demand Controlled Ventilation_A_Technical Potential | F7 | Industrial | Petroleum | New | Space Heating | Natural Gas | HVAC - Demand Controlled Ventilation | A | Incremental Energy Savings (MWh or mTherms) | Technical Potential | 0 | 0 | 0 | 0 | 0 | 0 | 0 | 0 | 0 | 0 | 0 | 0 | 0 | 0 | 0 | 0 | 0 | 0 | 0 | 0 | 0 | 0 | 0 | 0 | 0 | 0 | 0 | 0 | 0 | 0 | 0
F8_Industrial_Petroleum_New_Space Heating_Natural Gas_HVAC - Demand Controlled Ventilation_A_Technical Potential | F8 | Industrial | Petroleum | New | Space Heating | Natural Gas | HVAC - Demand Controlled Ventilation | A | Incremental Summer Peak Savings (MW) | Technical Potential | 0 | 0 | 0 | 0 | 0 | 0 | 0 | 0 | 0 | 0 | 0 | 0 | 0 | 0 | 0 | 0 | 0 | 0 | 0 | 0 | 0 | 0 | 0 | 0 | 0 | 0 | 0 | 0 | 0 | 0 | 0
F9_Industrial_Petroleum_New_Space Heating_Natural Gas_HVAC - Demand Controlled Ventilation_A_Technical Potential | F9 | Industrial | Petroleum | New | Space Heating | Natural Gas | HVAC - Demand Controlled Ventilation | A | Incremental Winter Peak Savings (MW) | Technical Potential | 0 | 0 | 0 | 0 | 0 | 0 | 0 | 0 | 0 | 0 | 0 | 0 | 0 | 0 | 0 | 0 | 0 | 0 | 0 | 0 | 0 | 0 | 0 | 0 | 0 | 0 | 0 | 0 | 0 | 0 | 0
F10_Industrial_Petroleum_New_Space Heating_Natural Gas_HVAC - Demand Controlled Ventilation_A_Technical Potential | F10 | Industrial | Petroleum | New | Space Heating | Natural Gas | HVAC - Demand Controlled Ventilation | A | Cumulative Energy Savings (MWh or mTherms) | Technical Potential | 0 | 0 | 0 | 0 | 0 | 0 | 0 | 0 | 0 | 0 | 0 | 0 | 0 | 0 | 0 | 0 | 0 | 0 | 0 | 0 | 0 | 0 | 0 | 0 | 0 | 0 | 0 | 0 | 0 | 0 | 0
F11_Industrial_Petroleum_New_Space Heating_Natural Gas_HVAC - Demand Controlled Ventilation_A_Technical Potential | F11 | Industrial | Petroleum | New | Space Heating | Natural Gas | HVAC - Demand Controlled Ventilation | A | Cumulative Summer Peak Savings (MW) | Technical Potential | 0 | 0 | 0 | 0 | 0 | 0 | 0 | 0 | 0 | 0 | 0 | 0 | 0 | 0 | 0 | 0 | 0 | 0 | 0 | 0 | 0 | 0 | 0 | 0 | 0 | 0 | 0 | 0 | 0 | 0 | 0
F12_Industrial_Petroleum_New_Space Heating_Natural Gas_HVAC - Demand Controlled Ventilation_A_Technical Potential | F12 | Industrial | Petroleum | New | Space Heating | Natural Gas | HVAC - Demand Controlled Ventilation | A | Cumulative Winter Peak Savings (MW) | Technical Potential | 0 | 0 | 0 | 0 | 0 | 0 | 0 | 0 | 0 | 0 | 0 | 0 | 0 | 0 | 0 | 0 | 0 | 0 | 0 | 0 | 0 | 0 | 0 | 0 | 0 | 0 | 0 | 0 | 0 | 0 | 0
F13_Industrial_Petroleum_New_Space Heating_Natural Gas_HVAC - Demand Controlled Ventilation_A_Technical Potential | F13 | Industrial | Petroleum | New | Space Heating | Natural Gas | HVAC - Demand Controlled Ventilation | A | Purchases (Incremental) | Technical Potential | 0 | 0 | 0 | 0 | 0 | 0 | 0 | 0 | 0 | 0 | 0 | 0 | 0 | 0 | 0 | 0 | 0 | 0 | 0 | 0 | 0 | 0 | 0 | 0 | 0 | 0 | 0 | 0 | 0 | 0 | 0
F14_Industrial_Petroleum_New_Space Heating_Natural Gas_HVAC - Demand Controlled Ventilation_A_Technical Potential | F14 | Industrial | Petroleum | New | Space Heating | Natural Gas | HVAC - Demand Controlled Ventilation | A | Purchases (Cumulative) | Technical Potential | 0 | 0 | 0 | 0 | 0 | 0 | 0 | 0 | 0 | 0 | 0 | 0 | 0 | 0 | 0 | 0 | 0 | 0 | 0 | 0 | 0 | 0 | 0 | 0 | 0 | 0 | 0 | 0 | 0 | 0 | 0
F1_Industrial_Petroleum_New_Space Heating_Natural Gas_Gas Boiler - Stack Economizer_A_Technical Potential | F1 | Industrial | Petroleum | New | Space Heating | Natural Gas | Gas Boiler - Stack Economizer | A | Original Unit Energy Savings (kWh or therms) | Technical Potential | 0 | 0 | 0 | 0 | 0 | 0 | 0 | 0 | 0 | 0 | 0 | 0 | 0 | 0 | 0 | 0 | 0 | 0 | 0 | 0 | 0 | 0 | 0 | 0 | 0 | 0 | 0 | 0 | 0 | 0 | 0
F2_Industrial_Petroleum_New_Space Heating_Natural Gas_Gas Boiler - Stack Economizer_A_Technical Potential | F2 | Industrial | Petroleum | New | Space Heating | Natural Gas | Gas Boiler - Stack Economizer | A | Original Unit Summer Peak Savings (kW) | Technical Potential | 0 | 0 | 0 | 0 | 0 | 0 | 0 | 0 | 0 | 0 | 0 | 0 | 0 | 0 | 0 | 0 | 0 | 0 | 0 | 0 | 0 | 0 | 0 | 0 | 0 | 0 | 0 | 0 | 0 | 0 | 0
F3_Industrial_Petroleum_New_Space Heating_Natural Gas_Gas Boiler - Stack Economizer_A_Technical Potential | F3 | Industrial | Petroleum | New | Space Heating | Natural Gas | Gas Boiler - Stack Economizer | A | Original Unit Winter Peak Savings (kW) | Technical Potential | 0 | 0 | 0 | 0 | 0 | 0 | 0 | 0 | 0 | 0 | 0 | 0 | 0 | 0 | 0 | 0 | 0 | 0 | 0 | 0 | 0 | 0 | 0 | 0 | 0 | 0 | 0 | 0 | 0 | 0 | 0
F4_Industrial_Petroleum_New_Space Heating_Natural Gas_Gas Boiler - Stack Economizer_A_Technical Potential | F4 | Industrial | Petroleum | New | Space Heating | Natural Gas | Gas Boiler - Stack Economizer | A | Standalone Impact on Baseline Energy (%) | Technical Potential | 0% | 0% | 0% | 0% | 0% | 0% | 0% | 0% | 0% | 0% | 0% | 0% | 0% | 0% | 0% | 0% | 0% | 0% | 0% | 0% | 0% | 0% | 0% | 0% | 0 | 0 | 0 | 0 | 0 | 0 | 0
F5_Industrial_Petroleum_New_Space Heating_Natural Gas_Gas Boiler - Stack Economizer_A_Technical Potential | F5 | Industrial | Petroleum | New | Space Heating | Natural Gas | Gas Boiler - Stack Economizer | A | Standalone Impact on Baseline Summer Peak (%) | Technical Potential | 0% | 0% | 0% | 0% | 0% | 0% | 0% | 0% | 0% | 0% | 0% | 0% | 0% | 0% | 0% | 0% | 0% | 0% | 0% | 0% | 0% | 0% | 0% | 0% | 0 | 0 | 0 | 0 | 0 | 0 | 0
F6_Industrial_Petroleum_New_Space Heating_Natural Gas_Gas Boiler - Stack Economizer_A_Technical Potential | F6 | Industrial | Petroleum | New | Space Heating | Natural Gas | Gas Boiler - Stack Economizer | A | Standalone Impact on Baseline Winter Peak (%) | Technical Potential | 0% | 0% | 0% | 0% | 0% | 0% | 0% | 0% | 0% | 0% | 0% | 0% | 0% | 0% | 0% | 0% | 0% | 0% | 0% | 0% | 0% | 0% | 0% | 0% | 0 | 0 | 0 | 0 | 0 | 0 | 0
F7_Industrial_Petroleum_New_Space Heating_Natural Gas_Gas Boiler - Stack Economizer_A_Technical Potential | F7 | Industrial | Petroleum | New | Space Heating | Natural Gas | Gas Boiler - Stack Economizer | A | Incremental Energy Savings (MWh or mTherms) | Technical Potential | 0 | 0 | 0 | 0 | 0 | 0 | 0 | 0 | 0 | 0 | 0 | 0 | 0 | 0 | 0 | 0 | 0 | 0 | 0 | 0 | 0 | 0 | 0 | 0 | 0 | 0 | 0 | 0 | 0 | 0 | 0
F8_Industrial_Petroleum_New_Space Heating_Natural Gas_Gas Boiler - Stack Economizer_A_Technical Potential | F8 | Industrial | Petroleum | New | Space Heating | Natural Gas | Gas Boiler - Stack Economizer | A | Incremental Summer Peak Savings (MW) | Technical Potential | 0 | 0 | 0 | 0 | 0 | 0 | 0 | 0 | 0 | 0 | 0 | 0 | 0 | 0 | 0 | 0 | 0 | 0 | 0 | 0 | 0 | 0 | 0 | 0 | 0 | 0 | 0 | 0 | 0 | 0 | 0
F9_Industrial_Petroleum_New_Space Heating_Natural Gas_Gas Boiler - Stack Economizer_A_Technical Potential | F9 | Industrial | Petroleum | New | Space Heating | Natural Gas | Gas Boiler - Stack Economizer | A | Incremental Winter Peak Savings (MW) | Technical Potential | 0 | 0 | 0 | 0 | 0 | 0 | 0 | 0 | 0 | 0 | 0 | 0 | 0 | 0 | 0 | 0 | 0 | 0 | 0 | 0 | 0 | 0 | 0 | 0 | 0 | 0 | 0 | 0 | 0 | 0 | 0
F10_Industrial_Petroleum_New_Space Heating_Natural Gas_Gas Boiler - Stack Economizer_A_Technical Potential | F10 | Industrial | Petroleum | New | Space Heating | Natural Gas | Gas Boiler - Stack Economizer | A | Cumulative Energy Savings (MWh or mTherms) | Technical Potential | 0 | 0 | 0 | 0 | 0 | 0 | 0 | 0 | 0 | 0 | 0 | 0 | 0 | 0 | 0 | 0 | 0 | 0 | 0 | 0 | 0 | 0 | 0 | 0 | 0 | 0 | 0 | 0 | 0 | 0 | 0
F11_Industrial_Petroleum_New_Space Heating_Natural Gas_Gas Boiler - Stack Economizer_A_Technical Potential | F11 | Industrial | Petroleum | New | Space Heating | Natural Gas | Gas Boiler - Stack Economizer | A | Cumulative Summer Peak Savings (MW) | Technical Potential | 0 | 0 | 0 | 0 | 0 | 0 | 0 | 0 | 0 | 0 | 0 | 0 | 0 | 0 | 0 | 0 | 0 | 0 | 0 | 0 | 0 | 0 | 0 | 0 | 0 | 0 | 0 | 0 | 0 | 0 | 0
F12_Industrial_Petroleum_New_Space Heating_Natural Gas_Gas Boiler - Stack Economizer_A_Technical Potential | F12 | Industrial | Petroleum | New | Space Heating | Natural Gas | Gas Boiler - Stack Economizer | A | Cumulative Winter Peak Savings (MW) | Technical Potential | 0 | 0 | 0 | 0 | 0 | 0 | 0 | 0 | 0 | 0 | 0 | 0 | 0 | 0 | 0 | 0 | 0 | 0 | 0 | 0 | 0 | 0 | 0 | 0 | 0 | 0 | 0 | 0 | 0 | 0 | 0
F13_Industrial_Petroleum_New_Space Heating_Natural Gas_Gas Boiler - Stack Economizer_A_Technical Potential | F13 | Industrial | Petroleum | New | Space Heating | Natural Gas | Gas Boiler - Stack Economizer | A | Purchases (Incremental) | Technical Potential | 0 | 0 | 0 | 0 | 0 | 0 | 0 | 0 | 0 | 0 | 0 | 0 | 0 | 0 | 0 | 0 | 0 | 0 | 0 | 0 | 0 | 0 | 0 | 0 | 0 | 0 | 0 | 0 | 0 | 0 | 0
F14_Industrial_Petroleum_New_Space Heating_Natural Gas_Gas Boiler - Stack Economizer_A_Technical Potential | F14 | Industrial | Petroleum | New | Space Heating | Natural Gas | Gas Boiler - Stack Economizer | A | Purchases (Cumulative) | Technical Potential | 0 | 0 | 0 | 0 | 0 | 0 | 0 | 0 | 0 | 0 | 0 | 0 | 0 | 0 | 0 | 0 | 0 | 0 | 0 | 0 | 0 | 0 | 0 | 0 | 0 | 0 | 0 | 0 | 0 | 0 | 0
F1_Industrial_Petroleum_New_Process_Natural Gas_Gas Boiler - Stack Economizer_A_Technical Potential | F1 | Industrial | Petroleum | New | Process | Natural Gas | Gas Boiler - Stack Economizer | A | Original Unit Energy Savings (kWh or therms) | Technical Potential | 0 | 0 | 0 | 0 | 0 | 702.6725 | 702.6725 | 702.6725 | 702.6725 | 702.6725 | 702.6725 | 702.6725 | 702.6725 | 702.6725 | 702.6725 | 702.6725 | 702.6725 | 702.6725 | 702.6725 | 702.6725 | 702.6725 | 702.6725 | 702.6725 | 702.6725 | 702.6725 | 702.6725 | 702.6725 | 702.6725 | 702.6725 | 702.6725 | 702.6725
F2_Industrial_Petroleum_New_Process_Natural Gas_Gas Boiler - Stack Economizer_A_Technical Potential | F2 | Industrial | Petroleum | New | Process | Natural Gas | Gas Boiler - Stack Economizer | A | Original Unit Summer Peak Savings (kW) | Technical Potential | 0 | 0 | 0 | 0 | 0 | 0 | 0 | 0 | 0 | 0 | 0 | 0 | 0 | 0 | 0 | 0 | 0 | 0 | 0 | 0 | 0 | 0 | 0 | 0 | 0 | 0 | 0 | 0 | 0 | 0 | 0
F3_Industrial_Petroleum_New_Process_Natural Gas_Gas Boiler - Stack Economizer_A_Technical Potential | F3 | Industrial | Petroleum | New | Process | Natural Gas | Gas Boiler - Stack Economizer | A | Original Unit Winter Peak Savings (kW) | Technical Potential | 0 | 0 | 0 | 0 | 0 | 0 | 0 | 0 | 0 | 0 | 0 | 0 | 0 | 0 | 0 | 0 | 0 | 0 | 0 | 0 | 0 | 0 | 0 | 0 | 0 | 0 | 0 | 0 | 0 | 0 | 0
F4_Industrial_Petroleum_New_Process_Natural Gas_Gas Boiler - Stack Economizer_A_Technical Potential | F4 | Industrial | Petroleum | New | Process | Natural Gas | Gas Boiler - Stack Economizer | A | Standalone Impact on Baseline Energy (%) | Technical Potential | 0% | 0% | 0% | 0% | 0% | 0.04297% | 0.07924% | 0.1115% | 0.1413% | 0.1693% | 0.1918% | 0.2062% | 0.2146% | 0.2187% | 0.2198% | 0.2186% | 0.2158% | 0.2119% | 0.2073% | 0.2022% | 0.1927% | 0.184% | 0.1761% | 0.1689% | 0.0016232 | 0.0015622 | 0.0015058 | 0.0014535 | 0 | 0 | 0
F5_Industrial_Petroleum_New_Process_Natural Gas_Gas Boiler - Stack Economizer_A_Technical Potential | F5 | Industrial | Petroleum | New | Process | Natural Gas | Gas Boiler - Stack Economizer | A | Standalone Impact on Baseline Summer Peak (%) | Technical Potential | 0% | 0% | 0% | 0% | 0% | 0% | 0% | 0% | 0% | 0% | 0% | 0% | 0% | 0% | 0% | 0% | 0% | 0% | 0% | 0% | 0% | 0% | 0% | 0% | 0 | 0 | 0 | 0 | 0 | 0 | 0
F6_Industrial_Petroleum_New_Process_Natural Gas_Gas Boiler - Stack Economizer_A_Technical Potential | F6 | Industrial | Petroleum | New | Process | Natural Gas | Gas Boiler - Stack Economizer | A | Standalone Impact on Baseline Winter Peak (%) | Technical Potential | 0% | 0% | 0% | 0% | 0% | 0% | 0% | 0% | 0% | 0% | 0% | 0% | 0% | 0% | 0% | 0% | 0% | 0% | 0% | 0% | 0% | 0% | 0% | 0% | 0 | 0 | 0 | 0 | 0 | 0 | 0
F7_Industrial_Petroleum_New_Process_Natural Gas_Gas Boiler - Stack Economizer_A_Technical Potential | F7 | Industrial | Petroleum | New | Process | Natural Gas | Gas Boiler - Stack Economizer | A | Incremental Energy Savings (MWh or mTherms) | Technical Potential | 0 | 0 | 0 | 0 | 0 | 0.050721 | 0.06009 | 0.069455 | 0.078764 | 0.088078 | 0.08766 | 0.076754 | 0.06669 | 0.057573 | 0.049381 | 0.042174 | 0.035853 | 0.030375 | 0.025646 | 0.021585 | 0.050721 | 0.06009 | 0.069455 | 0.078764 | 0.088078 | 0.08766 | 0.076754 | 0.06669 | 0.057573 | 0.049381 | 0.042174
F8_Industrial_Petroleum_New_Process_Natural Gas_Gas Boiler - Stack Economizer_A_Technical Potential | F8 | Industrial | Petroleum | New | Process | Natural Gas | Gas Boiler - Stack Economizer | A | Incremental Summer Peak Savings (MW) | Technical Potential | 0 | 0 | 0 | 0 | 0 | 0 | 0 | 0 | 0 | 0 | 0 | 0 | 0 | 0 | 0 | 0 | 0 | 0 | 0 | 0 | 0 | 0 | 0 | 0 | 0 | 0 | 0 | 0 | 0 | 0 | 0
F9_Industrial_Petroleum_New_Process_Natural Gas_Gas Boiler - Stack Economizer_A_Technical Potential | F9 | Industrial | Petroleum | New | Process | Natural Gas | Gas Boiler - Stack Economizer | A | Incremental Winter Peak Savings (MW) | Technical Potential | 0 | 0 | 0 | 0 | 0 | 0 | 0 | 0 | 0 | 0 | 0 | 0 | 0 | 0 | 0 | 0 | 0 | 0 | 0 | 0 | 0 | 0 | 0 | 0 | 0 | 0 | 0 | 0 | 0 | 0 | 0
F10_Industrial_Petroleum_New_Process_Natural Gas_Gas Boiler - Stack Economizer_A_Technical Potential | F10 | Industrial | Petroleum | New | Process | Natural Gas | Gas Boiler - Stack Economizer | A | Cumulative Energy Savings (MWh or mTherms) | Technical Potential | 0 | 0 | 0 | 0 | 0 | 0.050721 | 0.11081 | 0.18027 | 0.25903 | 0.34711 | 0.43477 | 0.51152 | 0.57821 | 0.63578 | 0.68517 | 0.72734 | 0.76319 | 0.79357 | 0.81921 | 0.8408 | 0.8408 | 0.8408 | 0.8408 | 0.8408 | 0.8408 | 0.8408 | 0.8408 | 0.8408 | 0.8408 | 0.8408 | 0.8408
F11_Industrial_Petroleum_New_Process_Natural Gas_Gas Boiler - Stack Economizer_A_Technical Potential | F11 | Industrial | Petroleum | New | Process | Natural Gas | Gas Boiler - Stack Economizer | A | Cumulative Summer Peak Savings (MW) | Technical Potential | 0 | 0 | 0 | 0 | 0 | 0 | 0 | 0 | 0 | 0 | 0 | 0 | 0 | 0 | 0 | 0 | 0 | 0 | 0 | 0 | 0 | 0 | 0 | 0 | 0 | 0 | 0 | 0 | 0 | 0 | 0
F12_Industrial_Petroleum_New_Process_Natural Gas_Gas Boiler - Stack Economizer_A_Technical Potential | F12 | Industrial | Petroleum | New | Process | Natural Gas | Gas Boiler - Stack Economizer | A | Cumulative Winter Peak Savings (MW) | Technical Potential | 0 | 0 | 0 | 0 | 0 | 0 | 0 | 0 | 0 | 0 | 0 | 0 | 0 | 0 | 0 | 0 | 0 | 0 | 0 | 0 | 0 | 0 | 0 | 0 | 0 | 0 | 0 | 0 | 0 | 0 | 0
F13_Industrial_Petroleum_New_Process_Natural Gas_Gas Boiler - Stack Economizer_A_Technical Potential | F13 | Industrial | Petroleum | New | Process | Natural Gas | Gas Boiler - Stack Economizer | A | Purchases (Incremental) | Technical Potential | 0 | 0 | 0 | 0 | 0 | 0.072183 | 0.085517 | 0.098843 | 0.11209 | 0.12535 | 0.12475 | 0.10923 | 0.094909 | 0.081934 | 0.070276 | 0.060019 | 0.051024 | 0.043227 | 0.036498 | 0.030718 | 0.072183 | 0.085517 | 0.098843 | 0.11209 | 0.12535 | 0.12475 | 0.10923 | 0.094909 | 0.081934 | 0.070276 | 0.060019
F14_Industrial_Petroleum_New_Process_Natural Gas_Gas Boiler - Stack Economizer_A_Technical Potential | F14 | Industrial | Petroleum | New | Process | Natural Gas | Gas Boiler - Stack Economizer | A | Purchases (Cumulative) | Technical Potential | 0 | 0 | 0 | 0 | 0 | 0.072183 | 0.1577 | 0.25654 | 0.36863 | 0.49398 | 0.61873 | 0.72797 | 0.82287 | 0.90481 | 0.97509 | 1.0351 | 1.0861 | 1.1294 | 1.1659 | 1.1966 | 1.1966 | 1.1966 | 1.1966 | 1.1966 | 1.1966 | 1.1966 | 1.1966 | 1.1966 | 1.1966 | 1.1966 | 1.1966
F1_Industrial_Petroleum_New_Space Heating_Natural Gas_Gas Furnace Tube Inserts_A_Technical Potential | F1 | Industrial | Petroleum | New | Space Heating | Natural Gas | Gas Furnace Tube Inserts | A | Original Unit Energy Savings (kWh or therms) | Technical Potential | 0 | 0 | 0 | 0 | 0 | 0 | 0 | 0 | 0 | 0 | 0 | 0 | 0 | 0 | 0 | 0 | 0 | 0 | 0 | 0 | 0 | 0 | 0 | 0 | 0 | 0 | 0 | 0 | 0 | 0 | 0
F2_Industrial_Petroleum_New_Space Heating_Natural Gas_Gas Furnace Tube Inserts_A_Technical Potential | F2 | Industrial | Petroleum | New | Space Heating | Natural Gas | Gas Furnace Tube Inserts | A | Original Unit Summer Peak Savings (kW) | Technical Potential | 0 | 0 | 0 | 0 | 0 | 0 | 0 | 0 | 0 | 0 | 0 | 0 | 0 | 0 | 0 | 0 | 0 | 0 | 0 | 0 | 0 | 0 | 0 | 0 | 0 | 0 | 0 | 0 | 0 | 0 | 0
F3_Industrial_Petroleum_New_Space Heating_Natural Gas_Gas Furnace Tube Inserts_A_Technical Potential | F3 | Industrial | Petroleum | New | Space Heating | Natural Gas | Gas Furnace Tube Inserts | A | Original Unit Winter Peak Savings (kW) | Technical Potential | 0 | 0 | 0 | 0 | 0 | 0 | 0 | 0 | 0 | 0 | 0 | 0 | 0 | 0 | 0 | 0 | 0 | 0 | 0 | 0 | 0 | 0 | 0 | 0 | 0 | 0 | 0 | 0 | 0 | 0 | 0
F4_Industrial_Petroleum_New_Space Heating_Natural Gas_Gas Furnace Tube Inserts_A_Technical Potential | F4 | Industrial | Petroleum | New | Space Heating | Natural Gas | Gas Furnace Tube Inserts | A | Standalone Impact on Baseline Energy (%) | Technical Potential | 0% | 0% | 0% | 0% | 0% | 0% | 0% | 0% | 0% | 0% | 0% | 0% | 0% | 0% | 0% | 0% | 0% | 0% | 0% | 0% | 0% | 0% | 0% | 0% | 0 | 0 | 0 | 0 | 0 | 0 | 0
F5_Industrial_Petroleum_New_Space Heating_Natural Gas_Gas Furnace Tube Inserts_A_Technical Potential | F5 | Industrial | Petroleum | New | Space Heating | Natural Gas | Gas Furnace Tube Inserts | A | Standalone Impact on Baseline Summer Peak (%) | Technical Potential | 0% | 0% | 0% | 0% | 0% | 0% | 0% | 0% | 0% | 0% | 0% | 0% | 0% | 0% | 0% | 0% | 0% | 0% | 0% | 0% | 0% | 0% | 0% | 0% | 0 | 0 | 0 | 0 | 0 | 0 | 0
F6_Industrial_Petroleum_New_Space Heating_Natural Gas_Gas Furnace Tube Inserts_A_Technical Potential | F6 | Industrial | Petroleum | New | Space Heating | Natural Gas | Gas Furnace Tube Inserts | A | Standalone Impact on Baseline Winter Peak (%) | Technical Potential | 0% | 0% | 0% | 0% | 0% | 0% | 0% | 0% | 0% | 0% | 0% | 0% | 0% | 0% | 0% | 0% | 0% | 0% | 0% | 0% | 0% | 0% | 0% | 0% | 0 | 0 | 0 | 0 | 0 | 0 | 0
F7_Industrial_Petroleum_New_Space Heating_Natural Gas_Gas Furnace Tube Inserts_A_Technical Potential | F7 | Industrial | Petroleum | New | Space Heating | Natural Gas | Gas Furnace Tube Inserts | A | Incremental Energy Savings (MWh or mTherms) | Technical Potential | 0 | 0 | 0 | 0 | 0 | 0 | 0 | 0 | 0 | 0 | 0 | 0 | 0 | 0 | 0 | 0 | 0 | 0 | 0 | 0 | 0 | 0 | 0 | 0 | 0 | 0 | 0 | 0 | 0 | 0 | 0
F8_Industrial_Petroleum_New_Space Heating_Natural Gas_Gas Furnace Tube Inserts_A_Technical Potential | F8 | Industrial | Petroleum | New | Space Heating | Natural Gas | Gas Furnace Tube Inserts | A | Incremental Summer Peak Savings (MW) | Technical Potential | 0 | 0 | 0 | 0 | 0 | 0 | 0 | 0 | 0 | 0 | 0 | 0 | 0 | 0 | 0 | 0 | 0 | 0 | 0 | 0 | 0 | 0 | 0 | 0 | 0 | 0 | 0 | 0 | 0 | 0 | 0
F9_Industrial_Petroleum_New_Space Heating_Natural Gas_Gas Furnace Tube Inserts_A_Technical Potential | F9 | Industrial | Petroleum | New | Space Heating | Natural Gas | Gas Furnace Tube Inserts | A | Incremental Winter Peak Savings (MW) | Technical Potential | 0 | 0 | 0 | 0 | 0 | 0 | 0 | 0 | 0 | 0 | 0 | 0 | 0 | 0 | 0 | 0 | 0 | 0 | 0 | 0 | 0 | 0 | 0 | 0 | 0 | 0 | 0 | 0 | 0 | 0 | 0
F10_Industrial_Petroleum_New_Space Heating_Natural Gas_Gas Furnace Tube Inserts_A_Technical Potential | F10 | Industrial | Petroleum | New | Space Heating | Natural Gas | Gas Furnace Tube Inserts | A | Cumulative Energy Savings (MWh or mTherms) | Technical Potential | 0 | 0 | 0 | 0 | 0 | 0 | 0 | 0 | 0 | 0 | 0 | 0 | 0 | 0 | 0 | 0 | 0 | 0 | 0 | 0 | 0 | 0 | 0 | 0 | 0 | 0 | 0 | 0 | 0 | 0 | 0
F11_Industrial_Petroleum_New_Space Heating_Natural Gas_Gas Furnace Tube Inserts_A_Technical Potential | F11 | Industrial | Petroleum | New | Space Heating | Natural Gas | Gas Furnace Tube Inserts | A | Cumulative Summer Peak Savings (MW) | Technical Potential | 0 | 0 | 0 | 0 | 0 | 0 | 0 | 0 | 0 | 0 | 0 | 0 | 0 | 0 | 0 | 0 | 0 | 0 | 0 | 0 | 0 | 0 | 0 | 0 | 0 | 0 | 0 | 0 | 0 | 0 | 0
F12_Industrial_Petroleum_New_Space Heating_Natural Gas_Gas Furnace Tube Inserts_A_Technical Potential | F12 | Industrial | Petroleum | New | Space Heating | Natural Gas | Gas Furnace Tube Inserts | A | Cumulative Winter Peak Savings (MW) | Technical Potential | 0 | 0 | 0 | 0 | 0 | 0 | 0 | 0 | 0 | 0 | 0 | 0 | 0 | 0 | 0 | 0 | 0 | 0 | 0 | 0 | 0 | 0 | 0 | 0 | 0 | 0 | 0 | 0 | 0 | 0 | 0
F13_Industrial_Petroleum_New_Space Heating_Natural Gas_Gas Furnace Tube Inserts_A_Technical Potential | F13 | Industrial | Petroleum | New | Space Heating | Natural Gas | Gas Furnace Tube Inserts | A | Purchases (Incremental) | Technical Potential | 0 | 0 | 0 | 0 | 0 | 0 | 0 | 0 | 0 | 0 | 0 | 0 | 0 | 0 | 0 | 0 | 0 | 0 | 0 | 0 | 0 | 0 | 0 | 0 | 0 | 0 | 0 | 0 | 0 | 0 | 0
F14_Industrial_Petroleum_New_Space Heating_Natural Gas_Gas Furnace Tube Inserts_A_Technical Potential | F14 | Industrial | Petroleum | New | Space Heating | Natural Gas | Gas Furnace Tube Inserts | A | Purchases (Cumulative) | Technical Potential | 0 | 0 | 0 | 0 | 0 | 0 | 0 | 0 | 0 | 0 | 0 | 0 | 0 | 0 | 0 | 0 | 0 | 0 | 0 | 0 | 0 | 0 | 0 | 0 | 0 | 0 | 0 | 0 | 0 | 0 | 0
F1_Industrial_Petroleum_New_Space Heating_Natural Gas_Space Heating - Heat Recovery Ventilator_A_Technical Potential | F1 | Industrial | Petroleum | New | Space Heating | Natural Gas | Space Heating - Heat Recovery Ventilator | A | Original Unit Energy Savings (kWh or therms) | Technical Potential | 0 | 0 | 0 | 0 | 0 | 0 | 0 | 0 | 0 | 0 | 0 | 0 | 0 | 0 | 0 | 0 | 0 | 0 | 0 | 0 | 0 | 0 | 0 | 0 | 0 | 0 | 0 | 0 | 0 | 0 | 0
F2_Industrial_Petroleum_New_Space Heating_Natural Gas_Space Heating - Heat Recovery Ventilator_A_Technical Potential | F2 | Industrial | Petroleum | New | Space Heating | Natural Gas | Space Heating - Heat Recovery Ventilator | A | Original Unit Summer Peak Savings (kW) | Technical Potential | 0 | 0 | 0 | 0 | 0 | 0 | 0 | 0 | 0 | 0 | 0 | 0 | 0 | 0 | 0 | 0 | 0 | 0 | 0 | 0 | 0 | 0 | 0 | 0 | 0 | 0 | 0 | 0 | 0 | 0 | 0
F3_Industrial_Petroleum_New_Space Heating_Natural Gas_Space Heating - Heat Recovery Ventilator_A_Technical Potential | F3 | Industrial | Petroleum | New | Space Heating | Natural Gas | Space Heating - Heat Recovery Ventilator | A | Original Unit Winter Peak Savings (kW) | Technical Potential | 0 | 0 | 0 | 0 | 0 | 0 | 0 | 0 | 0 | 0 | 0 | 0 | 0 | 0 | 0 | 0 | 0 | 0 | 0 | 0 | 0 | 0 | 0 | 0 | 0 | 0 | 0 | 0 | 0 | 0 | 0
F4_Industrial_Petroleum_New_Space Heating_Natural Gas_Space Heating - Heat Recovery Ventilator_A_Technical Potential | F4 | Industrial | Petroleum | New | Space Heating | Natural Gas | Space Heating - Heat Recovery Ventilator | A | Standalone Impact on Baseline Energy (%) | Technical Potential | 0% | 0% | 0% | 0% | 0% | 0% | 0% | 0% | 0% | 0% | 0% | 0% | 0% | 0% | 0% | 0% | 0% | 0% | 0% | 0% | 0% | 0% | 0% | 0% | 0 | 0 | 0 | 0 | 0 | 0 | 0
F5_Industrial_Petroleum_New_Space Heating_Natural Gas_Space Heating - Heat Recovery Ventilator_A_Technical Potential | F5 | Industrial | Petroleum | New | Space Heating | Natural Gas | Space Heating - Heat Recovery Ventilator | A | Standalone Impact on Baseline Summer Peak (%) | Technical Potential | 0% | 0% | 0% | 0% | 0% | 0% | 0% | 0% | 0% | 0% | 0% | 0% | 0% | 0% | 0% | 0% | 0% | 0% | 0% | 0% | 0% | 0% | 0% | 0% | 0 | 0 | 0 | 0 | 0 | 0 | 0
F6_Industrial_Petroleum_New_Space Heating_Natural Gas_Space Heating - Heat Recovery Ventilator_A_Technical Potential | F6 | Industrial | Petroleum | New | Space Heating | Natural Gas | Space Heating - Heat Recovery Ventilator | A | Standalone Impact on Baseline Winter Peak (%) | Technical Potential | 0% | 0% | 0% | 0% | 0% | 0% | 0% | 0% | 0% | 0% | 0% | 0% | 0% | 0% | 0% | 0% | 0% | 0% | 0% | 0% | 0% | 0% | 0% | 0% | 0 | 0 | 0 | 0 | 0 | 0 | 0
F7_Industrial_Petroleum_New_Space Heating_Natural Gas_Space Heating - Heat Recovery Ventilator_A_Technical Potential | F7 | Industrial | Petroleum | New | Space Heating | Natural Gas | Space Heating - Heat Recovery Ventilator | A | Incremental Energy Savings (MWh or mTherms) | Technical Potential | 0 | 0 | 0 | 0 | 0 | 0 | 0 | 0 | 0 | 0 | 0 | 0 | 0 | 0 | 0 | 0 | 0 | 0 | 0 | 0 | 0 | 0 | 0 | 0 | 0 | 0 | 0 | 0 | 0 | 0 | 0
F8_Industrial_Petroleum_New_Space Heating_Natural Gas_Space Heating - Heat Recovery Ventilator_A_Technical Potential | F8 | Industrial | Petroleum | New | Space Heating | Natural Gas | Space Heating - Heat Recovery Ventilator | A | Incremental Summer Peak Savings (MW) | Technical Potential | 0 | 0 | 0 | 0 | 0 | 0 | 0 | 0 | 0 | 0 | 0 | 0 | 0 | 0 | 0 | 0 | 0 | 0 | 0 | 0 | 0 | 0 | 0 | 0 | 0 | 0 | 0 | 0 | 0 | 0 | 0
F9_Industrial_Petroleum_New_Space Heating_Natural Gas_Space Heating - Heat Recovery Ventilator_A_Technical Potential | F9 | Industrial | Petroleum | New | Space Heating | Natural Gas | Space Heating - Heat Recovery Ventilator | A | Incremental Winter Peak Savings (MW) | Technical Potential | 0 | 0 | 0 | 0 | 0 | 0 | 0 | 0 | 0 | 0 | 0 | 0 | 0 | 0 | 0 | 0 | 0 | 0 | 0 | 0 | 0 | 0 | 0 | 0 | 0 | 0 | 0 | 0 | 0 | 0 | 0
F10_Industrial_Petroleum_New_Space Heating_Natural Gas_Space Heating - Heat Recovery Ventilator_A_Technical Potential | F10 | Industrial | Petroleum | New | Space Heating | Natural Gas | Space Heating - Heat Recovery Ventilator | A | Cumulative Energy Savings (MWh or mTherms) | Technical Potential | 0 | 0 | 0 | 0 | 0 | 0 | 0 | 0 | 0 | 0 | 0 | 0 | 0 | 0 | 0 | 0 | 0 | 0 | 0 | 0 | 0 | 0 | 0 | 0 | 0 | 0 | 0 | 0 | 0 | 0 | 0
F11_Industrial_Petroleum_New_Space Heating_Natural Gas_Space Heating - Heat Recovery Ventilator_A_Technical Potential | F11 | Industrial | Petroleum | New | Space Heating | Natural Gas | Space Heating - Heat Recovery Ventilator | A | Cumulative Summer Peak Savings (MW) | Technical Potential | 0 | 0 | 0 | 0 | 0 | 0 | 0 | 0 | 0 | 0 | 0 | 0 | 0 | 0 | 0 | 0 | 0 | 0 | 0 | 0 | 0 | 0 | 0 | 0 | 0 | 0 | 0 | 0 | 0 | 0 | 0
F12_Industrial_Petroleum_New_Space Heating_Natural Gas_Space Heating - Heat Recovery Ventilator_A_Technical Potential | F12 | Industrial | Petroleum | New | Space Heating | Natural Gas | Space Heating - Heat Recovery Ventilator | A | Cumulative Winter Peak Savings (MW) | Technical Potential | 0 | 0 | 0 | 0 | 0 | 0 | 0 | 0 | 0 | 0 | 0 | 0 | 0 | 0 | 0 | 0 | 0 | 0 | 0 | 0 | 0 | 0 | 0 | 0 | 0 | 0 | 0 | 0 | 0 | 0 | 0
F13_Industrial_Petroleum_New_Space Heating_Natural Gas_Space Heating - Heat Recovery Ventilator_A_Technical Potential | F13 | Industrial | Petroleum | New | Space Heating | Natural Gas | Space Heating - Heat Recovery Ventilator | A | Purchases (Incremental) | Technical Potential | 0 | 0 | 0 | 0 | 0 | 0 | 0 | 0 | 0 | 0 | 0 | 0 | 0 | 0 | 0 | 0 | 0 | 0 | 0 | 0 | 0 | 0 | 0 | 0 | 0 | 0 | 0 | 0 | 0 | 0 | 0
F14_Industrial_Petroleum_New_Space Heating_Natural Gas_Space Heating - Heat Recovery Ventilator_A_Technical Potential | F14 | Industrial | Petroleum | New | Space Heating | Natural Gas | Space Heating - Heat Recovery Ventilator | A | Purchases (Cumulative) | Technical Potential | 0 | 0 | 0 | 0 | 0 | 0 | 0 | 0 | 0 | 0 | 0 | 0 | 0 | 0 | 0 | 0 | 0 | 0 | 0 | 0 | 0 | 0 | 0 | 0 | 0 | 0 | 0 | 0 | 0 | 0 | 0
F1_Industrial_Petroleum_New_Space Heating_Natural Gas_Thermostat - Programmable_A_Technical Potential | F1 | Industrial | Petroleum | New | Space Heating | Natural Gas | Thermostat - Programmable | A | Original Unit Energy Savings (kWh or therms) | Technical Potential | 0 | 0 | 0 | 0 | 0 | 0 | 0 | 0 | 0 | 0 | 0 | 0 | 0 | 0 | 0 | 0 | 0 | 0 | 0 | 0 | 0 | 0 | 0 | 0 | 0 | 0 | 0 | 0 | 0 | 0 | 0
F2_Industrial_Petroleum_New_Space Heating_Natural Gas_Thermostat - Programmable_A_Technical Potential | F2 | Industrial | Petroleum | New | Space Heating | Natural Gas | Thermostat - Programmable | A | Original Unit Summer Peak Savings (kW) | Technical Potential | 0 | 0 | 0 | 0 | 0 | 0 | 0 | 0 | 0 | 0 | 0 | 0 | 0 | 0 | 0 | 0 | 0 | 0 | 0 | 0 | 0 | 0 | 0 | 0 | 0 | 0 | 0 | 0 | 0 | 0 | 0
F3_Industrial_Petroleum_New_Space Heating_Natural Gas_Thermostat - Programmable_A_Technical Potential | F3 | Industrial | Petroleum | New | Space Heating | Natural Gas | Thermostat - Programmable | A | Original Unit Winter Peak Savings (kW) | Technical Potential | 0 | 0 | 0 | 0 | 0 | 0 | 0 | 0 | 0 | 0 | 0 | 0 | 0 | 0 | 0 | 0 | 0 | 0 | 0 | 0 | 0 | 0 | 0 | 0 | 0 | 0 | 0 | 0 | 0 | 0 | 0
F4_Industrial_Petroleum_New_Space Heating_Natural Gas_Thermostat - Programmable_A_Technical Potential | F4 | Industrial | Petroleum | New | Space Heating | Natural Gas | Thermostat - Programmable | A | Standalone Impact on Baseline Energy (%) | Technical Potential | 0% | 0% | 0% | 0% | 0% | 0% | 0% | 0% | 0% | 0% | 0% | 0% | 0% | 0% | 0% | 0% | 0% | 0% | 0% | 0% | 0% | 0% | 0% | 0% | 0 | 0 | 0 | 0 | 0 | 0 | 0
F5_Industrial_Petroleum_New_Space Heating_Natural Gas_Thermostat - Programmable_A_Technical Potential | F5 | Industrial | Petroleum | New | Space Heating | Natural Gas | Thermostat - Programmable | A | Standalone Impact on Baseline Summer Peak (%) | Technical Potential | 0% | 0% | 0% | 0% | 0% | 0% | 0% | 0% | 0% | 0% | 0% | 0% | 0% | 0% | 0% | 0% | 0% | 0% | 0% | 0% | 0% | 0% | 0% | 0% | 0 | 0 | 0 | 0 | 0 | 0 | 0
F6_Industrial_Petroleum_New_Space Heating_Natural Gas_Thermostat - Programmable_A_Technical Potential | F6 | Industrial | Petroleum | New | Space Heating | Natural Gas | Thermostat - Programmable | A | Standalone Impact on Baseline Winter Peak (%) | Technical Potential | 0% | 0% | 0% | 0% | 0% | 0% | 0% | 0% | 0% | 0% | 0% | 0% | 0% | 0% | 0% | 0% | 0% | 0% | 0% | 0% | 0% | 0% | 0% | 0% | 0 | 0 | 0 | 0 | 0 | 0 | 0
F7_Industrial_Petroleum_New_Space Heating_Natural Gas_Thermostat - Programmable_A_Technical Potential | F7 | Industrial | Petroleum | New | Space Heating | Natural Gas | Thermostat - Programmable | A | Incremental Energy Savings (MWh or mTherms) | Technical Potential | 0 | 0 | 0 | 0 | 0 | 0 | 0 | 0 | 0 | 0 | 0 | 0 | 0 | 0 | 0 | 0 | 0 | 0 | 0 | 0 | 0 | 0 | 0 | 0 | 0 | 0 | 0 | 0 | 0 | 0 | 0
F8_Industrial_Petroleum_New_Space Heating_Natural Gas_Thermostat - Programmable_A_Technical Potential | F8 | Industrial | Petroleum | New | Space Heating | Natural Gas | Thermostat - Programmable | A | Incremental Summer Peak Savings (MW) | Technical Potential | 0 | 0 | 0 | 0 | 0 | 0 | 0 | 0 | 0 | 0 | 0 | 0 | 0 | 0 | 0 | 0 | 0 | 0 | 0 | 0 | 0 | 0 | 0 | 0 | 0 | 0 | 0 | 0 | 0 | 0 | 0
F9_Industrial_Petroleum_New_Space Heating_Natural Gas_Thermostat - Programmable_A_Technical Potential | F9 | Industrial | Petroleum | New | Space Heating | Natural Gas | Thermostat - Programmable | A | Incremental Winter Peak Savings (MW) | Technical Potential | 0 | 0 | 0 | 0 | 0 | 0 | 0 | 0 | 0 | 0 | 0 | 0 | 0 | 0 | 0 | 0 | 0 | 0 | 0 | 0 | 0 | 0 | 0 | 0 | 0 | 0 | 0 | 0 | 0 | 0 | 0
F10_Industrial_Petroleum_New_Space Heating_Natural Gas_Thermostat - Programmable_A_Technical Potential | F10 | Industrial | Petroleum | New | Space Heating | Natural Gas | Thermostat - Programmable | A | Cumulative Energy Savings (MWh or mTherms) | Technical Potential | 0 | 0 | 0 | 0 | 0 | 0 | 0 | 0 | 0 | 0 | 0 | 0 | 0 | 0 | 0 | 0 | 0 | 0 | 0 | 0 | 0 | 0 | 0 | 0 | 0 | 0 | 0 | 0 | 0 | 0 | 0
F11_Industrial_Petroleum_New_Space Heating_Natural Gas_Thermostat - Programmable_A_Technical Potential | F11 | Industrial | Petroleum | New | Space Heating | Natural Gas | Thermostat - Programmable | A | Cumulative Summer Peak Savings (MW) | Technical Potential | 0 | 0 | 0 | 0 | 0 | 0 | 0 | 0 | 0 | 0 | 0 | 0 | 0 | 0 | 0 | 0 | 0 | 0 | 0 | 0 | 0 | 0 | 0 | 0 | 0 | 0 | 0 | 0 | 0 | 0 | 0
F12_Industrial_Petroleum_New_Space Heating_Natural Gas_Thermostat - Programmable_A_Technical Potential | F12 | Industrial | Petroleum | New | Space Heating | Natural Gas | Thermostat - Programmable | A | Cumulative Winter Peak Savings (MW) | Technical Potential | 0 | 0 | 0 | 0 | 0 | 0 | 0 | 0 | 0 | 0 | 0 | 0 | 0 | 0 | 0 | 0 | 0 | 0 | 0 | 0 | 0 | 0 | 0 | 0 | 0 | 0 | 0 | 0 | 0 | 0 | 0
F13_Industrial_Petroleum_New_Space Heating_Natural Gas_Thermostat - Programmable_A_Technical Potential | F13 | Industrial | Petroleum | New | Space Heating | Natural Gas | Thermostat - Programmable | A | Purchases (Incremental) | Technical Potential | 0 | 0 | 0 | 0 | 0 | 0 | 0 | 0 | 0 | 0 | 0 | 0 | 0 | 0 | 0 | 0 | 0 | 0 | 0 | 0 | 0 | 0 | 0 | 0 | 0 | 0 | 0 | 0 | 0 | 0 | 0
F14_Industrial_Petroleum_New_Space Heating_Natural Gas_Thermostat - Programmable_A_Technical Potential | F14 | Industrial | Petroleum | New | Space Heating | Natural Gas | Thermostat - Programmable | A | Purchases (Cumulative) | Technical Potential | 0 | 0 | 0 | 0 | 0 | 0 | 0 | 0 | 0 | 0 | 0 | 0 | 0 | 0 | 0 | 0 | 0 | 0 | 0 | 0 | 0 | 0 | 0 | 0 | 0 | 0 | 0 | 0 | 0 | 0 | 0
F1_Industrial_Petroleum_New_Space Heating_Natural Gas_ENERGY STAR Connected Thermostat_A_Technical Potential | F1 | Industrial | Petroleum | New | Space Heating | Natural Gas | ENERGY STAR Connected Thermostat | A | Original Unit Energy Savings (kWh or therms) | Technical Potential | 0 | 0 | 0 | 0 | 0 | 0 | 0 | 0 | 0 | 0 | 0 | 0 | 0 | 0 | 0 | 0 | 0 | 0 | 0 | 0 | 0 | 0 | 0 | 0 | 0 | 0 | 0 | 0 | 0 | 0 | 0
F2_Industrial_Petroleum_New_Space Heating_Natural Gas_ENERGY STAR Connected Thermostat_A_Technical Potential | F2 | Industrial | Petroleum | New | Space Heating | Natural Gas | ENERGY STAR Connected Thermostat | A | Original Unit Summer Peak Savings (kW) | Technical Potential | 0 | 0 | 0 | 0 | 0 | 0 | 0 | 0 | 0 | 0 | 0 | 0 | 0 | 0 | 0 | 0 | 0 | 0 | 0 | 0 | 0 | 0 | 0 | 0 | 0 | 0 | 0 | 0 | 0 | 0 | 0
F3_Industrial_Petroleum_New_Space Heating_Natural Gas_ENERGY STAR Connected Thermostat_A_Technical Potential | F3 | Industrial | Petroleum | New | Space Heating | Natural Gas | ENERGY STAR Connected Thermostat | A | Original Unit Winter Peak Savings (kW) | Technical Potential | 0 | 0 | 0 | 0 | 0 | 0 | 0 | 0 | 0 | 0 | 0 | 0 | 0 | 0 | 0 | 0 | 0 | 0 | 0 | 0 | 0 | 0 | 0 | 0 | 0 | 0 | 0 | 0 | 0 | 0 | 0
F4_Industrial_Petroleum_New_Space Heating_Natural Gas_ENERGY STAR Connected Thermostat_A_Technical Potential | F4 | Industrial | Petroleum | New | Space Heating | Natural Gas | ENERGY STAR Connected Thermostat | A | Standalone Impact on Baseline Energy (%) | Technical Potential | 0% | 0% | 0% | 0% | 0% | 0% | 0% | 0% | 0% | 0% | 0% | 0% | 0% | 0% | 0% | 0% | 0% | 0% | 0% | 0% | 0% | 0% | 0% | 0% | 0 | 0 | 0 | 0 | 0 | 0 | 0
F5_Industrial_Petroleum_New_Space Heating_Natural Gas_ENERGY STAR Connected Thermostat_A_Technical Potential | F5 | Industrial | Petroleum | New | Space Heating | Natural Gas | ENERGY STAR Connected Thermostat | A | Standalone Impact on Baseline Summer Peak (%) | Technical Potential | 0% | 0% | 0% | 0% | 0% | 0% | 0% | 0% | 0% | 0% | 0% | 0% | 0% | 0% | 0% | 0% | 0% | 0% | 0% | 0% | 0% | 0% | 0% | 0% | 0 | 0 | 0 | 0 | 0 | 0 | 0
F6_Industrial_Petroleum_New_Space Heating_Natural Gas_ENERGY STAR Connected Thermostat_A_Technical Potential | F6 | Industrial | Petroleum | New | Space Heating | Natural Gas | ENERGY STAR Connected Thermostat | A | Standalone Impact on Baseline Winter Peak (%) | Technical Potential | 0% | 0% | 0% | 0% | 0% | 0% | 0% | 0% | 0% | 0% | 0% | 0% | 0% | 0% | 0% | 0% | 0% | 0% | 0% | 0% | 0% | 0% | 0% | 0% | 0 | 0 | 0 | 0 | 0 | 0 | 0
F7_Industrial_Petroleum_New_Space Heating_Natural Gas_ENERGY STAR Connected Thermostat_A_Technical Potential | F7 | Industrial | Petroleum | New | Space Heating | Natural Gas | ENERGY STAR Connected Thermostat | A | Incremental Energy Savings (MWh or mTherms) | Technical Potential | 0 | 0 | 0 | 0 | 0 | 0 | 0 | 0 | 0 | 0 | 0 | 0 | 0 | 0 | 0 | 0 | 0 | 0 | 0 | 0 | 0 | 0 | 0 | 0 | 0 | 0 | 0 | 0 | 0 | 0 | 0
F8_Industrial_Petroleum_New_Space Heating_Natural Gas_ENERGY STAR Connected Thermostat_A_Technical Potential | F8 | Industrial | Petroleum | New | Space Heating | Natural Gas | ENERGY STAR Connected Thermostat | A | Incremental Summer Peak Savings (MW) | Technical Potential | 0 | 0 | 0 | 0 | 0 | 0 | 0 | 0 | 0 | 0 | 0 | 0 | 0 | 0 | 0 | 0 | 0 | 0 | 0 | 0 | 0 | 0 | 0 | 0 | 0 | 0 | 0 | 0 | 0 | 0 | 0
F9_Industrial_Petroleum_New_Space Heating_Natural Gas_ENERGY STAR Connected Thermostat_A_Technical Potential | F9 | Industrial | Petroleum | New | Space Heating | Natural Gas | ENERGY STAR Connected Thermostat | A | Incremental Winter Peak Savings (MW) | Technical Potential | 0 | 0 | 0 | 0 | 0 | 0 | 0 | 0 | 0 | 0 | 0 | 0 | 0 | 0 | 0 | 0 | 0 | 0 | 0 | 0 | 0 | 0 | 0 | 0 | 0 | 0 | 0 | 0 | 0 | 0 | 0
F10_Industrial_Petroleum_New_Space Heating_Natural Gas_ENERGY STAR Connected Thermostat_A_Technical Potential | F10 | Industrial | Petroleum | New | Space Heating | Natural Gas | ENERGY STAR Connected Thermostat | A | Cumulative Energy Savings (MWh or mTherms) | Technical Potential | 0 | 0 | 0 | 0 | 0 | 0 | 0 | 0 | 0 | 0 | 0 | 0 | 0 | 0 | 0 | 0 | 0 | 0 | 0 | 0 | 0 | 0 | 0 | 0 | 0 | 0 | 0 | 0 | 0 | 0 | 0
F11_Industrial_Petroleum_New_Space Heating_Natural Gas_ENERGY STAR Connected Thermostat_A_Technical Potential | F11 | Industrial | Petroleum | New | Space Heating | Natural Gas | ENERGY STAR Connected Thermostat | A | Cumulative Summer Peak Savings (MW) | Technical Potential | 0 | 0 | 0 | 0 | 0 | 0 | 0 | 0 | 0 | 0 | 0 | 0 | 0 | 0 | 0 | 0 | 0 | 0 | 0 | 0 | 0 | 0 | 0 | 0 | 0 | 0 | 0 | 0 | 0 | 0 | 0
F12_Industrial_Petroleum_New_Space Heating_Natural Gas_ENERGY STAR Connected Thermostat_A_Technical Potential | F12 | Industrial | Petroleum | New | Space Heating | Natural Gas | ENERGY STAR Connected Thermostat | A | Cumulative Winter Peak Savings (MW) | Technical Potential | 0 | 0 | 0 | 0 | 0 | 0 | 0 | 0 | 0 | 0 | 0 | 0 | 0 | 0 | 0 | 0 | 0 | 0 | 0 | 0 | 0 | 0 | 0 | 0 | 0 | 0 | 0 | 0 | 0 | 0 | 0
F13_Industrial_Petroleum_New_Space Heating_Natural Gas_ENERGY STAR Connected Thermostat_A_Technical Potential | F13 | Industrial | Petroleum | New | Space Heating | Natural Gas | ENERGY STAR Connected Thermostat | A | Purchases (Incremental) | Technical Potential | 0 | 0 | 0 | 0 | 0 | 0 | 0 | 0 | 0 | 0 | 0 | 0 | 0 | 0 | 0 | 0 | 0 | 0 | 0 | 0 | 0 | 0 | 0 | 0 | 0 | 0 | 0 | 0 | 0 | 0 | 0
F14_Industrial_Petroleum_New_Space Heating_Natural Gas_ENERGY STAR Connected Thermostat_A_Technical Potential | F14 | Industrial | Petroleum | New | Space Heating | Natural Gas | ENERGY STAR Connected Thermostat | A | Purchases (Cumulative) | Technical Potential | 0 | 0 | 0 | 0 | 0 | 0 | 0 | 0 | 0 | 0 | 0 | 0 | 0 | 0 | 0 | 0 | 0 | 0 | 0 | 0 | 0 | 0 | 0 | 0 | 0 | 0 | 0 | 0 | 0 | 0 | 0
F1_Industrial_Petroleum_New_Space Heating_Natural Gas_Destratification Fans (HVLS)_A_Technical Potential | F1 | Industrial | Petroleum | New | Space Heating | Natural Gas | Destratification Fans (HVLS) | A | Original Unit Energy Savings (kWh or therms) | Technical Potential | 0 | 0 | 0 | 0 | 0 | 0 | 0 | 0 | 0 | 0 | 0 | 0 | 0 | 0 | 0 | 0 | 0 | 0 | 0 | 0 | 0 | 0 | 0 | 0 | 0 | 0 | 0 | 0 | 0 | 0 | 0
F2_Industrial_Petroleum_New_Space Heating_Natural Gas_Destratification Fans (HVLS)_A_Technical Potential | F2 | Industrial | Petroleum | New | Space Heating | Natural Gas | Destratification Fans (HVLS) | A | Original Unit Summer Peak Savings (kW) | Technical Potential | 0 | 0 | 0 | 0 | 0 | 0 | 0 | 0 | 0 | 0 | 0 | 0 | 0 | 0 | 0 | 0 | 0 | 0 | 0 | 0 | 0 | 0 | 0 | 0 | 0 | 0 | 0 | 0 | 0 | 0 | 0
F3_Industrial_Petroleum_New_Space Heating_Natural Gas_Destratification Fans (HVLS)_A_Technical Potential | F3 | Industrial | Petroleum | New | Space Heating | Natural Gas | Destratification Fans (HVLS) | A | Original Unit Winter Peak Savings (kW) | Technical Potential | 0 | 0 | 0 | 0 | 0 | 0 | 0 | 0 | 0 | 0 | 0 | 0 | 0 | 0 | 0 | 0 | 0 | 0 | 0 | 0 | 0 | 0 | 0 | 0 | 0 | 0 | 0 | 0 | 0 | 0 | 0
F4_Industrial_Petroleum_New_Space Heating_Natural Gas_Destratification Fans (HVLS)_A_Technical Potential | F4 | Industrial | Petroleum | New | Space Heating | Natural Gas | Destratification Fans (HVLS) | A | Standalone Impact on Baseline Energy (%) | Technical Potential | 0% | 0% | 0% | 0% | 0% | 0% | 0% | 0% | 0% | 0% | 0% | 0% | 0% | 0% | 0% | 0% | 0% | 0% | 0% | 0% | 0% | 0% | 0% | 0% | 0 | 0 | 0 | 0 | 0 | 0 | 0
F5_Industrial_Petroleum_New_Space Heating_Natural Gas_Destratification Fans (HVLS)_A_Technical Potential | F5 | Industrial | Petroleum | New | Space Heating | Natural Gas | Destratification Fans (HVLS) | A | Standalone Impact on Baseline Summer Peak (%) | Technical Potential | 0% | 0% | 0% | 0% | 0% | 0% | 0% | 0% | 0% | 0% | 0% | 0% | 0% | 0% | 0% | 0% | 0% | 0% | 0% | 0% | 0% | 0% | 0% | 0% | 0 | 0 | 0 | 0 | 0 | 0 | 0
F6_Industrial_Petroleum_New_Space Heating_Natural Gas_Destratification Fans (HVLS)_A_Technical Potential | F6 | Industrial | Petroleum | New | Space Heating | Natural Gas | Destratification Fans (HVLS) | A | Standalone Impact on Baseline Winter Peak (%) | Technical Potential | 0% | 0% | 0% | 0% | 0% | 0% | 0% | 0% | 0% | 0% | 0% | 0% | 0% | 0% | 0% | 0% | 0% | 0% | 0% | 0% | 0% | 0% | 0% | 0% | 0 | 0 | 0 | 0 | 0 | 0 | 0
F7_Industrial_Petroleum_New_Space Heating_Natural Gas_Destratification Fans (HVLS)_A_Technical Potential | F7 | Industrial | Petroleum | New | Space Heating | Natural Gas | Destratification Fans (HVLS) | A | Incremental Energy Savings (MWh or mTherms) | Technical Potential | 0 | 0 | 0 | 0 | 0 | 0 | 0 | 0 | 0 | 0 | 0 | 0 | 0 | 0 | 0 | 0 | 0 | 0 | 0 | 0 | 0 | 0 | 0 | 0 | 0 | 0 | 0 | 0 | 0 | 0 | 0
F8_Industrial_Petroleum_New_Space Heating_Natural Gas_Destratification Fans (HVLS)_A_Technical Potential | F8 | Industrial | Petroleum | New | Space Heating | Natural Gas | Destratification Fans (HVLS) | A | Incremental Summer Peak Savings (MW) | Technical Potential | 0 | 0 | 0 | 0 | 0 | 0 | 0 | 0 | 0 | 0 | 0 | 0 | 0 | 0 | 0 | 0 | 0 | 0 | 0 | 0 | 0 | 0 | 0 | 0 | 0 | 0 | 0 | 0 | 0 | 0 | 0
F9_Industrial_Petroleum_New_Space Heating_Natural Gas_Destratification Fans (HVLS)_A_Technical Potential | F9 | Industrial | Petroleum | New | Space Heating | Natural Gas | Destratification Fans (HVLS) | A | Incremental Winter Peak Savings (MW) | Technical Potential | 0 | 0 | 0 | 0 | 0 | 0 | 0 | 0 | 0 | 0 | 0 | 0 | 0 | 0 | 0 | 0 | 0 | 0 | 0 | 0 | 0 | 0 | 0 | 0 | 0 | 0 | 0 | 0 | 0 | 0 | 0
F10_Industrial_Petroleum_New_Space Heating_Natural Gas_Destratification Fans (HVLS)_A_Technical Potential | F10 | Industrial | Petroleum | New | Space Heating | Natural Gas | Destratification Fans (HVLS) | A | Cumulative Energy Savings (MWh or mTherms) | Technical Potential | 0 | 0 | 0 | 0 | 0 | 0 | 0 | 0 | 0 | 0 | 0 | 0 | 0 | 0 | 0 | 0 | 0 | 0 | 0 | 0 | 0 | 0 | 0 | 0 | 0 | 0 | 0 | 0 | 0 | 0 | 0
F11_Industrial_Petroleum_New_Space Heating_Natural Gas_Destratification Fans (HVLS)_A_Technical Potential | F11 | Industrial | Petroleum | New | Space Heating | Natural Gas | Destratification Fans (HVLS) | A | Cumulative Summer Peak Savings (MW) | Technical Potential | 0 | 0 | 0 | 0 | 0 | 0 | 0 | 0 | 0 | 0 | 0 | 0 | 0 | 0 | 0 | 0 | 0 | 0 | 0 | 0 | 0 | 0 | 0 | 0 | 0 | 0 | 0 | 0 | 0 | 0 | 0
F12_Industrial_Petroleum_New_Space Heating_Natural Gas_Destratification Fans (HVLS)_A_Technical Potential | F12 | Industrial | Petroleum | New | Space Heating | Natural Gas | Destratification Fans (HVLS) | A | Cumulative Winter Peak Savings (MW) | Technical Potential | 0 | 0 | 0 | 0 | 0 | 0 | 0 | 0 | 0 | 0 | 0 | 0 | 0 | 0 | 0 | 0 | 0 | 0 | 0 | 0 | 0 | 0 | 0 | 0 | 0 | 0 | 0 | 0 | 0 | 0 | 0
F13_Industrial_Petroleum_New_Space Heating_Natural Gas_Destratification Fans (HVLS)_A_Technical Potential | F13 | Industrial | Petroleum | New | Space Heating | Natural Gas | Destratification Fans (HVLS) | A | Purchases (Incremental) | Technical Potential | 0 | 0 | 0 | 0 | 0 | 0 | 0 | 0 | 0 | 0 | 0 | 0 | 0 | 0 | 0 | 0 | 0 | 0 | 0 | 0 | 0 | 0 | 0 | 0 | 0 | 0 | 0 | 0 | 0 | 0 | 0
F14_Industrial_Petroleum_New_Space Heating_Natural Gas_Destratification Fans (HVLS)_A_Technical Potential | F14 | Industrial | Petroleum | New | Space Heating | Natural Gas | Destratification Fans (HVLS) | A | Purchases (Cumulative) | Technical Potential | 0 | 0 | 0 | 0 | 0 | 0 | 0 | 0 | 0 | 0 | 0 | 0 | 0 | 0 | 0 | 0 | 0 | 0 | 0 | 0 | 0 | 0 | 0 | 0 | 0 | 0 | 0 | 0 | 0 | 0 | 0
F1_Industrial_Petroleum_New_Space Heating_Natural Gas_Gas Boiler - Insulate Steam Lines/Condensate Tank_A_Technical Potential | F1 | Industrial | Petroleum | New | Space Heating | Natural Gas | Gas Boiler - Insulate Steam Lines/Condensate Tank | A | Original Unit Energy Savings (kWh or therms) | Technical Potential | 0 | 0 | 0 | 0 | 0 | 0 | 0 | 0 | 0 | 0 | 0 | 0 | 0 | 0 | 0 | 0 | 0 | 0 | 0 | 0 | 0 | 0 | 0 | 0 | 0 | 0 | 0 | 0 | 0 | 0 | 0
F2_Industrial_Petroleum_New_Space Heating_Natural Gas_Gas Boiler - Insulate Steam Lines/Condensate Tank_A_Technical Potential | F2 | Industrial | Petroleum | New | Space Heating | Natural Gas | Gas Boiler - Insulate Steam Lines/Condensate Tank | A | Original Unit Summer Peak Savings (kW) | Technical Potential | 0 | 0 | 0 | 0 | 0 | 0 | 0 | 0 | 0 | 0 | 0 | 0 | 0 | 0 | 0 | 0 | 0 | 0 | 0 | 0 | 0 | 0 | 0 | 0 | 0 | 0 | 0 | 0 | 0 | 0 | 0
F3_Industrial_Petroleum_New_Space Heating_Natural Gas_Gas Boiler - Insulate Steam Lines/Condensate Tank_A_Technical Potential | F3 | Industrial | Petroleum | New | Space Heating | Natural Gas | Gas Boiler - Insulate Steam Lines/Condensate Tank | A | Original Unit Winter Peak Savings (kW) | Technical Potential | 0 | 0 | 0 | 0 | 0 | 0 | 0 | 0 | 0 | 0 | 0 | 0 | 0 | 0 | 0 | 0 | 0 | 0 | 0 | 0 | 0 | 0 | 0 | 0 | 0 | 0 | 0 | 0 | 0 | 0 | 0
F4_Industrial_Petroleum_New_Space Heating_Natural Gas_Gas Boiler - Insulate Steam Lines/Condensate Tank_A_Technical Potential | F4 | Industrial | Petroleum | New | Space Heating | Natural Gas | Gas Boiler - Insulate Steam Lines/Condensate Tank | A | Standalone Impact on Baseline Energy (%) | Technical Potential | 0% | 0% | 0% | 0% | 0% | 0% | 0% | 0% | 0% | 0% | 0% | 0% | 0% | 0% | 0% | 0% | 0% | 0% | 0% | 0% | 0% | 0% | 0% | 0% | 0 | 0 | 0 | 0 | 0 | 0 | 0
F5_Industrial_Petroleum_New_Space Heating_Natural Gas_Gas Boiler - Insulate Steam Lines/Condensate Tank_A_Technical Potential | F5 | Industrial | Petroleum | New | Space Heating | Natural Gas | Gas Boiler - Insulate Steam Lines/Condensate Tank | A | Standalone Impact on Baseline Summer Peak (%) | Technical Potential | 0% | 0% | 0% | 0% | 0% | 0% | 0% | 0% | 0% | 0% | 0% | 0% | 0% | 0% | 0% | 0% | 0% | 0% | 0% | 0% | 0% | 0% | 0% | 0% | 0 | 0 | 0 | 0 | 0 | 0 | 0
F6_Industrial_Petroleum_New_Space Heating_Natural Gas_Gas Boiler - Insulate Steam Lines/Condensate Tank_A_Technical Potential | F6 | Industrial | Petroleum | New | Space Heating | Natural Gas | Gas Boiler - Insulate Steam Lines/Condensate Tank | A | Standalone Impact on Baseline Winter Peak (%) | Technical Potential | 0% | 0% | 0% | 0% | 0% | 0% | 0% | 0% | 0% | 0% | 0% | 0% | 0% | 0% | 0% | 0% | 0% | 0% | 0% | 0% | 0% | 0% | 0% | 0% | 0 | 0 | 0 | 0 | 0 | 0 | 0
F7_Industrial_Petroleum_New_Space Heating_Natural Gas_Gas Boiler - Insulate Steam Lines/Condensate Tank_A_Technical Potential | F7 | Industrial | Petroleum | New | Space Heating | Natural Gas | Gas Boiler - Insulate Steam Lines/Condensate Tank | A | Incremental Energy Savings (MWh or mTherms) | Technical Potential | 0 | 0 | 0 | 0 | 0 | 0 | 0 | 0 | 0 | 0 | 0 | 0 | 0 | 0 | 0 | 0 | 0 | 0 | 0 | 0 | 0 | 0 | 0 | 0 | 0 | 0 | 0 | 0 | 0 | 0 | 0
F8_Industrial_Petroleum_New_Space Heating_Natural Gas_Gas Boiler - Insulate Steam Lines/Condensate Tank_A_Technical Potential | F8 | Industrial | Petroleum | New | Space Heating | Natural Gas | Gas Boiler - Insulate Steam Lines/Condensate Tank | A | Incremental Summer Peak Savings (MW) | Technical Potential | 0 | 0 | 0 | 0 | 0 | 0 | 0 | 0 | 0 | 0 | 0 | 0 | 0 | 0 | 0 | 0 | 0 | 0 | 0 | 0 | 0 | 0 | 0 | 0 | 0 | 0 | 0 | 0 | 0 | 0 | 0
F9_Industrial_Petroleum_New_Space Heating_Natural Gas_Gas Boiler - Insulate Steam Lines/Condensate Tank_A_Technical Potential | F9 | Industrial | Petroleum | New | Space Heating | Natural Gas | Gas Boiler - Insulate Steam Lines/Condensate Tank | A | Incremental Winter Peak Savings (MW) | Technical Potential | 0 | 0 | 0 | 0 | 0 | 0 | 0 | 0 | 0 | 0 | 0 | 0 | 0 | 0 | 0 | 0 | 0 | 0 | 0 | 0 | 0 | 0 | 0 | 0 | 0 | 0 | 0 | 0 | 0 | 0 | 0
F10_Industrial_Petroleum_New_Space Heating_Natural Gas_Gas Boiler - Insulate Steam Lines/Condensate Tank_A_Technical Potential | F10 | Industrial | Petroleum | New | Space Heating | Natural Gas | Gas Boiler - Insulate Steam Lines/Condensate Tank | A | Cumulative Energy Savings (MWh or mTherms) | Technical Potential | 0 | 0 | 0 | 0 | 0 | 0 | 0 | 0 | 0 | 0 | 0 | 0 | 0 | 0 | 0 | 0 | 0 | 0 | 0 | 0 | 0 | 0 | 0 | 0 | 0 | 0 | 0 | 0 | 0 | 0 | 0
F11_Industrial_Petroleum_New_Space Heating_Natural Gas_Gas Boiler - Insulate Steam Lines/Condensate Tank_A_Technical Potential | F11 | Industrial | Petroleum | New | Space Heating | Natural Gas | Gas Boiler - Insulate Steam Lines/Condensate Tank | A | Cumulative Summer Peak Savings (MW) | Technical Potential | 0 | 0 | 0 | 0 | 0 | 0 | 0 | 0 | 0 | 0 | 0 | 0 | 0 | 0 | 0 | 0 | 0 | 0 | 0 | 0 | 0 | 0 | 0 | 0 | 0 | 0 | 0 | 0 | 0 | 0 | 0
F12_Industrial_Petroleum_New_Space Heating_Natural Gas_Gas Boiler - Insulate Steam Lines/Condensate Tank_A_Technical Potential | F12 | Industrial | Petroleum | New | Space Heating | Natural Gas | Gas Boiler - Insulate Steam Lines/Condensate Tank | A | Cumulative Winter Peak Savings (MW) | Technical Potential | 0 | 0 | 0 | 0 | 0 | 0 | 0 | 0 | 0 | 0 | 0 | 0 | 0 | 0 | 0 | 0 | 0 | 0 | 0 | 0 | 0 | 0 | 0 | 0 | 0 | 0 | 0 | 0 | 0 | 0 | 0
F13_Industrial_Petroleum_New_Space Heating_Natural Gas_Gas Boiler - Insulate Steam Lines/Condensate Tank_A_Technical Potential | F13 | Industrial | Petroleum | New | Space Heating | Natural Gas | Gas Boiler - Insulate Steam Lines/Condensate Tank | A | Purchases (Incremental) | Technical Potential | 0 | 0 | 0 | 0 | 0 | 0 | 0 | 0 | 0 | 0 | 0 | 0 | 0 | 0 | 0 | 0 | 0 | 0 | 0 | 0 | 0 | 0 | 0 | 0 | 0 | 0 | 0 | 0 | 0 | 0 | 0
F14_Industrial_Petroleum_New_Space Heating_Natural Gas_Gas Boiler - Insulate Steam Lines/Condensate Tank_A_Technical Potential | F14 | Industrial | Petroleum | New | Space Heating | Natural Gas | Gas Boiler - Insulate Steam Lines/Condensate Tank | A | Purchases (Cumulative) | Technical Potential | 0 | 0 | 0 | 0 | 0 | 0 | 0 | 0 | 0 | 0 | 0 | 0 | 0 | 0 | 0 | 0 | 0 | 0 | 0 | 0 | 0 | 0 | 0 | 0 | 0 | 0 | 0 | 0 | 0 | 0 | 0
F1_Industrial_Petroleum_New_Process_Natural Gas_Gas Boiler - Insulate Steam Lines/Condensate Tank_A_Technical Potential | F1 | Industrial | Petroleum | New | Process | Natural Gas | Gas Boiler - Insulate Steam Lines/Condensate Tank | A | Original Unit Energy Savings (kWh or therms) | Technical Potential | 0 | 0 | 0 | 0 | 0 | 5813.0737 | 5813.0737 | 5813.0737 | 5813.0737 | 5813.0737 | 5813.0737 | 5813.0737 | 5813.0737 | 5813.0737 | 5813.0737 | 5813.0737 | 5813.0737 | 5813.0737 | 5813.0737 | 5813.0737 | 5813.0737 | 5813.0737 | 5813.0737 | 5813.0737 | 5813.0737 | 5813.0737 | 5813.0737 | 5813.0737 | 5813.0737 | 5813.0737 | 5813.0737
F2_Industrial_Petroleum_New_Process_Natural Gas_Gas Boiler - Insulate Steam Lines/Condensate Tank_A_Technical Potential | F2 | Industrial | Petroleum | New | Process | Natural Gas | Gas Boiler - Insulate Steam Lines/Condensate Tank | A | Original Unit Summer Peak Savings (kW) | Technical Potential | 0 | 0 | 0 | 0 | 0 | 0 | 0 | 0 | 0 | 0 | 0 | 0 | 0 | 0 | 0 | 0 | 0 | 0 | 0 | 0 | 0 | 0 | 0 | 0 | 0 | 0 | 0 | 0 | 0 | 0 | 0
F3_Industrial_Petroleum_New_Process_Natural Gas_Gas Boiler - Insulate Steam Lines/Condensate Tank_A_Technical Potential | F3 | Industrial | Petroleum | New | Process | Natural Gas | Gas Boiler - Insulate Steam Lines/Condensate Tank | A | Original Unit Winter Peak Savings (kW) | Technical Potential | 0 | 0 | 0 | 0 | 0 | 0 | 0 | 0 | 0 | 0 | 0 | 0 | 0 | 0 | 0 | 0 | 0 | 0 | 0 | 0 | 0 | 0 | 0 | 0 | 0 | 0 | 0 | 0 | 0 | 0 | 0
F4_Industrial_Petroleum_New_Process_Natural Gas_Gas Boiler - Insulate Steam Lines/Condensate Tank_A_Technical Potential | F4 | Industrial | Petroleum | New | Process | Natural Gas | Gas Boiler - Insulate Steam Lines/Condensate Tank | A | Standalone Impact on Baseline Energy (%) | Technical Potential | 0% | 0% | 0% | 0% | 0% | 0.02031% | 0.03746% | 0.05272% | 0.06681% | 0.08006% | 0.09271% | 0.105% | 0.117% | 0.1287% | 0.1404% | 0.1518% | 0.1632% | 0.1744% | 0.1856% | 0.1967% | 0.2077% | 0.2187% | 0.2297% | 0.2406% | 0.0025149 | 0.0024205 | 0.0023331 | 0.002252 | 0 | 0 | 0
F5_Industrial_Petroleum_New_Process_Natural Gas_Gas Boiler - Insulate Steam Lines/Condensate Tank_A_Technical Potential | F5 | Industrial | Petroleum | New | Process | Natural Gas | Gas Boiler - Insulate Steam Lines/Condensate Tank | A | Standalone Impact on Baseline Summer Peak (%) | Technical Potential | 0% | 0% | 0% | 0% | 0% | 0% | 0% | 0% | 0% | 0% | 0% | 0% | 0% | 0% | 0% | 0% | 0% | 0% | 0% | 0% | 0% | 0% | 0% | 0% | 0 | 0 | 0 | 0 | 0 | 0 | 0
F6_Industrial_Petroleum_New_Process_Natural Gas_Gas Boiler - Insulate Steam Lines/Condensate Tank_A_Technical Potential | F6 | Industrial | Petroleum | New | Process | Natural Gas | Gas Boiler - Insulate Steam Lines/Condensate Tank | A | Standalone Impact on Baseline Winter Peak (%) | Technical Potential | 0% | 0% | 0% | 0% | 0% | 0% | 0% | 0% | 0% | 0% | 0% | 0% | 0% | 0% | 0% | 0% | 0% | 0% | 0% | 0% | 0% | 0% | 0% | 0% | 0 | 0 | 0 | 0 | 0 | 0 | 0
F7_Industrial_Petroleum_New_Process_Natural Gas_Gas Boiler - Insulate Steam Lines/Condensate Tank_A_Technical Potential | F7 | Industrial | Petroleum | New | Process | Natural Gas | Gas Boiler - Insulate Steam Lines/Condensate Tank | A | Incremental Energy Savings (MWh or mTherms) | Technical Potential | 0 | 0 | 0 | 0 | 0 | 0.023977 | 0.028407 | 0.032833 | 0.037234 | 0.041637 | 0.046044 | 0.050395 | 0.054734 | 0.059064 | 0.063325 | 0.067603 | 0.07184 | 0.076077 | 0.080293 | 0.084471 | 0.088655 | 0.092821 | 0.096971 | 0.10111 | 0.10523 | 0.023977 | 0.028407 | 0.032833 | 0.037234 | 0.041637 | 0.046044
F8_Industrial_Petroleum_New_Process_Natural Gas_Gas Boiler - Insulate Steam Lines/Condensate Tank_A_Technical Potential | F8 | Industrial | Petroleum | New | Process | Natural Gas | Gas Boiler - Insulate Steam Lines/Condensate Tank | A | Incremental Summer Peak Savings (MW) | Technical Potential | 0 | 0 | 0 | 0 | 0 | 0 | 0 | 0 | 0 | 0 | 0 | 0 | 0 | 0 | 0 | 0 | 0 | 0 | 0 | 0 | 0 | 0 | 0 | 0 | 0 | 0 | 0 | 0 | 0 | 0 | 0
F9_Industrial_Petroleum_New_Process_Natural Gas_Gas Boiler - Insulate Steam Lines/Condensate Tank_A_Technical Potential | F9 | Industrial | Petroleum | New | Process | Natural Gas | Gas Boiler - Insulate Steam Lines/Condensate Tank | A | Incremental Winter Peak Savings (MW) | Technical Potential | 0 | 0 | 0 | 0 | 0 | 0 | 0 | 0 | 0 | 0 | 0 | 0 | 0 | 0 | 0 | 0 | 0 | 0 | 0 | 0 | 0 | 0 | 0 | 0 | 0 | 0 | 0 | 0 | 0 | 0 | 0
F10_Industrial_Petroleum_New_Process_Natural Gas_Gas Boiler - Insulate Steam Lines/Condensate Tank_A_Technical Potential | F10 | Industrial | Petroleum | New | Process | Natural Gas | Gas Boiler - Insulate Steam Lines/Condensate Tank | A | Cumulative Energy Savings (MWh or mTherms) | Technical Potential | 0 | 0 | 0 | 0 | 0 | 0.023977 | 0.052384 | 0.085218 | 0.12245 | 0.16409 | 0.21013 | 0.26053 | 0.31526 | 0.37433 | 0.43765 | 0.50525 | 0.57709 | 0.65317 | 0.73346 | 0.81794 | 0.90659 | 0.99941 | 1.0964 | 1.1975 | 1.3027 | 1.3027 | 1.3027 | 1.3027 | 1.3027 | 1.3027 | 1.3027
F11_Industrial_Petroleum_New_Process_Natural Gas_Gas Boiler - Insulate Steam Lines/Condensate Tank_A_Technical Potential | F11 | Industrial | Petroleum | New | Process | Natural Gas | Gas Boiler - Insulate Steam Lines/Condensate Tank | A | Cumulative Summer Peak Savings (MW) | Technical Potential | 0 | 0 | 0 | 0 | 0 | 0 | 0 | 0 | 0 | 0 | 0 | 0 | 0 | 0 | 0 | 0 | 0 | 0 | 0 | 0 | 0 | 0 | 0 | 0 | 0 | 0 | 0 | 0 | 0 | 0 | 0
F12_Industrial_Petroleum_New_Process_Natural Gas_Gas Boiler - Insulate Steam Lines/Condensate Tank_A_Technical Potential | F12 | Industrial | Petroleum | New | Process | Natural Gas | Gas Boiler - Insulate Steam Lines/Condensate Tank | A | Cumulative Winter Peak Savings (MW) | Technical Potential | 0 | 0 | 0 | 0 | 0 | 0 | 0 | 0 | 0 | 0 | 0 | 0 | 0 | 0 | 0 | 0 | 0 | 0 | 0 | 0 | 0 | 0 | 0 | 0 | 0 | 0 | 0 | 0 | 0 | 0 | 0
F13_Industrial_Petroleum_New_Process_Natural Gas_Gas Boiler - Insulate Steam Lines/Condensate Tank_A_Technical Potential | F13 | Industrial | Petroleum | New | Process | Natural Gas | Gas Boiler - Insulate Steam Lines/Condensate Tank | A | Purchases (Incremental) | Technical Potential | 0 | 0 | 0 | 0 | 0 | 0.0041247 | 0.0048867 | 0.0056482 | 0.0064053 | 0.0071627 | 0.0079208 | 0.0086692 | 0.0094156 | 0.010161 | 0.010894 | 0.011629 | 0.012358 | 0.013087 | 0.013812 | 0.014531 | 0.015251 | 0.015968 | 0.016682 | 0.017393 | 0.018102 | 0.0041247 | 0.0048867 | 0.0056482 | 0.0064053 | 0.0071627 | 0.0079208
F14_Industrial_Petroleum_New_Process_Natural Gas_Gas Boiler - Insulate Steam Lines/Condensate Tank_A_Technical Potential | F14 | Industrial | Petroleum | New | Process | Natural Gas | Gas Boiler - Insulate Steam Lines/Condensate Tank | A | Purchases (Cumulative) | Technical Potential | 0 | 0 | 0 | 0 | 0 | 0.0041247 | 0.0090114 | 0.01466 | 0.021065 | 0.028228 | 0.036148 | 0.044818 | 0.054233 | 0.064394 | 0.075287 | 0.086917 | 0.099275 | 0.11236 | 0.12617 | 0.14071 | 0.15596 | 0.17192 | 0.18861 | 0.206 | 0.2241 | 0.2241 | 0.2241 | 0.2241 | 0.2241 | 0.2241 | 0.2241
F1_Industrial_Petroleum_New_Space Heating_Natural Gas_Gas Boiler - Insulate Hot Water Lines_A_Technical Potential | F1 | Industrial | Petroleum | New | Space Heating | Natural Gas | Gas Boiler - Insulate Hot Water Lines | A | Original Unit Energy Savings (kWh or therms) | Technical Potential | 0 | 0 | 0 | 0 | 0 | 0 | 0 | 0 | 0 | 0 | 0 | 0 | 0 | 0 | 0 | 0 | 0 | 0 | 0 | 0 | 0 | 0 | 0 | 0 | 0 | 0 | 0 | 0 | 0 | 0 | 0
F2_Industrial_Petroleum_New_Space Heating_Natural Gas_Gas Boiler - Insulate Hot Water Lines_A_Technical Potential | F2 | Industrial | Petroleum | New | Space Heating | Natural Gas | Gas Boiler - Insulate Hot Water Lines | A | Original Unit Summer Peak Savings (kW) | Technical Potential | 0 | 0 | 0 | 0 | 0 | 0 | 0 | 0 | 0 | 0 | 0 | 0 | 0 | 0 | 0 | 0 | 0 | 0 | 0 | 0 | 0 | 0 | 0 | 0 | 0 | 0 | 0 | 0 | 0 | 0 | 0
F3_Industrial_Petroleum_New_Space Heating_Natural Gas_Gas Boiler - Insulate Hot Water Lines_A_Technical Potential | F3 | Industrial | Petroleum | New | Space Heating | Natural Gas | Gas Boiler - Insulate Hot Water Lines | A | Original Unit Winter Peak Savings (kW) | Technical Potential | 0 | 0 | 0 | 0 | 0 | 0 | 0 | 0 | 0 | 0 | 0 | 0 | 0 | 0 | 0 | 0 | 0 | 0 | 0 | 0 | 0 | 0 | 0 | 0 | 0 | 0 | 0 | 0 | 0 | 0 | 0
F4_Industrial_Petroleum_New_Space Heating_Natural Gas_Gas Boiler - Insulate Hot Water Lines_A_Technical Potential | F4 | Industrial | Petroleum | New | Space Heating | Natural Gas | Gas Boiler - Insulate Hot Water Lines | A | Standalone Impact on Baseline Energy (%) | Technical Potential | 0% | 0% | 0% | 0% | 0% | 0% | 0% | 0% | 0% | 0% | 0% | 0% | 0% | 0% | 0% | 0% | 0% | 0% | 0% | 0% | 0% | 0% | 0% | 0% | 0 | 0 | 0 | 0 | 0 | 0 | 0
F5_Industrial_Petroleum_New_Space Heating_Natural Gas_Gas Boiler - Insulate Hot Water Lines_A_Technical Potential | F5 | Industrial | Petroleum | New | Space Heating | Natural Gas | Gas Boiler - Insulate Hot Water Lines | A | Standalone Impact on Baseline Summer Peak (%) | Technical Potential | 0% | 0% | 0% | 0% | 0% | 0% | 0% | 0% | 0% | 0% | 0% | 0% | 0% | 0% | 0% | 0% | 0% | 0% | 0% | 0% | 0% | 0% | 0% | 0% | 0 | 0 | 0 | 0 | 0 | 0 | 0
F6_Industrial_Petroleum_New_Space Heating_Natural Gas_Gas Boiler - Insulate Hot Water Lines_A_Technical Potential | F6 | Industrial | Petroleum | New | Space Heating | Natural Gas | Gas Boiler - Insulate Hot Water Lines | A | Standalone Impact on Baseline Winter Peak (%) | Technical Potential | 0% | 0% | 0% | 0% | 0% | 0% | 0% | 0% | 0% | 0% | 0% | 0% | 0% | 0% | 0% | 0% | 0% | 0% | 0% | 0% | 0% | 0% | 0% | 0% | 0 | 0 | 0 | 0 | 0 | 0 | 0
F7_Industrial_Petroleum_New_Space Heating_Natural Gas_Gas Boiler - Insulate Hot Water Lines_A_Technical Potential | F7 | Industrial | Petroleum | New | Space Heating | Natural Gas | Gas Boiler - Insulate Hot Water Lines | A | Incremental Energy Savings (MWh or mTherms) | Technical Potential | 0 | 0 | 0 | 0 | 0 | 0 | 0 | 0 | 0 | 0 | 0 | 0 | 0 | 0 | 0 | 0 | 0 | 0 | 0 | 0 | 0 | 0 | 0 | 0 | 0 | 0 | 0 | 0 | 0 | 0 | 0
F8_Industrial_Petroleum_New_Space Heating_Natural Gas_Gas Boiler - Insulate Hot Water Lines_A_Technical Potential | F8 | Industrial | Petroleum | New | Space Heating | Natural Gas | Gas Boiler - Insulate Hot Water Lines | A | Incremental Summer Peak Savings (MW) | Technical Potential | 0 | 0 | 0 | 0 | 0 | 0 | 0 | 0 | 0 | 0 | 0 | 0 | 0 | 0 | 0 | 0 | 0 | 0 | 0 | 0 | 0 | 0 | 0 | 0 | 0 | 0 | 0 | 0 | 0 | 0 | 0
F9_Industrial_Petroleum_New_Space Heating_Natural Gas_Gas Boiler - Insulate Hot Water Lines_A_Technical Potential | F9 | Industrial | Petroleum | New | Space Heating | Natural Gas | Gas Boiler - Insulate Hot Water Lines | A | Incremental Winter Peak Savings (MW) | Technical Potential | 0 | 0 | 0 | 0 | 0 | 0 | 0 | 0 | 0 | 0 | 0 | 0 | 0 | 0 | 0 | 0 | 0 | 0 | 0 | 0 | 0 | 0 | 0 | 0 | 0 | 0 | 0 | 0 | 0 | 0 | 0
F10_Industrial_Petroleum_New_Space Heating_Natural Gas_Gas Boiler - Insulate Hot Water Lines_A_Technical Potential | F10 | Industrial | Petroleum | New | Space Heating | Natural Gas | Gas Boiler - Insulate Hot Water Lines | A | Cumulative Energy Savings (MWh or mTherms) | Technical Potential | 0 | 0 | 0 | 0 | 0 | 0 | 0 | 0 | 0 | 0 | 0 | 0 | 0 | 0 | 0 | 0 | 0 | 0 | 0 | 0 | 0 | 0 | 0 | 0 | 0 | 0 | 0 | 0 | 0 | 0 | 0
F11_Industrial_Petroleum_New_Space Heating_Natural Gas_Gas Boiler - Insulate Hot Water Lines_A_Technical Potential | F11 | Industrial | Petroleum | New | Space Heating | Natural Gas | Gas Boiler - Insulate Hot Water Lines | A | Cumulative Summer Peak Savings (MW) | Technical Potential | 0 | 0 | 0 | 0 | 0 | 0 | 0 | 0 | 0 | 0 | 0 | 0 | 0 | 0 | 0 | 0 | 0 | 0 | 0 | 0 | 0 | 0 | 0 | 0 | 0 | 0 | 0 | 0 | 0 | 0 | 0
F12_Industrial_Petroleum_New_Space Heating_Natural Gas_Gas Boiler - Insulate Hot Water Lines_A_Technical Potential | F12 | Industrial | Petroleum | New | Space Heating | Natural Gas | Gas Boiler - Insulate Hot Water Lines | A | Cumulative Winter Peak Savings (MW) | Technical Potential | 0 | 0 | 0 | 0 | 0 | 0 | 0 | 0 | 0 | 0 | 0 | 0 | 0 | 0 | 0 | 0 | 0 | 0 | 0 | 0 | 0 | 0 | 0 | 0 | 0 | 0 | 0 | 0 | 0 | 0 | 0
F13_Industrial_Petroleum_New_Space Heating_Natural Gas_Gas Boiler - Insulate Hot Water Lines_A_Technical Potential | F13 | Industrial | Petroleum | New | Space Heating | Natural Gas | Gas Boiler - Insulate Hot Water Lines | A | Purchases (Incremental) | Technical Potential | 0 | 0 | 0 | 0 | 0 | 0 | 0 | 0 | 0 | 0 | 0 | 0 | 0 | 0 | 0 | 0 | 0 | 0 | 0 | 0 | 0 | 0 | 0 | 0 | 0 | 0 | 0 | 0 | 0 | 0 | 0
F14_Industrial_Petroleum_New_Space Heating_Natural Gas_Gas Boiler - Insulate Hot Water Lines_A_Technical Potential | F14 | Industrial | Petroleum | New | Space Heating | Natural Gas | Gas Boiler - Insulate Hot Water Lines | A | Purchases (Cumulative) | Technical Potential | 0 | 0 | 0 | 0 | 0 | 0 | 0 | 0 | 0 | 0 | 0 | 0 | 0 | 0 | 0 | 0 | 0 | 0 | 0 | 0 | 0 | 0 | 0 | 0 | 0 | 0 | 0 | 0 | 0 | 0 | 0
F1_Industrial_Petroleum_New_Process_Natural Gas_Gas Boiler - Insulate Hot Water Lines_A_Technical Potential | F1 | Industrial | Petroleum | New | Process | Natural Gas | Gas Boiler - Insulate Hot Water Lines | A | Original Unit Energy Savings (kWh or therms) | Technical Potential | 0 | 0 | 0 | 0 | 0 | 6570.6015 | 6570.6015 | 6570.6015 | 6570.6015 | 6570.6015 | 6570.6015 | 6570.6015 | 6570.6015 | 6570.6015 | 6570.6015 | 6570.6015 | 6570.6015 | 6570.6015 | 6570.6015 | 6570.6015 | 6570.6015 | 6570.6015 | 6570.6015 | 6570.6015 | 6570.6015 | 6570.6015 | 6570.6015 | 6570.6015 | 6570.6015 | 6570.6015 | 6570.6015
F2_Industrial_Petroleum_New_Process_Natural Gas_Gas Boiler - Insulate Hot Water Lines_A_Technical Potential | F2 | Industrial | Petroleum | New | Process | Natural Gas | Gas Boiler - Insulate Hot Water Lines | A | Original Unit Summer Peak Savings (kW) | Technical Potential | 0 | 0 | 0 | 0 | 0 | 0 | 0 | 0 | 0 | 0 | 0 | 0 | 0 | 0 | 0 | 0 | 0 | 0 | 0 | 0 | 0 | 0 | 0 | 0 | 0 | 0 | 0 | 0 | 0 | 0 | 0
F3_Industrial_Petroleum_New_Process_Natural Gas_Gas Boiler - Insulate Hot Water Lines_A_Technical Potential | F3 | Industrial | Petroleum | New | Process | Natural Gas | Gas Boiler - Insulate Hot Water Lines | A | Original Unit Winter Peak Savings (kW) | Technical Potential | 0 | 0 | 0 | 0 | 0 | 0 | 0 | 0 | 0 | 0 | 0 | 0 | 0 | 0 | 0 | 0 | 0 | 0 | 0 | 0 | 0 | 0 | 0 | 0 | 0 | 0 | 0 | 0 | 0 | 0 | 0
F4_Industrial_Petroleum_New_Process_Natural Gas_Gas Boiler - Insulate Hot Water Lines_A_Technical Potential | F4 | Industrial | Petroleum | New | Process | Natural Gas | Gas Boiler - Insulate Hot Water Lines | A | Standalone Impact on Baseline Energy (%) | Technical Potential | 0% | 0% | 0% | 0% | 0% | 0.02296% | 0.04234% | 0.0596% | 0.07551% | 0.09049% | 0.1048% | 0.1187% | 0.1323% | 0.1455% | 0.1587% | 0.1716% | 0.1845% | 0.1971% | 0.2098% | 0.2223% | 0.2348% | 0.2472% | 0.2596% | 0.272% | 0.0028427 | 0.0027359 | 0.0026371 | 0.0025454 | 0 | 0 | 0
F5_Industrial_Petroleum_New_Process_Natural Gas_Gas Boiler - Insulate Hot Water Lines_A_Technical Potential | F5 | Industrial | Petroleum | New | Process | Natural Gas | Gas Boiler - Insulate Hot Water Lines | A | Standalone Impact on Baseline Summer Peak (%) | Technical Potential | 0% | 0% | 0% | 0% | 0% | 0% | 0% | 0% | 0% | 0% | 0% | 0% | 0% | 0% | 0% | 0% | 0% | 0% | 0% | 0% | 0% | 0% | 0% | 0% | 0 | 0 | 0 | 0 | 0 | 0 | 0
F6_Industrial_Petroleum_New_Process_Natural Gas_Gas Boiler - Insulate Hot Water Lines_A_Technical Potential | F6 | Industrial | Petroleum | New | Process | Natural Gas | Gas Boiler - Insulate Hot Water Lines | A | Standalone Impact on Baseline Winter Peak (%) | Technical Potential | 0% | 0% | 0% | 0% | 0% | 0% | 0% | 0% | 0% | 0% | 0% | 0% | 0% | 0% | 0% | 0% | 0% | 0% | 0% | 0% | 0% | 0% | 0% | 0% | 0 | 0 | 0 | 0 | 0 | 0 | 0
F7_Industrial_Petroleum_New_Process_Natural Gas_Gas Boiler - Insulate Hot Water Lines_A_Technical Potential | F7 | Industrial | Petroleum | New | Process | Natural Gas | Gas Boiler - Insulate Hot Water Lines | A | Incremental Energy Savings (MWh or mTherms) | Technical Potential | 0 | 0 | 0 | 0 | 0 | 0.027102 | 0.032108 | 0.037112 | 0.042086 | 0.047063 | 0.052044 | 0.056962 | 0.061866 | 0.066761 | 0.071577 | 0.076412 | 0.081201 | 0.085991 | 0.090756 | 0.095479 | 0.10021 | 0.10492 | 0.10961 | 0.11428 | 0.11894 | 0.027102 | 0.032108 | 0.037112 | 0.042086 | 0.047063 | 0.052044
F8_Industrial_Petroleum_New_Process_Natural Gas_Gas Boiler - Insulate Hot Water Lines_A_Technical Potential | F8 | Industrial | Petroleum | New | Process | Natural Gas | Gas Boiler - Insulate Hot Water Lines | A | Incremental Summer Peak Savings (MW) | Technical Potential | 0 | 0 | 0 | 0 | 0 | 0 | 0 | 0 | 0 | 0 | 0 | 0 | 0 | 0 | 0 | 0 | 0 | 0 | 0 | 0 | 0 | 0 | 0 | 0 | 0 | 0 | 0 | 0 | 0 | 0 | 0
F9_Industrial_Petroleum_New_Process_Natural Gas_Gas Boiler - Insulate Hot Water Lines_A_Technical Potential | F9 | Industrial | Petroleum | New | Process | Natural Gas | Gas Boiler - Insulate Hot Water Lines | A | Incremental Winter Peak Savings (MW) | Technical Potential | 0 | 0 | 0 | 0 | 0 | 0 | 0 | 0 | 0 | 0 | 0 | 0 | 0 | 0 | 0 | 0 | 0 | 0 | 0 | 0 | 0 | 0 | 0 | 0 | 0 | 0 | 0 | 0 | 0 | 0 | 0
F10_Industrial_Petroleum_New_Process_Natural Gas_Gas Boiler - Insulate Hot Water Lines_A_Technical Potential | F10 | Industrial | Petroleum | New | Process | Natural Gas | Gas Boiler - Insulate Hot Water Lines | A | Cumulative Energy Savings (MWh or mTherms) | Technical Potential | 0 | 0 | 0 | 0 | 0 | 0.027102 | 0.05921 | 0.096323 | 0.13841 | 0.18547 | 0.23752 | 0.29448 | 0.35635 | 0.42311 | 0.49468 | 0.5711 | 0.6523 | 0.73829 | 0.82904 | 0.92452 | 1.0247 | 1.1296 | 1.2393 | 1.3535 | 1.4725 | 1.4725 | 1.4725 | 1.4725 | 1.4725 | 1.4725 | 1.4725
F11_Industrial_Petroleum_New_Process_Natural Gas_Gas Boiler - Insulate Hot Water Lines_A_Technical Potential | F11 | Industrial | Petroleum | New | Process | Natural Gas | Gas Boiler - Insulate Hot Water Lines | A | Cumulative Summer Peak Savings (MW) | Technical Potential | 0 | 0 | 0 | 0 | 0 | 0 | 0 | 0 | 0 | 0 | 0 | 0 | 0 | 0 | 0 | 0 | 0 | 0 | 0 | 0 | 0 | 0 | 0 | 0 | 0 | 0 | 0 | 0 | 0 | 0 | 0
F12_Industrial_Petroleum_New_Process_Natural Gas_Gas Boiler - Insulate Hot Water Lines_A_Technical Potential | F12 | Industrial | Petroleum | New | Process | Natural Gas | Gas Boiler - Insulate Hot Water Lines | A | Cumulative Winter Peak Savings (MW) | Technical Potential | 0 | 0 | 0 | 0 | 0 | 0 | 0 | 0 | 0 | 0 | 0 | 0 | 0 | 0 | 0 | 0 | 0 | 0 | 0 | 0 | 0 | 0 | 0 | 0 | 0 | 0 | 0 | 0 | 0 | 0 | 0
F13_Industrial_Petroleum_New_Process_Natural Gas_Gas Boiler - Insulate Hot Water Lines_A_Technical Potential | F13 | Industrial | Petroleum | New | Process | Natural Gas | Gas Boiler - Insulate Hot Water Lines | A | Purchases (Incremental) | Technical Potential | 0 | 0 | 0 | 0 | 0 | 0.0041247 | 0.0048867 | 0.0056482 | 0.0064053 | 0.0071627 | 0.0079208 | 0.0086692 | 0.0094156 | 0.010161 | 0.010894 | 0.011629 | 0.012358 | 0.013087 | 0.013812 | 0.014531 | 0.015251 | 0.015968 | 0.016682 | 0.017393 | 0.018102 | 0.0041247 | 0.0048867 | 0.0056482 | 0.0064053 | 0.0071627 | 0.0079208
F14_Industrial_Petroleum_New_Process_Natural Gas_Gas Boiler - Insulate Hot Water Lines_A_Technical Potential | F14 | Industrial | Petroleum | New | Process | Natural Gas | Gas Boiler - Insulate Hot Water Lines | A | Purchases (Cumulative) | Technical Potential | 0 | 0 | 0 | 0 | 0 | 0.0041247 | 0.0090114 | 0.01466 | 0.021065 | 0.028228 | 0.036148 | 0.044818 | 0.054233 | 0.064394 | 0.075287 | 0.086917 | 0.099275 | 0.11236 | 0.12617 | 0.14071 | 0.15596 | 0.17192 | 0.18861 | 0.206 | 0.2241 | 0.2241 | 0.2241 | 0.2241 | 0.2241 | 0.2241 | 0.2241
F1_Industrial_Petroleum_New_Process_Natural Gas_Process - Insulate Heated Process Fluids_A_Technical Potential | F1 | Industrial | Petroleum | New | Process | Natural Gas | Process - Insulate Heated Process Fluids | A | Original Unit Energy Savings (kWh or therms) | Technical Potential | 0 | 0 | 0 | 0 | 0 | 11059.7224 | 11059.7224 | 11059.7224 | 11059.7224 | 11059.7224 | 11059.7224 | 11059.7224 | 11059.7224 | 11059.7224 | 11059.7224 | 11059.7224 | 11059.7224 | 11059.7224 | 11059.7224 | 11059.7224 | 11059.7224 | 11059.7224 | 11059.7224 | 11059.7224 | 11059.7224 | 11059.7224 | 11059.7224 | 11059.7224 | 11059.7224 | 11059.7224 | 11059.7224
F2_Industrial_Petroleum_New_Process_Natural Gas_Process - Insulate Heated Process Fluids_A_Technical Potential | F2 | Industrial | Petroleum | New | Process | Natural Gas | Process - Insulate Heated Process Fluids | A | Original Unit Summer Peak Savings (kW) | Technical Potential | 0 | 0 | 0 | 0 | 0 | 0 | 0 | 0 | 0 | 0 | 0 | 0 | 0 | 0 | 0 | 0 | 0 | 0 | 0 | 0 | 0 | 0 | 0 | 0 | 0 | 0 | 0 | 0 | 0 | 0 | 0
F3_Industrial_Petroleum_New_Process_Natural Gas_Process - Insulate Heated Process Fluids_A_Technical Potential | F3 | Industrial | Petroleum | New | Process | Natural Gas | Process - Insulate Heated Process Fluids | A | Original Unit Winter Peak Savings (kW) | Technical Potential | 0 | 0 | 0 | 0 | 0 | 0 | 0 | 0 | 0 | 0 | 0 | 0 | 0 | 0 | 0 | 0 | 0 | 0 | 0 | 0 | 0 | 0 | 0 | 0 | 0 | 0 | 0 | 0 | 0 | 0 | 0
F4_Industrial_Petroleum_New_Process_Natural Gas_Process - Insulate Heated Process Fluids_A_Technical Potential | F4 | Industrial | Petroleum | New | Process | Natural Gas | Process - Insulate Heated Process Fluids | A | Standalone Impact on Baseline Energy (%) | Technical Potential | 0% | 0% | 0% | 0% | 0% | 0.08455% | 0.1559% | 0.2194% | 0.278% | 0.3332% | 0.3774% | 0.4057% | 0.4222% | 0.4302% | 0.4324% | 0.43% | 0.4246% | 0.4169% | 0.4078% | 0.3978% | 0.3872% | 0.3699% | 0.3541% | 0.3396% | 0.0032631 | 0.0031405 | 0.0030271 | 0.0029219 | 0 | 0 | 0
F5_Industrial_Petroleum_New_Process_Natural Gas_Process - Insulate Heated Process Fluids_A_Technical Potential | F5 | Industrial | Petroleum | New | Process | Natural Gas | Process - Insulate Heated Process Fluids | A | Standalone Impact on Baseline Summer Peak (%) | Technical Potential | 0% | 0% | 0% | 0% | 0% | 0% | 0% | 0% | 0% | 0% | 0% | 0% | 0% | 0% | 0% | 0% | 0% | 0% | 0% | 0% | 0% | 0% | 0% | 0% | 0 | 0 | 0 | 0 | 0 | 0 | 0
F6_Industrial_Petroleum_New_Process_Natural Gas_Process - Insulate Heated Process Fluids_A_Technical Potential | F6 | Industrial | Petroleum | New | Process | Natural Gas | Process - Insulate Heated Process Fluids | A | Standalone Impact on Baseline Winter Peak (%) | Technical Potential | 0% | 0% | 0% | 0% | 0% | 0% | 0% | 0% | 0% | 0% | 0% | 0% | 0% | 0% | 0% | 0% | 0% | 0% | 0% | 0% | 0% | 0% | 0% | 0% | 0 | 0 | 0 | 0 | 0 | 0 | 0
F7_Industrial_Petroleum_New_Process_Natural Gas_Process - Insulate Heated Process Fluids_A_Technical Potential | F7 | Industrial | Petroleum | New | Process | Natural Gas | Process - Insulate Heated Process Fluids | A | Incremental Energy Savings (MWh or mTherms) | Technical Potential | 0 | 0 | 0 | 0 | 0 | 0.09979 | 0.11822 | 0.13665 | 0.15496 | 0.17329 | 0.17247 | 0.15101 | 0.13121 | 0.11327 | 0.097155 | 0.082974 | 0.070539 | 0.05976 | 0.050457 | 0.042467 | 0.035656 | 0.00025463 | 9.5004e-05 | 3.3769e-05 | 1.146e-05 | 0.09979 | 0.11822 | 0.13665 | 0.15496 | 0.17329 | 0.17247
F8_Industrial_Petroleum_New_Process_Natural Gas_Process - Insulate Heated Process Fluids_A_Technical Potential | F8 | Industrial | Petroleum | New | Process | Natural Gas | Process - Insulate Heated Process Fluids | A | Incremental Summer Peak Savings (MW) | Technical Potential | 0 | 0 | 0 | 0 | 0 | 0 | 0 | 0 | 0 | 0 | 0 | 0 | 0 | 0 | 0 | 0 | 0 | 0 | 0 | 0 | 0 | 0 | 0 | 0 | 0 | 0 | 0 | 0 | 0 | 0 | 0
F9_Industrial_Petroleum_New_Process_Natural Gas_Process - Insulate Heated Process Fluids_A_Technical Potential | F9 | Industrial | Petroleum | New | Process | Natural Gas | Process - Insulate Heated Process Fluids | A | Incremental Winter Peak Savings (MW) | Technical Potential | 0 | 0 | 0 | 0 | 0 | 0 | 0 | 0 | 0 | 0 | 0 | 0 | 0 | 0 | 0 | 0 | 0 | 0 | 0 | 0 | 0 | 0 | 0 | 0 | 0 | 0 | 0 | 0 | 0 | 0 | 0
F10_Industrial_Petroleum_New_Process_Natural Gas_Process - Insulate Heated Process Fluids_A_Technical Potential | F10 | Industrial | Petroleum | New | Process | Natural Gas | Process - Insulate Heated Process Fluids | A | Cumulative Energy Savings (MWh or mTherms) | Technical Potential | 0 | 0 | 0 | 0 | 0 | 0.09979 | 0.21801 | 0.35466 | 0.50962 | 0.68291 | 0.85538 | 1.0064 | 1.1376 | 1.2509 | 1.348 | 1.431 | 1.5015 | 1.5613 | 1.6118 | 1.6542 | 1.6899 | 1.6901 | 1.6902 | 1.6903 | 1.6903 | 1.6903 | 1.6903 | 1.6903 | 1.6903 | 1.6903 | 1.6903
F11_Industrial_Petroleum_New_Process_Natural Gas_Process - Insulate Heated Process Fluids_A_Technical Potential | F11 | Industrial | Petroleum | New | Process | Natural Gas | Process - Insulate Heated Process Fluids | A | Cumulative Summer Peak Savings (MW) | Technical Potential | 0 | 0 | 0 | 0 | 0 | 0 | 0 | 0 | 0 | 0 | 0 | 0 | 0 | 0 | 0 | 0 | 0 | 0 | 0 | 0 | 0 | 0 | 0 | 0 | 0 | 0 | 0 | 0 | 0 | 0 | 0
F12_Industrial_Petroleum_New_Process_Natural Gas_Process - Insulate Heated Process Fluids_A_Technical Potential | F12 | Industrial | Petroleum | New | Process | Natural Gas | Process - Insulate Heated Process Fluids | A | Cumulative Winter Peak Savings (MW) | Technical Potential | 0 | 0 | 0 | 0 | 0 | 0 | 0 | 0 | 0 | 0 | 0 | 0 | 0 | 0 | 0 | 0 | 0 | 0 | 0 | 0 | 0 | 0 | 0 | 0 | 0 | 0 | 0 | 0 | 0 | 0 | 0
F13_Industrial_Petroleum_New_Process_Natural Gas_Process - Insulate Heated Process Fluids_A_Technical Potential | F13 | Industrial | Petroleum | New | Process | Natural Gas | Process - Insulate Heated Process Fluids | A | Purchases (Incremental) | Technical Potential | 0 | 0 | 0 | 0 | 0 | 0.0090228 | 0.01069 | 0.012355 | 0.014011 | 0.015668 | 0.015594 | 0.013654 | 0.011864 | 0.010242 | 0.0087846 | 0.0075024 | 0.006378 | 0.0054034 | 0.0045623 | 0.0038398 | 0.0032239 | 2.3023e-05 | 8.5901e-06 | 3.0533e-06 | 1.0362e-06 | 0.0090228 | 0.01069 | 0.012355 | 0.014011 | 0.015668 | 0.015594
F14_Industrial_Petroleum_New_Process_Natural Gas_Process - Insulate Heated Process Fluids_A_Technical Potential | F14 | Industrial | Petroleum | New | Process | Natural Gas | Process - Insulate Heated Process Fluids | A | Purchases (Cumulative) | Technical Potential | 0 | 0 | 0 | 0 | 0 | 0.0090228 | 0.019712 | 0.032068 | 0.046079 | 0.061748 | 0.077342 | 0.090996 | 0.10286 | 0.1131 | 0.12189 | 0.12939 | 0.13577 | 0.14117 | 0.14573 | 0.14957 | 0.1528 | 0.15282 | 0.15283 | 0.15283 | 0.15283 | 0.15283 | 0.15283 | 0.15283 | 0.15283 | 0.15283 | 0.15283
F1_Industrial_Petroleum_New_Process_Natural Gas_Process Heat Recovery_A_Technical Potential | F1 | Industrial | Petroleum | New | Process | Natural Gas | Process Heat Recovery | A | Original Unit Energy Savings (kWh or therms) | Technical Potential | 0 | 0 | 0 | 0 | 0 | 33.7751 | 33.7751 | 33.7751 | 33.7751 | 33.7751 | 33.7751 | 33.7751 | 33.7751 | 33.7751 | 33.7751 | 33.7751 | 33.7751 | 33.7751 | 33.7751 | 33.7751 | 33.7751 | 33.7751 | 33.7751 | 33.7751 | 33.7751 | 33.7751 | 33.7751 | 33.7751 | 0 | 0 | 0
F2_Industrial_Petroleum_New_Process_Natural Gas_Process Heat Recovery_A_Technical Potential | F2 | Industrial | Petroleum | New | Process | Natural Gas | Process Heat Recovery | A | Original Unit Summer Peak Savings (kW) | Technical Potential | 0 | 0 | 0 | 0 | 0 | 0 | 0 | 0 | 0 | 0 | 0 | 0 | 0 | 0 | 0 | 0 | 0 | 0 | 0 | 0 | 0 | 0 | 0 | 0 | 0 | 0 | 0 | 0 | 0 | 0 | 0
F3_Industrial_Petroleum_New_Process_Natural Gas_Process Heat Recovery_A_Technical Potential | F3 | Industrial | Petroleum | New | Process | Natural Gas | Process Heat Recovery | A | Original Unit Winter Peak Savings (kW) | Technical Potential | 0 | 0 | 0 | 0 | 0 | 0 | 0 | 0 | 0 | 0 | 0 | 0 | 0 | 0 | 0 | 0 | 0 | 0 | 0 | 0 | 0 | 0 | 0 | 0 | 0 | 0 | 0 | 0 | 0 | 0 | 0
F4_Industrial_Petroleum_New_Process_Natural Gas_Process Heat Recovery_A_Technical Potential | F4 | Industrial | Petroleum | New | Process | Natural Gas | Process Heat Recovery | A | Standalone Impact on Baseline Energy (%) | Technical Potential | 0% | 0% | 0% | 0% | 0% | 0.009295% | 0.01714% | 0.02412% | 0.03057% | 0.03663% | 0.04149% | 0.0446% | 0.04642% | 0.0473% | 0.04754% | 0.04727% | 0.04668% | 0.04583% | 0.04483% | 0.04374% | 0.04167% | 0.0398% | 0.0381% | 0.03654% | 0.0003511 | 0.00033791 | 0.0003257 | 0.00031438 | 0 | 0 | 0
F5_Industrial_Petroleum_New_Process_Natural Gas_Process Heat Recovery_A_Technical Potential | F5 | Industrial | Petroleum | New | Process | Natural Gas | Process Heat Recovery | A | Standalone Impact on Baseline Summer Peak (%) | Technical Potential | 0% | 0% | 0% | 0% | 0% | 0% | 0% | 0% | 0% | 0% | 0% | 0% | 0% | 0% | 0% | 0% | 0% | 0% | 0% | 0% | 0% | 0% | 0% | 0% | 0 | 0 | 0 | 0 | 0 | 0 | 0
F6_Industrial_Petroleum_New_Process_Natural Gas_Process Heat Recovery_A_Technical Potential | F6 | Industrial | Petroleum | New | Process | Natural Gas | Process Heat Recovery | A | Standalone Impact on Baseline Winter Peak (%) | Technical Potential | 0% | 0% | 0% | 0% | 0% | 0% | 0% | 0% | 0% | 0% | 0% | 0% | 0% | 0% | 0% | 0% | 0% | 0% | 0% | 0% | 0% | 0% | 0% | 0% | 0 | 0 | 0 | 0 | 0 | 0 | 0
F7_Industrial_Petroleum_New_Process_Natural Gas_Process Heat Recovery_A_Technical Potential | F7 | Industrial | Petroleum | New | Process | Natural Gas | Process Heat Recovery | A | Incremental Energy Savings (MWh or mTherms) | Technical Potential | 0 | 0 | 0 | 0 | 0 | 0.010971 | 0.012997 | 0.015023 | 0.017037 | 0.019051 | 0.018961 | 0.016602 | 0.014425 | 0.012453 | 0.010681 | 0.0091221 | 0.0077551 | 0.00657 | 0.0055473 | 0.0046688 | 0.010971 | 0.012997 | 0.015023 | 0.017037 | 0.019051 | 0.018961 | 0.016602 | 0.014425 | 0 | 0 | 0
F8_Industrial_Petroleum_New_Process_Natural Gas_Process Heat Recovery_A_Technical Potential | F8 | Industrial | Petroleum | New | Process | Natural Gas | Process Heat Recovery | A | Incremental Summer Peak Savings (MW) | Technical Potential | 0 | 0 | 0 | 0 | 0 | 0 | 0 | 0 | 0 | 0 | 0 | 0 | 0 | 0 | 0 | 0 | 0 | 0 | 0 | 0 | 0 | 0 | 0 | 0 | 0 | 0 | 0 | 0 | 0 | 0 | 0
F9_Industrial_Petroleum_New_Process_Natural Gas_Process Heat Recovery_A_Technical Potential | F9 | Industrial | Petroleum | New | Process | Natural Gas | Process Heat Recovery | A | Incremental Winter Peak Savings (MW) | Technical Potential | 0 | 0 | 0 | 0 | 0 | 0 | 0 | 0 | 0 | 0 | 0 | 0 | 0 | 0 | 0 | 0 | 0 | 0 | 0 | 0 | 0 | 0 | 0 | 0 | 0 | 0 | 0 | 0 | 0 | 0 | 0
F10_Industrial_Petroleum_New_Process_Natural Gas_Process Heat Recovery_A_Technical Potential | F10 | Industrial | Petroleum | New | Process | Natural Gas | Process Heat Recovery | A | Cumulative Energy Savings (MWh or mTherms) | Technical Potential | 0 | 0 | 0 | 0 | 0 | 0.010971 | 0.023968 | 0.038991 | 0.056028 | 0.075079 | 0.09404 | 0.11064 | 0.12507 | 0.13752 | 0.1482 | 0.15732 | 0.16508 | 0.17165 | 0.1772 | 0.18186 | 0.18186 | 0.18186 | 0.18186 | 0.18186 | 0.18186 | 0.18186 | 0.18186 | 0.18186 | 0 | 0 | 0
F11_Industrial_Petroleum_New_Process_Natural Gas_Process Heat Recovery_A_Technical Potential | F11 | Industrial | Petroleum | New | Process | Natural Gas | Process Heat Recovery | A | Cumulative Summer Peak Savings (MW) | Technical Potential | 0 | 0 | 0 | 0 | 0 | 0 | 0 | 0 | 0 | 0 | 0 | 0 | 0 | 0 | 0 | 0 | 0 | 0 | 0 | 0 | 0 | 0 | 0 | 0 | 0 | 0 | 0 | 0 | 0 | 0 | 0
F12_Industrial_Petroleum_New_Process_Natural Gas_Process Heat Recovery_A_Technical Potential | F12 | Industrial | Petroleum | New | Process | Natural Gas | Process Heat Recovery | A | Cumulative Winter Peak Savings (MW) | Technical Potential | 0 | 0 | 0 | 0 | 0 | 0 | 0 | 0 | 0 | 0 | 0 | 0 | 0 | 0 | 0 | 0 | 0 | 0 | 0 | 0 | 0 | 0 | 0 | 0 | 0 | 0 | 0 | 0 | 0 | 0 | 0
F13_Industrial_Petroleum_New_Process_Natural Gas_Process Heat Recovery_A_Technical Potential | F13 | Industrial | Petroleum | New | Process | Natural Gas | Process Heat Recovery | A | Purchases (Incremental) | Technical Potential | 0 | 0 | 0 | 0 | 0 | 0.32482 | 0.38482 | 0.4448 | 0.50441 | 0.56406 | 0.56138 | 0.49154 | 0.42709 | 0.3687 | 0.31624 | 0.27009 | 0.22961 | 0.19452 | 0.16424 | 0.13823 | 0.32482 | 0.38482 | 0.4448 | 0.50441 | 0.56406 | 0.56138 | 0.49154 | 0.42709 | 0.3687 | 0.31624 | 0.27009
F14_Industrial_Petroleum_New_Process_Natural Gas_Process Heat Recovery_A_Technical Potential | F14 | Industrial | Petroleum | New | Process | Natural Gas | Process Heat Recovery | A | Purchases (Cumulative) | Technical Potential | 0 | 0 | 0 | 0 | 0 | 0.32482 | 0.70965 | 1.1544 | 1.6589 | 2.2229 | 2.7843 | 3.2758 | 3.7029 | 4.0716 | 4.3879 | 4.658 | 4.8876 | 5.0821 | 5.2463 | 5.3846 | 5.3846 | 5.3846 | 5.3846 | 5.3846 | 5.3846 | 5.3846 | 5.3846 | 5.3846 | 5.3846 | 5.3846 | 5.3846
F1_Industrial_Petroleum_New_Space Heating_Natural Gas_Building Automation System_A_Technical Potential | F1 | Industrial | Petroleum | New | Space Heating | Natural Gas | Building Automation System | A | Original Unit Energy Savings (kWh or therms) | Technical Potential | 0 | 0 | 0 | 0 | 0 | 0 | 0 | 0 | 0 | 0 | 0 | 0 | 0 | 0 | 0 | 0 | 0 | 0 | 0 | 0 | 0 | 0 | 0 | 0 | 0 | 0 | 0 | 0 | 0 | 0 | 0
F2_Industrial_Petroleum_New_Space Heating_Natural Gas_Building Automation System_A_Technical Potential | F2 | Industrial | Petroleum | New | Space Heating | Natural Gas | Building Automation System | A | Original Unit Summer Peak Savings (kW) | Technical Potential | 0 | 0 | 0 | 0 | 0 | 0 | 0 | 0 | 0 | 0 | 0 | 0 | 0 | 0 | 0 | 0 | 0 | 0 | 0 | 0 | 0 | 0 | 0 | 0 | 0 | 0 | 0 | 0 | 0 | 0 | 0
F3_Industrial_Petroleum_New_Space Heating_Natural Gas_Building Automation System_A_Technical Potential | F3 | Industrial | Petroleum | New | Space Heating | Natural Gas | Building Automation System | A | Original Unit Winter Peak Savings (kW) | Technical Potential | 0 | 0 | 0 | 0 | 0 | 0 | 0 | 0 | 0 | 0 | 0 | 0 | 0 | 0 | 0 | 0 | 0 | 0 | 0 | 0 | 0 | 0 | 0 | 0 | 0 | 0 | 0 | 0 | 0 | 0 | 0
F4_Industrial_Petroleum_New_Space Heating_Natural Gas_Building Automation System_A_Technical Potential | F4 | Industrial | Petroleum | New | Space Heating | Natural Gas | Building Automation System | A | Standalone Impact on Baseline Energy (%) | Technical Potential | 0% | 0% | 0% | 0% | 0% | 0% | 0% | 0% | 0% | 0% | 0% | 0% | 0% | 0% | 0% | 0% | 0% | 0% | 0% | 0% | 0% | 0% | 0% | 0% | 0 | 0 | 0 | 0 | 0 | 0 | 0
F5_Industrial_Petroleum_New_Space Heating_Natural Gas_Building Automation System_A_Technical Potential | F5 | Industrial | Petroleum | New | Space Heating | Natural Gas | Building Automation System | A | Standalone Impact on Baseline Summer Peak (%) | Technical Potential | 0% | 0% | 0% | 0% | 0% | 0% | 0% | 0% | 0% | 0% | 0% | 0% | 0% | 0% | 0% | 0% | 0% | 0% | 0% | 0% | 0% | 0% | 0% | 0% | 0 | 0 | 0 | 0 | 0 | 0 | 0
F6_Industrial_Petroleum_New_Space Heating_Natural Gas_Building Automation System_A_Technical Potential | F6 | Industrial | Petroleum | New | Space Heating | Natural Gas | Building Automation System | A | Standalone Impact on Baseline Winter Peak (%) | Technical Potential | 0% | 0% | 0% | 0% | 0% | 0% | 0% | 0% | 0% | 0% | 0% | 0% | 0% | 0% | 0% | 0% | 0% | 0% | 0% | 0% | 0% | 0% | 0% | 0% | 0 | 0 | 0 | 0 | 0 | 0 | 0
F7_Industrial_Petroleum_New_Space Heating_Natural Gas_Building Automation System_A_Technical Potential | F7 | Industrial | Petroleum | New | Space Heating | Natural Gas | Building Automation System | A | Incremental Energy Savings (MWh or mTherms) | Technical Potential | 0 | 0 | 0 | 0 | 0 | 0 | 0 | 0 | 0 | 0 | 0 | 0 | 0 | 0 | 0 | 0 | 0 | 0 | 0 | 0 | 0 | 0 | 0 | 0 | 0 | 0 | 0 | 0 | 0 | 0 | 0
F8_Industrial_Petroleum_New_Space Heating_Natural Gas_Building Automation System_A_Technical Potential | F8 | Industrial | Petroleum | New | Space Heating | Natural Gas | Building Automation System | A | Incremental Summer Peak Savings (MW) | Technical Potential | 0 | 0 | 0 | 0 | 0 | 0 | 0 | 0 | 0 | 0 | 0 | 0 | 0 | 0 | 0 | 0 | 0 | 0 | 0 | 0 | 0 | 0 | 0 | 0 | 0 | 0 | 0 | 0 | 0 | 0 | 0
F9_Industrial_Petroleum_New_Space Heating_Natural Gas_Building Automation System_A_Technical Potential | F9 | Industrial | Petroleum | New | Space Heating | Natural Gas | Building Automation System | A | Incremental Winter Peak Savings (MW) | Technical Potential | 0 | 0 | 0 | 0 | 0 | 0 | 0 | 0 | 0 | 0 | 0 | 0 | 0 | 0 | 0 | 0 | 0 | 0 | 0 | 0 | 0 | 0 | 0 | 0 | 0 | 0 | 0 | 0 | 0 | 0 | 0
F10_Industrial_Petroleum_New_Space Heating_Natural Gas_Building Automation System_A_Technical Potential | F10 | Industrial | Petroleum | New | Space Heating | Natural Gas | Building Automation System | A | Cumulative Energy Savings (MWh or mTherms) | Technical Potential | 0 | 0 | 0 | 0 | 0 | 0 | 0 | 0 | 0 | 0 | 0 | 0 | 0 | 0 | 0 | 0 | 0 | 0 | 0 | 0 | 0 | 0 | 0 | 0 | 0 | 0 | 0 | 0 | 0 | 0 | 0
F11_Industrial_Petroleum_New_Space Heating_Natural Gas_Building Automation System_A_Technical Potential | F11 | Industrial | Petroleum | New | Space Heating | Natural Gas | Building Automation System | A | Cumulative Summer Peak Savings (MW) | Technical Potential | 0 | 0 | 0 | 0 | 0 | 0 | 0 | 0 | 0 | 0 | 0 | 0 | 0 | 0 | 0 | 0 | 0 | 0 | 0 | 0 | 0 | 0 | 0 | 0 | 0 | 0 | 0 | 0 | 0 | 0 | 0
F12_Industrial_Petroleum_New_Space Heating_Natural Gas_Building Automation System_A_Technical Potential | F12 | Industrial | Petroleum | New | Space Heating | Natural Gas | Building Automation System | A | Cumulative Winter Peak Savings (MW) | Technical Potential | 0 | 0 | 0 | 0 | 0 | 0 | 0 | 0 | 0 | 0 | 0 | 0 | 0 | 0 | 0 | 0 | 0 | 0 | 0 | 0 | 0 | 0 | 0 | 0 | 0 | 0 | 0 | 0 | 0 | 0 | 0
F13_Industrial_Petroleum_New_Space Heating_Natural Gas_Building Automation System_A_Technical Potential | F13 | Industrial | Petroleum | New | Space Heating | Natural Gas | Building Automation System | A | Purchases (Incremental) | Technical Potential | 0 | 0 | 0 | 0 | 0 | 0 | 0 | 0 | 0 | 0 | 0 | 0 | 0 | 0 | 0 | 0 | 0 | 0 | 0 | 0 | 0 | 0 | 0 | 0 | 0 | 0 | 0 | 0 | 0 | 0 | 0
F14_Industrial_Petroleum_New_Space Heating_Natural Gas_Building Automation System_A_Technical Potential | F14 | Industrial | Petroleum | New | Space Heating | Natural Gas | Building Automation System | A | Purchases (Cumulative) | Technical Potential | 0 | 0 | 0 | 0 | 0 | 0 | 0 | 0 | 0 | 0 | 0 | 0 | 0 | 0 | 0 | 0 | 0 | 0 | 0 | 0 | 0 | 0 | 0 | 0 | 0 | 0 | 0 | 0 | 0 | 0 | 0
F1_Industrial_Petroleum_New_Space Heating_Natural Gas_Steam System Efficiency Improvements_A_Technical Potential | F1 | Industrial | Petroleum | New | Space Heating | Natural Gas | Steam System Efficiency Improvements | A | Original Unit Energy Savings (kWh or therms) | Technical Potential | 0 | 0 | 0 | 0 | 0 | 0 | 0 | 0 | 0 | 0 | 0 | 0 | 0 | 0 | 0 | 0 | 0 | 0 | 0 | 0 | 0 | 0 | 0 | 0 | 0 | 0 | 0 | 0 | 0 | 0 | 0
F2_Industrial_Petroleum_New_Space Heating_Natural Gas_Steam System Efficiency Improvements_A_Technical Potential | F2 | Industrial | Petroleum | New | Space Heating | Natural Gas | Steam System Efficiency Improvements | A | Original Unit Summer Peak Savings (kW) | Technical Potential | 0 | 0 | 0 | 0 | 0 | 0 | 0 | 0 | 0 | 0 | 0 | 0 | 0 | 0 | 0 | 0 | 0 | 0 | 0 | 0 | 0 | 0 | 0 | 0 | 0 | 0 | 0 | 0 | 0 | 0 | 0
F3_Industrial_Petroleum_New_Space Heating_Natural Gas_Steam System Efficiency Improvements_A_Technical Potential | F3 | Industrial | Petroleum | New | Space Heating | Natural Gas | Steam System Efficiency Improvements | A | Original Unit Winter Peak Savings (kW) | Technical Potential | 0 | 0 | 0 | 0 | 0 | 0 | 0 | 0 | 0 | 0 | 0 | 0 | 0 | 0 | 0 | 0 | 0 | 0 | 0 | 0 | 0 | 0 | 0 | 0 | 0 | 0 | 0 | 0 | 0 | 0 | 0
F4_Industrial_Petroleum_New_Space Heating_Natural Gas_Steam System Efficiency Improvements_A_Technical Potential | F4 | Industrial | Petroleum | New | Space Heating | Natural Gas | Steam System Efficiency Improvements | A | Standalone Impact on Baseline Energy (%) | Technical Potential | 0% | 0% | 0% | 0% | 0% | 0% | 0% | 0% | 0% | 0% | 0% | 0% | 0% | 0% | 0% | 0% | 0% | 0% | 0% | 0% | 0% | 0% | 0% | 0% | 0 | 0 | 0 | 0 | 0 | 0 | 0
F5_Industrial_Petroleum_New_Space Heating_Natural Gas_Steam System Efficiency Improvements_A_Technical Potential | F5 | Industrial | Petroleum | New | Space Heating | Natural Gas | Steam System Efficiency Improvements | A | Standalone Impact on Baseline Summer Peak (%) | Technical Potential | 0% | 0% | 0% | 0% | 0% | 0% | 0% | 0% | 0% | 0% | 0% | 0% | 0% | 0% | 0% | 0% | 0% | 0% | 0% | 0% | 0% | 0% | 0% | 0% | 0 | 0 | 0 | 0 | 0 | 0 | 0
F6_Industrial_Petroleum_New_Space Heating_Natural Gas_Steam System Efficiency Improvements_A_Technical Potential | F6 | Industrial | Petroleum | New | Space Heating | Natural Gas | Steam System Efficiency Improvements | A | Standalone Impact on Baseline Winter Peak (%) | Technical Potential | 0% | 0% | 0% | 0% | 0% | 0% | 0% | 0% | 0% | 0% | 0% | 0% | 0% | 0% | 0% | 0% | 0% | 0% | 0% | 0% | 0% | 0% | 0% | 0% | 0 | 0 | 0 | 0 | 0 | 0 | 0
F7_Industrial_Petroleum_New_Space Heating_Natural Gas_Steam System Efficiency Improvements_A_Technical Potential | F7 | Industrial | Petroleum | New | Space Heating | Natural Gas | Steam System Efficiency Improvements | A | Incremental Energy Savings (MWh or mTherms) | Technical Potential | 0 | 0 | 0 | 0 | 0 | 0 | 0 | 0 | 0 | 0 | 0 | 0 | 0 | 0 | 0 | 0 | 0 | 0 | 0 | 0 | 0 | 0 | 0 | 0 | 0 | 0 | 0 | 0 | 0 | 0 | 0
F8_Industrial_Petroleum_New_Space Heating_Natural Gas_Steam System Efficiency Improvements_A_Technical Potential | F8 | Industrial | Petroleum | New | Space Heating | Natural Gas | Steam System Efficiency Improvements | A | Incremental Summer Peak Savings (MW) | Technical Potential | 0 | 0 | 0 | 0 | 0 | 0 | 0 | 0 | 0 | 0 | 0 | 0 | 0 | 0 | 0 | 0 | 0 | 0 | 0 | 0 | 0 | 0 | 0 | 0 | 0 | 0 | 0 | 0 | 0 | 0 | 0
F9_Industrial_Petroleum_New_Space Heating_Natural Gas_Steam System Efficiency Improvements_A_Technical Potential | F9 | Industrial | Petroleum | New | Space Heating | Natural Gas | Steam System Efficiency Improvements | A | Incremental Winter Peak Savings (MW) | Technical Potential | 0 | 0 | 0 | 0 | 0 | 0 | 0 | 0 | 0 | 0 | 0 | 0 | 0 | 0 | 0 | 0 | 0 | 0 | 0 | 0 | 0 | 0 | 0 | 0 | 0 | 0 | 0 | 0 | 0 | 0 | 0
F10_Industrial_Petroleum_New_Space Heating_Natural Gas_Steam System Efficiency Improvements_A_Technical Potential | F10 | Industrial | Petroleum | New | Space Heating | Natural Gas | Steam System Efficiency Improvements | A | Cumulative Energy Savings (MWh or mTherms) | Technical Potential | 0 | 0 | 0 | 0 | 0 | 0 | 0 | 0 | 0 | 0 | 0 | 0 | 0 | 0 | 0 | 0 | 0 | 0 | 0 | 0 | 0 | 0 | 0 | 0 | 0 | 0 | 0 | 0 | 0 | 0 | 0
F11_Industrial_Petroleum_New_Space Heating_Natural Gas_Steam System Efficiency Improvements_A_Technical Potential | F11 | Industrial | Petroleum | New | Space Heating | Natural Gas | Steam System Efficiency Improvements | A | Cumulative Summer Peak Savings (MW) | Technical Potential | 0 | 0 | 0 | 0 | 0 | 0 | 0 | 0 | 0 | 0 | 0 | 0 | 0 | 0 | 0 | 0 | 0 | 0 | 0 | 0 | 0 | 0 | 0 | 0 | 0 | 0 | 0 | 0 | 0 | 0 | 0
F12_Industrial_Petroleum_New_Space Heating_Natural Gas_Steam System Efficiency Improvements_A_Technical Potential | F12 | Industrial | Petroleum | New | Space Heating | Natural Gas | Steam System Efficiency Improvements | A | Cumulative Winter Peak Savings (MW) | Technical Potential | 0 | 0 | 0 | 0 | 0 | 0 | 0 | 0 | 0 | 0 | 0 | 0 | 0 | 0 | 0 | 0 | 0 | 0 | 0 | 0 | 0 | 0 | 0 | 0 | 0 | 0 | 0 | 0 | 0 | 0 | 0
F13_Industrial_Petroleum_New_Space Heating_Natural Gas_Steam System Efficiency Improvements_A_Technical Potential | F13 | Industrial | Petroleum | New | Space Heating | Natural Gas | Steam System Efficiency Improvements | A | Purchases (Incremental) | Technical Potential | 0 | 0 | 0 | 0 | 0 | 0 | 0 | 0 | 0 | 0 | 0 | 0 | 0 | 0 | 0 | 0 | 0 | 0 | 0 | 0 | 0 | 0 | 0 | 0 | 0 | 0 | 0 | 0 | 0 | 0 | 0
F14_Industrial_Petroleum_New_Space Heating_Natural Gas_Steam System Efficiency Improvements_A_Technical Potential | F14 | Industrial | Petroleum | New | Space Heating | Natural Gas | Steam System Efficiency Improvements | A | Purchases (Cumulative) | Technical Potential | 0 | 0 | 0 | 0 | 0 | 0 | 0 | 0 | 0 | 0 | 0 | 0 | 0 | 0 | 0 | 0 | 0 | 0 | 0 | 0 | 0 | 0 | 0 | 0 | 0 | 0 | 0 | 0 | 0 | 0 | 0
F1_Industrial_Petroleum_New_Process_Natural Gas_Steam System Efficiency Improvements_A_Technical Potential | F1 | Industrial | Petroleum | New | Process | Natural Gas | Steam System Efficiency Improvements | A | Original Unit Energy Savings (kWh or therms) | Technical Potential | 0 | 0 | 0 | 0 | 0 | 0.70269 | 0.70269 | 0.70269 | 0.70269 | 0.70269 | 0.70269 | 0.70269 | 0.70269 | 0.70269 | 0.70269 | 0.70269 | 0.70269 | 0.70269 | 0.70269 | 0.70269 | 0.70269 | 0.70269 | 0.70269 | 0.70269 | 0.70269 | 0.70269 | 0.70269 | 0.70269 | 0.70269 | 0.70269 | 0.70269
F2_Industrial_Petroleum_New_Process_Natural Gas_Steam System Efficiency Improvements_A_Technical Potential | F2 | Industrial | Petroleum | New | Process | Natural Gas | Steam System Efficiency Improvements | A | Original Unit Summer Peak Savings (kW) | Technical Potential | 0 | 0 | 0 | 0 | 0 | 0 | 0 | 0 | 0 | 0 | 0 | 0 | 0 | 0 | 0 | 0 | 0 | 0 | 0 | 0 | 0 | 0 | 0 | 0 | 0 | 0 | 0 | 0 | 0 | 0 | 0
F3_Industrial_Petroleum_New_Process_Natural Gas_Steam System Efficiency Improvements_A_Technical Potential | F3 | Industrial | Petroleum | New | Process | Natural Gas | Steam System Efficiency Improvements | A | Original Unit Winter Peak Savings (kW) | Technical Potential | 0 | 0 | 0 | 0 | 0 | 0 | 0 | 0 | 0 | 0 | 0 | 0 | 0 | 0 | 0 | 0 | 0 | 0 | 0 | 0 | 0 | 0 | 0 | 0 | 0 | 0 | 0 | 0 | 0 | 0 | 0
F4_Industrial_Petroleum_New_Process_Natural Gas_Steam System Efficiency Improvements_A_Technical Potential | F4 | Industrial | Petroleum | New | Process | Natural Gas | Steam System Efficiency Improvements | A | Standalone Impact on Baseline Energy (%) | Technical Potential | 0% | 0% | 0% | 0% | 0% | 7.557e-07% | 2.148e-06% | 4.541e-06% | 8.367e-06% | 1.41e-05% | 2.184e-05% | 3.201e-05% | 4.459e-05% | 5.925e-05% | 7.53e-05% | 9.144e-05% | 0.0001061% | 0.0001174% | 0.0001236% | 0.0001234% | 0.0001176% | 0.0001123% | 0.0001075% | 0.0001031% | 9.9073e-07 | 9.5351e-07 | 9.1908e-07 | 8.8713e-07 | 0 | 0 | 0
F5_Industrial_Petroleum_New_Process_Natural Gas_Steam System Efficiency Improvements_A_Technical Potential | F5 | Industrial | Petroleum | New | Process | Natural Gas | Steam System Efficiency Improvements | A | Standalone Impact on Baseline Summer Peak (%) | Technical Potential | 0% | 0% | 0% | 0% | 0% | 0% | 0% | 0% | 0% | 0% | 0% | 0% | 0% | 0% | 0% | 0% | 0% | 0% | 0% | 0% | 0% | 0% | 0% | 0% | 0 | 0 | 0 | 0 | 0 | 0 | 0
F6_Industrial_Petroleum_New_Process_Natural Gas_Steam System Efficiency Improvements_A_Technical Potential | F6 | Industrial | Petroleum | New | Process | Natural Gas | Steam System Efficiency Improvements | A | Standalone Impact on Baseline Winter Peak (%) | Technical Potential | 0% | 0% | 0% | 0% | 0% | 0% | 0% | 0% | 0% | 0% | 0% | 0% | 0% | 0% | 0% | 0% | 0% | 0% | 0% | 0% | 0% | 0% | 0% | 0% | 0 | 0 | 0 | 0 | 0 | 0 | 0
F7_Industrial_Petroleum_New_Process_Natural Gas_Steam System Efficiency Improvements_A_Technical Potential | F7 | Industrial | Petroleum | New | Process | Natural Gas | Steam System Efficiency Improvements | A | Incremental Energy Savings (MWh or mTherms) | Technical Potential | 0 | 0 | 0 | 0 | 0 | 8.9192e-07 | 2.1122e-06 | 4.3348e-06 | 7.9963e-06 | 1.3573e-05 | 2.1496e-05 | 3.2004e-05 | 4.506e-05 | 6.0141e-05 | 7.6037e-05 | 9.1071e-05 | 0.00010295 | 0.00010948 | 0.00010892 | 0.00010075 | 9.1071e-05 | 0.00010295 | 0.00010948 | 0.00010892 | 0.00010075 | 9.1071e-05 | 0.00010295 | 0.00010948 | 0.00010892 | 0.00010075 | 9.1071e-05
F8_Industrial_Petroleum_New_Process_Natural Gas_Steam System Efficiency Improvements_A_Technical Potential | F8 | Industrial | Petroleum | New | Process | Natural Gas | Steam System Efficiency Improvements | A | Incremental Summer Peak Savings (MW) | Technical Potential | 0 | 0 | 0 | 0 | 0 | 0 | 0 | 0 | 0 | 0 | 0 | 0 | 0 | 0 | 0 | 0 | 0 | 0 | 0 | 0 | 0 | 0 | 0 | 0 | 0 | 0 | 0 | 0 | 0 | 0 | 0
F9_Industrial_Petroleum_New_Process_Natural Gas_Steam System Efficiency Improvements_A_Technical Potential | F9 | Industrial | Petroleum | New | Process | Natural Gas | Steam System Efficiency Improvements | A | Incremental Winter Peak Savings (MW) | Technical Potential | 0 | 0 | 0 | 0 | 0 | 0 | 0 | 0 | 0 | 0 | 0 | 0 | 0 | 0 | 0 | 0 | 0 | 0 | 0 | 0 | 0 | 0 | 0 | 0 | 0 | 0 | 0 | 0 | 0 | 0 | 0
F10_Industrial_Petroleum_New_Process_Natural Gas_Steam System Efficiency Improvements_A_Technical Potential | F10 | Industrial | Petroleum | New | Process | Natural Gas | Steam System Efficiency Improvements | A | Cumulative Energy Savings (MWh or mTherms) | Technical Potential | 0 | 0 | 0 | 0 | 0 | 8.9192e-07 | 3.0042e-06 | 7.339e-06 | 1.5335e-05 | 2.8908e-05 | 4.9512e-05 | 7.9403e-05 | 0.00012013 | 0.00017227 | 0.00023474 | 0.00030431 | 0.00037526 | 0.00043969 | 0.00048847 | 0.00051319 | 0.00051319 | 0.00051319 | 0.00051319 | 0.00051319 | 0.00051319 | 0.00051319 | 0.00051319 | 0.00051319 | 0.00051319 | 0.00051319 | 0.00051319
F11_Industrial_Petroleum_New_Process_Natural Gas_Steam System Efficiency Improvements_A_Technical Potential | F11 | Industrial | Petroleum | New | Process | Natural Gas | Steam System Efficiency Improvements | A | Cumulative Summer Peak Savings (MW) | Technical Potential | 0 | 0 | 0 | 0 | 0 | 0 | 0 | 0 | 0 | 0 | 0 | 0 | 0 | 0 | 0 | 0 | 0 | 0 | 0 | 0 | 0 | 0 | 0 | 0 | 0 | 0 | 0 | 0 | 0 | 0 | 0
F12_Industrial_Petroleum_New_Process_Natural Gas_Steam System Efficiency Improvements_A_Technical Potential | F12 | Industrial | Petroleum | New | Process | Natural Gas | Steam System Efficiency Improvements | A | Cumulative Winter Peak Savings (MW) | Technical Potential | 0 | 0 | 0 | 0 | 0 | 0 | 0 | 0 | 0 | 0 | 0 | 0 | 0 | 0 | 0 | 0 | 0 | 0 | 0 | 0 | 0 | 0 | 0 | 0 | 0 | 0 | 0 | 0 | 0 | 0 | 0
F13_Industrial_Petroleum_New_Process_Natural Gas_Steam System Efficiency Improvements_A_Technical Potential | F13 | Industrial | Petroleum | New | Process | Natural Gas | Steam System Efficiency Improvements | A | Purchases (Incremental) | Technical Potential | 0 | 0 | 0 | 0 | 0 | 0.0012693 | 0.0030059 | 0.0061689 | 0.01138 | 0.019315 | 0.030591 | 0.045544 | 0.064125 | 0.085586 | 0.10821 | 0.1296 | 0.14651 | 0.1558 | 0.15501 | 0.14338 | 0.1296 | 0.14651 | 0.1558 | 0.15501 | 0.14338 | 0.1296 | 0.14651 | 0.1558 | 0.15501 | 0.14338 | 0.1296
F14_Industrial_Petroleum_New_Process_Natural Gas_Steam System Efficiency Improvements_A_Technical Potential | F14 | Industrial | Petroleum | New | Process | Natural Gas | Steam System Efficiency Improvements | A | Purchases (Cumulative) | Technical Potential | 0 | 0 | 0 | 0 | 0 | 0.0012693 | 0.0042752 | 0.010444 | 0.021824 | 0.041139 | 0.070461 | 0.113 | 0.17096 | 0.24516 | 0.33406 | 0.43307 | 0.53404 | 0.62572 | 0.69514 | 0.73032 | 0.73032 | 0.73032 | 0.73032 | 0.73032 | 0.73032 | 0.73032 | 0.73032 | 0.73032 | 0.73032 | 0.73032 | 0.73032
F1_Industrial_Petroleum_New_Space Heating_Natural Gas_Strategic Energy Management_A_Technical Potential | F1 | Industrial | Petroleum | New | Space Heating | Natural Gas | Strategic Energy Management | A | Original Unit Energy Savings (kWh or therms) | Technical Potential | 0 | 0 | 0 | 0 | 0 | 0 | 0 | 0 | 0 | 0 | 0 | 0 | 0 | 0 | 0 | 0 | 0 | 0 | 0 | 0 | 0 | 0 | 0 | 0 | 0 | 0 | 0 | 0 | 0 | 0 | 0
F2_Industrial_Petroleum_New_Space Heating_Natural Gas_Strategic Energy Management_A_Technical Potential | F2 | Industrial | Petroleum | New | Space Heating | Natural Gas | Strategic Energy Management | A | Original Unit Summer Peak Savings (kW) | Technical Potential | 0 | 0 | 0 | 0 | 0 | 0 | 0 | 0 | 0 | 0 | 0 | 0 | 0 | 0 | 0 | 0 | 0 | 0 | 0 | 0 | 0 | 0 | 0 | 0 | 0 | 0 | 0 | 0 | 0 | 0 | 0
F3_Industrial_Petroleum_New_Space Heating_Natural Gas_Strategic Energy Management_A_Technical Potential | F3 | Industrial | Petroleum | New | Space Heating | Natural Gas | Strategic Energy Management | A | Original Unit Winter Peak Savings (kW) | Technical Potential | 0 | 0 | 0 | 0 | 0 | 0 | 0 | 0 | 0 | 0 | 0 | 0 | 0 | 0 | 0 | 0 | 0 | 0 | 0 | 0 | 0 | 0 | 0 | 0 | 0 | 0 | 0 | 0 | 0 | 0 | 0
F4_Industrial_Petroleum_New_Space Heating_Natural Gas_Strategic Energy Management_A_Technical Potential | F4 | Industrial | Petroleum | New | Space Heating | Natural Gas | Strategic Energy Management | A | Standalone Impact on Baseline Energy (%) | Technical Potential | 0% | 0% | 0% | 0% | 0% | 0% | 0% | 0% | 0% | 0% | 0% | 0% | 0% | 0% | 0% | 0% | 0% | 0% | 0% | 0% | 0% | 0% | 0% | 0% | 0 | 0 | 0 | 0 | 0 | 0 | 0
F5_Industrial_Petroleum_New_Space Heating_Natural Gas_Strategic Energy Management_A_Technical Potential | F5 | Industrial | Petroleum | New | Space Heating | Natural Gas | Strategic Energy Management | A | Standalone Impact on Baseline Summer Peak (%) | Technical Potential | 0% | 0% | 0% | 0% | 0% | 0% | 0% | 0% | 0% | 0% | 0% | 0% | 0% | 0% | 0% | 0% | 0% | 0% | 0% | 0% | 0% | 0% | 0% | 0% | 0 | 0 | 0 | 0 | 0 | 0 | 0
F6_Industrial_Petroleum_New_Space Heating_Natural Gas_Strategic Energy Management_A_Technical Potential | F6 | Industrial | Petroleum | New | Space Heating | Natural Gas | Strategic Energy Management | A | Standalone Impact on Baseline Winter Peak (%) | Technical Potential | 0% | 0% | 0% | 0% | 0% | 0% | 0% | 0% | 0% | 0% | 0% | 0% | 0% | 0% | 0% | 0% | 0% | 0% | 0% | 0% | 0% | 0% | 0% | 0% | 0 | 0 | 0 | 0 | 0 | 0 | 0
F7_Industrial_Petroleum_New_Space Heating_Natural Gas_Strategic Energy Management_A_Technical Potential | F7 | Industrial | Petroleum | New | Space Heating | Natural Gas | Strategic Energy Management | A | Incremental Energy Savings (MWh or mTherms) | Technical Potential | 0 | 0 | 0 | 0 | 0 | 0 | 0 | 0 | 0 | 0 | 0 | 0 | 0 | 0 | 0 | 0 | 0 | 0 | 0 | 0 | 0 | 0 | 0 | 0 | 0 | 0 | 0 | 0 | 0 | 0 | 0
F8_Industrial_Petroleum_New_Space Heating_Natural Gas_Strategic Energy Management_A_Technical Potential | F8 | Industrial | Petroleum | New | Space Heating | Natural Gas | Strategic Energy Management | A | Incremental Summer Peak Savings (MW) | Technical Potential | 0 | 0 | 0 | 0 | 0 | 0 | 0 | 0 | 0 | 0 | 0 | 0 | 0 | 0 | 0 | 0 | 0 | 0 | 0 | 0 | 0 | 0 | 0 | 0 | 0 | 0 | 0 | 0 | 0 | 0 | 0
F9_Industrial_Petroleum_New_Space Heating_Natural Gas_Strategic Energy Management_A_Technical Potential | F9 | Industrial | Petroleum | New | Space Heating | Natural Gas | Strategic Energy Management | A | Incremental Winter Peak Savings (MW) | Technical Potential | 0 | 0 | 0 | 0 | 0 | 0 | 0 | 0 | 0 | 0 | 0 | 0 | 0 | 0 | 0 | 0 | 0 | 0 | 0 | 0 | 0 | 0 | 0 | 0 | 0 | 0 | 0 | 0 | 0 | 0 | 0
F10_Industrial_Petroleum_New_Space Heating_Natural Gas_Strategic Energy Management_A_Technical Potential | F10 | Industrial | Petroleum | New | Space Heating | Natural Gas | Strategic Energy Management | A | Cumulative Energy Savings (MWh or mTherms) | Technical Potential | 0 | 0 | 0 | 0 | 0 | 0 | 0 | 0 | 0 | 0 | 0 | 0 | 0 | 0 | 0 | 0 | 0 | 0 | 0 | 0 | 0 | 0 | 0 | 0 | 0 | 0 | 0 | 0 | 0 | 0 | 0
F11_Industrial_Petroleum_New_Space Heating_Natural Gas_Strategic Energy Management_A_Technical Potential | F11 | Industrial | Petroleum | New | Space Heating | Natural Gas | Strategic Energy Management | A | Cumulative Summer Peak Savings (MW) | Technical Potential | 0 | 0 | 0 | 0 | 0 | 0 | 0 | 0 | 0 | 0 | 0 | 0 | 0 | 0 | 0 | 0 | 0 | 0 | 0 | 0 | 0 | 0 | 0 | 0 | 0 | 0 | 0 | 0 | 0 | 0 | 0
F12_Industrial_Petroleum_New_Space Heating_Natural Gas_Strategic Energy Management_A_Technical Potential | F12 | Industrial | Petroleum | New | Space Heating | Natural Gas | Strategic Energy Management | A | Cumulative Winter Peak Savings (MW) | Technical Potential | 0 | 0 | 0 | 0 | 0 | 0 | 0 | 0 | 0 | 0 | 0 | 0 | 0 | 0 | 0 | 0 | 0 | 0 | 0 | 0 | 0 | 0 | 0 | 0 | 0 | 0 | 0 | 0 | 0 | 0 | 0
F13_Industrial_Petroleum_New_Space Heating_Natural Gas_Strategic Energy Management_A_Technical Potential | F13 | Industrial | Petroleum | New | Space Heating | Natural Gas | Strategic Energy Management | A | Purchases (Incremental) | Technical Potential | 0 | 0 | 0 | 0 | 0 | 0 | 0 | 0 | 0 | 0 | 0 | 0 | 0 | 0 | 0 | 0 | 0 | 0 | 0 | 0 | 0 | 0 | 0 | 0 | 0 | 0 | 0 | 0 | 0 | 0 | 0
F14_Industrial_Petroleum_New_Space Heating_Natural Gas_Strategic Energy Management_A_Technical Potential | F14 | Industrial | Petroleum | New | Space Heating | Natural Gas | Strategic Energy Management | A | Purchases (Cumulative) | Technical Potential | 0 | 0 | 0 | 0 | 0 | 0 | 0 | 0 | 0 | 0 | 0 | 0 | 0 | 0 | 0 | 0 | 0 | 0 | 0 | 0 | 0 | 0 | 0 | 0 | 0 | 0 | 0 | 0 | 0 | 0 | 0
F1_Industrial_Petroleum_New_Process_Natural Gas_Strategic Energy Management_A_Technical Potential | F1 | Industrial | Petroleum | New | Process | Natural Gas | Strategic Energy Management | A | Original Unit Energy Savings (kWh or therms) | Technical Potential | 0 | 0 | 0 | 0 | 0 | 769.0432 | 769.0432 | 769.0432 | 769.0432 | 769.0432 | 769.0432 | 769.0432 | 769.0432 | 769.0432 | 769.0432 | 769.0432 | 769.0432 | 769.0432 | 769.0432 | 769.0432 | 769.0432 | 769.0432 | 769.0432 | 769.0432 | 769.0432 | 769.0432 | 769.0432 | 769.0432 | 0 | 0 | 0
F2_Industrial_Petroleum_New_Process_Natural Gas_Strategic Energy Management_A_Technical Potential | F2 | Industrial | Petroleum | New | Process | Natural Gas | Strategic Energy Management | A | Original Unit Summer Peak Savings (kW) | Technical Potential | 0 | 0 | 0 | 0 | 0 | 0 | 0 | 0 | 0 | 0 | 0 | 0 | 0 | 0 | 0 | 0 | 0 | 0 | 0 | 0 | 0 | 0 | 0 | 0 | 0 | 0 | 0 | 0 | 0 | 0 | 0
F3_Industrial_Petroleum_New_Process_Natural Gas_Strategic Energy Management_A_Technical Potential | F3 | Industrial | Petroleum | New | Process | Natural Gas | Strategic Energy Management | A | Original Unit Winter Peak Savings (kW) | Technical Potential | 0 | 0 | 0 | 0 | 0 | 0 | 0 | 0 | 0 | 0 | 0 | 0 | 0 | 0 | 0 | 0 | 0 | 0 | 0 | 0 | 0 | 0 | 0 | 0 | 0 | 0 | 0 | 0 | 0 | 0 | 0
F4_Industrial_Petroleum_New_Process_Natural Gas_Strategic Energy Management_A_Technical Potential | F4 | Industrial | Petroleum | New | Process | Natural Gas | Strategic Energy Management | A | Standalone Impact on Baseline Energy (%) | Technical Potential | 0% | 0% | 0% | 0% | 0% | 0.09675% | 0.1784% | 0.2511% | 0.3182% | 0.3813% | 0.3912% | 0.3996% | 0.4066% | 0.4126% | 0.418% | 0.4224% | 0.4263% | 0.4297% | 0.4327% | 0.4356% | 0.438% | 0.4402% | 0.4422% | 0.444% | 0.0044573 | 0.0042898 | 0.0041349 | 0.0039912 | 0 | 0 | 0
F5_Industrial_Petroleum_New_Process_Natural Gas_Strategic Energy Management_A_Technical Potential | F5 | Industrial | Petroleum | New | Process | Natural Gas | Strategic Energy Management | A | Standalone Impact on Baseline Summer Peak (%) | Technical Potential | 0% | 0% | 0% | 0% | 0% | 0% | 0% | 0% | 0% | 0% | 0% | 0% | 0% | 0% | 0% | 0% | 0% | 0% | 0% | 0% | 0% | 0% | 0% | 0% | 0 | 0 | 0 | 0 | 0 | 0 | 0
F6_Industrial_Petroleum_New_Process_Natural Gas_Strategic Energy Management_A_Technical Potential | F6 | Industrial | Petroleum | New | Process | Natural Gas | Strategic Energy Management | A | Standalone Impact on Baseline Winter Peak (%) | Technical Potential | 0% | 0% | 0% | 0% | 0% | 0% | 0% | 0% | 0% | 0% | 0% | 0% | 0% | 0% | 0% | 0% | 0% | 0% | 0% | 0% | 0% | 0% | 0% | 0% | 0 | 0 | 0 | 0 | 0 | 0 | 0
F7_Industrial_Petroleum_New_Process_Natural Gas_Strategic Energy Management_A_Technical Potential | F7 | Industrial | Petroleum | New | Process | Natural Gas | Strategic Energy Management | A | Incremental Energy Savings (MWh or mTherms) | Technical Potential | 0 | 0 | 0 | 0 | 0 | 0.1142 | 0.13529 | 0.15637 | 0.17733 | 0.1983 | 0.21929 | 0.24001 | 0.26068 | 0.2813 | 0.3016 | 0.32197 | 0.34215 | 0.36233 | 0.38241 | 0.40231 | 0.42223 | 0.44207 | 0.46184 | 0.48153 | 0.50115 | 0.42223 | 0.44207 | 0.46184 | 0 | 0 | 0
F8_Industrial_Petroleum_New_Process_Natural Gas_Strategic Energy Management_A_Technical Potential | F8 | Industrial | Petroleum | New | Process | Natural Gas | Strategic Energy Management | A | Incremental Summer Peak Savings (MW) | Technical Potential | 0 | 0 | 0 | 0 | 0 | 0 | 0 | 0 | 0 | 0 | 0 | 0 | 0 | 0 | 0 | 0 | 0 | 0 | 0 | 0 | 0 | 0 | 0 | 0 | 0 | 0 | 0 | 0 | 0 | 0 | 0
F9_Industrial_Petroleum_New_Process_Natural Gas_Strategic Energy Management_A_Technical Potential | F9 | Industrial | Petroleum | New | Process | Natural Gas | Strategic Energy Management | A | Incremental Winter Peak Savings (MW) | Technical Potential | 0 | 0 | 0 | 0 | 0 | 0 | 0 | 0 | 0 | 0 | 0 | 0 | 0 | 0 | 0 | 0 | 0 | 0 | 0 | 0 | 0 | 0 | 0 | 0 | 0 | 0 | 0 | 0 | 0 | 0 | 0
F10_Industrial_Petroleum_New_Process_Natural Gas_Strategic Energy Management_A_Technical Potential | F10 | Industrial | Petroleum | New | Process | Natural Gas | Strategic Energy Management | A | Cumulative Energy Savings (MWh or mTherms) | Technical Potential | 0 | 0 | 0 | 0 | 0 | 0.1142 | 0.24949 | 0.40586 | 0.58319 | 0.7815 | 0.88659 | 0.99131 | 1.0956 | 1.1996 | 1.3029 | 1.4056 | 1.5077 | 1.6093 | 1.7104 | 1.8112 | 1.9114 | 2.0113 | 2.1109 | 2.21 | 2.3088 | 2.3088 | 2.3088 | 2.3088 | 0 | 0 | 0
F11_Industrial_Petroleum_New_Process_Natural Gas_Strategic Energy Management_A_Technical Potential | F11 | Industrial | Petroleum | New | Process | Natural Gas | Strategic Energy Management | A | Cumulative Summer Peak Savings (MW) | Technical Potential | 0 | 0 | 0 | 0 | 0 | 0 | 0 | 0 | 0 | 0 | 0 | 0 | 0 | 0 | 0 | 0 | 0 | 0 | 0 | 0 | 0 | 0 | 0 | 0 | 0 | 0 | 0 | 0 | 0 | 0 | 0
F12_Industrial_Petroleum_New_Process_Natural Gas_Strategic Energy Management_A_Technical Potential | F12 | Industrial | Petroleum | New | Process | Natural Gas | Strategic Energy Management | A | Cumulative Winter Peak Savings (MW) | Technical Potential | 0 | 0 | 0 | 0 | 0 | 0 | 0 | 0 | 0 | 0 | 0 | 0 | 0 | 0 | 0 | 0 | 0 | 0 | 0 | 0 | 0 | 0 | 0 | 0 | 0 | 0 | 0 | 0 | 0 | 0 | 0
F13_Industrial_Petroleum_New_Process_Natural Gas_Strategic Energy Management_A_Technical Potential | F13 | Industrial | Petroleum | New | Process | Natural Gas | Strategic Energy Management | A | Purchases (Incremental) | Technical Potential | 0 | 0 | 0 | 0 | 0 | 0.14849 | 0.17592 | 0.20334 | 0.23059 | 0.25786 | 0.28515 | 0.31209 | 0.33896 | 0.36578 | 0.39217 | 0.41866 | 0.4449 | 0.47114 | 0.49725 | 0.52313 | 0.54903 | 0.57483 | 0.60053 | 0.62614 | 0.65166 | 0.54903 | 0.57483 | 0.60053 | 0.62614 | 0.65166 | 0.54903
F14_Industrial_Petroleum_New_Process_Natural Gas_Strategic Energy Management_A_Technical Potential | F14 | Industrial | Petroleum | New | Process | Natural Gas | Strategic Energy Management | A | Purchases (Cumulative) | Technical Potential | 0 | 0 | 0 | 0 | 0 | 0.14849 | 0.32441 | 0.52775 | 0.75834 | 1.0162 | 1.1529 | 1.289 | 1.4247 | 1.5598 | 1.6942 | 1.8277 | 1.9605 | 2.0926 | 2.2241 | 2.3551 | 2.4854 | 2.6154 | 2.7448 | 2.8737 | 3.0022 | 3.0022 | 3.0022 | 3.0022 | 3.0022 | 3.0022 | 3.0022
F1_Industrial_Petroleum_New_Miscellaneous_Natural Gas_Strategic Energy Management_A_Technical Potential | F1 | Industrial | Petroleum | New | Miscellaneous | Natural Gas | Strategic Energy Management | A | Original Unit Energy Savings (kWh or therms) | Technical Potential | 0 | 0 | 0 | 0 | 0 | 160.7723 | 160.7723 | 160.7723 | 160.7723 | 160.7723 | 160.7723 | 160.7723 | 160.7723 | 160.7723 | 160.7723 | 160.7723 | 160.7723 | 160.7723 | 160.7723 | 160.7723 | 160.7723 | 160.7723 | 160.7723 | 160.7723 | 160.7723 | 160.7723 | 160.7723 | 160.7723 | 0 | 0 | 0
F2_Industrial_Petroleum_New_Miscellaneous_Natural Gas_Strategic Energy Management_A_Technical Potential | F2 | Industrial | Petroleum | New | Miscellaneous | Natural Gas | Strategic Energy Management | A | Original Unit Summer Peak Savings (kW) | Technical Potential | 0 | 0 | 0 | 0 | 0 | 0 | 0 | 0 | 0 | 0 | 0 | 0 | 0 | 0 | 0 | 0 | 0 | 0 | 0 | 0 | 0 | 0 | 0 | 0 | 0 | 0 | 0 | 0 | 0 | 0 | 0
F3_Industrial_Petroleum_New_Miscellaneous_Natural Gas_Strategic Energy Management_A_Technical Potential | F3 | Industrial | Petroleum | New | Miscellaneous | Natural Gas | Strategic Energy Management | A | Original Unit Winter Peak Savings (kW) | Technical Potential | 0 | 0 | 0 | 0 | 0 | 0 | 0 | 0 | 0 | 0 | 0 | 0 | 0 | 0 | 0 | 0 | 0 | 0 | 0 | 0 | 0 | 0 | 0 | 0 | 0 | 0 | 0 | 0 | 0 | 0 | 0
F4_Industrial_Petroleum_New_Miscellaneous_Natural Gas_Strategic Energy Management_A_Technical Potential | F4 | Industrial | Petroleum | New | Miscellaneous | Natural Gas | Strategic Energy Management | A | Standalone Impact on Baseline Energy (%) | Technical Potential | 0% | 0% | 0% | 0% | 0% | 0.09675% | 0.1784% | 0.2511% | 0.3182% | 0.3813% | 0.3912% | 0.3996% | 0.4066% | 0.4126% | 0.418% | 0.4224% | 0.4263% | 0.4297% | 0.4327% | 0.4356% | 0.438% | 0.4402% | 0.4422% | 0.444% | 0.0044573 | 0.0042898 | 0.0041349 | 0.0039912 | 0 | 0 | 0
F5_Industrial_Petroleum_New_Miscellaneous_Natural Gas_Strategic Energy Management_A_Technical Potential | F5 | Industrial | Petroleum | New | Miscellaneous | Natural Gas | Strategic Energy Management | A | Standalone Impact on Baseline Summer Peak (%) | Technical Potential | 0% | 0% | 0% | 0% | 0% | 0% | 0% | 0% | 0% | 0% | 0% | 0% | 0% | 0% | 0% | 0% | 0% | 0% | 0% | 0% | 0% | 0% | 0% | 0% | 0 | 0 | 0 | 0 | 0 | 0 | 0
F6_Industrial_Petroleum_New_Miscellaneous_Natural Gas_Strategic Energy Management_A_Technical Potential | F6 | Industrial | Petroleum | New | Miscellaneous | Natural Gas | Strategic Energy Management | A | Standalone Impact on Baseline Winter Peak (%) | Technical Potential | 0% | 0% | 0% | 0% | 0% | 0% | 0% | 0% | 0% | 0% | 0% | 0% | 0% | 0% | 0% | 0% | 0% | 0% | 0% | 0% | 0% | 0% | 0% | 0% | 0 | 0 | 0 | 0 | 0 | 0 | 0
F7_Industrial_Petroleum_New_Miscellaneous_Natural Gas_Strategic Energy Management_A_Technical Potential | F7 | Industrial | Petroleum | New | Miscellaneous | Natural Gas | Strategic Energy Management | A | Incremental Energy Savings (MWh or mTherms) | Technical Potential | 0 | 0 | 0 | 0 | 0 | 0.0059683 | 0.0070708 | 0.0081727 | 0.0092681 | 0.010364 | 0.011461 | 0.012544 | 0.013624 | 0.014702 | 0.015762 | 0.016827 | 0.017882 | 0.018937 | 0.019986 | 0.021026 | 0.022067 | 0.023104 | 0.024137 | 0.025167 | 0.026192 | 0.022067 | 0.023104 | 0.024137 | 0 | 0 | 0
F8_Industrial_Petroleum_New_Miscellaneous_Natural Gas_Strategic Energy Management_A_Technical Potential | F8 | Industrial | Petroleum | New | Miscellaneous | Natural Gas | Strategic Energy Management | A | Incremental Summer Peak Savings (MW) | Technical Potential | 0 | 0 | 0 | 0 | 0 | 0 | 0 | 0 | 0 | 0 | 0 | 0 | 0 | 0 | 0 | 0 | 0 | 0 | 0 | 0 | 0 | 0 | 0 | 0 | 0 | 0 | 0 | 0 | 0 | 0 | 0
F9_Industrial_Petroleum_New_Miscellaneous_Natural Gas_Strategic Energy Management_A_Technical Potential | F9 | Industrial | Petroleum | New | Miscellaneous | Natural Gas | Strategic Energy Management | A | Incremental Winter Peak Savings (MW) | Technical Potential | 0 | 0 | 0 | 0 | 0 | 0 | 0 | 0 | 0 | 0 | 0 | 0 | 0 | 0 | 0 | 0 | 0 | 0 | 0 | 0 | 0 | 0 | 0 | 0 | 0 | 0 | 0 | 0 | 0 | 0 | 0
F10_Industrial_Petroleum_New_Miscellaneous_Natural Gas_Strategic Energy Management_A_Technical Potential | F10 | Industrial | Petroleum | New | Miscellaneous | Natural Gas | Strategic Energy Management | A | Cumulative Energy Savings (MWh or mTherms) | Technical Potential | 0 | 0 | 0 | 0 | 0 | 0.0059683 | 0.013039 | 0.021212 | 0.03048 | 0.040844 | 0.046337 | 0.05181 | 0.057261 | 0.062695 | 0.068093 | 0.073459 | 0.078797 | 0.08411 | 0.089394 | 0.094658 | 0.099898 | 0.10512 | 0.11032 | 0.1155 | 0.12067 | 0.12067 | 0.12067 | 0.12067 | 0 | 0 | 0
F11_Industrial_Petroleum_New_Miscellaneous_Natural Gas_Strategic Energy Management_A_Technical Potential | F11 | Industrial | Petroleum | New | Miscellaneous | Natural Gas | Strategic Energy Management | A | Cumulative Summer Peak Savings (MW) | Technical Potential | 0 | 0 | 0 | 0 | 0 | 0 | 0 | 0 | 0 | 0 | 0 | 0 | 0 | 0 | 0 | 0 | 0 | 0 | 0 | 0 | 0 | 0 | 0 | 0 | 0 | 0 | 0 | 0 | 0 | 0 | 0
F12_Industrial_Petroleum_New_Miscellaneous_Natural Gas_Strategic Energy Management_A_Technical Potential | F12 | Industrial | Petroleum | New | Miscellaneous | Natural Gas | Strategic Energy Management | A | Cumulative Winter Peak Savings (MW) | Technical Potential | 0 | 0 | 0 | 0 | 0 | 0 | 0 | 0 | 0 | 0 | 0 | 0 | 0 | 0 | 0 | 0 | 0 | 0 | 0 | 0 | 0 | 0 | 0 | 0 | 0 | 0 | 0 | 0 | 0 | 0 | 0
F13_Industrial_Petroleum_New_Miscellaneous_Natural Gas_Strategic Energy Management_A_Technical Potential | F13 | Industrial | Petroleum | New | Miscellaneous | Natural Gas | Strategic Energy Management | A | Purchases (Incremental) | Technical Potential | 0 | 0 | 0 | 0 | 0 | 0.037123 | 0.04398 | 0.050834 | 0.057647 | 0.064464 | 0.071287 | 0.078023 | 0.084741 | 0.091445 | 0.098042 | 0.10467 | 0.11122 | 0.11779 | 0.12431 | 0.13078 | 0.13726 | 0.14371 | 0.15013 | 0.15654 | 0.16291 | 0.13726 | 0.14371 | 0.15013 | 0.15654 | 0.16291 | 0.13726
F14_Industrial_Petroleum_New_Miscellaneous_Natural Gas_Strategic Energy Management_A_Technical Potential | F14 | Industrial | Petroleum | New | Miscellaneous | Natural Gas | Strategic Energy Management | A | Purchases (Cumulative) | Technical Potential | 0 | 0 | 0 | 0 | 0 | 0.037123 | 0.081103 | 0.13194 | 0.18958 | 0.25405 | 0.28821 | 0.32226 | 0.35616 | 0.38996 | 0.42354 | 0.45692 | 0.49012 | 0.52316 | 0.55603 | 0.58877 | 0.62136 | 0.65385 | 0.68619 | 0.71842 | 0.75055 | 0.75055 | 0.75055 | 0.75055 | 0.75055 | 0.75055 | 0.75055
F1_Industrial_Petroleum_New_Space Heating_Natural Gas_Commissioning_A_Technical Potential | F1 | Industrial | Petroleum | New | Space Heating | Natural Gas | Commissioning | A | Original Unit Energy Savings (kWh or therms) | Technical Potential | 0 | 0 | 0 | 0 | 0 | 0 | 0 | 0 | 0 | 0 | 0 | 0 | 0 | 0 | 0 | 0 | 0 | 0 | 0 | 0 | 0 | 0 | 0 | 0 | 0 | 0 | 0 | 0 | 0 | 0 | 0
F2_Industrial_Petroleum_New_Space Heating_Natural Gas_Commissioning_A_Technical Potential | F2 | Industrial | Petroleum | New | Space Heating | Natural Gas | Commissioning | A | Original Unit Summer Peak Savings (kW) | Technical Potential | 0 | 0 | 0 | 0 | 0 | 0 | 0 | 0 | 0 | 0 | 0 | 0 | 0 | 0 | 0 | 0 | 0 | 0 | 0 | 0 | 0 | 0 | 0 | 0 | 0 | 0 | 0 | 0 | 0 | 0 | 0
F3_Industrial_Petroleum_New_Space Heating_Natural Gas_Commissioning_A_Technical Potential | F3 | Industrial | Petroleum | New | Space Heating | Natural Gas | Commissioning | A | Original Unit Winter Peak Savings (kW) | Technical Potential | 0 | 0 | 0 | 0 | 0 | 0 | 0 | 0 | 0 | 0 | 0 | 0 | 0 | 0 | 0 | 0 | 0 | 0 | 0 | 0 | 0 | 0 | 0 | 0 | 0 | 0 | 0 | 0 | 0 | 0 | 0
F4_Industrial_Petroleum_New_Space Heating_Natural Gas_Commissioning_A_Technical Potential | F4 | Industrial | Petroleum | New | Space Heating | Natural Gas | Commissioning | A | Standalone Impact on Baseline Energy (%) | Technical Potential | 0% | 0% | 0% | 0% | 0% | 0% | 0% | 0% | 0% | 0% | 0% | 0% | 0% | 0% | 0% | 0% | 0% | 0% | 0% | 0% | 0% | 0% | 0% | 0% | 0 | 0 | 0 | 0 | 0 | 0 | 0
F5_Industrial_Petroleum_New_Space Heating_Natural Gas_Commissioning_A_Technical Potential | F5 | Industrial | Petroleum | New | Space Heating | Natural Gas | Commissioning | A | Standalone Impact on Baseline Summer Peak (%) | Technical Potential | 0% | 0% | 0% | 0% | 0% | 0% | 0% | 0% | 0% | 0% | 0% | 0% | 0% | 0% | 0% | 0% | 0% | 0% | 0% | 0% | 0% | 0% | 0% | 0% | 0 | 0 | 0 | 0 | 0 | 0 | 0
F6_Industrial_Petroleum_New_Space Heating_Natural Gas_Commissioning_A_Technical Potential | F6 | Industrial | Petroleum | New | Space Heating | Natural Gas | Commissioning | A | Standalone Impact on Baseline Winter Peak (%) | Technical Potential | 0% | 0% | 0% | 0% | 0% | 0% | 0% | 0% | 0% | 0% | 0% | 0% | 0% | 0% | 0% | 0% | 0% | 0% | 0% | 0% | 0% | 0% | 0% | 0% | 0 | 0 | 0 | 0 | 0 | 0 | 0
F7_Industrial_Petroleum_New_Space Heating_Natural Gas_Commissioning_A_Technical Potential | F7 | Industrial | Petroleum | New | Space Heating | Natural Gas | Commissioning | A | Incremental Energy Savings (MWh or mTherms) | Technical Potential | 0 | 0 | 0 | 0 | 0 | 0 | 0 | 0 | 0 | 0 | 0 | 0 | 0 | 0 | 0 | 0 | 0 | 0 | 0 | 0 | 0 | 0 | 0 | 0 | 0 | 0 | 0 | 0 | 0 | 0 | 0
F8_Industrial_Petroleum_New_Space Heating_Natural Gas_Commissioning_A_Technical Potential | F8 | Industrial | Petroleum | New | Space Heating | Natural Gas | Commissioning | A | Incremental Summer Peak Savings (MW) | Technical Potential | 0 | 0 | 0 | 0 | 0 | 0 | 0 | 0 | 0 | 0 | 0 | 0 | 0 | 0 | 0 | 0 | 0 | 0 | 0 | 0 | 0 | 0 | 0 | 0 | 0 | 0 | 0 | 0 | 0 | 0 | 0
F9_Industrial_Petroleum_New_Space Heating_Natural Gas_Commissioning_A_Technical Potential | F9 | Industrial | Petroleum | New | Space Heating | Natural Gas | Commissioning | A | Incremental Winter Peak Savings (MW) | Technical Potential | 0 | 0 | 0 | 0 | 0 | 0 | 0 | 0 | 0 | 0 | 0 | 0 | 0 | 0 | 0 | 0 | 0 | 0 | 0 | 0 | 0 | 0 | 0 | 0 | 0 | 0 | 0 | 0 | 0 | 0 | 0
F10_Industrial_Petroleum_New_Space Heating_Natural Gas_Commissioning_A_Technical Potential | F10 | Industrial | Petroleum | New | Space Heating | Natural Gas | Commissioning | A | Cumulative Energy Savings (MWh or mTherms) | Technical Potential | 0 | 0 | 0 | 0 | 0 | 0 | 0 | 0 | 0 | 0 | 0 | 0 | 0 | 0 | 0 | 0 | 0 | 0 | 0 | 0 | 0 | 0 | 0 | 0 | 0 | 0 | 0 | 0 | 0 | 0 | 0
F11_Industrial_Petroleum_New_Space Heating_Natural Gas_Commissioning_A_Technical Potential | F11 | Industrial | Petroleum | New | Space Heating | Natural Gas | Commissioning | A | Cumulative Summer Peak Savings (MW) | Technical Potential | 0 | 0 | 0 | 0 | 0 | 0 | 0 | 0 | 0 | 0 | 0 | 0 | 0 | 0 | 0 | 0 | 0 | 0 | 0 | 0 | 0 | 0 | 0 | 0 | 0 | 0 | 0 | 0 | 0 | 0 | 0
F12_Industrial_Petroleum_New_Space Heating_Natural Gas_Commissioning_A_Technical Potential | F12 | Industrial | Petroleum | New | Space Heating | Natural Gas | Commissioning | A | Cumulative Winter Peak Savings (MW) | Technical Potential | 0 | 0 | 0 | 0 | 0 | 0 | 0 | 0 | 0 | 0 | 0 | 0 | 0 | 0 | 0 | 0 | 0 | 0 | 0 | 0 | 0 | 0 | 0 | 0 | 0 | 0 | 0 | 0 | 0 | 0 | 0
F13_Industrial_Petroleum_New_Space Heating_Natural Gas_Commissioning_A_Technical Potential | F13 | Industrial | Petroleum | New | Space Heating | Natural Gas | Commissioning | A | Purchases (Incremental) | Technical Potential | 0 | 0 | 0 | 0 | 0 | 0 | 0 | 0 | 0 | 0 | 0 | 0 | 0 | 0 | 0 | 0 | 0 | 0 | 0 | 0 | 0 | 0 | 0 | 0 | 0 | 0 | 0 | 0 | 0 | 0 | 0
F14_Industrial_Petroleum_New_Space Heating_Natural Gas_Commissioning_A_Technical Potential | F14 | Industrial | Petroleum | New | Space Heating | Natural Gas | Commissioning | A | Purchases (Cumulative) | Technical Potential | 0 | 0 | 0 | 0 | 0 | 0 | 0 | 0 | 0 | 0 | 0 | 0 | 0 | 0 | 0 | 0 | 0 | 0 | 0 | 0 | 0 | 0 | 0 | 0 | 0 | 0 | 0 | 0 | 0 | 0 | 0
F1_Industrial_Petroleum_New_Process_Natural Gas_Commissioning_A_Technical Potential | F1 | Industrial | Petroleum | New | Process | Natural Gas | Commissioning | A | Original Unit Energy Savings (kWh or therms) | Technical Potential | 0 | 0 | 0 | 0 | 0 | 4292.3343 | 4292.3343 | 4292.3343 | 4292.3343 | 4292.3343 | 4292.3343 | 4292.3343 | 4292.3343 | 4292.3343 | 4292.3343 | 4292.3343 | 4292.3343 | 4292.3343 | 4292.3343 | 4292.3343 | 4292.3343 | 4292.3343 | 4292.3343 | 4292.3343 | 4292.3343 | 4292.3343 | 4292.3343 | 4292.3343 | 0 | 0 | 0
F2_Industrial_Petroleum_New_Process_Natural Gas_Commissioning_A_Technical Potential | F2 | Industrial | Petroleum | New | Process | Natural Gas | Commissioning | A | Original Unit Summer Peak Savings (kW) | Technical Potential | 0 | 0 | 0 | 0 | 0 | 0 | 0 | 0 | 0 | 0 | 0 | 0 | 0 | 0 | 0 | 0 | 0 | 0 | 0 | 0 | 0 | 0 | 0 | 0 | 0 | 0 | 0 | 0 | 0 | 0 | 0
F3_Industrial_Petroleum_New_Process_Natural Gas_Commissioning_A_Technical Potential | F3 | Industrial | Petroleum | New | Process | Natural Gas | Commissioning | A | Original Unit Winter Peak Savings (kW) | Technical Potential | 0 | 0 | 0 | 0 | 0 | 0 | 0 | 0 | 0 | 0 | 0 | 0 | 0 | 0 | 0 | 0 | 0 | 0 | 0 | 0 | 0 | 0 | 0 | 0 | 0 | 0 | 0 | 0 | 0 | 0 | 0
F4_Industrial_Petroleum_New_Process_Natural Gas_Commissioning_A_Technical Potential | F4 | Industrial | Petroleum | New | Process | Natural Gas | Commissioning | A | Standalone Impact on Baseline Energy (%) | Technical Potential | 0% | 0% | 0% | 0% | 0% | 0% | 0% | 0% | 0% | 0% | 0% | 0% | 0% | 0% | 0% | 0% | 0% | 0% | 0% | 0% | 0% | 0% | 0% | 0% | 0 | 0 | 0 | 0 | 0 | 0 | 0
F5_Industrial_Petroleum_New_Process_Natural Gas_Commissioning_A_Technical Potential | F5 | Industrial | Petroleum | New | Process | Natural Gas | Commissioning | A | Standalone Impact on Baseline Summer Peak (%) | Technical Potential | 0% | 0% | 0% | 0% | 0% | 0% | 0% | 0% | 0% | 0% | 0% | 0% | 0% | 0% | 0% | 0% | 0% | 0% | 0% | 0% | 0% | 0% | 0% | 0% | 0 | 0 | 0 | 0 | 0 | 0 | 0
F6_Industrial_Petroleum_New_Process_Natural Gas_Commissioning_A_Technical Potential | F6 | Industrial | Petroleum | New | Process | Natural Gas | Commissioning | A | Standalone Impact on Baseline Winter Peak (%) | Technical Potential | 0% | 0% | 0% | 0% | 0% | 0% | 0% | 0% | 0% | 0% | 0% | 0% | 0% | 0% | 0% | 0% | 0% | 0% | 0% | 0% | 0% | 0% | 0% | 0% | 0 | 0 | 0 | 0 | 0 | 0 | 0
F7_Industrial_Petroleum_New_Process_Natural Gas_Commissioning_A_Technical Potential | F7 | Industrial | Petroleum | New | Process | Natural Gas | Commissioning | A | Incremental Energy Savings (MWh or mTherms) | Technical Potential | 0 | 0 | 0 | 0 | 0 | 0 | 0 | 0 | 0 | 0 | 0 | 0 | 0 | 0 | 0 | 0 | 0 | 0 | 0 | 0 | 0 | 0 | 0 | 0 | 0 | 0 | 0 | 0 | 0 | 0 | 0
F8_Industrial_Petroleum_New_Process_Natural Gas_Commissioning_A_Technical Potential | F8 | Industrial | Petroleum | New | Process | Natural Gas | Commissioning | A | Incremental Summer Peak Savings (MW) | Technical Potential | 0 | 0 | 0 | 0 | 0 | 0 | 0 | 0 | 0 | 0 | 0 | 0 | 0 | 0 | 0 | 0 | 0 | 0 | 0 | 0 | 0 | 0 | 0 | 0 | 0 | 0 | 0 | 0 | 0 | 0 | 0
F9_Industrial_Petroleum_New_Process_Natural Gas_Commissioning_A_Technical Potential | F9 | Industrial | Petroleum | New | Process | Natural Gas | Commissioning | A | Incremental Winter Peak Savings (MW) | Technical Potential | 0 | 0 | 0 | 0 | 0 | 0 | 0 | 0 | 0 | 0 | 0 | 0 | 0 | 0 | 0 | 0 | 0 | 0 | 0 | 0 | 0 | 0 | 0 | 0 | 0 | 0 | 0 | 0 | 0 | 0 | 0
F10_Industrial_Petroleum_New_Process_Natural Gas_Commissioning_A_Technical Potential | F10 | Industrial | Petroleum | New | Process | Natural Gas | Commissioning | A | Cumulative Energy Savings (MWh or mTherms) | Technical Potential | 0 | 0 | 0 | 0 | 0 | 0 | 0 | 0 | 0 | 0 | 0 | 0 | 0 | 0 | 0 | 0 | 0 | 0 | 0 | 0 | 0 | 0 | 0 | 0 | 0 | 0 | 0 | 0 | 0 | 0 | 0
F11_Industrial_Petroleum_New_Process_Natural Gas_Commissioning_A_Technical Potential | F11 | Industrial | Petroleum | New | Process | Natural Gas | Commissioning | A | Cumulative Summer Peak Savings (MW) | Technical Potential | 0 | 0 | 0 | 0 | 0 | 0 | 0 | 0 | 0 | 0 | 0 | 0 | 0 | 0 | 0 | 0 | 0 | 0 | 0 | 0 | 0 | 0 | 0 | 0 | 0 | 0 | 0 | 0 | 0 | 0 | 0
F12_Industrial_Petroleum_New_Process_Natural Gas_Commissioning_A_Technical Potential | F12 | Industrial | Petroleum | New | Process | Natural Gas | Commissioning | A | Cumulative Winter Peak Savings (MW) | Technical Potential | 0 | 0 | 0 | 0 | 0 | 0 | 0 | 0 | 0 | 0 | 0 | 0 | 0 | 0 | 0 | 0 | 0 | 0 | 0 | 0 | 0 | 0 | 0 | 0 | 0 | 0 | 0 | 0 | 0 | 0 | 0
F13_Industrial_Petroleum_New_Process_Natural Gas_Commissioning_A_Technical Potential | F13 | Industrial | Petroleum | New | Process | Natural Gas | Commissioning | A | Purchases (Incremental) | Technical Potential | 0 | 0 | 0 | 0 | 0 | 0 | 0 | 0 | 0 | 0 | 0 | 0 | 0 | 0 | 0 | 0 | 0 | 0 | 0 | 0 | 0 | 0 | 0 | 0 | 0 | 0 | 0 | 0 | 0 | 0 | 0
F14_Industrial_Petroleum_New_Process_Natural Gas_Commissioning_A_Technical Potential | F14 | Industrial | Petroleum | New | Process | Natural Gas | Commissioning | A | Purchases (Cumulative) | Technical Potential | 0 | 0 | 0 | 0 | 0 | 0 | 0 | 0 | 0 | 0 | 0 | 0 | 0 | 0 | 0 | 0 | 0 | 0 | 0 | 0 | 0 | 0 | 0 | 0 | 0 | 0 | 0 | 0 | 0 | 0 | 0
F1_Industrial_Petroleum_New_Space Heating_Natural Gas_Retrocommissioning_A_Technical Potential | F1 | Industrial | Petroleum | New | Space Heating | Natural Gas | Retrocommissioning | A | Original Unit Energy Savings (kWh or therms) | Technical Potential | 0 | 0 | 0 | 0 | 0 | 0 | 0 | 0 | 0 | 0 | 0 | 0 | 0 | 0 | 0 | 0 | 0 | 0 | 0 | 0 | 0 | 0 | 0 | 0 | 0 | 0 | 0 | 0 | 0 | 0 | 0
F2_Industrial_Petroleum_New_Space Heating_Natural Gas_Retrocommissioning_A_Technical Potential | F2 | Industrial | Petroleum | New | Space Heating | Natural Gas | Retrocommissioning | A | Original Unit Summer Peak Savings (kW) | Technical Potential | 0 | 0 | 0 | 0 | 0 | 0 | 0 | 0 | 0 | 0 | 0 | 0 | 0 | 0 | 0 | 0 | 0 | 0 | 0 | 0 | 0 | 0 | 0 | 0 | 0 | 0 | 0 | 0 | 0 | 0 | 0
F3_Industrial_Petroleum_New_Space Heating_Natural Gas_Retrocommissioning_A_Technical Potential | F3 | Industrial | Petroleum | New | Space Heating | Natural Gas | Retrocommissioning | A | Original Unit Winter Peak Savings (kW) | Technical Potential | 0 | 0 | 0 | 0 | 0 | 0 | 0 | 0 | 0 | 0 | 0 | 0 | 0 | 0 | 0 | 0 | 0 | 0 | 0 | 0 | 0 | 0 | 0 | 0 | 0 | 0 | 0 | 0 | 0 | 0 | 0
F4_Industrial_Petroleum_New_Space Heating_Natural Gas_Retrocommissioning_A_Technical Potential | F4 | Industrial | Petroleum | New | Space Heating | Natural Gas | Retrocommissioning | A | Standalone Impact on Baseline Energy (%) | Technical Potential | 0% | 0% | 0% | 0% | 0% | 0% | 0% | 0% | 0% | 0% | 0% | 0% | 0% | 0% | 0% | 0% | 0% | 0% | 0% | 0% | 0% | 0% | 0% | 0% | 0 | 0 | 0 | 0 | 0 | 0 | 0
F5_Industrial_Petroleum_New_Space Heating_Natural Gas_Retrocommissioning_A_Technical Potential | F5 | Industrial | Petroleum | New | Space Heating | Natural Gas | Retrocommissioning | A | Standalone Impact on Baseline Summer Peak (%) | Technical Potential | 0% | 0% | 0% | 0% | 0% | 0% | 0% | 0% | 0% | 0% | 0% | 0% | 0% | 0% | 0% | 0% | 0% | 0% | 0% | 0% | 0% | 0% | 0% | 0% | 0 | 0 | 0 | 0 | 0 | 0 | 0
F6_Industrial_Petroleum_New_Space Heating_Natural Gas_Retrocommissioning_A_Technical Potential | F6 | Industrial | Petroleum | New | Space Heating | Natural Gas | Retrocommissioning | A | Standalone Impact on Baseline Winter Peak (%) | Technical Potential | 0% | 0% | 0% | 0% | 0% | 0% | 0% | 0% | 0% | 0% | 0% | 0% | 0% | 0% | 0% | 0% | 0% | 0% | 0% | 0% | 0% | 0% | 0% | 0% | 0 | 0 | 0 | 0 | 0 | 0 | 0
F7_Industrial_Petroleum_New_Space Heating_Natural Gas_Retrocommissioning_A_Technical Potential | F7 | Industrial | Petroleum | New | Space Heating | Natural Gas | Retrocommissioning | A | Incremental Energy Savings (MWh or mTherms) | Technical Potential | 0 | 0 | 0 | 0 | 0 | 0 | 0 | 0 | 0 | 0 | 0 | 0 | 0 | 0 | 0 | 0 | 0 | 0 | 0 | 0 | 0 | 0 | 0 | 0 | 0 | 0 | 0 | 0 | 0 | 0 | 0
F8_Industrial_Petroleum_New_Space Heating_Natural Gas_Retrocommissioning_A_Technical Potential | F8 | Industrial | Petroleum | New | Space Heating | Natural Gas | Retrocommissioning | A | Incremental Summer Peak Savings (MW) | Technical Potential | 0 | 0 | 0 | 0 | 0 | 0 | 0 | 0 | 0 | 0 | 0 | 0 | 0 | 0 | 0 | 0 | 0 | 0 | 0 | 0 | 0 | 0 | 0 | 0 | 0 | 0 | 0 | 0 | 0 | 0 | 0
F9_Industrial_Petroleum_New_Space Heating_Natural Gas_Retrocommissioning_A_Technical Potential | F9 | Industrial | Petroleum | New | Space Heating | Natural Gas | Retrocommissioning | A | Incremental Winter Peak Savings (MW) | Technical Potential | 0 | 0 | 0 | 0 | 0 | 0 | 0 | 0 | 0 | 0 | 0 | 0 | 0 | 0 | 0 | 0 | 0 | 0 | 0 | 0 | 0 | 0 | 0 | 0 | 0 | 0 | 0 | 0 | 0 | 0 | 0
F10_Industrial_Petroleum_New_Space Heating_Natural Gas_Retrocommissioning_A_Technical Potential | F10 | Industrial | Petroleum | New | Space Heating | Natural Gas | Retrocommissioning | A | Cumulative Energy Savings (MWh or mTherms) | Technical Potential | 0 | 0 | 0 | 0 | 0 | 0 | 0 | 0 | 0 | 0 | 0 | 0 | 0 | 0 | 0 | 0 | 0 | 0 | 0 | 0 | 0 | 0 | 0 | 0 | 0 | 0 | 0 | 0 | 0 | 0 | 0
F11_Industrial_Petroleum_New_Space Heating_Natural Gas_Retrocommissioning_A_Technical Potential | F11 | Industrial | Petroleum | New | Space Heating | Natural Gas | Retrocommissioning | A | Cumulative Summer Peak Savings (MW) | Technical Potential | 0 | 0 | 0 | 0 | 0 | 0 | 0 | 0 | 0 | 0 | 0 | 0 | 0 | 0 | 0 | 0 | 0 | 0 | 0 | 0 | 0 | 0 | 0 | 0 | 0 | 0 | 0 | 0 | 0 | 0 | 0
F12_Industrial_Petroleum_New_Space Heating_Natural Gas_Retrocommissioning_A_Technical Potential | F12 | Industrial | Petroleum | New | Space Heating | Natural Gas | Retrocommissioning | A | Cumulative Winter Peak Savings (MW) | Technical Potential | 0 | 0 | 0 | 0 | 0 | 0 | 0 | 0 | 0 | 0 | 0 | 0 | 0 | 0 | 0 | 0 | 0 | 0 | 0 | 0 | 0 | 0 | 0 | 0 | 0 | 0 | 0 | 0 | 0 | 0 | 0
F13_Industrial_Petroleum_New_Space Heating_Natural Gas_Retrocommissioning_A_Technical Potential | F13 | Industrial | Petroleum | New | Space Heating | Natural Gas | Retrocommissioning | A | Purchases (Incremental) | Technical Potential | 0 | 0 | 0 | 0 | 0 | 0 | 0 | 0 | 0 | 0 | 0 | 0 | 0 | 0 | 0 | 0 | 0 | 0 | 0 | 0 | 0 | 0 | 0 | 0 | 0 | 0 | 0 | 0 | 0 | 0 | 0
F14_Industrial_Petroleum_New_Space Heating_Natural Gas_Retrocommissioning_A_Technical Potential | F14 | Industrial | Petroleum | New | Space Heating | Natural Gas | Retrocommissioning | A | Purchases (Cumulative) | Technical Potential | 0 | 0 | 0 | 0 | 0 | 0 | 0 | 0 | 0 | 0 | 0 | 0 | 0 | 0 | 0 | 0 | 0 | 0 | 0 | 0 | 0 | 0 | 0 | 0 | 0 | 0 | 0 | 0 | 0 | 0 | 0
F1_Industrial_Petroleum_New_Process_Natural Gas_Retrocommissioning_A_Technical Potential | F1 | Industrial | Petroleum | New | Process | Natural Gas | Retrocommissioning | A | Original Unit Energy Savings (kWh or therms) | Technical Potential | 0 | 0 | 0 | 0 | 0 | 0 | 0 | 0 | 0 | 0 | 0 | 0 | 0 | 0 | 0 | 0 | 0 | 0 | 0 | 0 | 0 | 0 | 0 | 0 | 0 | 0 | 0 | 0 | 0 | 0 | 0
F2_Industrial_Petroleum_New_Process_Natural Gas_Retrocommissioning_A_Technical Potential | F2 | Industrial | Petroleum | New | Process | Natural Gas | Retrocommissioning | A | Original Unit Summer Peak Savings (kW) | Technical Potential | 0 | 0 | 0 | 0 | 0 | 0 | 0 | 0 | 0 | 0 | 0 | 0 | 0 | 0 | 0 | 0 | 0 | 0 | 0 | 0 | 0 | 0 | 0 | 0 | 0 | 0 | 0 | 0 | 0 | 0 | 0
F3_Industrial_Petroleum_New_Process_Natural Gas_Retrocommissioning_A_Technical Potential | F3 | Industrial | Petroleum | New | Process | Natural Gas | Retrocommissioning | A | Original Unit Winter Peak Savings (kW) | Technical Potential | 0 | 0 | 0 | 0 | 0 | 0 | 0 | 0 | 0 | 0 | 0 | 0 | 0 | 0 | 0 | 0 | 0 | 0 | 0 | 0 | 0 | 0 | 0 | 0 | 0 | 0 | 0 | 0 | 0 | 0 | 0
F4_Industrial_Petroleum_New_Process_Natural Gas_Retrocommissioning_A_Technical Potential | F4 | Industrial | Petroleum | New | Process | Natural Gas | Retrocommissioning | A | Standalone Impact on Baseline Energy (%) | Technical Potential | 0% | 0% | 0% | 0% | 0% | 0% | 0% | 0% | 0% | 0% | 0% | 0% | 0% | 0% | 0% | 0% | 0% | 0% | 0% | 0% | 0% | 0% | 0% | 0% | 0 | 0 | 0 | 0 | 0 | 0 | 0
F5_Industrial_Petroleum_New_Process_Natural Gas_Retrocommissioning_A_Technical Potential | F5 | Industrial | Petroleum | New | Process | Natural Gas | Retrocommissioning | A | Standalone Impact on Baseline Summer Peak (%) | Technical Potential | 0% | 0% | 0% | 0% | 0% | 0% | 0% | 0% | 0% | 0% | 0% | 0% | 0% | 0% | 0% | 0% | 0% | 0% | 0% | 0% | 0% | 0% | 0% | 0% | 0 | 0 | 0 | 0 | 0 | 0 | 0
F6_Industrial_Petroleum_New_Process_Natural Gas_Retrocommissioning_A_Technical Potential | F6 | Industrial | Petroleum | New | Process | Natural Gas | Retrocommissioning | A | Standalone Impact on Baseline Winter Peak (%) | Technical Potential | 0% | 0% | 0% | 0% | 0% | 0% | 0% | 0% | 0% | 0% | 0% | 0% | 0% | 0% | 0% | 0% | 0% | 0% | 0% | 0% | 0% | 0% | 0% | 0% | 0 | 0 | 0 | 0 | 0 | 0 | 0
F7_Industrial_Petroleum_New_Process_Natural Gas_Retrocommissioning_A_Technical Potential | F7 | Industrial | Petroleum | New | Process | Natural Gas | Retrocommissioning | A | Incremental Energy Savings (MWh or mTherms) | Technical Potential | 0 | 0 | 0 | 0 | 0 | 0 | 0 | 0 | 0 | 0 | 0 | 0 | 0 | 0 | 0 | 0 | 0 | 0 | 0 | 0 | 0 | 0 | 0 | 0 | 0 | 0 | 0 | 0 | 0 | 0 | 0
F8_Industrial_Petroleum_New_Process_Natural Gas_Retrocommissioning_A_Technical Potential | F8 | Industrial | Petroleum | New | Process | Natural Gas | Retrocommissioning | A | Incremental Summer Peak Savings (MW) | Technical Potential | 0 | 0 | 0 | 0 | 0 | 0 | 0 | 0 | 0 | 0 | 0 | 0 | 0 | 0 | 0 | 0 | 0 | 0 | 0 | 0 | 0 | 0 | 0 | 0 | 0 | 0 | 0 | 0 | 0 | 0 | 0
F9_Industrial_Petroleum_New_Process_Natural Gas_Retrocommissioning_A_Technical Potential | F9 | Industrial | Petroleum | New | Process | Natural Gas | Retrocommissioning | A | Incremental Winter Peak Savings (MW) | Technical Potential | 0 | 0 | 0 | 0 | 0 | 0 | 0 | 0 | 0 | 0 | 0 | 0 | 0 | 0 | 0 | 0 | 0 | 0 | 0 | 0 | 0 | 0 | 0 | 0 | 0 | 0 | 0 | 0 | 0 | 0 | 0
F10_Industrial_Petroleum_New_Process_Natural Gas_Retrocommissioning_A_Technical Potential | F10 | Industrial | Petroleum | New | Process | Natural Gas | Retrocommissioning | A | Cumulative Energy Savings (MWh or mTherms) | Technical Potential | 0 | 0 | 0 | 0 | 0 | 0 | 0 | 0 | 0 | 0 | 0 | 0 | 0 | 0 | 0 | 0 | 0 | 0 | 0 | 0 | 0 | 0 | 0 | 0 | 0 | 0 | 0 | 0 | 0 | 0 | 0
F11_Industrial_Petroleum_New_Process_Natural Gas_Retrocommissioning_A_Technical Potential | F11 | Industrial | Petroleum | New | Process | Natural Gas | Retrocommissioning | A | Cumulative Summer Peak Savings (MW) | Technical Potential | 0 | 0 | 0 | 0 | 0 | 0 | 0 | 0 | 0 | 0 | 0 | 0 | 0 | 0 | 0 | 0 | 0 | 0 | 0 | 0 | 0 | 0 | 0 | 0 | 0 | 0 | 0 | 0 | 0 | 0 | 0
F12_Industrial_Petroleum_New_Process_Natural Gas_Retrocommissioning_A_Technical Potential | F12 | Industrial | Petroleum | New | Process | Natural Gas | Retrocommissioning | A | Cumulative Winter Peak Savings (MW) | Technical Potential | 0 | 0 | 0 | 0 | 0 | 0 | 0 | 0 | 0 | 0 | 0 | 0 | 0 | 0 | 0 | 0 | 0 | 0 | 0 | 0 | 0 | 0 | 0 | 0 | 0 | 0 | 0 | 0 | 0 | 0 | 0
F13_Industrial_Petroleum_New_Process_Natural Gas_Retrocommissioning_A_Technical Potential | F13 | Industrial | Petroleum | New | Process | Natural Gas | Retrocommissioning | A | Purchases (Incremental) | Technical Potential | 0 | 0 | 0 | 0 | 0 | 0 | 0 | 0 | 0 | 0 | 0 | 0 | 0 | 0 | 0 | 0 | 0 | 0 | 0 | 0 | 0 | 0 | 0 | 0 | 0 | 0 | 0 | 0 | 0 | 0 | 0
F14_Industrial_Petroleum_New_Process_Natural Gas_Retrocommissioning_A_Technical Potential | F14 | Industrial | Petroleum | New | Process | Natural Gas | Retrocommissioning | A | Purchases (Cumulative) | Technical Potential | 0 | 0 | 0 | 0 | 0 | 0 | 0 | 0 | 0 | 0 | 0 | 0 | 0 | 0 | 0 | 0 | 0 | 0 | 0 | 0 | 0 | 0 | 0 | 0 | 0 | 0 | 0 | 0 | 0 | 0 | 0
F1_Industrial_Paper and Printing_Existing_Space Heating_Natural Gas_Insulation - Roof/Ceiling_A_Technical Potential | F1 | Industrial | Paper and Printing | Existing | Space Heating | Natural Gas | Insulation - Roof/Ceiling | A | Original Unit Energy Savings (kWh or therms) | Technical Potential | 0 | 0 | 0 | 0 | 0 | 0.099591 | 0.099104 | 0.098502 | 0.097865 | 0.097198 | 0.096522 | 0.095828 | 0.095137 | 0.094449 | 0.093706 | 0.093019 | 0.09234 | 0.09171 | 0.091123 | 0.090551 | 0.090011 | 0.089458 | 0.08896 | 0.088489 | 0.088041 | 0.087626 | 0.087242 | 0.086887 | 0 | 0 | 0
F2_Industrial_Paper and Printing_Existing_Space Heating_Natural Gas_Insulation - Roof/Ceiling_A_Technical Potential | F2 | Industrial | Paper and Printing | Existing | Space Heating | Natural Gas | Insulation - Roof/Ceiling | A | Original Unit Summer Peak Savings (kW) | Technical Potential | 0 | 0 | 0 | 0 | 0 | 0 | 0 | 0 | 0 | 0 | 0 | 0 | 0 | 0 | 0 | 0 | 0 | 0 | 0 | 0 | 0 | 0 | 0 | 0 | 0 | 0 | 0 | 0 | 0 | 0 | 0
F3_Industrial_Paper and Printing_Existing_Space Heating_Natural Gas_Insulation - Roof/Ceiling_A_Technical Potential | F3 | Industrial | Paper and Printing | Existing | Space Heating | Natural Gas | Insulation - Roof/Ceiling | A | Original Unit Winter Peak Savings (kW) | Technical Potential | 0 | 0 | 0 | 0 | 0 | 0 | 0 | 0 | 0 | 0 | 0 | 0 | 0 | 0 | 0 | 0 | 0 | 0 | 0 | 0 | 0 | 0 | 0 | 0 | 0 | 0 | 0 | 0 | 0 | 0 | 0
F4_Industrial_Paper and Printing_Existing_Space Heating_Natural Gas_Insulation - Roof/Ceiling_A_Technical Potential | F4 | Industrial | Paper and Printing | Existing | Space Heating | Natural Gas | Insulation - Roof/Ceiling | A | Standalone Impact on Baseline Energy (%) | Technical Potential | 0% | 0% | 0% | 0% | 0% | 0.448% | 1.232% | 2.459% | 4.165% | 6.334% | 8.951% | 11.71% | 14.46% | 17.24% | 19.4% | 21.43% | 22.85% | 24.02% | 24.97% | 25.43% | 25.85% | 26.14% | 26.37% | 26.46% | 0.26542 | 0.2662 | 0.26691 | 0.26756 | 0 | 0 | 0
F5_Industrial_Paper and Printing_Existing_Space Heating_Natural Gas_Insulation - Roof/Ceiling_A_Technical Potential | F5 | Industrial | Paper and Printing | Existing | Space Heating | Natural Gas | Insulation - Roof/Ceiling | A | Standalone Impact on Baseline Summer Peak (%) | Technical Potential | 0% | 0% | 0% | 0% | 0% | 0% | 0% | 0% | 0% | 0% | 0% | 0% | 0% | 0% | 0% | 0% | 0% | 0% | 0% | 0% | 0% | 0% | 0% | 0% | 0 | 0 | 0 | 0 | 0 | 0 | 0
F6_Industrial_Paper and Printing_Existing_Space Heating_Natural Gas_Insulation - Roof/Ceiling_A_Technical Potential | F6 | Industrial | Paper and Printing | Existing | Space Heating | Natural Gas | Insulation - Roof/Ceiling | A | Standalone Impact on Baseline Winter Peak (%) | Technical Potential | 0% | 0% | 0% | 0% | 0% | 0% | 0% | 0% | 0% | 0% | 0% | 0% | 0% | 0% | 0% | 0% | 0% | 0% | 0% | 0% | 0% | 0% | 0% | 0% | 0 | 0 | 0 | 0 | 0 | 0 | 0
F7_Industrial_Paper and Printing_Existing_Space Heating_Natural Gas_Insulation - Roof/Ceiling_A_Technical Potential | F7 | Industrial | Paper and Printing | Existing | Space Heating | Natural Gas | Insulation - Roof/Ceiling | A | Incremental Energy Savings (MWh or mTherms) | Technical Potential | 0 | 0 | 0 | 0 | 0 | 0.25036 | 0.43575 | 0.66974 | 0.93208 | 1.1792 | 1.3488 | 1.4381 | 1.4249 | 1.2993 | 1.1323 | 0.91678 | 0.70794 | 0.51547 | 0.35532 | 0.23567 | 0.14846 | 0.089465 | 0.060018 | 0 | 0 | 0 | 0 | 0 | 0 | 0 | 0
F8_Industrial_Paper and Printing_Existing_Space Heating_Natural Gas_Insulation - Roof/Ceiling_A_Technical Potential | F8 | Industrial | Paper and Printing | Existing | Space Heating | Natural Gas | Insulation - Roof/Ceiling | A | Incremental Summer Peak Savings (MW) | Technical Potential | 0 | 0 | 0 | 0 | 0 | 0 | 0 | 0 | 0 | 0 | 0 | 0 | 0 | 0 | 0 | 0 | 0 | 0 | 0 | 0 | 0 | 0 | 0 | 0 | 0 | 0 | 0 | 0 | 0 | 0 | 0
F9_Industrial_Paper and Printing_Existing_Space Heating_Natural Gas_Insulation - Roof/Ceiling_A_Technical Potential | F9 | Industrial | Paper and Printing | Existing | Space Heating | Natural Gas | Insulation - Roof/Ceiling | A | Incremental Winter Peak Savings (MW) | Technical Potential | 0 | 0 | 0 | 0 | 0 | 0 | 0 | 0 | 0 | 0 | 0 | 0 | 0 | 0 | 0 | 0 | 0 | 0 | 0 | 0 | 0 | 0 | 0 | 0 | 0 | 0 | 0 | 0 | 0 | 0 | 0
F10_Industrial_Paper and Printing_Existing_Space Heating_Natural Gas_Insulation - Roof/Ceiling_A_Technical Potential | F10 | Industrial | Paper and Printing | Existing | Space Heating | Natural Gas | Insulation - Roof/Ceiling | A | Cumulative Energy Savings (MWh or mTherms) | Technical Potential | 0 | 0 | 0 | 0 | 0 | 0.25036 | 0.68488 | 1.3505 | 2.2738 | 3.4375 | 4.7624 | 6.1662 | 7.5467 | 8.7914 | 9.8545 | 10.699 | 11.3289 | 11.7671 | 12.0471 | 12.2071 | 12.2827 | 12.2968 | 12.2883 | 12.2232 | 12.1614 | 12.1041 | 12.0511 | 12.002 | 0 | 0 | 0
F11_Industrial_Paper and Printing_Existing_Space Heating_Natural Gas_Insulation - Roof/Ceiling_A_Technical Potential | F11 | Industrial | Paper and Printing | Existing | Space Heating | Natural Gas | Insulation - Roof/Ceiling | A | Cumulative Summer Peak Savings (MW) | Technical Potential | 0 | 0 | 0 | 0 | 0 | 0 | 0 | 0 | 0 | 0 | 0 | 0 | 0 | 0 | 0 | 0 | 0 | 0 | 0 | 0 | 0 | 0 | 0 | 0 | 0 | 0 | 0 | 0 | 0 | 0 | 0
F12_Industrial_Paper and Printing_Existing_Space Heating_Natural Gas_Insulation - Roof/Ceiling_A_Technical Potential | F12 | Industrial | Paper and Printing | Existing | Space Heating | Natural Gas | Insulation - Roof/Ceiling | A | Cumulative Winter Peak Savings (MW) | Technical Potential | 0 | 0 | 0 | 0 | 0 | 0 | 0 | 0 | 0 | 0 | 0 | 0 | 0 | 0 | 0 | 0 | 0 | 0 | 0 | 0 | 0 | 0 | 0 | 0 | 0 | 0 | 0 | 0 | 0 | 0 | 0
F13_Industrial_Paper and Printing_Existing_Space Heating_Natural Gas_Insulation - Roof/Ceiling_A_Technical Potential | F13 | Industrial | Paper and Printing | Existing | Space Heating | Natural Gas | Insulation - Roof/Ceiling | A | Purchases (Incremental) | Technical Potential | 0 | 0 | 0 | 0 | 0 | 2513.8824 | 4396.8797 | 6799.2552 | 9524.1036 | 12131.6095 | 13973.8089 | 15007.5941 | 14977.1222 | 13756.6713 | 12083.0454 | 9855.85 | 7666.6559 | 5620.6826 | 3899.3825 | 2602.6677 | 1649.3941 | 1000.0742 | 674.6667 | 0 | 0 | 0 | 0 | 0 | 0 | 0 | 0
F14_Industrial_Paper and Printing_Existing_Space Heating_Natural Gas_Insulation - Roof/Ceiling_A_Technical Potential | F14 | Industrial | Paper and Printing | Existing | Space Heating | Natural Gas | Insulation - Roof/Ceiling | A | Purchases (Cumulative) | Technical Potential | 0 | 0 | 0 | 0 | 0 | 2513.8824 | 6910.7621 | 13710.0173 | 23234.1209 | 35365.7304 | 49339.5393 | 64347.1334 | 79324.2557 | 93080.927 | 105163.9724 | 115019.8224 | 122686.4783 | 128307.1609 | 132206.5435 | 134809.2112 | 136458.6053 | 137458.6795 | 138133.3463 | 138133.3463 | 138133.3463 | 138133.3463 | 138133.3463 | 138133.3463 | 138133.3463 | 138133.3463 | 138133.3463
F1_Industrial_Paper and Printing_Existing_Space Heating_Natural Gas_Insulation - Wall Cavity_A_Technical Potential | F1 | Industrial | Paper and Printing | Existing | Space Heating | Natural Gas | Insulation - Wall Cavity | A | Original Unit Energy Savings (kWh or therms) | Technical Potential | 0 | 0 | 0 | 0 | 0 | 0.017935 | 0.017848 | 0.017739 | 0.017625 | 0.017505 | 0.017383 | 0.017258 | 0.017133 | 0.017009 | 0.016876 | 0.016752 | 0.01663 | 0.016516 | 0.01641 | 0.016307 | 0.01621 | 0.016111 | 0.016021 | 0.015936 | 0.015855 | 0.015781 | 0.015712 | 0.015648 | 0 | 0 | 0
F2_Industrial_Paper and Printing_Existing_Space Heating_Natural Gas_Insulation - Wall Cavity_A_Technical Potential | F2 | Industrial | Paper and Printing | Existing | Space Heating | Natural Gas | Insulation - Wall Cavity | A | Original Unit Summer Peak Savings (kW) | Technical Potential | 0 | 0 | 0 | 0 | 0 | 0 | 0 | 0 | 0 | 0 | 0 | 0 | 0 | 0 | 0 | 0 | 0 | 0 | 0 | 0 | 0 | 0 | 0 | 0 | 0 | 0 | 0 | 0 | 0 | 0 | 0
F3_Industrial_Paper and Printing_Existing_Space Heating_Natural Gas_Insulation - Wall Cavity_A_Technical Potential | F3 | Industrial | Paper and Printing | Existing | Space Heating | Natural Gas | Insulation - Wall Cavity | A | Original Unit Winter Peak Savings (kW) | Technical Potential | 0 | 0 | 0 | 0 | 0 | 0 | 0 | 0 | 0 | 0 | 0 | 0 | 0 | 0 | 0 | 0 | 0 | 0 | 0 | 0 | 0 | 0 | 0 | 0 | 0 | 0 | 0 | 0 | 0 | 0 | 0
F4_Industrial_Paper and Printing_Existing_Space Heating_Natural Gas_Insulation - Wall Cavity_A_Technical Potential | F4 | Industrial | Paper and Printing | Existing | Space Heating | Natural Gas | Insulation - Wall Cavity | A | Standalone Impact on Baseline Energy (%) | Technical Potential | 0% | 0% | 0% | 0% | 0% | 0.08068% | 0.2219% | 0.4428% | 0.7501% | 1.141% | 1.612% | 2.108% | 2.604% | 3.105% | 3.495% | 3.859% | 4.116% | 4.326% | 4.497% | 4.581% | 4.656% | 4.708% | 4.749% | 4.765% | 0.0478 | 0.047939 | 0.048068 | 0.048184 | 0 | 0 | 0
F5_Industrial_Paper and Printing_Existing_Space Heating_Natural Gas_Insulation - Wall Cavity_A_Technical Potential | F5 | Industrial | Paper and Printing | Existing | Space Heating | Natural Gas | Insulation - Wall Cavity | A | Standalone Impact on Baseline Summer Peak (%) | Technical Potential | 0% | 0% | 0% | 0% | 0% | 0% | 0% | 0% | 0% | 0% | 0% | 0% | 0% | 0% | 0% | 0% | 0% | 0% | 0% | 0% | 0% | 0% | 0% | 0% | 0 | 0 | 0 | 0 | 0 | 0 | 0
F6_Industrial_Paper and Printing_Existing_Space Heating_Natural Gas_Insulation - Wall Cavity_A_Technical Potential | F6 | Industrial | Paper and Printing | Existing | Space Heating | Natural Gas | Insulation - Wall Cavity | A | Standalone Impact on Baseline Winter Peak (%) | Technical Potential | 0% | 0% | 0% | 0% | 0% | 0% | 0% | 0% | 0% | 0% | 0% | 0% | 0% | 0% | 0% | 0% | 0% | 0% | 0% | 0% | 0% | 0% | 0% | 0% | 0 | 0 | 0 | 0 | 0 | 0 | 0
F7_Industrial_Paper and Printing_Existing_Space Heating_Natural Gas_Insulation - Wall Cavity_A_Technical Potential | F7 | Industrial | Paper and Printing | Existing | Space Heating | Natural Gas | Insulation - Wall Cavity | A | Incremental Energy Savings (MWh or mTherms) | Technical Potential | 0 | 0 | 0 | 0 | 0 | 0.045088 | 0.078475 | 0.12061 | 0.16786 | 0.21236 | 0.2429 | 0.259 | 0.25661 | 0.23399 | 0.20391 | 0.1651 | 0.12749 | 0.092832 | 0.063991 | 0.042443 | 0.026737 | 0.016112 | 0.010809 | 0 | 0 | 0 | 0 | 0 | 0 | 0 | 0
F8_Industrial_Paper and Printing_Existing_Space Heating_Natural Gas_Insulation - Wall Cavity_A_Technical Potential | F8 | Industrial | Paper and Printing | Existing | Space Heating | Natural Gas | Insulation - Wall Cavity | A | Incremental Summer Peak Savings (MW) | Technical Potential | 0 | 0 | 0 | 0 | 0 | 0 | 0 | 0 | 0 | 0 | 0 | 0 | 0 | 0 | 0 | 0 | 0 | 0 | 0 | 0 | 0 | 0 | 0 | 0 | 0 | 0 | 0 | 0 | 0 | 0 | 0
F9_Industrial_Paper and Printing_Existing_Space Heating_Natural Gas_Insulation - Wall Cavity_A_Technical Potential | F9 | Industrial | Paper and Printing | Existing | Space Heating | Natural Gas | Insulation - Wall Cavity | A | Incremental Winter Peak Savings (MW) | Technical Potential | 0 | 0 | 0 | 0 | 0 | 0 | 0 | 0 | 0 | 0 | 0 | 0 | 0 | 0 | 0 | 0 | 0 | 0 | 0 | 0 | 0 | 0 | 0 | 0 | 0 | 0 | 0 | 0 | 0 | 0 | 0
F10_Industrial_Paper and Printing_Existing_Space Heating_Natural Gas_Insulation - Wall Cavity_A_Technical Potential | F10 | Industrial | Paper and Printing | Existing | Space Heating | Natural Gas | Insulation - Wall Cavity | A | Cumulative Energy Savings (MWh or mTherms) | Technical Potential | 0 | 0 | 0 | 0 | 0 | 0.045088 | 0.12334 | 0.24321 | 0.40949 | 0.61906 | 0.85766 | 1.1105 | 1.3591 | 1.5833 | 1.7747 | 1.9268 | 2.0402 | 2.1191 | 2.1696 | 2.1984 | 2.212 | 2.2145 | 2.213 | 2.2013 | 2.1902 | 2.1798 | 2.1703 | 2.1614 | 0 | 0 | 0
F11_Industrial_Paper and Printing_Existing_Space Heating_Natural Gas_Insulation - Wall Cavity_A_Technical Potential | F11 | Industrial | Paper and Printing | Existing | Space Heating | Natural Gas | Insulation - Wall Cavity | A | Cumulative Summer Peak Savings (MW) | Technical Potential | 0 | 0 | 0 | 0 | 0 | 0 | 0 | 0 | 0 | 0 | 0 | 0 | 0 | 0 | 0 | 0 | 0 | 0 | 0 | 0 | 0 | 0 | 0 | 0 | 0 | 0 | 0 | 0 | 0 | 0 | 0
F12_Industrial_Paper and Printing_Existing_Space Heating_Natural Gas_Insulation - Wall Cavity_A_Technical Potential | F12 | Industrial | Paper and Printing | Existing | Space Heating | Natural Gas | Insulation - Wall Cavity | A | Cumulative Winter Peak Savings (MW) | Technical Potential | 0 | 0 | 0 | 0 | 0 | 0 | 0 | 0 | 0 | 0 | 0 | 0 | 0 | 0 | 0 | 0 | 0 | 0 | 0 | 0 | 0 | 0 | 0 | 0 | 0 | 0 | 0 | 0 | 0 | 0 | 0
F13_Industrial_Paper and Printing_Existing_Space Heating_Natural Gas_Insulation - Wall Cavity_A_Technical Potential | F13 | Industrial | Paper and Printing | Existing | Space Heating | Natural Gas | Insulation - Wall Cavity | A | Purchases (Incremental) | Technical Potential | 0 | 0 | 0 | 0 | 0 | 2513.8824 | 4396.8797 | 6799.2552 | 9524.1036 | 12131.6095 | 13973.8089 | 15007.5941 | 14977.1222 | 13756.6713 | 12083.0454 | 9855.85 | 7666.6559 | 5620.6826 | 3899.3825 | 2602.6677 | 1649.3941 | 1000.0742 | 674.6667 | 0 | 0 | 0 | 0 | 0 | 0 | 0 | 0
F14_Industrial_Paper and Printing_Existing_Space Heating_Natural Gas_Insulation - Wall Cavity_A_Technical Potential | F14 | Industrial | Paper and Printing | Existing | Space Heating | Natural Gas | Insulation - Wall Cavity | A | Purchases (Cumulative) | Technical Potential | 0 | 0 | 0 | 0 | 0 | 2513.8824 | 6910.7621 | 13710.0173 | 23234.1209 | 35365.7304 | 49339.5393 | 64347.1334 | 79324.2557 | 93080.927 | 105163.9724 | 115019.8224 | 122686.4783 | 128307.1609 | 132206.5435 | 134809.2112 | 136458.6053 | 137458.6795 | 138133.3463 | 138133.3463 | 138133.3463 | 138133.3463 | 138133.3463 | 138133.3463 | 138133.3463 | 138133.3463 | 138133.3463
F1_Industrial_Paper and Printing_Existing_Space Heating_Natural Gas_Insulation - Ducting_A_Technical Potential | F1 | Industrial | Paper and Printing | Existing | Space Heating | Natural Gas | Insulation - Ducting | A | Original Unit Energy Savings (kWh or therms) | Technical Potential | 0 | 0 | 0 | 0 | 0 | 0.0016309 | 0.0016162 | 0.0015975 | 0.0015784 | 0.0015594 | 0.0015407 | 0.0015222 | 0.0015048 | 0.0014884 | 0.0014718 | 0.0014574 | 0.0014437 | 0.0014309 | 0.0014188 | 0.0014066 | 0.0013948 | 0.001383 | 0.0013709 | 0.0013593 | 0.0013481 | 0.0013376 | 0.0013278 | 0.0013186 | 0.00131 | 0.0013019 | 0.0012943
F2_Industrial_Paper and Printing_Existing_Space Heating_Natural Gas_Insulation - Ducting_A_Technical Potential | F2 | Industrial | Paper and Printing | Existing | Space Heating | Natural Gas | Insulation - Ducting | A | Original Unit Summer Peak Savings (kW) | Technical Potential | 0 | 0 | 0 | 0 | 0 | 0 | 0 | 0 | 0 | 0 | 0 | 0 | 0 | 0 | 0 | 0 | 0 | 0 | 0 | 0 | 0 | 0 | 0 | 0 | 0 | 0 | 0 | 0 | 0 | 0 | 0
F3_Industrial_Paper and Printing_Existing_Space Heating_Natural Gas_Insulation - Ducting_A_Technical Potential | F3 | Industrial | Paper and Printing | Existing | Space Heating | Natural Gas | Insulation - Ducting | A | Original Unit Winter Peak Savings (kW) | Technical Potential | 0 | 0 | 0 | 0 | 0 | 0 | 0 | 0 | 0 | 0 | 0 | 0 | 0 | 0 | 0 | 0 | 0 | 0 | 0 | 0 | 0 | 0 | 0 | 0 | 0 | 0 | 0 | 0 | 0 | 0 | 0
F4_Industrial_Paper and Printing_Existing_Space Heating_Natural Gas_Insulation - Ducting_A_Technical Potential | F4 | Industrial | Paper and Printing | Existing | Space Heating | Natural Gas | Insulation - Ducting | A | Standalone Impact on Baseline Energy (%) | Technical Potential | 0% | 0% | 0% | 0% | 0% | 0.0009263% | 0.002055% | 0.003434% | 0.005005% | 0.00678% | 0.008932% | 0.01121% | 0.01351% | 0.01587% | 0.01763% | 0.01921% | 0.02012% | 0.02073% | 0.02114% | 0.02118% | 0.02126% | 0.0213% | 0.02132% | 0.02132% | 0.00021321 | 0.00021317 | 0.0002131 | 0.00021301 | 0 | 0 | 0
F5_Industrial_Paper and Printing_Existing_Space Heating_Natural Gas_Insulation - Ducting_A_Technical Potential | F5 | Industrial | Paper and Printing | Existing | Space Heating | Natural Gas | Insulation - Ducting | A | Standalone Impact on Baseline Summer Peak (%) | Technical Potential | 0% | 0% | 0% | 0% | 0% | 0% | 0% | 0% | 0% | 0% | 0% | 0% | 0% | 0% | 0% | 0% | 0% | 0% | 0% | 0% | 0% | 0% | 0% | 0% | 0 | 0 | 0 | 0 | 0 | 0 | 0
F6_Industrial_Paper and Printing_Existing_Space Heating_Natural Gas_Insulation - Ducting_A_Technical Potential | F6 | Industrial | Paper and Printing | Existing | Space Heating | Natural Gas | Insulation - Ducting | A | Standalone Impact on Baseline Winter Peak (%) | Technical Potential | 0% | 0% | 0% | 0% | 0% | 0% | 0% | 0% | 0% | 0% | 0% | 0% | 0% | 0% | 0% | 0% | 0% | 0% | 0% | 0% | 0% | 0% | 0% | 0% | 0 | 0 | 0 | 0 | 0 | 0 | 0
F7_Industrial_Paper and Printing_Existing_Space Heating_Natural Gas_Insulation - Ducting_A_Technical Potential | F7 | Industrial | Paper and Printing | Existing | Space Heating | Natural Gas | Insulation - Ducting | A | Incremental Energy Savings (MWh or mTherms) | Technical Potential | 0 | 0 | 0 | 0 | 0 | 0.00051766 | 0.00062952 | 0.00075693 | 0.0008687 | 0.00097969 | 0.0011173 | 0.0012077 | 0.0012171 | 0.0011165 | 0.00095265 | 0.00072299 | 0.00047407 | 0.00027145 | 0.00012844 | 5.3937e-05 | 1.9368e-05 | 5.9754e-06 | 1.2863e-06 | 2.0892e-07 | 2.4792e-08 | 0 | 0 | 0 | 0 | 0 | 0
F8_Industrial_Paper and Printing_Existing_Space Heating_Natural Gas_Insulation - Ducting_A_Technical Potential | F8 | Industrial | Paper and Printing | Existing | Space Heating | Natural Gas | Insulation - Ducting | A | Incremental Summer Peak Savings (MW) | Technical Potential | 0 | 0 | 0 | 0 | 0 | 0 | 0 | 0 | 0 | 0 | 0 | 0 | 0 | 0 | 0 | 0 | 0 | 0 | 0 | 0 | 0 | 0 | 0 | 0 | 0 | 0 | 0 | 0 | 0 | 0 | 0
F9_Industrial_Paper and Printing_Existing_Space Heating_Natural Gas_Insulation - Ducting_A_Technical Potential | F9 | Industrial | Paper and Printing | Existing | Space Heating | Natural Gas | Insulation - Ducting | A | Incremental Winter Peak Savings (MW) | Technical Potential | 0 | 0 | 0 | 0 | 0 | 0 | 0 | 0 | 0 | 0 | 0 | 0 | 0 | 0 | 0 | 0 | 0 | 0 | 0 | 0 | 0 | 0 | 0 | 0 | 0 | 0 | 0 | 0 | 0 | 0 | 0
F10_Industrial_Paper and Printing_Existing_Space Heating_Natural Gas_Insulation - Ducting_A_Technical Potential | F10 | Industrial | Paper and Printing | Existing | Space Heating | Natural Gas | Insulation - Ducting | A | Cumulative Energy Savings (MWh or mTherms) | Technical Potential | 0 | 0 | 0 | 0 | 0 | 0.00051766 | 0.0011425 | 0.0018862 | 0.0027325 | 0.0036791 | 0.0047524 | 0.0059029 | 0.0070525 | 0.0080921 | 0.0089548 | 0.0095897 | 0.009974 | 0.010157 | 0.0102 | 0.010166 | 0.0101 | 0.010021 | 0.0099342 | 0.0098501 | 0.009769 | 0.009693 | 0.0096218 | 0.0095551 | 0.0094926 | 0.0094341 | 0.0093793
F11_Industrial_Paper and Printing_Existing_Space Heating_Natural Gas_Insulation - Ducting_A_Technical Potential | F11 | Industrial | Paper and Printing | Existing | Space Heating | Natural Gas | Insulation - Ducting | A | Cumulative Summer Peak Savings (MW) | Technical Potential | 0 | 0 | 0 | 0 | 0 | 0 | 0 | 0 | 0 | 0 | 0 | 0 | 0 | 0 | 0 | 0 | 0 | 0 | 0 | 0 | 0 | 0 | 0 | 0 | 0 | 0 | 0 | 0 | 0 | 0 | 0
F12_Industrial_Paper and Printing_Existing_Space Heating_Natural Gas_Insulation - Ducting_A_Technical Potential | F12 | Industrial | Paper and Printing | Existing | Space Heating | Natural Gas | Insulation - Ducting | A | Cumulative Winter Peak Savings (MW) | Technical Potential | 0 | 0 | 0 | 0 | 0 | 0 | 0 | 0 | 0 | 0 | 0 | 0 | 0 | 0 | 0 | 0 | 0 | 0 | 0 | 0 | 0 | 0 | 0 | 0 | 0 | 0 | 0 | 0 | 0 | 0 | 0
F13_Industrial_Paper and Printing_Existing_Space Heating_Natural Gas_Insulation - Ducting_A_Technical Potential | F13 | Industrial | Paper and Printing | Existing | Space Heating | Natural Gas | Insulation - Ducting | A | Purchases (Incremental) | Technical Potential | 0 | 0 | 0 | 0 | 0 | 317.4078 | 389.5122 | 473.838 | 550.3487 | 628.2614 | 725.1855 | 793.3658 | 808.8336 | 750.1247 | 647.2576 | 496.0987 | 328.3713 | 189.7076 | 90.5259 | 38.3448 | 13.8859 | 4.3205 | 0.93823 | 0.1537 | 0.01839 | 0 | 0 | 0 | 0 | 0 | 0
F14_Industrial_Paper and Printing_Existing_Space Heating_Natural Gas_Insulation - Ducting_A_Technical Potential | F14 | Industrial | Paper and Printing | Existing | Space Heating | Natural Gas | Insulation - Ducting | A | Purchases (Cumulative) | Technical Potential | 0 | 0 | 0 | 0 | 0 | 317.4078 | 706.92 | 1180.758 | 1731.1067 | 2359.3681 | 3084.5536 | 3877.9195 | 4686.7531 | 5436.8778 | 6084.1354 | 6580.2341 | 6908.6054 | 7098.3129 | 7188.8389 | 7227.1837 | 7241.0696 | 7245.39 | 7246.3283 | 7246.482 | 7246.5003 | 7246.5003 | 7246.5003 | 7246.5003 | 7246.5003 | 7246.5003 | 7246.5003
F1_Industrial_Paper and Printing_Existing_Space Heating_Natural Gas_HVAC - Duct Repair and Sealing_A_Technical Potential | F1 | Industrial | Paper and Printing | Existing | Space Heating | Natural Gas | HVAC - Duct Repair and Sealing | A | Original Unit Energy Savings (kWh or therms) | Technical Potential | 0 | 0 | 0 | 0 | 0 | 0.0038394 | 0.0038048 | 0.0037607 | 0.003716 | 0.0036711 | 0.0036271 | 0.0035835 | 0.0035425 | 0.0035039 | 0.003465 | 0.0034309 | 0.0033988 | 0.0033686 | 0.0033402 | 0.0033115 | 0.0032836 | 0.003256 | 0.0032274 | 0.0032 | 0.0031737 | 0.003149 | 0.0031259 | 0.0031042 | 0.0030839 | 0.0030649 | 0.0030471
F2_Industrial_Paper and Printing_Existing_Space Heating_Natural Gas_HVAC - Duct Repair and Sealing_A_Technical Potential | F2 | Industrial | Paper and Printing | Existing | Space Heating | Natural Gas | HVAC - Duct Repair and Sealing | A | Original Unit Summer Peak Savings (kW) | Technical Potential | 0 | 0 | 0 | 0 | 0 | 0 | 0 | 0 | 0 | 0 | 0 | 0 | 0 | 0 | 0 | 0 | 0 | 0 | 0 | 0 | 0 | 0 | 0 | 0 | 0 | 0 | 0 | 0 | 0 | 0 | 0
F3_Industrial_Paper and Printing_Existing_Space Heating_Natural Gas_HVAC - Duct Repair and Sealing_A_Technical Potential | F3 | Industrial | Paper and Printing | Existing | Space Heating | Natural Gas | HVAC - Duct Repair and Sealing | A | Original Unit Winter Peak Savings (kW) | Technical Potential | 0 | 0 | 0 | 0 | 0 | 0 | 0 | 0 | 0 | 0 | 0 | 0 | 0 | 0 | 0 | 0 | 0 | 0 | 0 | 0 | 0 | 0 | 0 | 0 | 0 | 0 | 0 | 0 | 0 | 0 | 0
F4_Industrial_Paper and Printing_Existing_Space Heating_Natural Gas_HVAC - Duct Repair and Sealing_A_Technical Potential | F4 | Industrial | Paper and Printing | Existing | Space Heating | Natural Gas | HVAC - Duct Repair and Sealing | A | Standalone Impact on Baseline Energy (%) | Technical Potential | 0% | 0% | 0% | 0% | 0% | 0.004437% | 0.00884% | 0.01324% | 0.01753% | 0.02177% | 0.02626% | 0.03051% | 0.03473% | 0.03943% | 0.0434% | 0.04796% | 0.05209% | 0.05647% | 0.06108% | 0.06508% | 0.06938% | 0.07368% | 0.07789% | 0.08207% | 0.00086214 | 0.00086199 | 0.00086172 | 0.00086133 | 0 | 0 | 0
F5_Industrial_Paper and Printing_Existing_Space Heating_Natural Gas_HVAC - Duct Repair and Sealing_A_Technical Potential | F5 | Industrial | Paper and Printing | Existing | Space Heating | Natural Gas | HVAC - Duct Repair and Sealing | A | Standalone Impact on Baseline Summer Peak (%) | Technical Potential | 0% | 0% | 0% | 0% | 0% | 0% | 0% | 0% | 0% | 0% | 0% | 0% | 0% | 0% | 0% | 0% | 0% | 0% | 0% | 0% | 0% | 0% | 0% | 0% | 0 | 0 | 0 | 0 | 0 | 0 | 0
F6_Industrial_Paper and Printing_Existing_Space Heating_Natural Gas_HVAC - Duct Repair and Sealing_A_Technical Potential | F6 | Industrial | Paper and Printing | Existing | Space Heating | Natural Gas | HVAC - Duct Repair and Sealing | A | Standalone Impact on Baseline Winter Peak (%) | Technical Potential | 0% | 0% | 0% | 0% | 0% | 0% | 0% | 0% | 0% | 0% | 0% | 0% | 0% | 0% | 0% | 0% | 0% | 0% | 0% | 0% | 0% | 0% | 0% | 0% | 0 | 0 | 0 | 0 | 0 | 0 | 0
F7_Industrial_Paper and Printing_Existing_Space Heating_Natural Gas_HVAC - Duct Repair and Sealing_A_Technical Potential | F7 | Industrial | Paper and Printing | Existing | Space Heating | Natural Gas | HVAC - Duct Repair and Sealing | A | Incremental Energy Savings (MWh or mTherms) | Technical Potential | 0 | 0 | 0 | 0 | 0 | 0.0024799 | 0.0024561 | 0.0024133 | 0.0023859 | 0.002359 | 0.0023012 | 0.0022673 | 0.0022368 | 0.0021773 | 0.0021613 | 0.0021197 | 0.0021001 | 0.002071 | 0.0020352 | 0.0020201 | 0.0019948 | 0.0019703 | 0.001946 | 0.0019229 | 0.001901 | 0 | 0 | 0 | 0 | 0 | 0
F8_Industrial_Paper and Printing_Existing_Space Heating_Natural Gas_HVAC - Duct Repair and Sealing_A_Technical Potential | F8 | Industrial | Paper and Printing | Existing | Space Heating | Natural Gas | HVAC - Duct Repair and Sealing | A | Incremental Summer Peak Savings (MW) | Technical Potential | 0 | 0 | 0 | 0 | 0 | 0 | 0 | 0 | 0 | 0 | 0 | 0 | 0 | 0 | 0 | 0 | 0 | 0 | 0 | 0 | 0 | 0 | 0 | 0 | 0 | 0 | 0 | 0 | 0 | 0 | 0
F9_Industrial_Paper and Printing_Existing_Space Heating_Natural Gas_HVAC - Duct Repair and Sealing_A_Technical Potential | F9 | Industrial | Paper and Printing | Existing | Space Heating | Natural Gas | HVAC - Duct Repair and Sealing | A | Incremental Winter Peak Savings (MW) | Technical Potential | 0 | 0 | 0 | 0 | 0 | 0 | 0 | 0 | 0 | 0 | 0 | 0 | 0 | 0 | 0 | 0 | 0 | 0 | 0 | 0 | 0 | 0 | 0 | 0 | 0 | 0 | 0 | 0 | 0 | 0 | 0
F10_Industrial_Paper and Printing_Existing_Space Heating_Natural Gas_HVAC - Duct Repair and Sealing_A_Technical Potential | F10 | Industrial | Paper and Printing | Existing | Space Heating | Natural Gas | HVAC - Duct Repair and Sealing | A | Cumulative Energy Savings (MWh or mTherms) | Technical Potential | 0 | 0 | 0 | 0 | 0 | 0.0024799 | 0.0049136 | 0.00727 | 0.0095694 | 0.011813 | 0.013973 | 0.016072 | 0.018125 | 0.020105 | 0.022043 | 0.023946 | 0.025821 | 0.027663 | 0.029465 | 0.031232 | 0.032964 | 0.034657 | 0.036299 | 0.037914 | 0.039503 | 0.039195 | 0.038907 | 0.038638 | 0.038385 | 0.038148 | 0.037927
F11_Industrial_Paper and Printing_Existing_Space Heating_Natural Gas_HVAC - Duct Repair and Sealing_A_Technical Potential | F11 | Industrial | Paper and Printing | Existing | Space Heating | Natural Gas | HVAC - Duct Repair and Sealing | A | Cumulative Summer Peak Savings (MW) | Technical Potential | 0 | 0 | 0 | 0 | 0 | 0 | 0 | 0 | 0 | 0 | 0 | 0 | 0 | 0 | 0 | 0 | 0 | 0 | 0 | 0 | 0 | 0 | 0 | 0 | 0 | 0 | 0 | 0 | 0 | 0 | 0
F12_Industrial_Paper and Printing_Existing_Space Heating_Natural Gas_HVAC - Duct Repair and Sealing_A_Technical Potential | F12 | Industrial | Paper and Printing | Existing | Space Heating | Natural Gas | HVAC - Duct Repair and Sealing | A | Cumulative Winter Peak Savings (MW) | Technical Potential | 0 | 0 | 0 | 0 | 0 | 0 | 0 | 0 | 0 | 0 | 0 | 0 | 0 | 0 | 0 | 0 | 0 | 0 | 0 | 0 | 0 | 0 | 0 | 0 | 0 | 0 | 0 | 0 | 0 | 0 | 0
F13_Industrial_Paper and Printing_Existing_Space Heating_Natural Gas_HVAC - Duct Repair and Sealing_A_Technical Potential | F13 | Industrial | Paper and Printing | Existing | Space Heating | Natural Gas | HVAC - Duct Repair and Sealing | A | Purchases (Incremental) | Technical Potential | 0 | 0 | 0 | 0 | 0 | 645.8879 | 645.5334 | 641.7265 | 642.0734 | 642.6043 | 634.4439 | 632.7102 | 631.4255 | 621.3987 | 623.7712 | 617.8228 | 617.9029 | 614.793 | 609.3091 | 610.0309 | 607.5082 | 605.1454 | 602.9405 | 600.8915 | 598.9966 | 0 | 0 | 0 | 0 | 0 | 0
F14_Industrial_Paper and Printing_Existing_Space Heating_Natural Gas_HVAC - Duct Repair and Sealing_A_Technical Potential | F14 | Industrial | Paper and Printing | Existing | Space Heating | Natural Gas | HVAC - Duct Repair and Sealing | A | Purchases (Cumulative) | Technical Potential | 0 | 0 | 0 | 0 | 0 | 645.8879 | 1291.4213 | 1933.1478 | 2575.2213 | 3217.8256 | 3852.2696 | 4484.9798 | 5116.4053 | 5737.804 | 6361.5752 | 6979.398 | 7597.301 | 8212.094 | 8821.4031 | 9431.4339 | 10038.9421 | 10644.0876 | 11247.0281 | 11847.9196 | 12446.9162 | 12446.9162 | 12446.9162 | 12446.9162 | 12446.9162 | 12446.9162 | 12446.9162
F1_Industrial_Paper and Printing_Existing_Space Heating_Natural Gas_Windows - High Efficiency_A_Technical Potential | F1 | Industrial | Paper and Printing | Existing | Space Heating | Natural Gas | Windows - High Efficiency | A | Original Unit Energy Savings (kWh or therms) | Technical Potential | 0 | 0 | 0 | 0 | 0 | 0.0056921 | 0.0056642 | 0.0056298 | 0.0055934 | 0.0055553 | 0.0055167 | 0.005477 | 0.0054375 | 0.0053982 | 0.0053557 | 0.0053164 | 0.0052777 | 0.0052417 | 0.0052081 | 0.0051754 | 0.0051445 | 0.005113 | 0.0050845 | 0.0050575 | 0.0050319 | 0.0050082 | 0.0049863 | 0.004966 | 0 | 0 | 0
F2_Industrial_Paper and Printing_Existing_Space Heating_Natural Gas_Windows - High Efficiency_A_Technical Potential | F2 | Industrial | Paper and Printing | Existing | Space Heating | Natural Gas | Windows - High Efficiency | A | Original Unit Summer Peak Savings (kW) | Technical Potential | 0 | 0 | 0 | 0 | 0 | 0 | 0 | 0 | 0 | 0 | 0 | 0 | 0 | 0 | 0 | 0 | 0 | 0 | 0 | 0 | 0 | 0 | 0 | 0 | 0 | 0 | 0 | 0 | 0 | 0 | 0
F3_Industrial_Paper and Printing_Existing_Space Heating_Natural Gas_Windows - High Efficiency_A_Technical Potential | F3 | Industrial | Paper and Printing | Existing | Space Heating | Natural Gas | Windows - High Efficiency | A | Original Unit Winter Peak Savings (kW) | Technical Potential | 0 | 0 | 0 | 0 | 0 | 0 | 0 | 0 | 0 | 0 | 0 | 0 | 0 | 0 | 0 | 0 | 0 | 0 | 0 | 0 | 0 | 0 | 0 | 0 | 0 | 0 | 0 | 0 | 0 | 0 | 0
F4_Industrial_Paper and Printing_Existing_Space Heating_Natural Gas_Windows - High Efficiency_A_Technical Potential | F4 | Industrial | Paper and Printing | Existing | Space Heating | Natural Gas | Windows - High Efficiency | A | Standalone Impact on Baseline Energy (%) | Technical Potential | 0% | 0% | 0% | 0% | 0% | 0.005191% | 0.01557% | 0.03409% | 0.06404% | 0.1095% | 0.176% | 0.2651% | 0.3806% | 0.5288% | 0.6943% | 0.889% | 1.089% | 1.295% | 1.496% | 1.661% | 1.805% | 1.918% | 1.998% | 2.051% | 0.020878 | 0.020939 | 0.020995 | 0.021046 | 0 | 0 | 0
F5_Industrial_Paper and Printing_Existing_Space Heating_Natural Gas_Windows - High Efficiency_A_Technical Potential | F5 | Industrial | Paper and Printing | Existing | Space Heating | Natural Gas | Windows - High Efficiency | A | Standalone Impact on Baseline Summer Peak (%) | Technical Potential | 0% | 0% | 0% | 0% | 0% | 0% | 0% | 0% | 0% | 0% | 0% | 0% | 0% | 0% | 0% | 0% | 0% | 0% | 0% | 0% | 0% | 0% | 0% | 0% | 0 | 0 | 0 | 0 | 0 | 0 | 0
F6_Industrial_Paper and Printing_Existing_Space Heating_Natural Gas_Windows - High Efficiency_A_Technical Potential | F6 | Industrial | Paper and Printing | Existing | Space Heating | Natural Gas | Windows - High Efficiency | A | Standalone Impact on Baseline Winter Peak (%) | Technical Potential | 0% | 0% | 0% | 0% | 0% | 0% | 0% | 0% | 0% | 0% | 0% | 0% | 0% | 0% | 0% | 0% | 0% | 0% | 0% | 0% | 0% | 0% | 0% | 0% | 0 | 0 | 0 | 0 | 0 | 0 | 0
F7_Industrial_Paper and Printing_Existing_Space Heating_Natural Gas_Windows - High Efficiency_A_Technical Potential | F7 | Industrial | Paper and Printing | Existing | Space Heating | Natural Gas | Windows - High Efficiency | A | Incremental Energy Savings (MWh or mTherms) | Technical Potential | 0 | 0 | 0 | 0 | 0 | 0.0029011 | 0.0057676 | 0.010118 | 0.016361 | 0.024685 | 0.034663 | 0.046684 | 0.059961 | 0.072456 | 0.085094 | 0.093866 | 0.09914 | 0.098378 | 0.091322 | 0.079883 | 0.065396 | 0.049509 | 0.03396 | 0.021509 | 0.013912 | 0 | 0 | 0 | 0 | 0 | 0
F8_Industrial_Paper and Printing_Existing_Space Heating_Natural Gas_Windows - High Efficiency_A_Technical Potential | F8 | Industrial | Paper and Printing | Existing | Space Heating | Natural Gas | Windows - High Efficiency | A | Incremental Summer Peak Savings (MW) | Technical Potential | 0 | 0 | 0 | 0 | 0 | 0 | 0 | 0 | 0 | 0 | 0 | 0 | 0 | 0 | 0 | 0 | 0 | 0 | 0 | 0 | 0 | 0 | 0 | 0 | 0 | 0 | 0 | 0 | 0 | 0 | 0
F9_Industrial_Paper and Printing_Existing_Space Heating_Natural Gas_Windows - High Efficiency_A_Technical Potential | F9 | Industrial | Paper and Printing | Existing | Space Heating | Natural Gas | Windows - High Efficiency | A | Incremental Winter Peak Savings (MW) | Technical Potential | 0 | 0 | 0 | 0 | 0 | 0 | 0 | 0 | 0 | 0 | 0 | 0 | 0 | 0 | 0 | 0 | 0 | 0 | 0 | 0 | 0 | 0 | 0 | 0 | 0 | 0 | 0 | 0 | 0 | 0 | 0
F10_Industrial_Paper and Printing_Existing_Space Heating_Natural Gas_Windows - High Efficiency_A_Technical Potential | F10 | Industrial | Paper and Printing | Existing | Space Heating | Natural Gas | Windows - High Efficiency | A | Cumulative Energy Savings (MWh or mTherms) | Technical Potential | 0 | 0 | 0 | 0 | 0 | 0.0029011 | 0.0086545 | 0.01872 | 0.03496 | 0.059408 | 0.093658 | 0.13967 | 0.19862 | 0.26964 | 0.35261 | 0.44389 | 0.5398 | 0.63449 | 0.72175 | 0.7971 | 0.85774 | 0.90199 | 0.93092 | 0.9475 | 0.95662 | 0.95211 | 0.94794 | 0.94408 | 0 | 0 | 0
F11_Industrial_Paper and Printing_Existing_Space Heating_Natural Gas_Windows - High Efficiency_A_Technical Potential | F11 | Industrial | Paper and Printing | Existing | Space Heating | Natural Gas | Windows - High Efficiency | A | Cumulative Summer Peak Savings (MW) | Technical Potential | 0 | 0 | 0 | 0 | 0 | 0 | 0 | 0 | 0 | 0 | 0 | 0 | 0 | 0 | 0 | 0 | 0 | 0 | 0 | 0 | 0 | 0 | 0 | 0 | 0 | 0 | 0 | 0 | 0 | 0 | 0
F12_Industrial_Paper and Printing_Existing_Space Heating_Natural Gas_Windows - High Efficiency_A_Technical Potential | F12 | Industrial | Paper and Printing | Existing | Space Heating | Natural Gas | Windows - High Efficiency | A | Cumulative Winter Peak Savings (MW) | Technical Potential | 0 | 0 | 0 | 0 | 0 | 0 | 0 | 0 | 0 | 0 | 0 | 0 | 0 | 0 | 0 | 0 | 0 | 0 | 0 | 0 | 0 | 0 | 0 | 0 | 0 | 0 | 0 | 0 | 0 | 0 | 0
F13_Industrial_Paper and Printing_Existing_Space Heating_Natural Gas_Windows - High Efficiency_A_Technical Potential | F13 | Industrial | Paper and Printing | Existing | Space Heating | Natural Gas | Windows - High Efficiency | A | Purchases (Incremental) | Technical Potential | 0 | 0 | 0 | 0 | 0 | 509.671 | 1018.2398 | 1797.2689 | 2925.0848 | 4443.5414 | 6283.2833 | 8523.6347 | 11027.2734 | 13422.2567 | 15888.461 | 17655.8283 | 18784.9146 | 18768.3991 | 17534.5664 | 15435.0676 | 12711.8456 | 9683.0156 | 6679.2005 | 4252.7655 | 2764.7965 | 0 | 0 | 0 | 0 | 0 | 0
F14_Industrial_Paper and Printing_Existing_Space Heating_Natural Gas_Windows - High Efficiency_A_Technical Potential | F14 | Industrial | Paper and Printing | Existing | Space Heating | Natural Gas | Windows - High Efficiency | A | Purchases (Cumulative) | Technical Potential | 0 | 0 | 0 | 0 | 0 | 509.671 | 1527.9109 | 3325.1798 | 6250.2646 | 10693.8061 | 16977.0894 | 25500.7241 | 36527.9975 | 49950.2542 | 65838.7152 | 83494.5435 | 102279.4581 | 121047.8573 | 138582.4237 | 154017.4913 | 166729.337 | 176412.3526 | 183091.5531 | 187344.3186 | 190109.115 | 190109.115 | 190109.115 | 190109.115 | 190109.115 | 190109.115 | 190109.115
F1_Industrial_Paper and Printing_Existing_Space Heating_Natural Gas_Gas Boiler - Maintenance_A_Technical Potential | F1 | Industrial | Paper and Printing | Existing | Space Heating | Natural Gas | Gas Boiler - Maintenance | A | Original Unit Energy Savings (kWh or therms) | Technical Potential | 0 | 0 | 0 | 0 | 0 | 99.8744 | 99.1977 | 98.5252 | 97.8491 | 97.175 | 96.5199 | 95.8713 | 95.2296 | 94.5952 | 93.9237 | 93.3075 | 92.6981 | 92.0988 | 91.5083 | 90.9165 | 90.3449 | 89.7501 | 89.1758 | 88.6196 | 88.0598 | 87.549 | 87.0828 | 86.6574 | 86.2691 | 85.9148 | 85.5913
F2_Industrial_Paper and Printing_Existing_Space Heating_Natural Gas_Gas Boiler - Maintenance_A_Technical Potential | F2 | Industrial | Paper and Printing | Existing | Space Heating | Natural Gas | Gas Boiler - Maintenance | A | Original Unit Summer Peak Savings (kW) | Technical Potential | 0 | 0 | 0 | 0 | 0 | 0 | 0 | 0 | 0 | 0 | 0 | 0 | 0 | 0 | 0 | 0 | 0 | 0 | 0 | 0 | 0 | 0 | 0 | 0 | 0 | 0 | 0 | 0 | 0 | 0 | 0
F3_Industrial_Paper and Printing_Existing_Space Heating_Natural Gas_Gas Boiler - Maintenance_A_Technical Potential | F3 | Industrial | Paper and Printing | Existing | Space Heating | Natural Gas | Gas Boiler - Maintenance | A | Original Unit Winter Peak Savings (kW) | Technical Potential | 0 | 0 | 0 | 0 | 0 | 0 | 0 | 0 | 0 | 0 | 0 | 0 | 0 | 0 | 0 | 0 | 0 | 0 | 0 | 0 | 0 | 0 | 0 | 0 | 0 | 0 | 0 | 0 | 0 | 0 | 0
F4_Industrial_Paper and Printing_Existing_Space Heating_Natural Gas_Gas Boiler - Maintenance_A_Technical Potential | F4 | Industrial | Paper and Printing | Existing | Space Heating | Natural Gas | Gas Boiler - Maintenance | A | Standalone Impact on Baseline Energy (%) | Technical Potential | 0% | 0% | 0% | 0% | 0% | 0.004916% | 0.008349% | 0.01077% | 0.01261% | 0.01423% | 0.01582% | 0.01707% | 0.01814% | 0.01931% | 0.01997% | 0.02079% | 0.02127% | 0.02175% | 0.02224% | 0.02243% | 0.02272% | 0.02296% | 0.02316% | 0.02333% | 0.0002347 | 0.00023512 | 0.00023553 | 0.00023591 | 0 | 0 | 0
F5_Industrial_Paper and Printing_Existing_Space Heating_Natural Gas_Gas Boiler - Maintenance_A_Technical Potential | F5 | Industrial | Paper and Printing | Existing | Space Heating | Natural Gas | Gas Boiler - Maintenance | A | Standalone Impact on Baseline Summer Peak (%) | Technical Potential | 0% | 0% | 0% | 0% | 0% | 0% | 0% | 0% | 0% | 0% | 0% | 0% | 0% | 0% | 0% | 0% | 0% | 0% | 0% | 0% | 0% | 0% | 0% | 0% | 0 | 0 | 0 | 0 | 0 | 0 | 0
F6_Industrial_Paper and Printing_Existing_Space Heating_Natural Gas_Gas Boiler - Maintenance_A_Technical Potential | F6 | Industrial | Paper and Printing | Existing | Space Heating | Natural Gas | Gas Boiler - Maintenance | A | Standalone Impact on Baseline Winter Peak (%) | Technical Potential | 0% | 0% | 0% | 0% | 0% | 0% | 0% | 0% | 0% | 0% | 0% | 0% | 0% | 0% | 0% | 0% | 0% | 0% | 0% | 0% | 0% | 0% | 0% | 0% | 0 | 0 | 0 | 0 | 0 | 0 | 0
F7_Industrial_Paper and Printing_Existing_Space Heating_Natural Gas_Gas Boiler - Maintenance_A_Technical Potential | F7 | Industrial | Paper and Printing | Existing | Space Heating | Natural Gas | Gas Boiler - Maintenance | A | Incremental Energy Savings (MWh or mTherms) | Technical Potential | 0 | 0 | 0 | 0 | 0 | 0.0027477 | 0.0019118 | 0.0013068 | 0.0010113 | 0.00088066 | 0.00074731 | 0.00063417 | 0.0005341 | 0.00044051 | 0.00036824 | 0.00030234 | 0.00023396 | 0.00018012 | 0.00013813 | 0.00010701 | 9.7234e-05 | 7.5301e-05 | 6.4193e-05 | 5.3322e-05 | 4.2661e-05 | 0 | 0 | 0 | 0 | 0 | 0
F8_Industrial_Paper and Printing_Existing_Space Heating_Natural Gas_Gas Boiler - Maintenance_A_Technical Potential | F8 | Industrial | Paper and Printing | Existing | Space Heating | Natural Gas | Gas Boiler - Maintenance | A | Incremental Summer Peak Savings (MW) | Technical Potential | 0 | 0 | 0 | 0 | 0 | 0 | 0 | 0 | 0 | 0 | 0 | 0 | 0 | 0 | 0 | 0 | 0 | 0 | 0 | 0 | 0 | 0 | 0 | 0 | 0 | 0 | 0 | 0 | 0 | 0 | 0
F9_Industrial_Paper and Printing_Existing_Space Heating_Natural Gas_Gas Boiler - Maintenance_A_Technical Potential | F9 | Industrial | Paper and Printing | Existing | Space Heating | Natural Gas | Gas Boiler - Maintenance | A | Incremental Winter Peak Savings (MW) | Technical Potential | 0 | 0 | 0 | 0 | 0 | 0 | 0 | 0 | 0 | 0 | 0 | 0 | 0 | 0 | 0 | 0 | 0 | 0 | 0 | 0 | 0 | 0 | 0 | 0 | 0 | 0 | 0 | 0 | 0 | 0 | 0
F10_Industrial_Paper and Printing_Existing_Space Heating_Natural Gas_Gas Boiler - Maintenance_A_Technical Potential | F10 | Industrial | Paper and Printing | Existing | Space Heating | Natural Gas | Gas Boiler - Maintenance | A | Cumulative Energy Savings (MWh or mTherms) | Technical Potential | 0 | 0 | 0 | 0 | 0 | 0.0027477 | 0.0046409 | 0.0059162 | 0.0068869 | 0.0077201 | 0.0084154 | 0.008993 | 0.0094669 | 0.0098444 | 0.010143 | 0.010379 | 0.010545 | 0.010657 | 0.010726 | 0.010764 | 0.010794 | 0.010798 | 0.010793 | 0.010779 | 0.010754 | 0.010691 | 0.010634 | 0.010582 | 0.010535 | 0.010492 | 0.010452
F11_Industrial_Paper and Printing_Existing_Space Heating_Natural Gas_Gas Boiler - Maintenance_A_Technical Potential | F11 | Industrial | Paper and Printing | Existing | Space Heating | Natural Gas | Gas Boiler - Maintenance | A | Cumulative Summer Peak Savings (MW) | Technical Potential | 0 | 0 | 0 | 0 | 0 | 0 | 0 | 0 | 0 | 0 | 0 | 0 | 0 | 0 | 0 | 0 | 0 | 0 | 0 | 0 | 0 | 0 | 0 | 0 | 0 | 0 | 0 | 0 | 0 | 0 | 0
F12_Industrial_Paper and Printing_Existing_Space Heating_Natural Gas_Gas Boiler - Maintenance_A_Technical Potential | F12 | Industrial | Paper and Printing | Existing | Space Heating | Natural Gas | Gas Boiler - Maintenance | A | Cumulative Winter Peak Savings (MW) | Technical Potential | 0 | 0 | 0 | 0 | 0 | 0 | 0 | 0 | 0 | 0 | 0 | 0 | 0 | 0 | 0 | 0 | 0 | 0 | 0 | 0 | 0 | 0 | 0 | 0 | 0 | 0 | 0 | 0 | 0 | 0 | 0
F13_Industrial_Paper and Printing_Existing_Space Heating_Natural Gas_Gas Boiler - Maintenance_A_Technical Potential | F13 | Industrial | Paper and Printing | Existing | Space Heating | Natural Gas | Gas Boiler - Maintenance | A | Purchases (Incremental) | Technical Potential | 0 | 0 | 0 | 0 | 0 | 0.027512 | 0.019273 | 0.013263 | 0.010335 | 0.0090626 | 0.0077426 | 0.0066148 | 0.0056085 | 0.0046568 | 0.0039206 | 0.0032403 | 0.0025238 | 0.0019557 | 0.0015095 | 0.001177 | 0.0010763 | 0.00083901 | 0.00071985 | 0.00060169 | 0.00048445 | 0 | 0 | 0 | 0 | 0 | 0
F14_Industrial_Paper and Printing_Existing_Space Heating_Natural Gas_Gas Boiler - Maintenance_A_Technical Potential | F14 | Industrial | Paper and Printing | Existing | Space Heating | Natural Gas | Gas Boiler - Maintenance | A | Purchases (Cumulative) | Technical Potential | 0 | 0 | 0 | 0 | 0 | 0.027512 | 0.046785 | 0.060048 | 0.070383 | 0.079446 | 0.087188 | 0.093803 | 0.099411 | 0.10407 | 0.10799 | 0.11123 | 0.11375 | 0.11571 | 0.11722 | 0.1184 | 0.11947 | 0.12031 | 0.12103 | 0.12163 | 0.12212 | 0.12212 | 0.12212 | 0.12212 | 0.12212 | 0.12212 | 0.12212
F1_Industrial_Paper and Printing_Existing_Process_Natural Gas_Gas Boiler - Maintenance_A_Technical Potential | F1 | Industrial | Paper and Printing | Existing | Process | Natural Gas | Gas Boiler - Maintenance | A | Original Unit Energy Savings (kWh or therms) | Technical Potential | 0 | 0 | 0 | 0 | 0 | 55.8015 | 55.8015 | 55.8015 | 55.8015 | 55.8015 | 55.8015 | 55.8015 | 55.8015 | 55.8015 | 55.8015 | 55.8015 | 55.8015 | 55.8015 | 55.8015 | 55.8015 | 55.8015 | 55.8015 | 55.8015 | 55.8015 | 55.8015 | 55.8015 | 55.8015 | 55.8015 | 55.8015 | 55.8015 | 55.8015
F2_Industrial_Paper and Printing_Existing_Process_Natural Gas_Gas Boiler - Maintenance_A_Technical Potential | F2 | Industrial | Paper and Printing | Existing | Process | Natural Gas | Gas Boiler - Maintenance | A | Original Unit Summer Peak Savings (kW) | Technical Potential | 0 | 0 | 0 | 0 | 0 | 0 | 0 | 0 | 0 | 0 | 0 | 0 | 0 | 0 | 0 | 0 | 0 | 0 | 0 | 0 | 0 | 0 | 0 | 0 | 0 | 0 | 0 | 0 | 0 | 0 | 0
F3_Industrial_Paper and Printing_Existing_Process_Natural Gas_Gas Boiler - Maintenance_A_Technical Potential | F3 | Industrial | Paper and Printing | Existing | Process | Natural Gas | Gas Boiler - Maintenance | A | Original Unit Winter Peak Savings (kW) | Technical Potential | 0 | 0 | 0 | 0 | 0 | 0 | 0 | 0 | 0 | 0 | 0 | 0 | 0 | 0 | 0 | 0 | 0 | 0 | 0 | 0 | 0 | 0 | 0 | 0 | 0 | 0 | 0 | 0 | 0 | 0 | 0
F4_Industrial_Paper and Printing_Existing_Process_Natural Gas_Gas Boiler - Maintenance_A_Technical Potential | F4 | Industrial | Paper and Printing | Existing | Process | Natural Gas | Gas Boiler - Maintenance | A | Standalone Impact on Baseline Energy (%) | Technical Potential | 0% | 0% | 0% | 0% | 0% | 0.02332% | 0.03969% | 0.05124% | 0.06003% | 0.0677% | 0.07525% | 0.08118% | 0.08621% | 0.09171% | 0.0948% | 0.09859% | 0.1008% | 0.1031% | 0.1053% | 0.1063% | 0.1077% | 0.1089% | 0.1099% | 0.1108% | 0.0011164 | 0.0011196 | 0.0011226 | 0.0011253 | 0 | 0 | 0
F5_Industrial_Paper and Printing_Existing_Process_Natural Gas_Gas Boiler - Maintenance_A_Technical Potential | F5 | Industrial | Paper and Printing | Existing | Process | Natural Gas | Gas Boiler - Maintenance | A | Standalone Impact on Baseline Summer Peak (%) | Technical Potential | 0% | 0% | 0% | 0% | 0% | 0% | 0% | 0% | 0% | 0% | 0% | 0% | 0% | 0% | 0% | 0% | 0% | 0% | 0% | 0% | 0% | 0% | 0% | 0% | 0 | 0 | 0 | 0 | 0 | 0 | 0
F6_Industrial_Paper and Printing_Existing_Process_Natural Gas_Gas Boiler - Maintenance_A_Technical Potential | F6 | Industrial | Paper and Printing | Existing | Process | Natural Gas | Gas Boiler - Maintenance | A | Standalone Impact on Baseline Winter Peak (%) | Technical Potential | 0% | 0% | 0% | 0% | 0% | 0% | 0% | 0% | 0% | 0% | 0% | 0% | 0% | 0% | 0% | 0% | 0% | 0% | 0% | 0% | 0% | 0% | 0% | 0% | 0 | 0 | 0 | 0 | 0 | 0 | 0
F7_Industrial_Paper and Printing_Existing_Process_Natural Gas_Gas Boiler - Maintenance_A_Technical Potential | F7 | Industrial | Paper and Printing | Existing | Process | Natural Gas | Gas Boiler - Maintenance | A | Incremental Energy Savings (MWh or mTherms) | Technical Potential | 0 | 0 | 0 | 0 | 0 | 0.061259 | 0.042914 | 0.029533 | 0.023013 | 0.020179 | 0.01724 | 0.014729 | 0.012488 | 0.010369 | 0.0087297 | 0.0072149 | 0.0056197 | 0.0043546 | 0.0033611 | 0.0026207 | 0.0023964 | 0.0018682 | 0.0016029 | 0.0013398 | 0.0010787 | 0 | 0 | 0 | 0 | 0 | 0
F8_Industrial_Paper and Printing_Existing_Process_Natural Gas_Gas Boiler - Maintenance_A_Technical Potential | F8 | Industrial | Paper and Printing | Existing | Process | Natural Gas | Gas Boiler - Maintenance | A | Incremental Summer Peak Savings (MW) | Technical Potential | 0 | 0 | 0 | 0 | 0 | 0 | 0 | 0 | 0 | 0 | 0 | 0 | 0 | 0 | 0 | 0 | 0 | 0 | 0 | 0 | 0 | 0 | 0 | 0 | 0 | 0 | 0 | 0 | 0 | 0 | 0
F9_Industrial_Paper and Printing_Existing_Process_Natural Gas_Gas Boiler - Maintenance_A_Technical Potential | F9 | Industrial | Paper and Printing | Existing | Process | Natural Gas | Gas Boiler - Maintenance | A | Incremental Winter Peak Savings (MW) | Technical Potential | 0 | 0 | 0 | 0 | 0 | 0 | 0 | 0 | 0 | 0 | 0 | 0 | 0 | 0 | 0 | 0 | 0 | 0 | 0 | 0 | 0 | 0 | 0 | 0 | 0 | 0 | 0 | 0 | 0 | 0 | 0
F10_Industrial_Paper and Printing_Existing_Process_Natural Gas_Gas Boiler - Maintenance_A_Technical Potential | F10 | Industrial | Paper and Printing | Existing | Process | Natural Gas | Gas Boiler - Maintenance | A | Cumulative Energy Savings (MWh or mTherms) | Technical Potential | 0 | 0 | 0 | 0 | 0 | 0.061259 | 0.10417 | 0.13371 | 0.15672 | 0.1769 | 0.19414 | 0.20887 | 0.22135 | 0.23172 | 0.24045 | 0.24767 | 0.25329 | 0.25764 | 0.261 | 0.26362 | 0.26602 | 0.26789 | 0.26949 | 0.27083 | 0.27191 | 0.27191 | 0.27191 | 0.27191 | 0.27191 | 0.27191 | 0.27191
F11_Industrial_Paper and Printing_Existing_Process_Natural Gas_Gas Boiler - Maintenance_A_Technical Potential | F11 | Industrial | Paper and Printing | Existing | Process | Natural Gas | Gas Boiler - Maintenance | A | Cumulative Summer Peak Savings (MW) | Technical Potential | 0 | 0 | 0 | 0 | 0 | 0 | 0 | 0 | 0 | 0 | 0 | 0 | 0 | 0 | 0 | 0 | 0 | 0 | 0 | 0 | 0 | 0 | 0 | 0 | 0 | 0 | 0 | 0 | 0 | 0 | 0
F12_Industrial_Paper and Printing_Existing_Process_Natural Gas_Gas Boiler - Maintenance_A_Technical Potential | F12 | Industrial | Paper and Printing | Existing | Process | Natural Gas | Gas Boiler - Maintenance | A | Cumulative Winter Peak Savings (MW) | Technical Potential | 0 | 0 | 0 | 0 | 0 | 0 | 0 | 0 | 0 | 0 | 0 | 0 | 0 | 0 | 0 | 0 | 0 | 0 | 0 | 0 | 0 | 0 | 0 | 0 | 0 | 0 | 0 | 0 | 0 | 0 | 0
F13_Industrial_Paper and Printing_Existing_Process_Natural Gas_Gas Boiler - Maintenance_A_Technical Potential | F13 | Industrial | Paper and Printing | Existing | Process | Natural Gas | Gas Boiler - Maintenance | A | Purchases (Incremental) | Technical Potential | 0 | 0 | 0 | 0 | 0 | 1.0978 | 0.76905 | 0.52925 | 0.4124 | 0.36162 | 0.30895 | 0.26395 | 0.2238 | 0.18582 | 0.15644 | 0.1293 | 0.10071 | 0.078037 | 0.060233 | 0.046965 | 0.042946 | 0.033479 | 0.028724 | 0.024009 | 0.019331 | 0 | 0 | 0 | 0 | 0 | 0
F14_Industrial_Paper and Printing_Existing_Process_Natural Gas_Gas Boiler - Maintenance_A_Technical Potential | F14 | Industrial | Paper and Printing | Existing | Process | Natural Gas | Gas Boiler - Maintenance | A | Purchases (Cumulative) | Technical Potential | 0 | 0 | 0 | 0 | 0 | 1.0978 | 1.8668 | 2.3961 | 2.8085 | 3.1701 | 3.4791 | 3.743 | 3.9668 | 4.1526 | 4.3091 | 4.4384 | 4.5391 | 4.6171 | 4.6773 | 4.7243 | 4.7673 | 4.8007 | 4.8295 | 4.8535 | 4.8728 | 4.8728 | 4.8728 | 4.8728 | 4.8728 | 4.8728 | 4.8728
F1_Industrial_Paper and Printing_Existing_Space Heating_Natural Gas_Gas Furnace - Maintenance_A_Technical Potential | F1 | Industrial | Paper and Printing | Existing | Space Heating | Natural Gas | Gas Furnace - Maintenance | A | Original Unit Energy Savings (kWh or therms) | Technical Potential | 0 | 0 | 0 | 0 | 0 | 0.0091939 | 0.0091109 | 0.0090054 | 0.0088982 | 0.0087907 | 0.0086854 | 0.0085811 | 0.0084829 | 0.0083904 | 0.0082972 | 0.0082156 | 0.0081386 | 0.0080664 | 0.0079984 | 0.0079296 | 0.007863 | 0.0077967 | 0.0077284 | 0.0076628 | 0.0075997 | 0.0075405 | 0.0074852 | 0.0074333 | 0.0073847 | 0.0073392 | 0.0072965
F2_Industrial_Paper and Printing_Existing_Space Heating_Natural Gas_Gas Furnace - Maintenance_A_Technical Potential | F2 | Industrial | Paper and Printing | Existing | Space Heating | Natural Gas | Gas Furnace - Maintenance | A | Original Unit Summer Peak Savings (kW) | Technical Potential | 0 | 0 | 0 | 0 | 0 | 0 | 0 | 0 | 0 | 0 | 0 | 0 | 0 | 0 | 0 | 0 | 0 | 0 | 0 | 0 | 0 | 0 | 0 | 0 | 0 | 0 | 0 | 0 | 0 | 0 | 0
F3_Industrial_Paper and Printing_Existing_Space Heating_Natural Gas_Gas Furnace - Maintenance_A_Technical Potential | F3 | Industrial | Paper and Printing | Existing | Space Heating | Natural Gas | Gas Furnace - Maintenance | A | Original Unit Winter Peak Savings (kW) | Technical Potential | 0 | 0 | 0 | 0 | 0 | 0 | 0 | 0 | 0 | 0 | 0 | 0 | 0 | 0 | 0 | 0 | 0 | 0 | 0 | 0 | 0 | 0 | 0 | 0 | 0 | 0 | 0 | 0 | 0 | 0 | 0
F4_Industrial_Paper and Printing_Existing_Space Heating_Natural Gas_Gas Furnace - Maintenance_A_Technical Potential | F4 | Industrial | Paper and Printing | Existing | Space Heating | Natural Gas | Gas Furnace - Maintenance | A | Standalone Impact on Baseline Energy (%) | Technical Potential | 0% | 0% | 0% | 0% | 0% | 6.863e-06% | 1.163e-05% | 1.493e-05% | 1.74e-05% | 1.951e-05% | 2.158e-05% | 2.317e-05% | 2.45e-05% | 2.597e-05% | 2.675e-05% | 2.775e-05% | 2.832e-05% | 2.889e-05% | 2.947e-05% | 2.966e-05% | 2.998e-05% | 3.024e-05% | 3.044e-05% | 3.059e-05% | 3.0714e-07 | 3.0708e-07 | 3.0699e-07 | 3.0685e-07 | 0 | 0 | 0
F5_Industrial_Paper and Printing_Existing_Space Heating_Natural Gas_Gas Furnace - Maintenance_A_Technical Potential | F5 | Industrial | Paper and Printing | Existing | Space Heating | Natural Gas | Gas Furnace - Maintenance | A | Standalone Impact on Baseline Summer Peak (%) | Technical Potential | 0% | 0% | 0% | 0% | 0% | 0% | 0% | 0% | 0% | 0% | 0% | 0% | 0% | 0% | 0% | 0% | 0% | 0% | 0% | 0% | 0% | 0% | 0% | 0% | 0 | 0 | 0 | 0 | 0 | 0 | 0
F6_Industrial_Paper and Printing_Existing_Space Heating_Natural Gas_Gas Furnace - Maintenance_A_Technical Potential | F6 | Industrial | Paper and Printing | Existing | Space Heating | Natural Gas | Gas Furnace - Maintenance | A | Standalone Impact on Baseline Winter Peak (%) | Technical Potential | 0% | 0% | 0% | 0% | 0% | 0% | 0% | 0% | 0% | 0% | 0% | 0% | 0% | 0% | 0% | 0% | 0% | 0% | 0% | 0% | 0% | 0% | 0% | 0% | 0 | 0 | 0 | 0 | 0 | 0 | 0
F7_Industrial_Paper and Printing_Existing_Space Heating_Natural Gas_Gas Furnace - Maintenance_A_Technical Potential | F7 | Industrial | Paper and Printing | Existing | Space Heating | Natural Gas | Gas Furnace - Maintenance | A | Incremental Energy Savings (MWh or mTherms) | Technical Potential | 0 | 0 | 0 | 0 | 0 | 3.8356e-06 | 2.6627e-06 | 1.8112e-06 | 1.3945e-06 | 1.2081e-06 | 1.0197e-06 | 8.6074e-07 | 7.2145e-07 | 5.9249e-07 | 4.9328e-07 | 4.0367e-07 | 3.1148e-07 | 2.3922e-07 | 1.8308e-07 | 1.4153e-07 | 1.2833e-07 | 9.9196e-08 | 8.4362e-08 | 6.9916e-08 | 5.5829e-08 | 0 | 0 | 0 | 0 | 0 | 0
F8_Industrial_Paper and Printing_Existing_Space Heating_Natural Gas_Gas Furnace - Maintenance_A_Technical Potential | F8 | Industrial | Paper and Printing | Existing | Space Heating | Natural Gas | Gas Furnace - Maintenance | A | Incremental Summer Peak Savings (MW) | Technical Potential | 0 | 0 | 0 | 0 | 0 | 0 | 0 | 0 | 0 | 0 | 0 | 0 | 0 | 0 | 0 | 0 | 0 | 0 | 0 | 0 | 0 | 0 | 0 | 0 | 0 | 0 | 0 | 0 | 0 | 0 | 0
F9_Industrial_Paper and Printing_Existing_Space Heating_Natural Gas_Gas Furnace - Maintenance_A_Technical Potential | F9 | Industrial | Paper and Printing | Existing | Space Heating | Natural Gas | Gas Furnace - Maintenance | A | Incremental Winter Peak Savings (MW) | Technical Potential | 0 | 0 | 0 | 0 | 0 | 0 | 0 | 0 | 0 | 0 | 0 | 0 | 0 | 0 | 0 | 0 | 0 | 0 | 0 | 0 | 0 | 0 | 0 | 0 | 0 | 0 | 0 | 0 | 0 | 0 | 0
F10_Industrial_Paper and Printing_Existing_Space Heating_Natural Gas_Gas Furnace - Maintenance_A_Technical Potential | F10 | Industrial | Paper and Printing | Existing | Space Heating | Natural Gas | Gas Furnace - Maintenance | A | Cumulative Energy Savings (MWh or mTherms) | Technical Potential | 0 | 0 | 0 | 0 | 0 | 3.8356e-06 | 6.4637e-06 | 8.2e-06 | 9.497e-06 | 1.059e-05 | 1.1483e-05 | 1.2206e-05 | 1.2788e-05 | 1.3241e-05 | 1.3587e-05 | 1.3857e-05 | 1.4039e-05 | 1.4153e-05 | 1.4217e-05 | 1.4236e-05 | 1.4245e-05 | 1.4224e-05 | 1.4184e-05 | 1.4133e-05 | 1.4073e-05 | 1.3963e-05 | 1.3861e-05 | 1.3765e-05 | 1.3675e-05 | 1.359e-05 | 1.3511e-05
F11_Industrial_Paper and Printing_Existing_Space Heating_Natural Gas_Gas Furnace - Maintenance_A_Technical Potential | F11 | Industrial | Paper and Printing | Existing | Space Heating | Natural Gas | Gas Furnace - Maintenance | A | Cumulative Summer Peak Savings (MW) | Technical Potential | 0 | 0 | 0 | 0 | 0 | 0 | 0 | 0 | 0 | 0 | 0 | 0 | 0 | 0 | 0 | 0 | 0 | 0 | 0 | 0 | 0 | 0 | 0 | 0 | 0 | 0 | 0 | 0 | 0 | 0 | 0
F12_Industrial_Paper and Printing_Existing_Space Heating_Natural Gas_Gas Furnace - Maintenance_A_Technical Potential | F12 | Industrial | Paper and Printing | Existing | Space Heating | Natural Gas | Gas Furnace - Maintenance | A | Cumulative Winter Peak Savings (MW) | Technical Potential | 0 | 0 | 0 | 0 | 0 | 0 | 0 | 0 | 0 | 0 | 0 | 0 | 0 | 0 | 0 | 0 | 0 | 0 | 0 | 0 | 0 | 0 | 0 | 0 | 0 | 0 | 0 | 0 | 0 | 0 | 0
F13_Industrial_Paper and Printing_Existing_Space Heating_Natural Gas_Gas Furnace - Maintenance_A_Technical Potential | F13 | Industrial | Paper and Printing | Existing | Space Heating | Natural Gas | Gas Furnace - Maintenance | A | Purchases (Incremental) | Technical Potential | 0 | 0 | 0 | 0 | 0 | 0.41719 | 0.29225 | 0.20112 | 0.15672 | 0.13742 | 0.11741 | 0.10031 | 0.085047 | 0.070615 | 0.059452 | 0.049135 | 0.038271 | 0.029656 | 0.02289 | 0.017848 | 0.01632 | 0.012723 | 0.010916 | 0.0091241 | 0.0073462 | 0 | 0 | 0 | 0 | 0 | 0
F14_Industrial_Paper and Printing_Existing_Space Heating_Natural Gas_Gas Furnace - Maintenance_A_Technical Potential | F14 | Industrial | Paper and Printing | Existing | Space Heating | Natural Gas | Gas Furnace - Maintenance | A | Purchases (Cumulative) | Technical Potential | 0 | 0 | 0 | 0 | 0 | 0.41719 | 0.70944 | 0.91057 | 1.0673 | 1.2047 | 1.3221 | 1.4224 | 1.5075 | 1.5781 | 1.6375 | 1.6867 | 1.7249 | 1.7546 | 1.7775 | 1.7953 | 1.8117 | 1.8244 | 1.8353 | 1.8444 | 1.8518 | 1.8518 | 1.8518 | 1.8518 | 1.8518 | 1.8518 | 1.8518
F1_Industrial_Paper and Printing_Existing_Space Heating_Natural Gas_Gas Boiler - Hot Water Reset_A_Technical Potential | F1 | Industrial | Paper and Printing | Existing | Space Heating | Natural Gas | Gas Boiler - Hot Water Reset | A | Original Unit Energy Savings (kWh or therms) | Technical Potential | 0 | 0 | 0 | 0 | 0 | 363.1796 | 360.7187 | 358.2734 | 355.8151 | 353.3638 | 350.9815 | 348.6228 | 346.2893 | 343.9826 | 341.5408 | 339.2998 | 337.0841 | 334.9047 | 332.7574 | 330.6053 | 328.527 | 326.3638 | 324.2756 | 322.253 | 320.2174 | 318.3598 | 316.6647 | 315.1177 | 313.7059 | 312.4173 | 311.2412
F2_Industrial_Paper and Printing_Existing_Space Heating_Natural Gas_Gas Boiler - Hot Water Reset_A_Technical Potential | F2 | Industrial | Paper and Printing | Existing | Space Heating | Natural Gas | Gas Boiler - Hot Water Reset | A | Original Unit Summer Peak Savings (kW) | Technical Potential | 0 | 0 | 0 | 0 | 0 | 0 | 0 | 0 | 0 | 0 | 0 | 0 | 0 | 0 | 0 | 0 | 0 | 0 | 0 | 0 | 0 | 0 | 0 | 0 | 0 | 0 | 0 | 0 | 0 | 0 | 0
F3_Industrial_Paper and Printing_Existing_Space Heating_Natural Gas_Gas Boiler - Hot Water Reset_A_Technical Potential | F3 | Industrial | Paper and Printing | Existing | Space Heating | Natural Gas | Gas Boiler - Hot Water Reset | A | Original Unit Winter Peak Savings (kW) | Technical Potential | 0 | 0 | 0 | 0 | 0 | 0 | 0 | 0 | 0 | 0 | 0 | 0 | 0 | 0 | 0 | 0 | 0 | 0 | 0 | 0 | 0 | 0 | 0 | 0 | 0 | 0 | 0 | 0 | 0 | 0 | 0
F4_Industrial_Paper and Printing_Existing_Space Heating_Natural Gas_Gas Boiler - Hot Water Reset_A_Technical Potential | F4 | Industrial | Paper and Printing | Existing | Space Heating | Natural Gas | Gas Boiler - Hot Water Reset | A | Standalone Impact on Baseline Energy (%) | Technical Potential | 0% | 0% | 0% | 0% | 0% | 0.008689% | 0.01932% | 0.03245% | 0.04752% | 0.06471% | 0.08571% | 0.1081% | 0.131% | 0.1545% | 0.1724% | 0.1884% | 0.1979% | 0.2044% | 0.2089% | 0.2097% | 0.2109% | 0.2118% | 0.2124% | 0.2129% | 0.0021333 | 0.0021372 | 0.0021409 | 0.0021443 | 0 | 0 | 0
F5_Industrial_Paper and Printing_Existing_Space Heating_Natural Gas_Gas Boiler - Hot Water Reset_A_Technical Potential | F5 | Industrial | Paper and Printing | Existing | Space Heating | Natural Gas | Gas Boiler - Hot Water Reset | A | Standalone Impact on Baseline Summer Peak (%) | Technical Potential | 0% | 0% | 0% | 0% | 0% | 0% | 0% | 0% | 0% | 0% | 0% | 0% | 0% | 0% | 0% | 0% | 0% | 0% | 0% | 0% | 0% | 0% | 0% | 0% | 0 | 0 | 0 | 0 | 0 | 0 | 0
F6_Industrial_Paper and Printing_Existing_Space Heating_Natural Gas_Gas Boiler - Hot Water Reset_A_Technical Potential | F6 | Industrial | Paper and Printing | Existing | Space Heating | Natural Gas | Gas Boiler - Hot Water Reset | A | Standalone Impact on Baseline Winter Peak (%) | Technical Potential | 0% | 0% | 0% | 0% | 0% | 0% | 0% | 0% | 0% | 0% | 0% | 0% | 0% | 0% | 0% | 0% | 0% | 0% | 0% | 0% | 0% | 0% | 0% | 0% | 0 | 0 | 0 | 0 | 0 | 0 | 0
F7_Industrial_Paper and Printing_Existing_Space Heating_Natural Gas_Gas Boiler - Hot Water Reset_A_Technical Potential | F7 | Industrial | Paper and Printing | Existing | Space Heating | Natural Gas | Gas Boiler - Hot Water Reset | A | Incremental Energy Savings (MWh or mTherms) | Technical Potential | 0 | 0 | 0 | 0 | 0 | 0.0048558 | 0.0059185 | 0.007151 | 0.0082487 | 0.0093516 | 0.010722 | 0.011651 | 0.011798 | 0.010869 | 0.009312 | 0.0070905 | 0.0046626 | 0.0026763 | 0.0012689 | 0.000534 | 0.00019216 | 5.9396e-05 | 1.2816e-05 | 2.0863e-06 | 2.4806e-07 | 0 | 0 | 0 | 0 | 0 | 0
F8_Industrial_Paper and Printing_Existing_Space Heating_Natural Gas_Gas Boiler - Hot Water Reset_A_Technical Potential | F8 | Industrial | Paper and Printing | Existing | Space Heating | Natural Gas | Gas Boiler - Hot Water Reset | A | Incremental Summer Peak Savings (MW) | Technical Potential | 0 | 0 | 0 | 0 | 0 | 0 | 0 | 0 | 0 | 0 | 0 | 0 | 0 | 0 | 0 | 0 | 0 | 0 | 0 | 0 | 0 | 0 | 0 | 0 | 0 | 0 | 0 | 0 | 0 | 0 | 0
F9_Industrial_Paper and Printing_Existing_Space Heating_Natural Gas_Gas Boiler - Hot Water Reset_A_Technical Potential | F9 | Industrial | Paper and Printing | Existing | Space Heating | Natural Gas | Gas Boiler - Hot Water Reset | A | Incremental Winter Peak Savings (MW) | Technical Potential | 0 | 0 | 0 | 0 | 0 | 0 | 0 | 0 | 0 | 0 | 0 | 0 | 0 | 0 | 0 | 0 | 0 | 0 | 0 | 0 | 0 | 0 | 0 | 0 | 0 | 0 | 0 | 0 | 0 | 0 | 0
F10_Industrial_Paper and Printing_Existing_Space Heating_Natural Gas_Gas Boiler - Hot Water Reset_A_Technical Potential | F10 | Industrial | Paper and Printing | Existing | Space Heating | Natural Gas | Gas Boiler - Hot Water Reset | A | Cumulative Energy Savings (MWh or mTherms) | Technical Potential | 0 | 0 | 0 | 0 | 0 | 0.0048558 | 0.010741 | 0.01782 | 0.025946 | 0.035119 | 0.045604 | 0.056948 | 0.068365 | 0.078779 | 0.087532 | 0.094048 | 0.098096 | 0.10014 | 0.10077 | 0.10065 | 0.10021 | 0.099607 | 0.098982 | 0.098367 | 0.097746 | 0.097179 | 0.096661 | 0.096189 | 0.095758 | 0.095365 | 0.095006
F11_Industrial_Paper and Printing_Existing_Space Heating_Natural Gas_Gas Boiler - Hot Water Reset_A_Technical Potential | F11 | Industrial | Paper and Printing | Existing | Space Heating | Natural Gas | Gas Boiler - Hot Water Reset | A | Cumulative Summer Peak Savings (MW) | Technical Potential | 0 | 0 | 0 | 0 | 0 | 0 | 0 | 0 | 0 | 0 | 0 | 0 | 0 | 0 | 0 | 0 | 0 | 0 | 0 | 0 | 0 | 0 | 0 | 0 | 0 | 0 | 0 | 0 | 0 | 0 | 0
F12_Industrial_Paper and Printing_Existing_Space Heating_Natural Gas_Gas Boiler - Hot Water Reset_A_Technical Potential | F12 | Industrial | Paper and Printing | Existing | Space Heating | Natural Gas | Gas Boiler - Hot Water Reset | A | Cumulative Winter Peak Savings (MW) | Technical Potential | 0 | 0 | 0 | 0 | 0 | 0 | 0 | 0 | 0 | 0 | 0 | 0 | 0 | 0 | 0 | 0 | 0 | 0 | 0 | 0 | 0 | 0 | 0 | 0 | 0 | 0 | 0 | 0 | 0 | 0 | 0
F13_Industrial_Paper and Printing_Existing_Space Heating_Natural Gas_Gas Boiler - Hot Water Reset_A_Technical Potential | F13 | Industrial | Paper and Printing | Existing | Space Heating | Natural Gas | Gas Boiler - Hot Water Reset | A | Purchases (Incremental) | Technical Potential | 0 | 0 | 0 | 0 | 0 | 0.01337 | 0.016408 | 0.01996 | 0.023183 | 0.026465 | 0.030547 | 0.033419 | 0.034071 | 0.031598 | 0.027265 | 0.020897 | 0.013832 | 0.0079911 | 0.0038133 | 0.0016152 | 0.00058492 | 0.00018199 | 3.9522e-05 | 6.4742e-06 | 7.7467e-07 | 0 | 0 | 0 | 0 | 0 | 0
F14_Industrial_Paper and Printing_Existing_Space Heating_Natural Gas_Gas Boiler - Hot Water Reset_A_Technical Potential | F14 | Industrial | Paper and Printing | Existing | Space Heating | Natural Gas | Gas Boiler - Hot Water Reset | A | Purchases (Cumulative) | Technical Potential | 0 | 0 | 0 | 0 | 0 | 0.01337 | 0.029778 | 0.049738 | 0.07292 | 0.099385 | 0.12993 | 0.16335 | 0.19742 | 0.22902 | 0.25629 | 0.27718 | 0.29101 | 0.29901 | 0.30282 | 0.30443 | 0.30502 | 0.3052 | 0.30524 | 0.30525 | 0.30525 | 0.30525 | 0.30525 | 0.30525 | 0.30525 | 0.30525 | 0.30525
F1_Industrial_Paper and Printing_Existing_Process_Natural Gas_Gas Boiler - Hot Water Reset_A_Technical Potential | F1 | Industrial | Paper and Printing | Existing | Process | Natural Gas | Gas Boiler - Hot Water Reset | A | Original Unit Energy Savings (kWh or therms) | Technical Potential | 0 | 0 | 0 | 0 | 0 | 101.4573 | 101.4573 | 101.4573 | 101.4573 | 101.4573 | 101.4573 | 101.4573 | 101.4573 | 101.4573 | 101.4573 | 101.4573 | 101.4573 | 101.4573 | 101.4573 | 101.4573 | 101.4573 | 101.4573 | 101.4573 | 101.4573 | 101.4573 | 101.4573 | 101.4573 | 101.4573 | 101.4573 | 101.4573 | 101.4573
F2_Industrial_Paper and Printing_Existing_Process_Natural Gas_Gas Boiler - Hot Water Reset_A_Technical Potential | F2 | Industrial | Paper and Printing | Existing | Process | Natural Gas | Gas Boiler - Hot Water Reset | A | Original Unit Summer Peak Savings (kW) | Technical Potential | 0 | 0 | 0 | 0 | 0 | 0 | 0 | 0 | 0 | 0 | 0 | 0 | 0 | 0 | 0 | 0 | 0 | 0 | 0 | 0 | 0 | 0 | 0 | 0 | 0 | 0 | 0 | 0 | 0 | 0 | 0
F3_Industrial_Paper and Printing_Existing_Process_Natural Gas_Gas Boiler - Hot Water Reset_A_Technical Potential | F3 | Industrial | Paper and Printing | Existing | Process | Natural Gas | Gas Boiler - Hot Water Reset | A | Original Unit Winter Peak Savings (kW) | Technical Potential | 0 | 0 | 0 | 0 | 0 | 0 | 0 | 0 | 0 | 0 | 0 | 0 | 0 | 0 | 0 | 0 | 0 | 0 | 0 | 0 | 0 | 0 | 0 | 0 | 0 | 0 | 0 | 0 | 0 | 0 | 0
F4_Industrial_Paper and Printing_Existing_Process_Natural Gas_Gas Boiler - Hot Water Reset_A_Technical Potential | F4 | Industrial | Paper and Printing | Existing | Process | Natural Gas | Gas Boiler - Hot Water Reset | A | Standalone Impact on Baseline Energy (%) | Technical Potential | 0% | 0% | 0% | 0% | 0% | 0.02061% | 0.04593% | 0.07717% | 0.1131% | 0.154% | 0.2039% | 0.257% | 0.3113% | 0.3669% | 0.4091% | 0.4467% | 0.4689% | 0.4842% | 0.4948% | 0.4969% | 0.4999% | 0.5021% | 0.504% | 0.5058% | 0.0050737 | 0.0050885 | 0.0051021 | 0.0051145 | 0 | 0 | 0
F5_Industrial_Paper and Printing_Existing_Process_Natural Gas_Gas Boiler - Hot Water Reset_A_Technical Potential | F5 | Industrial | Paper and Printing | Existing | Process | Natural Gas | Gas Boiler - Hot Water Reset | A | Standalone Impact on Baseline Summer Peak (%) | Technical Potential | 0% | 0% | 0% | 0% | 0% | 0% | 0% | 0% | 0% | 0% | 0% | 0% | 0% | 0% | 0% | 0% | 0% | 0% | 0% | 0% | 0% | 0% | 0% | 0% | 0 | 0 | 0 | 0 | 0 | 0 | 0
F6_Industrial_Paper and Printing_Existing_Process_Natural Gas_Gas Boiler - Hot Water Reset_A_Technical Potential | F6 | Industrial | Paper and Printing | Existing | Process | Natural Gas | Gas Boiler - Hot Water Reset | A | Standalone Impact on Baseline Winter Peak (%) | Technical Potential | 0% | 0% | 0% | 0% | 0% | 0% | 0% | 0% | 0% | 0% | 0% | 0% | 0% | 0% | 0% | 0% | 0% | 0% | 0% | 0% | 0% | 0% | 0% | 0% | 0 | 0 | 0 | 0 | 0 | 0 | 0
F7_Industrial_Paper and Printing_Existing_Process_Natural Gas_Gas Boiler - Hot Water Reset_A_Technical Potential | F7 | Industrial | Paper and Printing | Existing | Process | Natural Gas | Gas Boiler - Hot Water Reset | A | Incremental Energy Savings (MWh or mTherms) | Technical Potential | 0 | 0 | 0 | 0 | 0 | 0.054129 | 0.066425 | 0.080806 | 0.093853 | 0.10714 | 0.12367 | 0.1353 | 0.13793 | 0.12792 | 0.11038 | 0.084602 | 0.055999 | 0.032352 | 0.015438 | 0.0065391 | 0.002368 | 0.00073679 | 0.00016 | 2.621e-05 | 3.1362e-06 | 0 | 0 | 0 | 0 | 0 | 0
F8_Industrial_Paper and Printing_Existing_Process_Natural Gas_Gas Boiler - Hot Water Reset_A_Technical Potential | F8 | Industrial | Paper and Printing | Existing | Process | Natural Gas | Gas Boiler - Hot Water Reset | A | Incremental Summer Peak Savings (MW) | Technical Potential | 0 | 0 | 0 | 0 | 0 | 0 | 0 | 0 | 0 | 0 | 0 | 0 | 0 | 0 | 0 | 0 | 0 | 0 | 0 | 0 | 0 | 0 | 0 | 0 | 0 | 0 | 0 | 0 | 0 | 0 | 0
F9_Industrial_Paper and Printing_Existing_Process_Natural Gas_Gas Boiler - Hot Water Reset_A_Technical Potential | F9 | Industrial | Paper and Printing | Existing | Process | Natural Gas | Gas Boiler - Hot Water Reset | A | Incremental Winter Peak Savings (MW) | Technical Potential | 0 | 0 | 0 | 0 | 0 | 0 | 0 | 0 | 0 | 0 | 0 | 0 | 0 | 0 | 0 | 0 | 0 | 0 | 0 | 0 | 0 | 0 | 0 | 0 | 0 | 0 | 0 | 0 | 0 | 0 | 0
F10_Industrial_Paper and Printing_Existing_Process_Natural Gas_Gas Boiler - Hot Water Reset_A_Technical Potential | F10 | Industrial | Paper and Printing | Existing | Process | Natural Gas | Gas Boiler - Hot Water Reset | A | Cumulative Energy Savings (MWh or mTherms) | Technical Potential | 0 | 0 | 0 | 0 | 0 | 0.054129 | 0.12055 | 0.20136 | 0.29521 | 0.40235 | 0.52602 | 0.66132 | 0.79925 | 0.92718 | 1.0376 | 1.1222 | 1.1782 | 1.2105 | 1.2259 | 1.2325 | 1.2349 | 1.2356 | 1.2357 | 1.2358 | 1.2358 | 1.2358 | 1.2358 | 1.2358 | 1.2358 | 1.2358 | 1.2358
F11_Industrial_Paper and Printing_Existing_Process_Natural Gas_Gas Boiler - Hot Water Reset_A_Technical Potential | F11 | Industrial | Paper and Printing | Existing | Process | Natural Gas | Gas Boiler - Hot Water Reset | A | Cumulative Summer Peak Savings (MW) | Technical Potential | 0 | 0 | 0 | 0 | 0 | 0 | 0 | 0 | 0 | 0 | 0 | 0 | 0 | 0 | 0 | 0 | 0 | 0 | 0 | 0 | 0 | 0 | 0 | 0 | 0 | 0 | 0 | 0 | 0 | 0 | 0
F12_Industrial_Paper and Printing_Existing_Process_Natural Gas_Gas Boiler - Hot Water Reset_A_Technical Potential | F12 | Industrial | Paper and Printing | Existing | Process | Natural Gas | Gas Boiler - Hot Water Reset | A | Cumulative Winter Peak Savings (MW) | Technical Potential | 0 | 0 | 0 | 0 | 0 | 0 | 0 | 0 | 0 | 0 | 0 | 0 | 0 | 0 | 0 | 0 | 0 | 0 | 0 | 0 | 0 | 0 | 0 | 0 | 0 | 0 | 0 | 0 | 0 | 0 | 0
F13_Industrial_Paper and Printing_Existing_Process_Natural Gas_Gas Boiler - Hot Water Reset_A_Technical Potential | F13 | Industrial | Paper and Printing | Existing | Process | Natural Gas | Gas Boiler - Hot Water Reset | A | Purchases (Incremental) | Technical Potential | 0 | 0 | 0 | 0 | 0 | 0.53352 | 0.65471 | 0.79645 | 0.92505 | 1.056 | 1.2189 | 1.3335 | 1.3595 | 1.2608 | 1.0879 | 0.83387 | 0.55194 | 0.31887 | 0.15216 | 0.064452 | 0.02334 | 0.0072621 | 0.001577 | 0.00025834 | 3.0912e-05 | 0 | 0 | 0 | 0 | 0 | 0
F14_Industrial_Paper and Printing_Existing_Process_Natural Gas_Gas Boiler - Hot Water Reset_A_Technical Potential | F14 | Industrial | Paper and Printing | Existing | Process | Natural Gas | Gas Boiler - Hot Water Reset | A | Purchases (Cumulative) | Technical Potential | 0 | 0 | 0 | 0 | 0 | 0.53352 | 1.1882 | 1.9847 | 2.9097 | 3.9657 | 5.1847 | 6.5182 | 7.8777 | 9.1386 | 10.2265 | 11.0604 | 11.6123 | 11.9312 | 12.0834 | 12.1478 | 12.1712 | 12.1784 | 12.18 | 12.1803 | 12.1803 | 12.1803 | 12.1803 | 12.1803 | 12.1803 | 12.1803 | 12.1803
F1_Industrial_Paper and Printing_Existing_Space Heating_Natural Gas_Steam Trap Maintenance_A_Technical Potential | F1 | Industrial | Paper and Printing | Existing | Space Heating | Natural Gas | Steam Trap Maintenance | A | Original Unit Energy Savings (kWh or therms) | Technical Potential | 0 | 0 | 0 | 0 | 0 | 128.3037 | 127.4344 | 126.5705 | 125.702 | 124.836 | 123.9944 | 123.1611 | 122.3367 | 121.5218 | 120.6592 | 119.8675 | 119.0847 | 118.3148 | 117.5562 | 116.7959 | 116.0617 | 115.2975 | 114.5598 | 113.8452 | 113.1261 | 112.4698 | 111.871 | 111.3245 | 110.8257 | 110.3705 | 109.955
F2_Industrial_Paper and Printing_Existing_Space Heating_Natural Gas_Steam Trap Maintenance_A_Technical Potential | F2 | Industrial | Paper and Printing | Existing | Space Heating | Natural Gas | Steam Trap Maintenance | A | Original Unit Summer Peak Savings (kW) | Technical Potential | 0 | 0 | 0 | 0 | 0 | 0 | 0 | 0 | 0 | 0 | 0 | 0 | 0 | 0 | 0 | 0 | 0 | 0 | 0 | 0 | 0 | 0 | 0 | 0 | 0 | 0 | 0 | 0 | 0 | 0 | 0
F3_Industrial_Paper and Printing_Existing_Space Heating_Natural Gas_Steam Trap Maintenance_A_Technical Potential | F3 | Industrial | Paper and Printing | Existing | Space Heating | Natural Gas | Steam Trap Maintenance | A | Original Unit Winter Peak Savings (kW) | Technical Potential | 0 | 0 | 0 | 0 | 0 | 0 | 0 | 0 | 0 | 0 | 0 | 0 | 0 | 0 | 0 | 0 | 0 | 0 | 0 | 0 | 0 | 0 | 0 | 0 | 0 | 0 | 0 | 0 | 0 | 0 | 0
F4_Industrial_Paper and Printing_Existing_Space Heating_Natural Gas_Steam Trap Maintenance_A_Technical Potential | F4 | Industrial | Paper and Printing | Existing | Space Heating | Natural Gas | Steam Trap Maintenance | A | Standalone Impact on Baseline Energy (%) | Technical Potential | 0% | 0% | 0% | 0% | 0% | 0.001713% | 0.003421% | 0.005147% | 0.006851% | 0.008552% | 0.01037% | 0.01212% | 0.01386% | 0.0158% | 0.01746% | 0.01936% | 0.02109% | 0.02292% | 0.02484% | 0.02652% | 0.02833% | 0.03015% | 0.03194% | 0.03373% | 0.00035506 | 0.00035571 | 0.00035632 | 0.0003569 | 0 | 0 | 0
F5_Industrial_Paper and Printing_Existing_Space Heating_Natural Gas_Steam Trap Maintenance_A_Technical Potential | F5 | Industrial | Paper and Printing | Existing | Space Heating | Natural Gas | Steam Trap Maintenance | A | Standalone Impact on Baseline Summer Peak (%) | Technical Potential | 0% | 0% | 0% | 0% | 0% | 0% | 0% | 0% | 0% | 0% | 0% | 0% | 0% | 0% | 0% | 0% | 0% | 0% | 0% | 0% | 0% | 0% | 0% | 0% | 0 | 0 | 0 | 0 | 0 | 0 | 0
F6_Industrial_Paper and Printing_Existing_Space Heating_Natural Gas_Steam Trap Maintenance_A_Technical Potential | F6 | Industrial | Paper and Printing | Existing | Space Heating | Natural Gas | Steam Trap Maintenance | A | Standalone Impact on Baseline Winter Peak (%) | Technical Potential | 0% | 0% | 0% | 0% | 0% | 0% | 0% | 0% | 0% | 0% | 0% | 0% | 0% | 0% | 0% | 0% | 0% | 0% | 0% | 0% | 0% | 0% | 0% | 0% | 0 | 0 | 0 | 0 | 0 | 0 | 0
F7_Industrial_Paper and Printing_Existing_Space Heating_Natural Gas_Steam Trap Maintenance_A_Technical Potential | F7 | Industrial | Paper and Printing | Existing | Space Heating | Natural Gas | Steam Trap Maintenance | A | Incremental Energy Savings (MWh or mTherms) | Technical Potential | 0 | 0 | 0 | 0 | 0 | 0.00095747 | 0.00095046 | 0.00093845 | 0.00093251 | 0.00092685 | 0.00090891 | 0.00090034 | 0.0008925 | 0.00087247 | 0.00086959 | 0.00085564 | 0.00085017 | 0.00084042 | 0.00082758 | 0.0008232 | 0.00081465 | 0.00080613 | 0.00079806 | 0.00079038 | 0.00078292 | 0 | 0 | 0 | 0 | 0 | 0
F8_Industrial_Paper and Printing_Existing_Space Heating_Natural Gas_Steam Trap Maintenance_A_Technical Potential | F8 | Industrial | Paper and Printing | Existing | Space Heating | Natural Gas | Steam Trap Maintenance | A | Incremental Summer Peak Savings (MW) | Technical Potential | 0 | 0 | 0 | 0 | 0 | 0 | 0 | 0 | 0 | 0 | 0 | 0 | 0 | 0 | 0 | 0 | 0 | 0 | 0 | 0 | 0 | 0 | 0 | 0 | 0 | 0 | 0 | 0 | 0 | 0 | 0
F9_Industrial_Paper and Printing_Existing_Space Heating_Natural Gas_Steam Trap Maintenance_A_Technical Potential | F9 | Industrial | Paper and Printing | Existing | Space Heating | Natural Gas | Steam Trap Maintenance | A | Incremental Winter Peak Savings (MW) | Technical Potential | 0 | 0 | 0 | 0 | 0 | 0 | 0 | 0 | 0 | 0 | 0 | 0 | 0 | 0 | 0 | 0 | 0 | 0 | 0 | 0 | 0 | 0 | 0 | 0 | 0 | 0 | 0 | 0 | 0 | 0 | 0
F10_Industrial_Paper and Printing_Existing_Space Heating_Natural Gas_Steam Trap Maintenance_A_Technical Potential | F10 | Industrial | Paper and Printing | Existing | Space Heating | Natural Gas | Steam Trap Maintenance | A | Cumulative Energy Savings (MWh or mTherms) | Technical Potential | 0 | 0 | 0 | 0 | 0 | 0.00095747 | 0.0019014 | 0.002827 | 0.0037401 | 0.0046412 | 0.0055188 | 0.0063821 | 0.0072319 | 0.0080562 | 0.0088686 | 0.009666 | 0.010453 | 0.011226 | 0.011981 | 0.012727 | 0.013462 | 0.014179 | 0.014887 | 0.015584 | 0.016269 | 0.016174 | 0.016088 | 0.01601 | 0.015938 | 0.015872 | 0.015813
F11_Industrial_Paper and Printing_Existing_Space Heating_Natural Gas_Steam Trap Maintenance_A_Technical Potential | F11 | Industrial | Paper and Printing | Existing | Space Heating | Natural Gas | Steam Trap Maintenance | A | Cumulative Summer Peak Savings (MW) | Technical Potential | 0 | 0 | 0 | 0 | 0 | 0 | 0 | 0 | 0 | 0 | 0 | 0 | 0 | 0 | 0 | 0 | 0 | 0 | 0 | 0 | 0 | 0 | 0 | 0 | 0 | 0 | 0 | 0 | 0 | 0 | 0
F12_Industrial_Paper and Printing_Existing_Space Heating_Natural Gas_Steam Trap Maintenance_A_Technical Potential | F12 | Industrial | Paper and Printing | Existing | Space Heating | Natural Gas | Steam Trap Maintenance | A | Cumulative Winter Peak Savings (MW) | Technical Potential | 0 | 0 | 0 | 0 | 0 | 0 | 0 | 0 | 0 | 0 | 0 | 0 | 0 | 0 | 0 | 0 | 0 | 0 | 0 | 0 | 0 | 0 | 0 | 0 | 0 | 0 | 0 | 0 | 0 | 0 | 0
F13_Industrial_Paper and Printing_Existing_Space Heating_Natural Gas_Steam Trap Maintenance_A_Technical Potential | F13 | Industrial | Paper and Printing | Existing | Space Heating | Natural Gas | Steam Trap Maintenance | A | Purchases (Incremental) | Technical Potential | 0 | 0 | 0 | 0 | 0 | 0.0074625 | 0.0074584 | 0.0074144 | 0.0074184 | 0.0074246 | 0.0073303 | 0.0073103 | 0.0072954 | 0.0071796 | 0.007207 | 0.0071382 | 0.0071392 | 0.0071032 | 0.0070399 | 0.0070482 | 0.0070191 | 0.0069918 | 0.0069663 | 0.0069426 | 0.0069207 | 0 | 0 | 0 | 0 | 0 | 0
F14_Industrial_Paper and Printing_Existing_Space Heating_Natural Gas_Steam Trap Maintenance_A_Technical Potential | F14 | Industrial | Paper and Printing | Existing | Space Heating | Natural Gas | Steam Trap Maintenance | A | Purchases (Cumulative) | Technical Potential | 0 | 0 | 0 | 0 | 0 | 0.0074625 | 0.014921 | 0.022335 | 0.029754 | 0.037178 | 0.044509 | 0.051819 | 0.059114 | 0.066294 | 0.073501 | 0.080639 | 0.087778 | 0.094882 | 0.10192 | 0.10897 | 0.11599 | 0.12298 | 0.12995 | 0.13689 | 0.14381 | 0.14381 | 0.14381 | 0.14381 | 0.14381 | 0.14381 | 0.14381
F1_Industrial_Paper and Printing_Existing_Process_Natural Gas_Steam Trap Maintenance_A_Technical Potential | F1 | Industrial | Paper and Printing | Existing | Process | Natural Gas | Steam Trap Maintenance | A | Original Unit Energy Savings (kWh or therms) | Technical Potential | 0 | 0 | 0 | 0 | 0 | 71.6855 | 71.6855 | 71.6855 | 71.6855 | 71.6855 | 71.6855 | 71.6855 | 71.6855 | 71.6855 | 71.6855 | 71.6855 | 71.6855 | 71.6855 | 71.6855 | 71.6855 | 71.6855 | 71.6855 | 71.6855 | 71.6855 | 71.6855 | 71.6855 | 71.6855 | 71.6855 | 71.6855 | 71.6855 | 71.6855
F2_Industrial_Paper and Printing_Existing_Process_Natural Gas_Steam Trap Maintenance_A_Technical Potential | F2 | Industrial | Paper and Printing | Existing | Process | Natural Gas | Steam Trap Maintenance | A | Original Unit Summer Peak Savings (kW) | Technical Potential | 0 | 0 | 0 | 0 | 0 | 0 | 0 | 0 | 0 | 0 | 0 | 0 | 0 | 0 | 0 | 0 | 0 | 0 | 0 | 0 | 0 | 0 | 0 | 0 | 0 | 0 | 0 | 0 | 0 | 0 | 0
F3_Industrial_Paper and Printing_Existing_Process_Natural Gas_Steam Trap Maintenance_A_Technical Potential | F3 | Industrial | Paper and Printing | Existing | Process | Natural Gas | Steam Trap Maintenance | A | Original Unit Winter Peak Savings (kW) | Technical Potential | 0 | 0 | 0 | 0 | 0 | 0 | 0 | 0 | 0 | 0 | 0 | 0 | 0 | 0 | 0 | 0 | 0 | 0 | 0 | 0 | 0 | 0 | 0 | 0 | 0 | 0 | 0 | 0 | 0 | 0 | 0
F4_Industrial_Paper and Printing_Existing_Process_Natural Gas_Steam Trap Maintenance_A_Technical Potential | F4 | Industrial | Paper and Printing | Existing | Process | Natural Gas | Steam Trap Maintenance | A | Standalone Impact on Baseline Energy (%) | Technical Potential | 0% | 0% | 0% | 0% | 0% | 0.008128% | 0.01626% | 0.02448% | 0.0326% | 0.0407% | 0.04935% | 0.05761% | 0.06586% | 0.07505% | 0.08289% | 0.09182% | 0.09993% | 0.1086% | 0.1177% | 0.1257% | 0.1343% | 0.143% | 0.1516% | 0.1603% | 0.0016889 | 0.0016938 | 0.0016984 | 0.0017025 | 0 | 0 | 0
F5_Industrial_Paper and Printing_Existing_Process_Natural Gas_Steam Trap Maintenance_A_Technical Potential | F5 | Industrial | Paper and Printing | Existing | Process | Natural Gas | Steam Trap Maintenance | A | Standalone Impact on Baseline Summer Peak (%) | Technical Potential | 0% | 0% | 0% | 0% | 0% | 0% | 0% | 0% | 0% | 0% | 0% | 0% | 0% | 0% | 0% | 0% | 0% | 0% | 0% | 0% | 0% | 0% | 0% | 0% | 0 | 0 | 0 | 0 | 0 | 0 | 0
F6_Industrial_Paper and Printing_Existing_Process_Natural Gas_Steam Trap Maintenance_A_Technical Potential | F6 | Industrial | Paper and Printing | Existing | Process | Natural Gas | Steam Trap Maintenance | A | Standalone Impact on Baseline Winter Peak (%) | Technical Potential | 0% | 0% | 0% | 0% | 0% | 0% | 0% | 0% | 0% | 0% | 0% | 0% | 0% | 0% | 0% | 0% | 0% | 0% | 0% | 0% | 0% | 0% | 0% | 0% | 0 | 0 | 0 | 0 | 0 | 0 | 0
F7_Industrial_Paper and Printing_Existing_Process_Natural Gas_Steam Trap Maintenance_A_Technical Potential | F7 | Industrial | Paper and Printing | Existing | Process | Natural Gas | Steam Trap Maintenance | A | Incremental Energy Savings (MWh or mTherms) | Technical Potential | 0 | 0 | 0 | 0 | 0 | 0.021346 | 0.021334 | 0.021209 | 0.02122 | 0.021238 | 0.020968 | 0.020911 | 0.020868 | 0.020537 | 0.020615 | 0.020419 | 0.020421 | 0.020319 | 0.020137 | 0.020161 | 0.020078 | 0.02 | 0.019927 | 0.019859 | 0.019796 | 0 | 0 | 0 | 0 | 0 | 0
F8_Industrial_Paper and Printing_Existing_Process_Natural Gas_Steam Trap Maintenance_A_Technical Potential | F8 | Industrial | Paper and Printing | Existing | Process | Natural Gas | Steam Trap Maintenance | A | Incremental Summer Peak Savings (MW) | Technical Potential | 0 | 0 | 0 | 0 | 0 | 0 | 0 | 0 | 0 | 0 | 0 | 0 | 0 | 0 | 0 | 0 | 0 | 0 | 0 | 0 | 0 | 0 | 0 | 0 | 0 | 0 | 0 | 0 | 0 | 0 | 0
F9_Industrial_Paper and Printing_Existing_Process_Natural Gas_Steam Trap Maintenance_A_Technical Potential | F9 | Industrial | Paper and Printing | Existing | Process | Natural Gas | Steam Trap Maintenance | A | Incremental Winter Peak Savings (MW) | Technical Potential | 0 | 0 | 0 | 0 | 0 | 0 | 0 | 0 | 0 | 0 | 0 | 0 | 0 | 0 | 0 | 0 | 0 | 0 | 0 | 0 | 0 | 0 | 0 | 0 | 0 | 0 | 0 | 0 | 0 | 0 | 0
F10_Industrial_Paper and Printing_Existing_Process_Natural Gas_Steam Trap Maintenance_A_Technical Potential | F10 | Industrial | Paper and Printing | Existing | Process | Natural Gas | Steam Trap Maintenance | A | Cumulative Energy Savings (MWh or mTherms) | Technical Potential | 0 | 0 | 0 | 0 | 0 | 0.021346 | 0.042681 | 0.063889 | 0.085109 | 0.10635 | 0.12732 | 0.14823 | 0.16909 | 0.18963 | 0.21025 | 0.23066 | 0.25109 | 0.2714 | 0.29154 | 0.3117 | 0.33178 | 0.35178 | 0.37171 | 0.39157 | 0.41136 | 0.41136 | 0.41136 | 0.41136 | 0.41136 | 0.41136 | 0.41136
F11_Industrial_Paper and Printing_Existing_Process_Natural Gas_Steam Trap Maintenance_A_Technical Potential | F11 | Industrial | Paper and Printing | Existing | Process | Natural Gas | Steam Trap Maintenance | A | Cumulative Summer Peak Savings (MW) | Technical Potential | 0 | 0 | 0 | 0 | 0 | 0 | 0 | 0 | 0 | 0 | 0 | 0 | 0 | 0 | 0 | 0 | 0 | 0 | 0 | 0 | 0 | 0 | 0 | 0 | 0 | 0 | 0 | 0 | 0 | 0 | 0
F12_Industrial_Paper and Printing_Existing_Process_Natural Gas_Steam Trap Maintenance_A_Technical Potential | F12 | Industrial | Paper and Printing | Existing | Process | Natural Gas | Steam Trap Maintenance | A | Cumulative Winter Peak Savings (MW) | Technical Potential | 0 | 0 | 0 | 0 | 0 | 0 | 0 | 0 | 0 | 0 | 0 | 0 | 0 | 0 | 0 | 0 | 0 | 0 | 0 | 0 | 0 | 0 | 0 | 0 | 0 | 0 | 0 | 0 | 0 | 0 | 0
F13_Industrial_Paper and Printing_Existing_Process_Natural Gas_Steam Trap Maintenance_A_Technical Potential | F13 | Industrial | Paper and Printing | Existing | Process | Natural Gas | Steam Trap Maintenance | A | Purchases (Incremental) | Technical Potential | 0 | 0 | 0 | 0 | 0 | 0.29778 | 0.29761 | 0.29586 | 0.29602 | 0.29626 | 0.2925 | 0.2917 | 0.29111 | 0.28649 | 0.28758 | 0.28484 | 0.28487 | 0.28344 | 0.28091 | 0.28124 | 0.28008 | 0.27899 | 0.27798 | 0.27703 | 0.27616 | 0 | 0 | 0 | 0 | 0 | 0
F14_Industrial_Paper and Printing_Existing_Process_Natural Gas_Steam Trap Maintenance_A_Technical Potential | F14 | Industrial | Paper and Printing | Existing | Process | Natural Gas | Steam Trap Maintenance | A | Purchases (Cumulative) | Technical Potential | 0 | 0 | 0 | 0 | 0 | 0.29778 | 0.59539 | 0.89125 | 1.1873 | 1.4835 | 1.776 | 2.0677 | 2.3588 | 2.6453 | 2.9329 | 3.2177 | 3.5026 | 3.786 | 4.067 | 4.3482 | 4.6283 | 4.9073 | 5.1853 | 5.4623 | 5.7384 | 5.7384 | 5.7384 | 5.7384 | 5.7384 | 5.7384 | 5.7384
F1_Industrial_Paper and Printing_Existing_Space Heating_Natural Gas_Gas Boiler - High Turndown_A_Technical Potential | F1 | Industrial | Paper and Printing | Existing | Space Heating | Natural Gas | Gas Boiler - High Turndown | A | Original Unit Energy Savings (kWh or therms) | Technical Potential | 0 | 0 | 0 | 0 | 0 | 136.1924 | 135.2695 | 134.3525 | 133.4307 | 132.5114 | 131.6181 | 130.7335 | 129.8585 | 128.9935 | 128.0778 | 127.2374 | 126.4065 | 125.5893 | 124.784 | 123.977 | 123.1976 | 122.3864 | 121.6034 | 120.8449 | 120.0815 | 119.3849 | 118.7493 | 118.1691 | 117.6397 | 117.1565 | 116.7155
F2_Industrial_Paper and Printing_Existing_Space Heating_Natural Gas_Gas Boiler - High Turndown_A_Technical Potential | F2 | Industrial | Paper and Printing | Existing | Space Heating | Natural Gas | Gas Boiler - High Turndown | A | Original Unit Summer Peak Savings (kW) | Technical Potential | 0 | 0 | 0 | 0 | 0 | 0 | 0 | 0 | 0 | 0 | 0 | 0 | 0 | 0 | 0 | 0 | 0 | 0 | 0 | 0 | 0 | 0 | 0 | 0 | 0 | 0 | 0 | 0 | 0 | 0 | 0
F3_Industrial_Paper and Printing_Existing_Space Heating_Natural Gas_Gas Boiler - High Turndown_A_Technical Potential | F3 | Industrial | Paper and Printing | Existing | Space Heating | Natural Gas | Gas Boiler - High Turndown | A | Original Unit Winter Peak Savings (kW) | Technical Potential | 0 | 0 | 0 | 0 | 0 | 0 | 0 | 0 | 0 | 0 | 0 | 0 | 0 | 0 | 0 | 0 | 0 | 0 | 0 | 0 | 0 | 0 | 0 | 0 | 0 | 0 | 0 | 0 | 0 | 0 | 0
F4_Industrial_Paper and Printing_Existing_Space Heating_Natural Gas_Gas Boiler - High Turndown_A_Technical Potential | F4 | Industrial | Paper and Printing | Existing | Space Heating | Natural Gas | Gas Boiler - High Turndown | A | Standalone Impact on Baseline Energy (%) | Technical Potential | 0% | 0% | 0% | 0% | 0% | 0.004973% | 0.009929% | 0.01494% | 0.01988% | 0.02482% | 0.02961% | 0.03328% | 0.03622% | 0.03912% | 0.04083% | 0.04272% | 0.04392% | 0.0451% | 0.04626% | 0.0468% | 0.04746% | 0.04762% | 0.04776% | 0.04788% | 0.00047967 | 0.00048055 | 0.00048138 | 0.00048215 | 0 | 0 | 0
F5_Industrial_Paper and Printing_Existing_Space Heating_Natural Gas_Gas Boiler - High Turndown_A_Technical Potential | F5 | Industrial | Paper and Printing | Existing | Space Heating | Natural Gas | Gas Boiler - High Turndown | A | Standalone Impact on Baseline Summer Peak (%) | Technical Potential | 0% | 0% | 0% | 0% | 0% | 0% | 0% | 0% | 0% | 0% | 0% | 0% | 0% | 0% | 0% | 0% | 0% | 0% | 0% | 0% | 0% | 0% | 0% | 0% | 0 | 0 | 0 | 0 | 0 | 0 | 0
F6_Industrial_Paper and Printing_Existing_Space Heating_Natural Gas_Gas Boiler - High Turndown_A_Technical Potential | F6 | Industrial | Paper and Printing | Existing | Space Heating | Natural Gas | Gas Boiler - High Turndown | A | Standalone Impact on Baseline Winter Peak (%) | Technical Potential | 0% | 0% | 0% | 0% | 0% | 0% | 0% | 0% | 0% | 0% | 0% | 0% | 0% | 0% | 0% | 0% | 0% | 0% | 0% | 0% | 0% | 0% | 0% | 0% | 0 | 0 | 0 | 0 | 0 | 0 | 0
F7_Industrial_Paper and Printing_Existing_Space Heating_Natural Gas_Gas Boiler - High Turndown_A_Technical Potential | F7 | Industrial | Paper and Printing | Existing | Space Heating | Natural Gas | Gas Boiler - High Turndown | A | Incremental Energy Savings (MWh or mTherms) | Technical Potential | 0 | 0 | 0 | 0 | 0 | 0.002779 | 0.0027587 | 0.0027238 | 0.0027066 | 0.0026902 | 0.0023743 | 0.0018815 | 0.0014921 | 0.0011669 | 0.00093043 | 0.00073241 | 0.00058218 | 0.0004604 | 0.0003627 | 0.00028862 | 0.0002285 | 1.5422e-06 | 5.4528e-07 | 1.841e-07 | 5.9467e-08 | 5.0107e-08 | 4.9708e-08 | 4.9345e-08 | 4.9017e-08 | 4.8721e-08 | 4.8455e-08
F8_Industrial_Paper and Printing_Existing_Space Heating_Natural Gas_Gas Boiler - High Turndown_A_Technical Potential | F8 | Industrial | Paper and Printing | Existing | Space Heating | Natural Gas | Gas Boiler - High Turndown | A | Incremental Summer Peak Savings (MW) | Technical Potential | 0 | 0 | 0 | 0 | 0 | 0 | 0 | 0 | 0 | 0 | 0 | 0 | 0 | 0 | 0 | 0 | 0 | 0 | 0 | 0 | 0 | 0 | 0 | 0 | 0 | 0 | 0 | 0 | 0 | 0 | 0
F9_Industrial_Paper and Printing_Existing_Space Heating_Natural Gas_Gas Boiler - High Turndown_A_Technical Potential | F9 | Industrial | Paper and Printing | Existing | Space Heating | Natural Gas | Gas Boiler - High Turndown | A | Incremental Winter Peak Savings (MW) | Technical Potential | 0 | 0 | 0 | 0 | 0 | 0 | 0 | 0 | 0 | 0 | 0 | 0 | 0 | 0 | 0 | 0 | 0 | 0 | 0 | 0 | 0 | 0 | 0 | 0 | 0 | 0 | 0 | 0 | 0 | 0 | 0
F10_Industrial_Paper and Printing_Existing_Space Heating_Natural Gas_Gas Boiler - High Turndown_A_Technical Potential | F10 | Industrial | Paper and Printing | Existing | Space Heating | Natural Gas | Gas Boiler - High Turndown | A | Cumulative Energy Savings (MWh or mTherms) | Technical Potential | 0 | 0 | 0 | 0 | 0 | 0.002779 | 0.0055189 | 0.0082053 | 0.010856 | 0.013471 | 0.015754 | 0.01753 | 0.018905 | 0.019946 | 0.020735 | 0.021331 | 0.021774 | 0.022094 | 0.022315 | 0.022459 | 0.022546 | 0.022399 | 0.022257 | 0.022118 | 0.021978 | 0.021851 | 0.021735 | 0.021628 | 0.021532 | 0.021443 | 0.021362
F11_Industrial_Paper and Printing_Existing_Space Heating_Natural Gas_Gas Boiler - High Turndown_A_Technical Potential | F11 | Industrial | Paper and Printing | Existing | Space Heating | Natural Gas | Gas Boiler - High Turndown | A | Cumulative Summer Peak Savings (MW) | Technical Potential | 0 | 0 | 0 | 0 | 0 | 0 | 0 | 0 | 0 | 0 | 0 | 0 | 0 | 0 | 0 | 0 | 0 | 0 | 0 | 0 | 0 | 0 | 0 | 0 | 0 | 0 | 0 | 0 | 0 | 0 | 0
F12_Industrial_Paper and Printing_Existing_Space Heating_Natural Gas_Gas Boiler - High Turndown_A_Technical Potential | F12 | Industrial | Paper and Printing | Existing | Space Heating | Natural Gas | Gas Boiler - High Turndown | A | Cumulative Winter Peak Savings (MW) | Technical Potential | 0 | 0 | 0 | 0 | 0 | 0 | 0 | 0 | 0 | 0 | 0 | 0 | 0 | 0 | 0 | 0 | 0 | 0 | 0 | 0 | 0 | 0 | 0 | 0 | 0 | 0 | 0 | 0 | 0 | 0 | 0
F13_Industrial_Paper and Printing_Existing_Space Heating_Natural Gas_Gas Boiler - High Turndown_A_Technical Potential | F13 | Industrial | Paper and Printing | Existing | Space Heating | Natural Gas | Gas Boiler - High Turndown | A | Purchases (Incremental) | Technical Potential | 0 | 0 | 0 | 0 | 0 | 0.020405 | 0.020394 | 0.020274 | 0.020285 | 0.020301 | 0.018039 | 0.014392 | 0.01149 | 0.0090462 | 0.0072646 | 0.0057563 | 0.0046056 | 0.0036659 | 0.0029066 | 0.002328 | 0.0018547 | 1.2601e-05 | 4.4841e-06 | 1.5235e-06 | 4.9522e-07 | 4.1971e-07 | 4.1859e-07 | 4.1758e-07 | 4.1667e-07 | 4.1586e-07 | 4.1515e-07
F14_Industrial_Paper and Printing_Existing_Space Heating_Natural Gas_Gas Boiler - High Turndown_A_Technical Potential | F14 | Industrial | Paper and Printing | Existing | Space Heating | Natural Gas | Gas Boiler - High Turndown | A | Purchases (Cumulative) | Technical Potential | 0 | 0 | 0 | 0 | 0 | 0.020405 | 0.040799 | 0.061073 | 0.081358 | 0.10166 | 0.1197 | 0.13409 | 0.14558 | 0.15463 | 0.16189 | 0.16765 | 0.17225 | 0.17592 | 0.17883 | 0.18115 | 0.18301 | 0.18302 | 0.18303 | 0.18303 | 0.18303 | 0.18303 | 0.18303 | 0.18303 | 0.18303 | 0.18303 | 0.18303
F1_Industrial_Paper and Printing_Existing_Process_Natural Gas_Gas Boiler - High Turndown_A_Technical Potential | F1 | Industrial | Paper and Printing | Existing | Process | Natural Gas | Gas Boiler - High Turndown | A | Original Unit Energy Savings (kWh or therms) | Technical Potential | 0 | 0 | 0 | 0 | 0 | 76.093 | 76.093 | 76.093 | 76.093 | 76.093 | 76.093 | 76.093 | 76.093 | 76.093 | 76.093 | 76.093 | 76.093 | 76.093 | 76.093 | 76.093 | 76.093 | 76.093 | 76.093 | 76.093 | 76.093 | 76.093 | 76.093 | 76.093 | 76.093 | 76.093 | 76.093
F2_Industrial_Paper and Printing_Existing_Process_Natural Gas_Gas Boiler - High Turndown_A_Technical Potential | F2 | Industrial | Paper and Printing | Existing | Process | Natural Gas | Gas Boiler - High Turndown | A | Original Unit Summer Peak Savings (kW) | Technical Potential | 0 | 0 | 0 | 0 | 0 | 0 | 0 | 0 | 0 | 0 | 0 | 0 | 0 | 0 | 0 | 0 | 0 | 0 | 0 | 0 | 0 | 0 | 0 | 0 | 0 | 0 | 0 | 0 | 0 | 0 | 0
F3_Industrial_Paper and Printing_Existing_Process_Natural Gas_Gas Boiler - High Turndown_A_Technical Potential | F3 | Industrial | Paper and Printing | Existing | Process | Natural Gas | Gas Boiler - High Turndown | A | Original Unit Winter Peak Savings (kW) | Technical Potential | 0 | 0 | 0 | 0 | 0 | 0 | 0 | 0 | 0 | 0 | 0 | 0 | 0 | 0 | 0 | 0 | 0 | 0 | 0 | 0 | 0 | 0 | 0 | 0 | 0 | 0 | 0 | 0 | 0 | 0 | 0
F4_Industrial_Paper and Printing_Existing_Process_Natural Gas_Gas Boiler - High Turndown_A_Technical Potential | F4 | Industrial | Paper and Printing | Existing | Process | Natural Gas | Gas Boiler - High Turndown | A | Standalone Impact on Baseline Energy (%) | Technical Potential | 0% | 0% | 0% | 0% | 0% | 0.02359% | 0.04719% | 0.07107% | 0.09462% | 0.1181% | 0.1409% | 0.1583% | 0.1722% | 0.1858% | 0.1938% | 0.2026% | 0.2082% | 0.2137% | 0.2192% | 0.2217% | 0.2249% | 0.2258% | 0.2267% | 0.2274% | 0.0022817 | 0.0022883 | 0.0022944 | 0.0023 | 0 | 0 | 0
F5_Industrial_Paper and Printing_Existing_Process_Natural Gas_Gas Boiler - High Turndown_A_Technical Potential | F5 | Industrial | Paper and Printing | Existing | Process | Natural Gas | Gas Boiler - High Turndown | A | Standalone Impact on Baseline Summer Peak (%) | Technical Potential | 0% | 0% | 0% | 0% | 0% | 0% | 0% | 0% | 0% | 0% | 0% | 0% | 0% | 0% | 0% | 0% | 0% | 0% | 0% | 0% | 0% | 0% | 0% | 0% | 0 | 0 | 0 | 0 | 0 | 0 | 0
F6_Industrial_Paper and Printing_Existing_Process_Natural Gas_Gas Boiler - High Turndown_A_Technical Potential | F6 | Industrial | Paper and Printing | Existing | Process | Natural Gas | Gas Boiler - High Turndown | A | Standalone Impact on Baseline Winter Peak (%) | Technical Potential | 0% | 0% | 0% | 0% | 0% | 0% | 0% | 0% | 0% | 0% | 0% | 0% | 0% | 0% | 0% | 0% | 0% | 0% | 0% | 0% | 0% | 0% | 0% | 0% | 0 | 0 | 0 | 0 | 0 | 0 | 0
F7_Industrial_Paper and Printing_Existing_Process_Natural Gas_Gas Boiler - High Turndown_A_Technical Potential | F7 | Industrial | Paper and Printing | Existing | Process | Natural Gas | Gas Boiler - High Turndown | A | Incremental Energy Savings (MWh or mTherms) | Technical Potential | 0 | 0 | 0 | 0 | 0 | 0.061957 | 0.061923 | 0.061558 | 0.061591 | 0.061642 | 0.054773 | 0.043699 | 0.034888 | 0.027467 | 0.022058 | 0.017478 | 0.013984 | 0.011131 | 0.0088254 | 0.0070687 | 0.0056315 | 3.8262e-05 | 1.3615e-05 | 4.6258e-06 | 1.5037e-06 | 1.2744e-06 | 1.271e-06 | 1.2679e-06 | 1.2651e-06 | 1.2627e-06 | 1.2605e-06
F8_Industrial_Paper and Printing_Existing_Process_Natural Gas_Gas Boiler - High Turndown_A_Technical Potential | F8 | Industrial | Paper and Printing | Existing | Process | Natural Gas | Gas Boiler - High Turndown | A | Incremental Summer Peak Savings (MW) | Technical Potential | 0 | 0 | 0 | 0 | 0 | 0 | 0 | 0 | 0 | 0 | 0 | 0 | 0 | 0 | 0 | 0 | 0 | 0 | 0 | 0 | 0 | 0 | 0 | 0 | 0 | 0 | 0 | 0 | 0 | 0 | 0
F9_Industrial_Paper and Printing_Existing_Process_Natural Gas_Gas Boiler - High Turndown_A_Technical Potential | F9 | Industrial | Paper and Printing | Existing | Process | Natural Gas | Gas Boiler - High Turndown | A | Incremental Winter Peak Savings (MW) | Technical Potential | 0 | 0 | 0 | 0 | 0 | 0 | 0 | 0 | 0 | 0 | 0 | 0 | 0 | 0 | 0 | 0 | 0 | 0 | 0 | 0 | 0 | 0 | 0 | 0 | 0 | 0 | 0 | 0 | 0 | 0 | 0
F10_Industrial_Paper and Printing_Existing_Process_Natural Gas_Gas Boiler - High Turndown_A_Technical Potential | F10 | Industrial | Paper and Printing | Existing | Process | Natural Gas | Gas Boiler - High Turndown | A | Cumulative Energy Savings (MWh or mTherms) | Technical Potential | 0 | 0 | 0 | 0 | 0 | 0.061957 | 0.12388 | 0.18544 | 0.24703 | 0.30867 | 0.36344 | 0.40714 | 0.44203 | 0.4695 | 0.49156 | 0.50903 | 0.52302 | 0.53415 | 0.54297 | 0.55004 | 0.55568 | 0.55571 | 0.55573 | 0.55573 | 0.55573 | 0.55573 | 0.55574 | 0.55574 | 0.55574 | 0.55574 | 0.55574
F11_Industrial_Paper and Printing_Existing_Process_Natural Gas_Gas Boiler - High Turndown_A_Technical Potential | F11 | Industrial | Paper and Printing | Existing | Process | Natural Gas | Gas Boiler - High Turndown | A | Cumulative Summer Peak Savings (MW) | Technical Potential | 0 | 0 | 0 | 0 | 0 | 0 | 0 | 0 | 0 | 0 | 0 | 0 | 0 | 0 | 0 | 0 | 0 | 0 | 0 | 0 | 0 | 0 | 0 | 0 | 0 | 0 | 0 | 0 | 0 | 0 | 0
F12_Industrial_Paper and Printing_Existing_Process_Natural Gas_Gas Boiler - High Turndown_A_Technical Potential | F12 | Industrial | Paper and Printing | Existing | Process | Natural Gas | Gas Boiler - High Turndown | A | Cumulative Winter Peak Savings (MW) | Technical Potential | 0 | 0 | 0 | 0 | 0 | 0 | 0 | 0 | 0 | 0 | 0 | 0 | 0 | 0 | 0 | 0 | 0 | 0 | 0 | 0 | 0 | 0 | 0 | 0 | 0 | 0 | 0 | 0 | 0 | 0 | 0
F13_Industrial_Paper and Printing_Existing_Process_Natural Gas_Gas Boiler - High Turndown_A_Technical Potential | F13 | Industrial | Paper and Printing | Existing | Process | Natural Gas | Gas Boiler - High Turndown | A | Purchases (Incremental) | Technical Potential | 0 | 0 | 0 | 0 | 0 | 0.81423 | 0.81378 | 0.80898 | 0.80942 | 0.81009 | 0.71982 | 0.57428 | 0.45849 | 0.36097 | 0.28988 | 0.22969 | 0.18378 | 0.14628 | 0.11598 | 0.092895 | 0.074009 | 0.00050283 | 0.00017893 | 6.0791e-05 | 1.9761e-05 | 1.6748e-05 | 1.6703e-05 | 1.6663e-05 | 1.6626e-05 | 1.6594e-05 | 1.6566e-05
F14_Industrial_Paper and Printing_Existing_Process_Natural Gas_Gas Boiler - High Turndown_A_Technical Potential | F14 | Industrial | Paper and Printing | Existing | Process | Natural Gas | Gas Boiler - High Turndown | A | Purchases (Cumulative) | Technical Potential | 0 | 0 | 0 | 0 | 0 | 0.81423 | 1.628 | 2.437 | 3.2464 | 4.0565 | 4.7763 | 5.3506 | 5.8091 | 6.1701 | 6.4599 | 6.6896 | 6.8734 | 7.0197 | 7.1357 | 7.2286 | 7.3026 | 7.3031 | 7.3033 | 7.3033 | 7.3033 | 7.3034 | 7.3034 | 7.3034 | 7.3034 | 7.3034 | 7.3034
F1_Industrial_Paper and Printing_Existing_Space Heating_Natural Gas_Gas Boiler - Burner Control Optimization_A_Technical Potential | F1 | Industrial | Paper and Printing | Existing | Space Heating | Natural Gas | Gas Boiler - Burner Control Optimization | A | Original Unit Energy Savings (kWh or therms) | Technical Potential | 0 | 0 | 0 | 0 | 0 | 39.4958 | 39.2282 | 38.9622 | 38.6949 | 38.4283 | 38.1692 | 37.9127 | 37.659 | 37.4081 | 37.1426 | 36.8989 | 36.6579 | 36.4209 | 36.1874 | 35.9533 | 35.7273 | 35.4921 | 35.265 | 35.045 | 34.8236 | 34.6216 | 34.4373 | 34.2691 | 34.1155 | 33.9754 | 33.8475
F2_Industrial_Paper and Printing_Existing_Space Heating_Natural Gas_Gas Boiler - Burner Control Optimization_A_Technical Potential | F2 | Industrial | Paper and Printing | Existing | Space Heating | Natural Gas | Gas Boiler - Burner Control Optimization | A | Original Unit Summer Peak Savings (kW) | Technical Potential | 0 | 0 | 0 | 0 | 0 | 0 | 0 | 0 | 0 | 0 | 0 | 0 | 0 | 0 | 0 | 0 | 0 | 0 | 0 | 0 | 0 | 0 | 0 | 0 | 0 | 0 | 0 | 0 | 0 | 0 | 0
F3_Industrial_Paper and Printing_Existing_Space Heating_Natural Gas_Gas Boiler - Burner Control Optimization_A_Technical Potential | F3 | Industrial | Paper and Printing | Existing | Space Heating | Natural Gas | Gas Boiler - Burner Control Optimization | A | Original Unit Winter Peak Savings (kW) | Technical Potential | 0 | 0 | 0 | 0 | 0 | 0 | 0 | 0 | 0 | 0 | 0 | 0 | 0 | 0 | 0 | 0 | 0 | 0 | 0 | 0 | 0 | 0 | 0 | 0 | 0 | 0 | 0 | 0 | 0 | 0 | 0
F4_Industrial_Paper and Printing_Existing_Space Heating_Natural Gas_Gas Boiler - Burner Control Optimization_A_Technical Potential | F4 | Industrial | Paper and Printing | Existing | Space Heating | Natural Gas | Gas Boiler - Burner Control Optimization | A | Standalone Impact on Baseline Energy (%) | Technical Potential | 0% | 0% | 0% | 0% | 0% | 0.000389% | 0.0009988% | 0.002224% | 0.004355% | 0.00767% | 0.01242% | 0.01838% | 0.02533% | 0.0332% | 0.04055% | 0.04793% | 0.05405% | 0.05936% | 0.0638% | 0.06659% | 0.06885% | 0.07043% | 0.07148% | 0.07218% | 0.00072667 | 0.00072799 | 0.00072924 | 0.00073042 | 0 | 0 | 0
F5_Industrial_Paper and Printing_Existing_Space Heating_Natural Gas_Gas Boiler - Burner Control Optimization_A_Technical Potential | F5 | Industrial | Paper and Printing | Existing | Space Heating | Natural Gas | Gas Boiler - Burner Control Optimization | A | Standalone Impact on Baseline Summer Peak (%) | Technical Potential | 0% | 0% | 0% | 0% | 0% | 0% | 0% | 0% | 0% | 0% | 0% | 0% | 0% | 0% | 0% | 0% | 0% | 0% | 0% | 0% | 0% | 0% | 0% | 0% | 0 | 0 | 0 | 0 | 0 | 0 | 0
F6_Industrial_Paper and Printing_Existing_Space Heating_Natural Gas_Gas Boiler - Burner Control Optimization_A_Technical Potential | F6 | Industrial | Paper and Printing | Existing | Space Heating | Natural Gas | Gas Boiler - Burner Control Optimization | A | Standalone Impact on Baseline Winter Peak (%) | Technical Potential | 0% | 0% | 0% | 0% | 0% | 0% | 0% | 0% | 0% | 0% | 0% | 0% | 0% | 0% | 0% | 0% | 0% | 0% | 0% | 0% | 0% | 0% | 0% | 0% | 0 | 0 | 0 | 0 | 0 | 0 | 0
F7_Industrial_Paper and Printing_Existing_Space Heating_Natural Gas_Gas Boiler - Burner Control Optimization_A_Technical Potential | F7 | Industrial | Paper and Printing | Existing | Space Heating | Natural Gas | Gas Boiler - Burner Control Optimization | A | Incremental Energy Savings (MWh or mTherms) | Technical Potential | 0 | 0 | 0 | 0 | 0 | 0.0002174 | 0.00033923 | 0.00066989 | 0.0011649 | 0.0018011 | 0.0024727 | 0.0031174 | 0.0036052 | 0.0037955 | 0.0037829 | 0.0034741 | 0.0030204 | 0.0024588 | 0.0018832 | 0.0013803 | 0.00095616 | 0.00063078 | 0.00039739 | 0.00023956 | 0.00016067 | 0 | 0 | 0 | 0 | 0 | 0
F8_Industrial_Paper and Printing_Existing_Space Heating_Natural Gas_Gas Boiler - Burner Control Optimization_A_Technical Potential | F8 | Industrial | Paper and Printing | Existing | Space Heating | Natural Gas | Gas Boiler - Burner Control Optimization | A | Incremental Summer Peak Savings (MW) | Technical Potential | 0 | 0 | 0 | 0 | 0 | 0 | 0 | 0 | 0 | 0 | 0 | 0 | 0 | 0 | 0 | 0 | 0 | 0 | 0 | 0 | 0 | 0 | 0 | 0 | 0 | 0 | 0 | 0 | 0 | 0 | 0
F9_Industrial_Paper and Printing_Existing_Space Heating_Natural Gas_Gas Boiler - Burner Control Optimization_A_Technical Potential | F9 | Industrial | Paper and Printing | Existing | Space Heating | Natural Gas | Gas Boiler - Burner Control Optimization | A | Incremental Winter Peak Savings (MW) | Technical Potential | 0 | 0 | 0 | 0 | 0 | 0 | 0 | 0 | 0 | 0 | 0 | 0 | 0 | 0 | 0 | 0 | 0 | 0 | 0 | 0 | 0 | 0 | 0 | 0 | 0 | 0 | 0 | 0 | 0 | 0 | 0
F10_Industrial_Paper and Printing_Existing_Space Heating_Natural Gas_Gas Boiler - Burner Control Optimization_A_Technical Potential | F10 | Industrial | Paper and Printing | Existing | Space Heating | Natural Gas | Gas Boiler - Burner Control Optimization | A | Cumulative Energy Savings (MWh or mTherms) | Technical Potential | 0 | 0 | 0 | 0 | 0 | 0.0002174 | 0.00055516 | 0.0012213 | 0.0023778 | 0.0041625 | 0.0066071 | 0.00968 | 0.01322 | 0.016928 | 0.020591 | 0.02393 | 0.026794 | 0.029079 | 0.030776 | 0.031957 | 0.032713 | 0.033128 | 0.033313 | 0.033345 | 0.033295 | 0.033102 | 0.032926 | 0.032765 | 0.032618 | 0.032484 | 0.032362
F11_Industrial_Paper and Printing_Existing_Space Heating_Natural Gas_Gas Boiler - Burner Control Optimization_A_Technical Potential | F11 | Industrial | Paper and Printing | Existing | Space Heating | Natural Gas | Gas Boiler - Burner Control Optimization | A | Cumulative Summer Peak Savings (MW) | Technical Potential | 0 | 0 | 0 | 0 | 0 | 0 | 0 | 0 | 0 | 0 | 0 | 0 | 0 | 0 | 0 | 0 | 0 | 0 | 0 | 0 | 0 | 0 | 0 | 0 | 0 | 0 | 0 | 0 | 0 | 0 | 0
F12_Industrial_Paper and Printing_Existing_Space Heating_Natural Gas_Gas Boiler - Burner Control Optimization_A_Technical Potential | F12 | Industrial | Paper and Printing | Existing | Space Heating | Natural Gas | Gas Boiler - Burner Control Optimization | A | Cumulative Winter Peak Savings (MW) | Technical Potential | 0 | 0 | 0 | 0 | 0 | 0 | 0 | 0 | 0 | 0 | 0 | 0 | 0 | 0 | 0 | 0 | 0 | 0 | 0 | 0 | 0 | 0 | 0 | 0 | 0 | 0 | 0 | 0 | 0 | 0 | 0
F13_Industrial_Paper and Printing_Existing_Space Heating_Natural Gas_Gas Boiler - Burner Control Optimization_A_Technical Potential | F13 | Industrial | Paper and Printing | Existing | Space Heating | Natural Gas | Gas Boiler - Burner Control Optimization | A | Purchases (Incremental) | Technical Potential | 0 | 0 | 0 | 0 | 0 | 0.0055044 | 0.0086477 | 0.017193 | 0.030105 | 0.046868 | 0.064782 | 0.082225 | 0.095734 | 0.10146 | 0.10185 | 0.094152 | 0.082394 | 0.067512 | 0.052041 | 0.038391 | 0.026763 | 0.017772 | 0.011269 | 0.0068358 | 0.0046138 | 0 | 0 | 0 | 0 | 0 | 0
F14_Industrial_Paper and Printing_Existing_Space Heating_Natural Gas_Gas Boiler - Burner Control Optimization_A_Technical Potential | F14 | Industrial | Paper and Printing | Existing | Space Heating | Natural Gas | Gas Boiler - Burner Control Optimization | A | Purchases (Cumulative) | Technical Potential | 0 | 0 | 0 | 0 | 0 | 0.0055044 | 0.014152 | 0.031345 | 0.06145 | 0.10832 | 0.1731 | 0.25532 | 0.35106 | 0.45252 | 0.55437 | 0.64852 | 0.73091 | 0.79842 | 0.85047 | 0.88886 | 0.91562 | 0.93339 | 0.94466 | 0.9515 | 0.95611 | 0.95611 | 0.95611 | 0.95611 | 0.95611 | 0.95611 | 0.95611
F1_Industrial_Paper and Printing_Existing_Process_Natural Gas_Gas Boiler - Burner Control Optimization_A_Technical Potential | F1 | Industrial | Paper and Printing | Existing | Process | Natural Gas | Gas Boiler - Burner Control Optimization | A | Original Unit Energy Savings (kWh or therms) | Technical Potential | 0 | 0 | 0 | 0 | 0 | 22.067 | 22.067 | 22.067 | 22.067 | 22.067 | 22.067 | 22.067 | 22.067 | 22.067 | 22.067 | 22.067 | 22.067 | 22.067 | 22.067 | 22.067 | 22.067 | 22.067 | 22.067 | 22.067 | 22.067 | 22.067 | 22.067 | 22.067 | 22.067 | 22.067 | 22.067
F2_Industrial_Paper and Printing_Existing_Process_Natural Gas_Gas Boiler - Burner Control Optimization_A_Technical Potential | F2 | Industrial | Paper and Printing | Existing | Process | Natural Gas | Gas Boiler - Burner Control Optimization | A | Original Unit Summer Peak Savings (kW) | Technical Potential | 0 | 0 | 0 | 0 | 0 | 0 | 0 | 0 | 0 | 0 | 0 | 0 | 0 | 0 | 0 | 0 | 0 | 0 | 0 | 0 | 0 | 0 | 0 | 0 | 0 | 0 | 0 | 0 | 0 | 0 | 0
F3_Industrial_Paper and Printing_Existing_Process_Natural Gas_Gas Boiler - Burner Control Optimization_A_Technical Potential | F3 | Industrial | Paper and Printing | Existing | Process | Natural Gas | Gas Boiler - Burner Control Optimization | A | Original Unit Winter Peak Savings (kW) | Technical Potential | 0 | 0 | 0 | 0 | 0 | 0 | 0 | 0 | 0 | 0 | 0 | 0 | 0 | 0 | 0 | 0 | 0 | 0 | 0 | 0 | 0 | 0 | 0 | 0 | 0 | 0 | 0 | 0 | 0 | 0 | 0
F4_Industrial_Paper and Printing_Existing_Process_Natural Gas_Gas Boiler - Burner Control Optimization_A_Technical Potential | F4 | Industrial | Paper and Printing | Existing | Process | Natural Gas | Gas Boiler - Burner Control Optimization | A | Standalone Impact on Baseline Energy (%) | Technical Potential | 0% | 0% | 0% | 0% | 0% | 0.001845% | 0.004747% | 0.01058% | 0.02072% | 0.0365% | 0.05908% | 0.08739% | 0.1204% | 0.1577% | 0.1925% | 0.2273% | 0.2562% | 0.2812% | 0.3023% | 0.3155% | 0.3264% | 0.334% | 0.3393% | 0.3429% | 0.0034565 | 0.0034666 | 0.0034759 | 0.0034843 | 0 | 0 | 0
F5_Industrial_Paper and Printing_Existing_Process_Natural Gas_Gas Boiler - Burner Control Optimization_A_Technical Potential | F5 | Industrial | Paper and Printing | Existing | Process | Natural Gas | Gas Boiler - Burner Control Optimization | A | Standalone Impact on Baseline Summer Peak (%) | Technical Potential | 0% | 0% | 0% | 0% | 0% | 0% | 0% | 0% | 0% | 0% | 0% | 0% | 0% | 0% | 0% | 0% | 0% | 0% | 0% | 0% | 0% | 0% | 0% | 0% | 0 | 0 | 0 | 0 | 0 | 0 | 0
F6_Industrial_Paper and Printing_Existing_Process_Natural Gas_Gas Boiler - Burner Control Optimization_A_Technical Potential | F6 | Industrial | Paper and Printing | Existing | Process | Natural Gas | Gas Boiler - Burner Control Optimization | A | Standalone Impact on Baseline Winter Peak (%) | Technical Potential | 0% | 0% | 0% | 0% | 0% | 0% | 0% | 0% | 0% | 0% | 0% | 0% | 0% | 0% | 0% | 0% | 0% | 0% | 0% | 0% | 0% | 0% | 0% | 0% | 0 | 0 | 0 | 0 | 0 | 0 | 0
F7_Industrial_Paper and Printing_Existing_Process_Natural Gas_Gas Boiler - Burner Control Optimization_A_Technical Potential | F7 | Industrial | Paper and Printing | Existing | Process | Natural Gas | Gas Boiler - Burner Control Optimization | A | Incremental Energy Savings (MWh or mTherms) | Technical Potential | 0 | 0 | 0 | 0 | 0 | 0.0048468 | 0.0076146 | 0.015139 | 0.026508 | 0.041269 | 0.057043 | 0.072402 | 0.084297 | 0.08934 | 0.089681 | 0.082904 | 0.07255 | 0.059447 | 0.045824 | 0.033805 | 0.023566 | 0.015649 | 0.0099224 | 0.0060192 | 0.0040626 | 0 | 0 | 0 | 0 | 0 | 0
F8_Industrial_Paper and Printing_Existing_Process_Natural Gas_Gas Boiler - Burner Control Optimization_A_Technical Potential | F8 | Industrial | Paper and Printing | Existing | Process | Natural Gas | Gas Boiler - Burner Control Optimization | A | Incremental Summer Peak Savings (MW) | Technical Potential | 0 | 0 | 0 | 0 | 0 | 0 | 0 | 0 | 0 | 0 | 0 | 0 | 0 | 0 | 0 | 0 | 0 | 0 | 0 | 0 | 0 | 0 | 0 | 0 | 0 | 0 | 0 | 0 | 0 | 0 | 0
F9_Industrial_Paper and Printing_Existing_Process_Natural Gas_Gas Boiler - Burner Control Optimization_A_Technical Potential | F9 | Industrial | Paper and Printing | Existing | Process | Natural Gas | Gas Boiler - Burner Control Optimization | A | Incremental Winter Peak Savings (MW) | Technical Potential | 0 | 0 | 0 | 0 | 0 | 0 | 0 | 0 | 0 | 0 | 0 | 0 | 0 | 0 | 0 | 0 | 0 | 0 | 0 | 0 | 0 | 0 | 0 | 0 | 0 | 0 | 0 | 0 | 0 | 0 | 0
F10_Industrial_Paper and Printing_Existing_Process_Natural Gas_Gas Boiler - Burner Control Optimization_A_Technical Potential | F10 | Industrial | Paper and Printing | Existing | Process | Natural Gas | Gas Boiler - Burner Control Optimization | A | Cumulative Energy Savings (MWh or mTherms) | Technical Potential | 0 | 0 | 0 | 0 | 0 | 0.0048468 | 0.012461 | 0.027601 | 0.054109 | 0.095378 | 0.15242 | 0.22482 | 0.30912 | 0.39846 | 0.48814 | 0.57104 | 0.64359 | 0.70304 | 0.74887 | 0.78267 | 0.80624 | 0.82189 | 0.83181 | 0.83783 | 0.84189 | 0.84189 | 0.84189 | 0.84189 | 0.84189 | 0.84189 | 0.84189
F11_Industrial_Paper and Printing_Existing_Process_Natural Gas_Gas Boiler - Burner Control Optimization_A_Technical Potential | F11 | Industrial | Paper and Printing | Existing | Process | Natural Gas | Gas Boiler - Burner Control Optimization | A | Cumulative Summer Peak Savings (MW) | Technical Potential | 0 | 0 | 0 | 0 | 0 | 0 | 0 | 0 | 0 | 0 | 0 | 0 | 0 | 0 | 0 | 0 | 0 | 0 | 0 | 0 | 0 | 0 | 0 | 0 | 0 | 0 | 0 | 0 | 0 | 0 | 0
F12_Industrial_Paper and Printing_Existing_Process_Natural Gas_Gas Boiler - Burner Control Optimization_A_Technical Potential | F12 | Industrial | Paper and Printing | Existing | Process | Natural Gas | Gas Boiler - Burner Control Optimization | A | Cumulative Winter Peak Savings (MW) | Technical Potential | 0 | 0 | 0 | 0 | 0 | 0 | 0 | 0 | 0 | 0 | 0 | 0 | 0 | 0 | 0 | 0 | 0 | 0 | 0 | 0 | 0 | 0 | 0 | 0 | 0 | 0 | 0 | 0 | 0 | 0 | 0
F13_Industrial_Paper and Printing_Existing_Process_Natural Gas_Gas Boiler - Burner Control Optimization_A_Technical Potential | F13 | Industrial | Paper and Printing | Existing | Process | Natural Gas | Gas Boiler - Burner Control Optimization | A | Purchases (Incremental) | Technical Potential | 0 | 0 | 0 | 0 | 0 | 0.21964 | 0.34507 | 0.68606 | 1.2013 | 1.8702 | 2.585 | 3.281 | 3.8201 | 4.0486 | 4.064 | 3.7569 | 3.2877 | 2.6939 | 2.0766 | 1.5319 | 1.0679 | 0.70917 | 0.44965 | 0.27277 | 0.1841 | 0 | 0 | 0 | 0 | 0 | 0
F14_Industrial_Paper and Printing_Existing_Process_Natural Gas_Gas Boiler - Burner Control Optimization_A_Technical Potential | F14 | Industrial | Paper and Printing | Existing | Process | Natural Gas | Gas Boiler - Burner Control Optimization | A | Purchases (Cumulative) | Technical Potential | 0 | 0 | 0 | 0 | 0 | 0.21964 | 0.56471 | 1.2508 | 2.452 | 4.3222 | 6.9072 | 10.1882 | 14.0082 | 18.0568 | 22.1209 | 25.8778 | 29.1655 | 31.8595 | 33.936 | 35.468 | 36.5359 | 37.2451 | 37.6947 | 37.9675 | 38.1516 | 38.1516 | 38.1516 | 38.1516 | 38.1516 | 38.1516 | 38.1516
F1_Industrial_Paper and Printing_Existing_Space Heating_Natural Gas_HVAC - Demand Controlled Ventilation_A_Technical Potential | F1 | Industrial | Paper and Printing | Existing | Space Heating | Natural Gas | HVAC - Demand Controlled Ventilation | A | Original Unit Energy Savings (kWh or therms) | Technical Potential | 0 | 0 | 0 | 0 | 0 | 0.045714 | 0.045302 | 0.044777 | 0.044244 | 0.043709 | 0.043186 | 0.042667 | 0.042179 | 0.041719 | 0.041255 | 0.04085 | 0.040467 | 0.040108 | 0.03977 | 0.039428 | 0.039096 | 0.038767 | 0.038427 | 0.038101 | 0.037787 | 0.037493 | 0.037218 | 0.03696 | 0.036718 | 0.036492 | 0.03628
F2_Industrial_Paper and Printing_Existing_Space Heating_Natural Gas_HVAC - Demand Controlled Ventilation_A_Technical Potential | F2 | Industrial | Paper and Printing | Existing | Space Heating | Natural Gas | HVAC - Demand Controlled Ventilation | A | Original Unit Summer Peak Savings (kW) | Technical Potential | 0 | 0 | 0 | 0 | 0 | 0 | 0 | 0 | 0 | 0 | 0 | 0 | 0 | 0 | 0 | 0 | 0 | 0 | 0 | 0 | 0 | 0 | 0 | 0 | 0 | 0 | 0 | 0 | 0 | 0 | 0
F3_Industrial_Paper and Printing_Existing_Space Heating_Natural Gas_HVAC - Demand Controlled Ventilation_A_Technical Potential | F3 | Industrial | Paper and Printing | Existing | Space Heating | Natural Gas | HVAC - Demand Controlled Ventilation | A | Original Unit Winter Peak Savings (kW) | Technical Potential | 0 | 0 | 0 | 0 | 0 | 0 | 0 | 0 | 0 | 0 | 0 | 0 | 0 | 0 | 0 | 0 | 0 | 0 | 0 | 0 | 0 | 0 | 0 | 0 | 0 | 0 | 0 | 0 | 0 | 0 | 0
F4_Industrial_Paper and Printing_Existing_Space Heating_Natural Gas_HVAC - Demand Controlled Ventilation_A_Technical Potential | F4 | Industrial | Paper and Printing | Existing | Space Heating | Natural Gas | HVAC - Demand Controlled Ventilation | A | Standalone Impact on Baseline Energy (%) | Technical Potential | 0% | 0% | 0% | 0% | 0% | 0.03019% | 0.06014% | 0.09006% | 0.1193% | 0.1481% | 0.1787% | 0.2076% | 0.2363% | 0.2682% | 0.2953% | 0.3263% | 0.3544% | 0.3842% | 0.4156% | 0.4427% | 0.4721% | 0.5013% | 0.5299% | 0.5584% | 0.0058657 | 0.0058647 | 0.0058629 | 0.0058602 | 0 | 0 | 0
F5_Industrial_Paper and Printing_Existing_Space Heating_Natural Gas_HVAC - Demand Controlled Ventilation_A_Technical Potential | F5 | Industrial | Paper and Printing | Existing | Space Heating | Natural Gas | HVAC - Demand Controlled Ventilation | A | Standalone Impact on Baseline Summer Peak (%) | Technical Potential | 0% | 0% | 0% | 0% | 0% | 0% | 0% | 0% | 0% | 0% | 0% | 0% | 0% | 0% | 0% | 0% | 0% | 0% | 0% | 0% | 0% | 0% | 0% | 0% | 0 | 0 | 0 | 0 | 0 | 0 | 0
F6_Industrial_Paper and Printing_Existing_Space Heating_Natural Gas_HVAC - Demand Controlled Ventilation_A_Technical Potential | F6 | Industrial | Paper and Printing | Existing | Space Heating | Natural Gas | HVAC - Demand Controlled Ventilation | A | Standalone Impact on Baseline Winter Peak (%) | Technical Potential | 0% | 0% | 0% | 0% | 0% | 0% | 0% | 0% | 0% | 0% | 0% | 0% | 0% | 0% | 0% | 0% | 0% | 0% | 0% | 0% | 0% | 0% | 0% | 0% | 0 | 0 | 0 | 0 | 0 | 0 | 0
F7_Industrial_Paper and Printing_Existing_Space Heating_Natural Gas_HVAC - Demand Controlled Ventilation_A_Technical Potential | F7 | Industrial | Paper and Printing | Existing | Space Heating | Natural Gas | HVAC - Demand Controlled Ventilation | A | Incremental Energy Savings (MWh or mTherms) | Technical Potential | 0 | 0 | 0 | 0 | 0 | 0.016872 | 0.016711 | 0.01642 | 0.016233 | 0.01605 | 0.015657 | 0.015426 | 0.015219 | 0.014814 | 0.014705 | 0.014422 | 0.014288 | 0.01409 | 0.013847 | 0.013744 | 0.013572 | 0.013405 | 0.01324 | 0.013083 | 0.012934 | 0 | 0 | 0 | 0 | 0 | 0
F8_Industrial_Paper and Printing_Existing_Space Heating_Natural Gas_HVAC - Demand Controlled Ventilation_A_Technical Potential | F8 | Industrial | Paper and Printing | Existing | Space Heating | Natural Gas | HVAC - Demand Controlled Ventilation | A | Incremental Summer Peak Savings (MW) | Technical Potential | 0 | 0 | 0 | 0 | 0 | 0 | 0 | 0 | 0 | 0 | 0 | 0 | 0 | 0 | 0 | 0 | 0 | 0 | 0 | 0 | 0 | 0 | 0 | 0 | 0 | 0 | 0 | 0 | 0 | 0 | 0
F9_Industrial_Paper and Printing_Existing_Space Heating_Natural Gas_HVAC - Demand Controlled Ventilation_A_Technical Potential | F9 | Industrial | Paper and Printing | Existing | Space Heating | Natural Gas | HVAC - Demand Controlled Ventilation | A | Incremental Winter Peak Savings (MW) | Technical Potential | 0 | 0 | 0 | 0 | 0 | 0 | 0 | 0 | 0 | 0 | 0 | 0 | 0 | 0 | 0 | 0 | 0 | 0 | 0 | 0 | 0 | 0 | 0 | 0 | 0 | 0 | 0 | 0 | 0 | 0 | 0
F10_Industrial_Paper and Printing_Existing_Space Heating_Natural Gas_HVAC - Demand Controlled Ventilation_A_Technical Potential | F10 | Industrial | Paper and Printing | Existing | Space Heating | Natural Gas | HVAC - Demand Controlled Ventilation | A | Cumulative Energy Savings (MWh or mTherms) | Technical Potential | 0 | 0 | 0 | 0 | 0 | 0.016872 | 0.03343 | 0.049463 | 0.065107 | 0.08037 | 0.095065 | 0.10935 | 0.12332 | 0.13679 | 0.14997 | 0.16292 | 0.17568 | 0.18821 | 0.20047 | 0.21249 | 0.22428 | 0.23579 | 0.24697 | 0.25795 | 0.26876 | 0.26667 | 0.26471 | 0.26288 | 0.26116 | 0.25955 | 0.25804
F11_Industrial_Paper and Printing_Existing_Space Heating_Natural Gas_HVAC - Demand Controlled Ventilation_A_Technical Potential | F11 | Industrial | Paper and Printing | Existing | Space Heating | Natural Gas | HVAC - Demand Controlled Ventilation | A | Cumulative Summer Peak Savings (MW) | Technical Potential | 0 | 0 | 0 | 0 | 0 | 0 | 0 | 0 | 0 | 0 | 0 | 0 | 0 | 0 | 0 | 0 | 0 | 0 | 0 | 0 | 0 | 0 | 0 | 0 | 0 | 0 | 0 | 0 | 0 | 0 | 0
F12_Industrial_Paper and Printing_Existing_Space Heating_Natural Gas_HVAC - Demand Controlled Ventilation_A_Technical Potential | F12 | Industrial | Paper and Printing | Existing | Space Heating | Natural Gas | HVAC - Demand Controlled Ventilation | A | Cumulative Winter Peak Savings (MW) | Technical Potential | 0 | 0 | 0 | 0 | 0 | 0 | 0 | 0 | 0 | 0 | 0 | 0 | 0 | 0 | 0 | 0 | 0 | 0 | 0 | 0 | 0 | 0 | 0 | 0 | 0 | 0 | 0 | 0 | 0 | 0 | 0
F13_Industrial_Paper and Printing_Existing_Space Heating_Natural Gas_HVAC - Demand Controlled Ventilation_A_Technical Potential | F13 | Industrial | Paper and Printing | Existing | Space Heating | Natural Gas | HVAC - Demand Controlled Ventilation | A | Purchases (Incremental) | Technical Potential | 0 | 0 | 0 | 0 | 0 | 369.0788 | 368.8762 | 366.7008 | 366.8991 | 367.2025 | 362.5394 | 361.5487 | 360.8146 | 355.085 | 356.4407 | 353.0416 | 353.0874 | 351.3103 | 348.1766 | 348.5891 | 347.1476 | 345.7974 | 344.5374 | 343.3666 | 342.2838 | 0 | 0 | 0 | 0 | 0 | 0
F14_Industrial_Paper and Printing_Existing_Space Heating_Natural Gas_HVAC - Demand Controlled Ventilation_A_Technical Potential | F14 | Industrial | Paper and Printing | Existing | Space Heating | Natural Gas | HVAC - Demand Controlled Ventilation | A | Purchases (Cumulative) | Technical Potential | 0 | 0 | 0 | 0 | 0 | 369.0788 | 737.9551 | 1104.6559 | 1471.555 | 1838.7575 | 2201.2969 | 2562.8456 | 2923.6602 | 3278.7451 | 3635.1859 | 3988.2274 | 4341.3148 | 4692.6251 | 5040.8017 | 5389.3908 | 5736.5384 | 6082.3358 | 6426.8732 | 6770.2398 | 7112.5235 | 7112.5235 | 7112.5235 | 7112.5235 | 7112.5235 | 7112.5235 | 7112.5235
F1_Industrial_Paper and Printing_Existing_Space Heating_Natural Gas_Gas Boiler - Stack Economizer_A_Technical Potential | F1 | Industrial | Paper and Printing | Existing | Space Heating | Natural Gas | Gas Boiler - Stack Economizer | A | Original Unit Energy Savings (kWh or therms) | Technical Potential | 0 | 0 | 0 | 0 | 0 | 99.4204 | 98.7468 | 98.0773 | 97.4044 | 96.7333 | 96.0812 | 95.4355 | 94.7967 | 94.1652 | 93.4968 | 92.8833 | 92.2768 | 91.6802 | 91.0923 | 90.5032 | 89.9343 | 89.3421 | 88.7704 | 88.2167 | 87.6595 | 87.151 | 86.687 | 86.2635 | 85.877 | 85.5242 | 85.2023
F2_Industrial_Paper and Printing_Existing_Space Heating_Natural Gas_Gas Boiler - Stack Economizer_A_Technical Potential | F2 | Industrial | Paper and Printing | Existing | Space Heating | Natural Gas | Gas Boiler - Stack Economizer | A | Original Unit Summer Peak Savings (kW) | Technical Potential | 0 | 0 | 0 | 0 | 0 | 0 | 0 | 0 | 0 | 0 | 0 | 0 | 0 | 0 | 0 | 0 | 0 | 0 | 0 | 0 | 0 | 0 | 0 | 0 | 0 | 0 | 0 | 0 | 0 | 0 | 0
F3_Industrial_Paper and Printing_Existing_Space Heating_Natural Gas_Gas Boiler - Stack Economizer_A_Technical Potential | F3 | Industrial | Paper and Printing | Existing | Space Heating | Natural Gas | Gas Boiler - Stack Economizer | A | Original Unit Winter Peak Savings (kW) | Technical Potential | 0 | 0 | 0 | 0 | 0 | 0 | 0 | 0 | 0 | 0 | 0 | 0 | 0 | 0 | 0 | 0 | 0 | 0 | 0 | 0 | 0 | 0 | 0 | 0 | 0 | 0 | 0 | 0 | 0 | 0 | 0
F4_Industrial_Paper and Printing_Existing_Space Heating_Natural Gas_Gas Boiler - Stack Economizer_A_Technical Potential | F4 | Industrial | Paper and Printing | Existing | Space Heating | Natural Gas | Gas Boiler - Stack Economizer | A | Standalone Impact on Baseline Energy (%) | Technical Potential | 0% | 0% | 0% | 0% | 0% | 0.00968% | 0.01933% | 0.02908% | 0.03871% | 0.04832% | 0.05764% | 0.06478% | 0.07051% | 0.07614% | 0.07948% | 0.08316% | 0.0855% | 0.0878% | 0.09005% | 0.0911% | 0.09238% | 0.09271% | 0.09297% | 0.0932% | 0.00093377 | 0.00093547 | 0.00093708 | 0.00093859 | 0 | 0 | 0
F5_Industrial_Paper and Printing_Existing_Space Heating_Natural Gas_Gas Boiler - Stack Economizer_A_Technical Potential | F5 | Industrial | Paper and Printing | Existing | Space Heating | Natural Gas | Gas Boiler - Stack Economizer | A | Standalone Impact on Baseline Summer Peak (%) | Technical Potential | 0% | 0% | 0% | 0% | 0% | 0% | 0% | 0% | 0% | 0% | 0% | 0% | 0% | 0% | 0% | 0% | 0% | 0% | 0% | 0% | 0% | 0% | 0% | 0% | 0 | 0 | 0 | 0 | 0 | 0 | 0
F6_Industrial_Paper and Printing_Existing_Space Heating_Natural Gas_Gas Boiler - Stack Economizer_A_Technical Potential | F6 | Industrial | Paper and Printing | Existing | Space Heating | Natural Gas | Gas Boiler - Stack Economizer | A | Standalone Impact on Baseline Winter Peak (%) | Technical Potential | 0% | 0% | 0% | 0% | 0% | 0% | 0% | 0% | 0% | 0% | 0% | 0% | 0% | 0% | 0% | 0% | 0% | 0% | 0% | 0% | 0% | 0% | 0% | 0% | 0 | 0 | 0 | 0 | 0 | 0 | 0
F7_Industrial_Paper and Printing_Existing_Space Heating_Natural Gas_Gas Boiler - Stack Economizer_A_Technical Potential | F7 | Industrial | Paper and Printing | Existing | Space Heating | Natural Gas | Gas Boiler - Stack Economizer | A | Incremental Energy Savings (MWh or mTherms) | Technical Potential | 0 | 0 | 0 | 0 | 0 | 0.0054099 | 0.0053702 | 0.0053024 | 0.0052689 | 0.0052369 | 0.004622 | 0.0036627 | 0.0029046 | 0.0022716 | 0.0018112 | 0.0014258 | 0.0011333 | 0.00089625 | 0.00070605 | 0.00056185 | 0.00044481 | 3.0022e-06 | 1.0615e-06 | 3.5839e-07 | 1.1576e-07 | 9.7542e-08 | 9.6764e-08 | 9.6058e-08 | 9.5419e-08 | 9.4843e-08 | 9.4325e-08
F8_Industrial_Paper and Printing_Existing_Space Heating_Natural Gas_Gas Boiler - Stack Economizer_A_Technical Potential | F8 | Industrial | Paper and Printing | Existing | Space Heating | Natural Gas | Gas Boiler - Stack Economizer | A | Incremental Summer Peak Savings (MW) | Technical Potential | 0 | 0 | 0 | 0 | 0 | 0 | 0 | 0 | 0 | 0 | 0 | 0 | 0 | 0 | 0 | 0 | 0 | 0 | 0 | 0 | 0 | 0 | 0 | 0 | 0 | 0 | 0 | 0 | 0 | 0 | 0
F9_Industrial_Paper and Printing_Existing_Space Heating_Natural Gas_Gas Boiler - Stack Economizer_A_Technical Potential | F9 | Industrial | Paper and Printing | Existing | Space Heating | Natural Gas | Gas Boiler - Stack Economizer | A | Incremental Winter Peak Savings (MW) | Technical Potential | 0 | 0 | 0 | 0 | 0 | 0 | 0 | 0 | 0 | 0 | 0 | 0 | 0 | 0 | 0 | 0 | 0 | 0 | 0 | 0 | 0 | 0 | 0 | 0 | 0 | 0 | 0 | 0 | 0 | 0 | 0
F10_Industrial_Paper and Printing_Existing_Space Heating_Natural Gas_Gas Boiler - Stack Economizer_A_Technical Potential | F10 | Industrial | Paper and Printing | Existing | Space Heating | Natural Gas | Gas Boiler - Stack Economizer | A | Cumulative Energy Savings (MWh or mTherms) | Technical Potential | 0 | 0 | 0 | 0 | 0 | 0.0054099 | 0.010743 | 0.015973 | 0.021132 | 0.026224 | 0.030669 | 0.034125 | 0.036802 | 0.038828 | 0.040364 | 0.041525 | 0.042387 | 0.043009 | 0.043439 | 0.04372 | 0.04389 | 0.043604 | 0.043326 | 0.043056 | 0.042784 | 0.042536 | 0.04231 | 0.042103 | 0.041915 | 0.041743 | 0.041586
F11_Industrial_Paper and Printing_Existing_Space Heating_Natural Gas_Gas Boiler - Stack Economizer_A_Technical Potential | F11 | Industrial | Paper and Printing | Existing | Space Heating | Natural Gas | Gas Boiler - Stack Economizer | A | Cumulative Summer Peak Savings (MW) | Technical Potential | 0 | 0 | 0 | 0 | 0 | 0 | 0 | 0 | 0 | 0 | 0 | 0 | 0 | 0 | 0 | 0 | 0 | 0 | 0 | 0 | 0 | 0 | 0 | 0 | 0 | 0 | 0 | 0 | 0 | 0 | 0
F12_Industrial_Paper and Printing_Existing_Space Heating_Natural Gas_Gas Boiler - Stack Economizer_A_Technical Potential | F12 | Industrial | Paper and Printing | Existing | Space Heating | Natural Gas | Gas Boiler - Stack Economizer | A | Cumulative Winter Peak Savings (MW) | Technical Potential | 0 | 0 | 0 | 0 | 0 | 0 | 0 | 0 | 0 | 0 | 0 | 0 | 0 | 0 | 0 | 0 | 0 | 0 | 0 | 0 | 0 | 0 | 0 | 0 | 0 | 0 | 0 | 0 | 0 | 0 | 0
F13_Industrial_Paper and Printing_Existing_Space Heating_Natural Gas_Gas Boiler - Stack Economizer_A_Technical Potential | F13 | Industrial | Paper and Printing | Existing | Space Heating | Natural Gas | Gas Boiler - Stack Economizer | A | Purchases (Incremental) | Technical Potential | 0 | 0 | 0 | 0 | 0 | 0.054414 | 0.054384 | 0.054063 | 0.054093 | 0.054137 | 0.048105 | 0.038379 | 0.030641 | 0.024123 | 0.019372 | 0.01535 | 0.012282 | 0.0097758 | 0.0077509 | 0.0062081 | 0.0049459 | 3.3604e-05 | 1.1958e-05 | 4.0626e-06 | 1.3206e-06 | 1.1192e-06 | 1.1162e-06 | 1.1135e-06 | 1.1111e-06 | 1.109e-06 | 1.1071e-06
F14_Industrial_Paper and Printing_Existing_Space Heating_Natural Gas_Gas Boiler - Stack Economizer_A_Technical Potential | F14 | Industrial | Paper and Printing | Existing | Space Heating | Natural Gas | Gas Boiler - Stack Economizer | A | Purchases (Cumulative) | Technical Potential | 0 | 0 | 0 | 0 | 0 | 0.054414 | 0.1088 | 0.16286 | 0.21695 | 0.27109 | 0.3192 | 0.35757 | 0.38822 | 0.41234 | 0.43171 | 0.44706 | 0.45934 | 0.46912 | 0.47687 | 0.48308 | 0.48802 | 0.48806 | 0.48807 | 0.48807 | 0.48807 | 0.48808 | 0.48808 | 0.48808 | 0.48808 | 0.48808 | 0.48808
F1_Industrial_Paper and Printing_Existing_Process_Natural Gas_Gas Boiler - Stack Economizer_A_Technical Potential | F1 | Industrial | Paper and Printing | Existing | Process | Natural Gas | Gas Boiler - Stack Economizer | A | Original Unit Energy Savings (kWh or therms) | Technical Potential | 0 | 0 | 0 | 0 | 0 | 73.0493 | 73.0493 | 73.0493 | 73.0493 | 73.0493 | 73.0493 | 73.0493 | 73.0493 | 73.0493 | 73.0493 | 73.0493 | 73.0493 | 73.0493 | 73.0493 | 73.0493 | 73.0493 | 73.0493 | 73.0493 | 73.0493 | 73.0493 | 73.0493 | 73.0493 | 73.0493 | 73.0493 | 73.0493 | 73.0493
F2_Industrial_Paper and Printing_Existing_Process_Natural Gas_Gas Boiler - Stack Economizer_A_Technical Potential | F2 | Industrial | Paper and Printing | Existing | Process | Natural Gas | Gas Boiler - Stack Economizer | A | Original Unit Summer Peak Savings (kW) | Technical Potential | 0 | 0 | 0 | 0 | 0 | 0 | 0 | 0 | 0 | 0 | 0 | 0 | 0 | 0 | 0 | 0 | 0 | 0 | 0 | 0 | 0 | 0 | 0 | 0 | 0 | 0 | 0 | 0 | 0 | 0 | 0
F3_Industrial_Paper and Printing_Existing_Process_Natural Gas_Gas Boiler - Stack Economizer_A_Technical Potential | F3 | Industrial | Paper and Printing | Existing | Process | Natural Gas | Gas Boiler - Stack Economizer | A | Original Unit Winter Peak Savings (kW) | Technical Potential | 0 | 0 | 0 | 0 | 0 | 0 | 0 | 0 | 0 | 0 | 0 | 0 | 0 | 0 | 0 | 0 | 0 | 0 | 0 | 0 | 0 | 0 | 0 | 0 | 0 | 0 | 0 | 0 | 0 | 0 | 0
F4_Industrial_Paper and Printing_Existing_Process_Natural Gas_Gas Boiler - Stack Economizer_A_Technical Potential | F4 | Industrial | Paper and Printing | Existing | Process | Natural Gas | Gas Boiler - Stack Economizer | A | Standalone Impact on Baseline Energy (%) | Technical Potential | 0% | 0% | 0% | 0% | 0% | 0.06039% | 0.1208% | 0.1819% | 0.2422% | 0.3024% | 0.3607% | 0.4051% | 0.4407% | 0.4757% | 0.4961% | 0.5187% | 0.5329% | 0.547% | 0.561% | 0.5677% | 0.5759% | 0.5781% | 0.5803% | 0.5823% | 0.005841 | 0.0058581 | 0.0058738 | 0.0058881 | 0 | 0 | 0
F5_Industrial_Paper and Printing_Existing_Process_Natural Gas_Gas Boiler - Stack Economizer_A_Technical Potential | F5 | Industrial | Paper and Printing | Existing | Process | Natural Gas | Gas Boiler - Stack Economizer | A | Standalone Impact on Baseline Summer Peak (%) | Technical Potential | 0% | 0% | 0% | 0% | 0% | 0% | 0% | 0% | 0% | 0% | 0% | 0% | 0% | 0% | 0% | 0% | 0% | 0% | 0% | 0% | 0% | 0% | 0% | 0% | 0 | 0 | 0 | 0 | 0 | 0 | 0
F6_Industrial_Paper and Printing_Existing_Process_Natural Gas_Gas Boiler - Stack Economizer_A_Technical Potential | F6 | Industrial | Paper and Printing | Existing | Process | Natural Gas | Gas Boiler - Stack Economizer | A | Standalone Impact on Baseline Winter Peak (%) | Technical Potential | 0% | 0% | 0% | 0% | 0% | 0% | 0% | 0% | 0% | 0% | 0% | 0% | 0% | 0% | 0% | 0% | 0% | 0% | 0% | 0% | 0% | 0% | 0% | 0% | 0 | 0 | 0 | 0 | 0 | 0 | 0
F7_Industrial_Paper and Printing_Existing_Process_Natural Gas_Gas Boiler - Stack Economizer_A_Technical Potential | F7 | Industrial | Paper and Printing | Existing | Process | Natural Gas | Gas Boiler - Stack Economizer | A | Incremental Energy Savings (MWh or mTherms) | Technical Potential | 0 | 0 | 0 | 0 | 0 | 0.15861 | 0.15852 | 0.15759 | 0.15767 | 0.1578 | 0.14022 | 0.11187 | 0.089314 | 0.070316 | 0.056468 | 0.044743 | 0.035799 | 0.028495 | 0.022593 | 0.018096 | 0.014417 | 9.7951e-05 | 3.4855e-05 | 1.1842e-05 | 3.8493e-06 | 3.2624e-06 | 3.2537e-06 | 3.2458e-06 | 3.2388e-06 | 3.2325e-06 | 3.227e-06
F8_Industrial_Paper and Printing_Existing_Process_Natural Gas_Gas Boiler - Stack Economizer_A_Technical Potential | F8 | Industrial | Paper and Printing | Existing | Process | Natural Gas | Gas Boiler - Stack Economizer | A | Incremental Summer Peak Savings (MW) | Technical Potential | 0 | 0 | 0 | 0 | 0 | 0 | 0 | 0 | 0 | 0 | 0 | 0 | 0 | 0 | 0 | 0 | 0 | 0 | 0 | 0 | 0 | 0 | 0 | 0 | 0 | 0 | 0 | 0 | 0 | 0 | 0
F9_Industrial_Paper and Printing_Existing_Process_Natural Gas_Gas Boiler - Stack Economizer_A_Technical Potential | F9 | Industrial | Paper and Printing | Existing | Process | Natural Gas | Gas Boiler - Stack Economizer | A | Incremental Winter Peak Savings (MW) | Technical Potential | 0 | 0 | 0 | 0 | 0 | 0 | 0 | 0 | 0 | 0 | 0 | 0 | 0 | 0 | 0 | 0 | 0 | 0 | 0 | 0 | 0 | 0 | 0 | 0 | 0 | 0 | 0 | 0 | 0 | 0 | 0
F10_Industrial_Paper and Printing_Existing_Process_Natural Gas_Gas Boiler - Stack Economizer_A_Technical Potential | F10 | Industrial | Paper and Printing | Existing | Process | Natural Gas | Gas Boiler - Stack Economizer | A | Cumulative Energy Savings (MWh or mTherms) | Technical Potential | 0 | 0 | 0 | 0 | 0 | 0.15861 | 0.31713 | 0.47472 | 0.63239 | 0.7902 | 0.93042 | 1.0423 | 1.1316 | 1.2019 | 1.2584 | 1.3031 | 1.3389 | 1.3674 | 1.39 | 1.4081 | 1.4225 | 1.4226 | 1.4227 | 1.4227 | 1.4227 | 1.4227 | 1.4227 | 1.4227 | 1.4227 | 1.4227 | 1.4227
F11_Industrial_Paper and Printing_Existing_Process_Natural Gas_Gas Boiler - Stack Economizer_A_Technical Potential | F11 | Industrial | Paper and Printing | Existing | Process | Natural Gas | Gas Boiler - Stack Economizer | A | Cumulative Summer Peak Savings (MW) | Technical Potential | 0 | 0 | 0 | 0 | 0 | 0 | 0 | 0 | 0 | 0 | 0 | 0 | 0 | 0 | 0 | 0 | 0 | 0 | 0 | 0 | 0 | 0 | 0 | 0 | 0 | 0 | 0 | 0 | 0 | 0 | 0
F12_Industrial_Paper and Printing_Existing_Process_Natural Gas_Gas Boiler - Stack Economizer_A_Technical Potential | F12 | Industrial | Paper and Printing | Existing | Process | Natural Gas | Gas Boiler - Stack Economizer | A | Cumulative Winter Peak Savings (MW) | Technical Potential | 0 | 0 | 0 | 0 | 0 | 0 | 0 | 0 | 0 | 0 | 0 | 0 | 0 | 0 | 0 | 0 | 0 | 0 | 0 | 0 | 0 | 0 | 0 | 0 | 0 | 0 | 0 | 0 | 0 | 0 | 0
F13_Industrial_Paper and Printing_Existing_Process_Natural Gas_Gas Boiler - Stack Economizer_A_Technical Potential | F13 | Industrial | Paper and Printing | Existing | Process | Natural Gas | Gas Boiler - Stack Economizer | A | Purchases (Incremental) | Technical Potential | 0 | 0 | 0 | 0 | 0 | 2.1713 | 2.1701 | 2.1573 | 2.1585 | 2.1602 | 1.9195 | 1.5314 | 1.2226 | 0.96259 | 0.77301 | 0.61251 | 0.49007 | 0.39008 | 0.30928 | 0.24772 | 0.19736 | 0.0013409 | 0.00047714 | 0.00016211 | 5.2695e-05 | 4.4661e-05 | 4.4542e-05 | 4.4434e-05 | 4.4337e-05 | 4.4251e-05 | 4.4175e-05
F14_Industrial_Paper and Printing_Existing_Process_Natural Gas_Gas Boiler - Stack Economizer_A_Technical Potential | F14 | Industrial | Paper and Printing | Existing | Process | Natural Gas | Gas Boiler - Stack Economizer | A | Purchases (Cumulative) | Technical Potential | 0 | 0 | 0 | 0 | 0 | 2.1713 | 4.3414 | 6.4986 | 8.6571 | 10.8173 | 12.7369 | 14.2683 | 15.4909 | 16.4535 | 17.2265 | 17.839 | 18.3291 | 18.7192 | 19.0285 | 19.2762 | 19.4735 | 19.4749 | 19.4754 | 19.4755 | 19.4756 | 19.4756 | 19.4757 | 19.4757 | 19.4758 | 19.4758 | 19.4758
F1_Industrial_Paper and Printing_Existing_Space Heating_Natural Gas_Gas Furnace Tube Inserts_A_Technical Potential | F1 | Industrial | Paper and Printing | Existing | Space Heating | Natural Gas | Gas Furnace Tube Inserts | A | Original Unit Energy Savings (kWh or therms) | Technical Potential | 0 | 0 | 0 | 0 | 0 | 0.086193 | 0.085415 | 0.084425 | 0.083421 | 0.082413 | 0.081426 | 0.080448 | 0.079527 | 0.07866 | 0.077786 | 0.077021 | 0.0763 | 0.075622 | 0.074985 | 0.07434 | 0.073715 | 0.073094 | 0.072454 | 0.071839 | 0.071247 | 0.070693 | 0.070173 | 0.069687 | 0.069231 | 0.068805 | 0.068405
F2_Industrial_Paper and Printing_Existing_Space Heating_Natural Gas_Gas Furnace Tube Inserts_A_Technical Potential | F2 | Industrial | Paper and Printing | Existing | Space Heating | Natural Gas | Gas Furnace Tube Inserts | A | Original Unit Summer Peak Savings (kW) | Technical Potential | 0 | 0 | 0 | 0 | 0 | 0 | 0 | 0 | 0 | 0 | 0 | 0 | 0 | 0 | 0 | 0 | 0 | 0 | 0 | 0 | 0 | 0 | 0 | 0 | 0 | 0 | 0 | 0 | 0 | 0 | 0
F3_Industrial_Paper and Printing_Existing_Space Heating_Natural Gas_Gas Furnace Tube Inserts_A_Technical Potential | F3 | Industrial | Paper and Printing | Existing | Space Heating | Natural Gas | Gas Furnace Tube Inserts | A | Original Unit Winter Peak Savings (kW) | Technical Potential | 0 | 0 | 0 | 0 | 0 | 0 | 0 | 0 | 0 | 0 | 0 | 0 | 0 | 0 | 0 | 0 | 0 | 0 | 0 | 0 | 0 | 0 | 0 | 0 | 0 | 0 | 0 | 0 | 0 | 0 | 0
F4_Industrial_Paper and Printing_Existing_Space Heating_Natural Gas_Gas Furnace Tube Inserts_A_Technical Potential | F4 | Industrial | Paper and Printing | Existing | Space Heating | Natural Gas | Gas Furnace Tube Inserts | A | Standalone Impact on Baseline Energy (%) | Technical Potential | 0% | 0% | 0% | 0% | 0% | 0% | 0% | 0% | 0% | 0% | 0% | 0% | 0% | 0% | 0% | 0% | 0% | 0% | 0% | 0% | 0% | 0% | 0% | 0% | 0 | 0 | 0 | 0 | 0 | 0 | 0
F5_Industrial_Paper and Printing_Existing_Space Heating_Natural Gas_Gas Furnace Tube Inserts_A_Technical Potential | F5 | Industrial | Paper and Printing | Existing | Space Heating | Natural Gas | Gas Furnace Tube Inserts | A | Standalone Impact on Baseline Summer Peak (%) | Technical Potential | 0% | 0% | 0% | 0% | 0% | 0% | 0% | 0% | 0% | 0% | 0% | 0% | 0% | 0% | 0% | 0% | 0% | 0% | 0% | 0% | 0% | 0% | 0% | 0% | 0 | 0 | 0 | 0 | 0 | 0 | 0
F6_Industrial_Paper and Printing_Existing_Space Heating_Natural Gas_Gas Furnace Tube Inserts_A_Technical Potential | F6 | Industrial | Paper and Printing | Existing | Space Heating | Natural Gas | Gas Furnace Tube Inserts | A | Standalone Impact on Baseline Winter Peak (%) | Technical Potential | 0% | 0% | 0% | 0% | 0% | 0% | 0% | 0% | 0% | 0% | 0% | 0% | 0% | 0% | 0% | 0% | 0% | 0% | 0% | 0% | 0% | 0% | 0% | 0% | 0 | 0 | 0 | 0 | 0 | 0 | 0
F7_Industrial_Paper and Printing_Existing_Space Heating_Natural Gas_Gas Furnace Tube Inserts_A_Technical Potential | F7 | Industrial | Paper and Printing | Existing | Space Heating | Natural Gas | Gas Furnace Tube Inserts | A | Incremental Energy Savings (MWh or mTherms) | Technical Potential | 0 | 0 | 0 | 0 | 0 | 0 | 0 | 0 | 0 | 0 | 0 | 0 | 0 | 0 | 0 | 0 | 0 | 0 | 0 | 0 | 0 | 0 | 0 | 0 | 0 | 0 | 0 | 0 | 0 | 0 | 0
F8_Industrial_Paper and Printing_Existing_Space Heating_Natural Gas_Gas Furnace Tube Inserts_A_Technical Potential | F8 | Industrial | Paper and Printing | Existing | Space Heating | Natural Gas | Gas Furnace Tube Inserts | A | Incremental Summer Peak Savings (MW) | Technical Potential | 0 | 0 | 0 | 0 | 0 | 0 | 0 | 0 | 0 | 0 | 0 | 0 | 0 | 0 | 0 | 0 | 0 | 0 | 0 | 0 | 0 | 0 | 0 | 0 | 0 | 0 | 0 | 0 | 0 | 0 | 0
F9_Industrial_Paper and Printing_Existing_Space Heating_Natural Gas_Gas Furnace Tube Inserts_A_Technical Potential | F9 | Industrial | Paper and Printing | Existing | Space Heating | Natural Gas | Gas Furnace Tube Inserts | A | Incremental Winter Peak Savings (MW) | Technical Potential | 0 | 0 | 0 | 0 | 0 | 0 | 0 | 0 | 0 | 0 | 0 | 0 | 0 | 0 | 0 | 0 | 0 | 0 | 0 | 0 | 0 | 0 | 0 | 0 | 0 | 0 | 0 | 0 | 0 | 0 | 0
F10_Industrial_Paper and Printing_Existing_Space Heating_Natural Gas_Gas Furnace Tube Inserts_A_Technical Potential | F10 | Industrial | Paper and Printing | Existing | Space Heating | Natural Gas | Gas Furnace Tube Inserts | A | Cumulative Energy Savings (MWh or mTherms) | Technical Potential | 0 | 0 | 0 | 0 | 0 | 0 | 0 | 0 | 0 | 0 | 0 | 0 | 0 | 0 | 0 | 0 | 0 | 0 | 0 | 0 | 0 | 0 | 0 | 0 | 0 | 0 | 0 | 0 | 0 | 0 | 0
F11_Industrial_Paper and Printing_Existing_Space Heating_Natural Gas_Gas Furnace Tube Inserts_A_Technical Potential | F11 | Industrial | Paper and Printing | Existing | Space Heating | Natural Gas | Gas Furnace Tube Inserts | A | Cumulative Summer Peak Savings (MW) | Technical Potential | 0 | 0 | 0 | 0 | 0 | 0 | 0 | 0 | 0 | 0 | 0 | 0 | 0 | 0 | 0 | 0 | 0 | 0 | 0 | 0 | 0 | 0 | 0 | 0 | 0 | 0 | 0 | 0 | 0 | 0 | 0
F12_Industrial_Paper and Printing_Existing_Space Heating_Natural Gas_Gas Furnace Tube Inserts_A_Technical Potential | F12 | Industrial | Paper and Printing | Existing | Space Heating | Natural Gas | Gas Furnace Tube Inserts | A | Cumulative Winter Peak Savings (MW) | Technical Potential | 0 | 0 | 0 | 0 | 0 | 0 | 0 | 0 | 0 | 0 | 0 | 0 | 0 | 0 | 0 | 0 | 0 | 0 | 0 | 0 | 0 | 0 | 0 | 0 | 0 | 0 | 0 | 0 | 0 | 0 | 0
F13_Industrial_Paper and Printing_Existing_Space Heating_Natural Gas_Gas Furnace Tube Inserts_A_Technical Potential | F13 | Industrial | Paper and Printing | Existing | Space Heating | Natural Gas | Gas Furnace Tube Inserts | A | Purchases (Incremental) | Technical Potential | 0 | 0 | 0 | 0 | 0 | 0 | 0 | 0 | 0 | 0 | 0 | 0 | 0 | 0 | 0 | 0 | 0 | 0 | 0 | 0 | 0 | 0 | 0 | 0 | 0 | 0 | 0 | 0 | 0 | 0 | 0
F14_Industrial_Paper and Printing_Existing_Space Heating_Natural Gas_Gas Furnace Tube Inserts_A_Technical Potential | F14 | Industrial | Paper and Printing | Existing | Space Heating | Natural Gas | Gas Furnace Tube Inserts | A | Purchases (Cumulative) | Technical Potential | 0 | 0 | 0 | 0 | 0 | 0 | 0 | 0 | 0 | 0 | 0 | 0 | 0 | 0 | 0 | 0 | 0 | 0 | 0 | 0 | 0 | 0 | 0 | 0 | 0 | 0 | 0 | 0 | 0 | 0 | 0
F1_Industrial_Paper and Printing_Existing_Space Heating_Natural Gas_Space Heating - Heat Recovery Ventilator_A_Technical Potential | F1 | Industrial | Paper and Printing | Existing | Space Heating | Natural Gas | Space Heating - Heat Recovery Ventilator | A | Original Unit Energy Savings (kWh or therms) | Technical Potential | 0 | 0 | 0 | 0 | 0 | 0.013225 | 0.01316 | 0.01308 | 0.012996 | 0.012907 | 0.012817 | 0.012725 | 0.012634 | 0.012542 | 0.012443 | 0.012352 | 0.012262 | 0.012178 | 0.0121 | 0.012025 | 0.011953 | 0.011879 | 0.011813 | 0.011751 | 0.011691 | 0.011636 | 0.011585 | 0.011538 | 0 | 0 | 0
F2_Industrial_Paper and Printing_Existing_Space Heating_Natural Gas_Space Heating - Heat Recovery Ventilator_A_Technical Potential | F2 | Industrial | Paper and Printing | Existing | Space Heating | Natural Gas | Space Heating - Heat Recovery Ventilator | A | Original Unit Summer Peak Savings (kW) | Technical Potential | 0 | 0 | 0 | 0 | 0 | 0 | 0 | 0 | 0 | 0 | 0 | 0 | 0 | 0 | 0 | 0 | 0 | 0 | 0 | 0 | 0 | 0 | 0 | 0 | 0 | 0 | 0 | 0 | 0 | 0 | 0
F3_Industrial_Paper and Printing_Existing_Space Heating_Natural Gas_Space Heating - Heat Recovery Ventilator_A_Technical Potential | F3 | Industrial | Paper and Printing | Existing | Space Heating | Natural Gas | Space Heating - Heat Recovery Ventilator | A | Original Unit Winter Peak Savings (kW) | Technical Potential | 0 | 0 | 0 | 0 | 0 | 0 | 0 | 0 | 0 | 0 | 0 | 0 | 0 | 0 | 0 | 0 | 0 | 0 | 0 | 0 | 0 | 0 | 0 | 0 | 0 | 0 | 0 | 0 | 0 | 0 | 0
F4_Industrial_Paper and Printing_Existing_Space Heating_Natural Gas_Space Heating - Heat Recovery Ventilator_A_Technical Potential | F4 | Industrial | Paper and Printing | Existing | Space Heating | Natural Gas | Space Heating - Heat Recovery Ventilator | A | Standalone Impact on Baseline Energy (%) | Technical Potential | 0% | 0% | 0% | 0% | 0% | 0.02138% | 0.04277% | 0.0644% | 0.08574% | 0.107% | 0.1298% | 0.1515% | 0.1732% | 0.1974% | 0.218% | 0.2415% | 0.2628% | 0.2856% | 0.3095% | 0.3305% | 0.3533% | 0.376% | 0.3988% | 0.4215% | 0.0044422 | 0.0044552 | 0.0044671 | 0.0044779 | 0 | 0 | 0
F5_Industrial_Paper and Printing_Existing_Space Heating_Natural Gas_Space Heating - Heat Recovery Ventilator_A_Technical Potential | F5 | Industrial | Paper and Printing | Existing | Space Heating | Natural Gas | Space Heating - Heat Recovery Ventilator | A | Standalone Impact on Baseline Summer Peak (%) | Technical Potential | 0% | 0% | 0% | 0% | 0% | 0% | 0% | 0% | 0% | 0% | 0% | 0% | 0% | 0% | 0% | 0% | 0% | 0% | 0% | 0% | 0% | 0% | 0% | 0% | 0 | 0 | 0 | 0 | 0 | 0 | 0
F6_Industrial_Paper and Printing_Existing_Space Heating_Natural Gas_Space Heating - Heat Recovery Ventilator_A_Technical Potential | F6 | Industrial | Paper and Printing | Existing | Space Heating | Natural Gas | Space Heating - Heat Recovery Ventilator | A | Standalone Impact on Baseline Winter Peak (%) | Technical Potential | 0% | 0% | 0% | 0% | 0% | 0% | 0% | 0% | 0% | 0% | 0% | 0% | 0% | 0% | 0% | 0% | 0% | 0% | 0% | 0% | 0% | 0% | 0% | 0% | 0 | 0 | 0 | 0 | 0 | 0 | 0
F7_Industrial_Paper and Printing_Existing_Space Heating_Natural Gas_Space Heating - Heat Recovery Ventilator_A_Technical Potential | F7 | Industrial | Paper and Printing | Existing | Space Heating | Natural Gas | Space Heating - Heat Recovery Ventilator | A | Incremental Energy Savings (MWh or mTherms) | Technical Potential | 0 | 0 | 0 | 0 | 0 | 0.011947 | 0.011883 | 0.011741 | 0.011671 | 0.011601 | 0.011374 | 0.011261 | 0.011158 | 0.010901 | 0.010857 | 0.010674 | 0.010598 | 0.010472 | 0.010313 | 0.01026 | 0.010157 | 0.010055 | 0.0099625 | 0.0098761 | 0.0097951 | 0 | 0 | 0 | 0 | 0 | 0
F8_Industrial_Paper and Printing_Existing_Space Heating_Natural Gas_Space Heating - Heat Recovery Ventilator_A_Technical Potential | F8 | Industrial | Paper and Printing | Existing | Space Heating | Natural Gas | Space Heating - Heat Recovery Ventilator | A | Incremental Summer Peak Savings (MW) | Technical Potential | 0 | 0 | 0 | 0 | 0 | 0 | 0 | 0 | 0 | 0 | 0 | 0 | 0 | 0 | 0 | 0 | 0 | 0 | 0 | 0 | 0 | 0 | 0 | 0 | 0 | 0 | 0 | 0 | 0 | 0 | 0
F9_Industrial_Paper and Printing_Existing_Space Heating_Natural Gas_Space Heating - Heat Recovery Ventilator_A_Technical Potential | F9 | Industrial | Paper and Printing | Existing | Space Heating | Natural Gas | Space Heating - Heat Recovery Ventilator | A | Incremental Winter Peak Savings (MW) | Technical Potential | 0 | 0 | 0 | 0 | 0 | 0 | 0 | 0 | 0 | 0 | 0 | 0 | 0 | 0 | 0 | 0 | 0 | 0 | 0 | 0 | 0 | 0 | 0 | 0 | 0 | 0 | 0 | 0 | 0 | 0 | 0
F10_Industrial_Paper and Printing_Existing_Space Heating_Natural Gas_Space Heating - Heat Recovery Ventilator_A_Technical Potential | F10 | Industrial | Paper and Printing | Existing | Space Heating | Natural Gas | Space Heating - Heat Recovery Ventilator | A | Cumulative Energy Savings (MWh or mTherms) | Technical Potential | 0 | 0 | 0 | 0 | 0 | 0.011947 | 0.023772 | 0.035368 | 0.04681 | 0.058093 | 0.069063 | 0.079827 | 0.090409 | 0.10066 | 0.11072 | 0.12058 | 0.1303 | 0.13989 | 0.1493 | 0.15862 | 0.16783 | 0.17686 | 0.18584 | 0.19473 | 0.20354 | 0.20258 | 0.20169 | 0.20087 | 0 | 0 | 0
F11_Industrial_Paper and Printing_Existing_Space Heating_Natural Gas_Space Heating - Heat Recovery Ventilator_A_Technical Potential | F11 | Industrial | Paper and Printing | Existing | Space Heating | Natural Gas | Space Heating - Heat Recovery Ventilator | A | Cumulative Summer Peak Savings (MW) | Technical Potential | 0 | 0 | 0 | 0 | 0 | 0 | 0 | 0 | 0 | 0 | 0 | 0 | 0 | 0 | 0 | 0 | 0 | 0 | 0 | 0 | 0 | 0 | 0 | 0 | 0 | 0 | 0 | 0 | 0 | 0 | 0
F12_Industrial_Paper and Printing_Existing_Space Heating_Natural Gas_Space Heating - Heat Recovery Ventilator_A_Technical Potential | F12 | Industrial | Paper and Printing | Existing | Space Heating | Natural Gas | Space Heating - Heat Recovery Ventilator | A | Cumulative Winter Peak Savings (MW) | Technical Potential | 0 | 0 | 0 | 0 | 0 | 0 | 0 | 0 | 0 | 0 | 0 | 0 | 0 | 0 | 0 | 0 | 0 | 0 | 0 | 0 | 0 | 0 | 0 | 0 | 0 | 0 | 0 | 0 | 0 | 0 | 0
F13_Industrial_Paper and Printing_Existing_Space Heating_Natural Gas_Space Heating - Heat Recovery Ventilator_A_Technical Potential | F13 | Industrial | Paper and Printing | Existing | Space Heating | Natural Gas | Space Heating - Heat Recovery Ventilator | A | Purchases (Incremental) | Technical Potential | 0 | 0 | 0 | 0 | 0 | 903.404 | 902.9082 | 897.5834 | 898.0687 | 898.8113 | 887.3973 | 884.9723 | 883.1755 | 869.1509 | 872.4694 | 864.1492 | 864.2614 | 859.9115 | 852.2412 | 853.2507 | 849.7223 | 846.4174 | 843.3334 | 840.4675 | 837.8171 | 0 | 0 | 0 | 0 | 0 | 0
F14_Industrial_Paper and Printing_Existing_Space Heating_Natural Gas_Space Heating - Heat Recovery Ventilator_A_Technical Potential | F14 | Industrial | Paper and Printing | Existing | Space Heating | Natural Gas | Space Heating - Heat Recovery Ventilator | A | Purchases (Cumulative) | Technical Potential | 0 | 0 | 0 | 0 | 0 | 903.404 | 1806.3122 | 2703.8956 | 3601.9643 | 4500.7755 | 5388.1728 | 6273.1452 | 7156.3206 | 8025.4716 | 8897.9409 | 9762.0902 | 10626.3516 | 11486.2631 | 12338.5043 | 13191.755 | 14041.4773 | 14887.8947 | 15731.2281 | 16571.6956 | 17409.5127 | 17409.5127 | 17409.5127 | 17409.5127 | 17409.5127 | 17409.5127 | 17409.5127
F1_Industrial_Paper and Printing_Existing_Space Heating_Natural Gas_Thermostat - Programmable_A_Technical Potential | F1 | Industrial | Paper and Printing | Existing | Space Heating | Natural Gas | Thermostat - Programmable | A | Original Unit Energy Savings (kWh or therms) | Technical Potential | 0 | 0 | 0 | 0 | 0 | 0.00657 | 0.0065379 | 0.0064981 | 0.0064561 | 0.0064121 | 0.0063676 | 0.0063217 | 0.0062762 | 0.0062308 | 0.0061817 | 0.0061364 | 0.0060916 | 0.0060501 | 0.0060114 | 0.0059736 | 0.005938 | 0.0059015 | 0.0058686 | 0.0058376 | 0.005808 | 0.0057807 | 0.0057553 | 0.0057319 | 0 | 0 | 0
F2_Industrial_Paper and Printing_Existing_Space Heating_Natural Gas_Thermostat - Programmable_A_Technical Potential | F2 | Industrial | Paper and Printing | Existing | Space Heating | Natural Gas | Thermostat - Programmable | A | Original Unit Summer Peak Savings (kW) | Technical Potential | 0 | 0 | 0 | 0 | 0 | 0 | 0 | 0 | 0 | 0 | 0 | 0 | 0 | 0 | 0 | 0 | 0 | 0 | 0 | 0 | 0 | 0 | 0 | 0 | 0 | 0 | 0 | 0 | 0 | 0 | 0
F3_Industrial_Paper and Printing_Existing_Space Heating_Natural Gas_Thermostat - Programmable_A_Technical Potential | F3 | Industrial | Paper and Printing | Existing | Space Heating | Natural Gas | Thermostat - Programmable | A | Original Unit Winter Peak Savings (kW) | Technical Potential | 0 | 0 | 0 | 0 | 0 | 0 | 0 | 0 | 0 | 0 | 0 | 0 | 0 | 0 | 0 | 0 | 0 | 0 | 0 | 0 | 0 | 0 | 0 | 0 | 0 | 0 | 0 | 0 | 0 | 0 | 0
F4_Industrial_Paper and Printing_Existing_Space Heating_Natural Gas_Thermostat - Programmable_A_Technical Potential | F4 | Industrial | Paper and Printing | Existing | Space Heating | Natural Gas | Thermostat - Programmable | A | Standalone Impact on Baseline Energy (%) | Technical Potential | 0% | 0% | 0% | 0% | 0% | 0.03186% | 0.06374% | 0.09598% | 0.1278% | 0.1595% | 0.1935% | 0.2258% | 0.2582% | 0.2942% | 0.3249% | 0.3599% | 0.3917% | 0.4256% | 0.4613% | 0.4926% | 0.5265% | 0.5604% | 0.5943% | 0.6282% | 0.0066205 | 0.0066398 | 0.0066575 | 0.0066737 | 0 | 0 | 0
F5_Industrial_Paper and Printing_Existing_Space Heating_Natural Gas_Thermostat - Programmable_A_Technical Potential | F5 | Industrial | Paper and Printing | Existing | Space Heating | Natural Gas | Thermostat - Programmable | A | Standalone Impact on Baseline Summer Peak (%) | Technical Potential | 0% | 0% | 0% | 0% | 0% | 0% | 0% | 0% | 0% | 0% | 0% | 0% | 0% | 0% | 0% | 0% | 0% | 0% | 0% | 0% | 0% | 0% | 0% | 0% | 0 | 0 | 0 | 0 | 0 | 0 | 0
F6_Industrial_Paper and Printing_Existing_Space Heating_Natural Gas_Thermostat - Programmable_A_Technical Potential | F6 | Industrial | Paper and Printing | Existing | Space Heating | Natural Gas | Thermostat - Programmable | A | Standalone Impact on Baseline Winter Peak (%) | Technical Potential | 0% | 0% | 0% | 0% | 0% | 0% | 0% | 0% | 0% | 0% | 0% | 0% | 0% | 0% | 0% | 0% | 0% | 0% | 0% | 0% | 0% | 0% | 0% | 0% | 0 | 0 | 0 | 0 | 0 | 0 | 0
F7_Industrial_Paper and Printing_Existing_Space Heating_Natural Gas_Thermostat - Programmable_A_Technical Potential | F7 | Industrial | Paper and Printing | Existing | Space Heating | Natural Gas | Thermostat - Programmable | A | Incremental Energy Savings (MWh or mTherms) | Technical Potential | 0 | 0 | 0 | 0 | 0 | 0.017806 | 0.017709 | 0.017498 | 0.017394 | 0.01729 | 0.016952 | 0.016784 | 0.016629 | 0.016246 | 0.01618 | 0.015908 | 0.015794 | 0.015608 | 0.015369 | 0.015291 | 0.015137 | 0.014985 | 0.014848 | 0.014719 | 0.014598 | 0 | 0 | 0 | 0 | 0 | 0
F8_Industrial_Paper and Printing_Existing_Space Heating_Natural Gas_Thermostat - Programmable_A_Technical Potential | F8 | Industrial | Paper and Printing | Existing | Space Heating | Natural Gas | Thermostat - Programmable | A | Incremental Summer Peak Savings (MW) | Technical Potential | 0 | 0 | 0 | 0 | 0 | 0 | 0 | 0 | 0 | 0 | 0 | 0 | 0 | 0 | 0 | 0 | 0 | 0 | 0 | 0 | 0 | 0 | 0 | 0 | 0 | 0 | 0 | 0 | 0 | 0 | 0
F9_Industrial_Paper and Printing_Existing_Space Heating_Natural Gas_Thermostat - Programmable_A_Technical Potential | F9 | Industrial | Paper and Printing | Existing | Space Heating | Natural Gas | Thermostat - Programmable | A | Incremental Winter Peak Savings (MW) | Technical Potential | 0 | 0 | 0 | 0 | 0 | 0 | 0 | 0 | 0 | 0 | 0 | 0 | 0 | 0 | 0 | 0 | 0 | 0 | 0 | 0 | 0 | 0 | 0 | 0 | 0 | 0 | 0 | 0 | 0 | 0 | 0
F10_Industrial_Paper and Printing_Existing_Space Heating_Natural Gas_Thermostat - Programmable_A_Technical Potential | F10 | Industrial | Paper and Printing | Existing | Space Heating | Natural Gas | Thermostat - Programmable | A | Cumulative Energy Savings (MWh or mTherms) | Technical Potential | 0 | 0 | 0 | 0 | 0 | 0.017806 | 0.035428 | 0.052711 | 0.069764 | 0.086579 | 0.10293 | 0.11897 | 0.13474 | 0.15001 | 0.16501 | 0.17971 | 0.1942 | 0.20848 | 0.22251 | 0.23641 | 0.25013 | 0.26358 | 0.27696 | 0.29022 | 0.30334 | 0.30192 | 0.30059 | 0.29937 | 0 | 0 | 0
F11_Industrial_Paper and Printing_Existing_Space Heating_Natural Gas_Thermostat - Programmable_A_Technical Potential | F11 | Industrial | Paper and Printing | Existing | Space Heating | Natural Gas | Thermostat - Programmable | A | Cumulative Summer Peak Savings (MW) | Technical Potential | 0 | 0 | 0 | 0 | 0 | 0 | 0 | 0 | 0 | 0 | 0 | 0 | 0 | 0 | 0 | 0 | 0 | 0 | 0 | 0 | 0 | 0 | 0 | 0 | 0 | 0 | 0 | 0 | 0 | 0 | 0
F12_Industrial_Paper and Printing_Existing_Space Heating_Natural Gas_Thermostat - Programmable_A_Technical Potential | F12 | Industrial | Paper and Printing | Existing | Space Heating | Natural Gas | Thermostat - Programmable | A | Cumulative Winter Peak Savings (MW) | Technical Potential | 0 | 0 | 0 | 0 | 0 | 0 | 0 | 0 | 0 | 0 | 0 | 0 | 0 | 0 | 0 | 0 | 0 | 0 | 0 | 0 | 0 | 0 | 0 | 0 | 0 | 0 | 0 | 0 | 0 | 0 | 0
F13_Industrial_Paper and Printing_Existing_Space Heating_Natural Gas_Thermostat - Programmable_A_Technical Potential | F13 | Industrial | Paper and Printing | Existing | Space Heating | Natural Gas | Thermostat - Programmable | A | Purchases (Incremental) | Technical Potential | 0 | 0 | 0 | 0 | 0 | 2710.212 | 2708.7245 | 2692.7502 | 2694.206 | 2696.4338 | 2662.1919 | 2654.917 | 2649.5264 | 2607.4528 | 2617.4081 | 2592.4477 | 2592.7842 | 2579.7346 | 2556.7235 | 2559.7521 | 2549.1669 | 2539.2523 | 2530.0002 | 2521.4025 | 2513.4513 | 0 | 0 | 0 | 0 | 0 | 0
F14_Industrial_Paper and Printing_Existing_Space Heating_Natural Gas_Thermostat - Programmable_A_Technical Potential | F14 | Industrial | Paper and Printing | Existing | Space Heating | Natural Gas | Thermostat - Programmable | A | Purchases (Cumulative) | Technical Potential | 0 | 0 | 0 | 0 | 0 | 2710.212 | 5418.9366 | 8111.6868 | 10805.8928 | 13502.3266 | 16164.5185 | 18819.4355 | 21468.9619 | 24076.4147 | 26693.8228 | 29286.2706 | 31879.0548 | 34458.7893 | 37015.5129 | 39575.2649 | 42124.4318 | 44663.6842 | 47193.6844 | 49715.0868 | 52228.5382 | 52228.5382 | 52228.5382 | 52228.5382 | 52228.5382 | 52228.5382 | 52228.5382
F1_Industrial_Paper and Printing_Existing_Space Heating_Natural Gas_ENERGY STAR Connected Thermostat_A_Technical Potential | F1 | Industrial | Paper and Printing | Existing | Space Heating | Natural Gas | ENERGY STAR Connected Thermostat | A | Original Unit Energy Savings (kWh or therms) | Technical Potential | 0 | 0 | 0 | 0 | 0 | 0.015466 | 0.01539 | 0.015297 | 0.015198 | 0.015094 | 0.014989 | 0.014881 | 0.014774 | 0.014667 | 0.014552 | 0.014445 | 0.01434 | 0.014242 | 0.014151 | 0.014062 | 0.013978 | 0.013892 | 0.013815 | 0.013742 | 0.013672 | 0.013608 | 0.013548 | 0.013493 | 0 | 0 | 0
F2_Industrial_Paper and Printing_Existing_Space Heating_Natural Gas_ENERGY STAR Connected Thermostat_A_Technical Potential | F2 | Industrial | Paper and Printing | Existing | Space Heating | Natural Gas | ENERGY STAR Connected Thermostat | A | Original Unit Summer Peak Savings (kW) | Technical Potential | 0 | 0 | 0 | 0 | 0 | 0 | 0 | 0 | 0 | 0 | 0 | 0 | 0 | 0 | 0 | 0 | 0 | 0 | 0 | 0 | 0 | 0 | 0 | 0 | 0 | 0 | 0 | 0 | 0 | 0 | 0
F3_Industrial_Paper and Printing_Existing_Space Heating_Natural Gas_ENERGY STAR Connected Thermostat_A_Technical Potential | F3 | Industrial | Paper and Printing | Existing | Space Heating | Natural Gas | ENERGY STAR Connected Thermostat | A | Original Unit Winter Peak Savings (kW) | Technical Potential | 0 | 0 | 0 | 0 | 0 | 0 | 0 | 0 | 0 | 0 | 0 | 0 | 0 | 0 | 0 | 0 | 0 | 0 | 0 | 0 | 0 | 0 | 0 | 0 | 0 | 0 | 0 | 0 | 0 | 0 | 0
F4_Industrial_Paper and Printing_Existing_Space Heating_Natural Gas_ENERGY STAR Connected Thermostat_A_Technical Potential | F4 | Industrial | Paper and Printing | Existing | Space Heating | Natural Gas | ENERGY STAR Connected Thermostat | A | Standalone Impact on Baseline Energy (%) | Technical Potential | 0% | 0% | 0% | 0% | 0% | 0.075% | 0.15% | 0.2259% | 0.3008% | 0.3756% | 0.4554% | 0.5316% | 0.6077% | 0.6925% | 0.7649% | 0.8473% | 0.9221% | 1.002% | 1.086% | 1.16% | 1.239% | 1.319% | 1.399% | 1.479% | 0.015585 | 0.01563 | 0.015672 | 0.01571 | 0 | 0 | 0
F5_Industrial_Paper and Printing_Existing_Space Heating_Natural Gas_ENERGY STAR Connected Thermostat_A_Technical Potential | F5 | Industrial | Paper and Printing | Existing | Space Heating | Natural Gas | ENERGY STAR Connected Thermostat | A | Standalone Impact on Baseline Summer Peak (%) | Technical Potential | 0% | 0% | 0% | 0% | 0% | 0% | 0% | 0% | 0% | 0% | 0% | 0% | 0% | 0% | 0% | 0% | 0% | 0% | 0% | 0% | 0% | 0% | 0% | 0% | 0 | 0 | 0 | 0 | 0 | 0 | 0
F6_Industrial_Paper and Printing_Existing_Space Heating_Natural Gas_ENERGY STAR Connected Thermostat_A_Technical Potential | F6 | Industrial | Paper and Printing | Existing | Space Heating | Natural Gas | ENERGY STAR Connected Thermostat | A | Standalone Impact on Baseline Winter Peak (%) | Technical Potential | 0% | 0% | 0% | 0% | 0% | 0% | 0% | 0% | 0% | 0% | 0% | 0% | 0% | 0% | 0% | 0% | 0% | 0% | 0% | 0% | 0% | 0% | 0% | 0% | 0 | 0 | 0 | 0 | 0 | 0 | 0
F7_Industrial_Paper and Printing_Existing_Space Heating_Natural Gas_ENERGY STAR Connected Thermostat_A_Technical Potential | F7 | Industrial | Paper and Printing | Existing | Space Heating | Natural Gas | ENERGY STAR Connected Thermostat | A | Incremental Energy Savings (MWh or mTherms) | Technical Potential | 0 | 0 | 0 | 0 | 0 | 0.041916 | 0.041688 | 0.04119 | 0.040946 | 0.040701 | 0.039904 | 0.039509 | 0.039145 | 0.038244 | 0.038088 | 0.037449 | 0.03718 | 0.036741 | 0.03618 | 0.035995 | 0.035632 | 0.035276 | 0.034952 | 0.034648 | 0.034364 | 0 | 0 | 0 | 0 | 0 | 0
F8_Industrial_Paper and Printing_Existing_Space Heating_Natural Gas_ENERGY STAR Connected Thermostat_A_Technical Potential | F8 | Industrial | Paper and Printing | Existing | Space Heating | Natural Gas | ENERGY STAR Connected Thermostat | A | Incremental Summer Peak Savings (MW) | Technical Potential | 0 | 0 | 0 | 0 | 0 | 0 | 0 | 0 | 0 | 0 | 0 | 0 | 0 | 0 | 0 | 0 | 0 | 0 | 0 | 0 | 0 | 0 | 0 | 0 | 0 | 0 | 0 | 0 | 0 | 0 | 0
F9_Industrial_Paper and Printing_Existing_Space Heating_Natural Gas_ENERGY STAR Connected Thermostat_A_Technical Potential | F9 | Industrial | Paper and Printing | Existing | Space Heating | Natural Gas | ENERGY STAR Connected Thermostat | A | Incremental Winter Peak Savings (MW) | Technical Potential | 0 | 0 | 0 | 0 | 0 | 0 | 0 | 0 | 0 | 0 | 0 | 0 | 0 | 0 | 0 | 0 | 0 | 0 | 0 | 0 | 0 | 0 | 0 | 0 | 0 | 0 | 0 | 0 | 0 | 0 | 0
F10_Industrial_Paper and Printing_Existing_Space Heating_Natural Gas_ENERGY STAR Connected Thermostat_A_Technical Potential | F10 | Industrial | Paper and Printing | Existing | Space Heating | Natural Gas | ENERGY STAR Connected Thermostat | A | Cumulative Energy Savings (MWh or mTherms) | Technical Potential | 0 | 0 | 0 | 0 | 0 | 0.041916 | 0.083399 | 0.12408 | 0.16423 | 0.20381 | 0.2423 | 0.28006 | 0.31719 | 0.35314 | 0.38845 | 0.42305 | 0.45714 | 0.49076 | 0.5238 | 0.55651 | 0.58882 | 0.62048 | 0.65198 | 0.68317 | 0.71408 | 0.71071 | 0.7076 | 0.70472 | 0 | 0 | 0
F11_Industrial_Paper and Printing_Existing_Space Heating_Natural Gas_ENERGY STAR Connected Thermostat_A_Technical Potential | F11 | Industrial | Paper and Printing | Existing | Space Heating | Natural Gas | ENERGY STAR Connected Thermostat | A | Cumulative Summer Peak Savings (MW) | Technical Potential | 0 | 0 | 0 | 0 | 0 | 0 | 0 | 0 | 0 | 0 | 0 | 0 | 0 | 0 | 0 | 0 | 0 | 0 | 0 | 0 | 0 | 0 | 0 | 0 | 0 | 0 | 0 | 0 | 0 | 0 | 0
F12_Industrial_Paper and Printing_Existing_Space Heating_Natural Gas_ENERGY STAR Connected Thermostat_A_Technical Potential | F12 | Industrial | Paper and Printing | Existing | Space Heating | Natural Gas | ENERGY STAR Connected Thermostat | A | Cumulative Winter Peak Savings (MW) | Technical Potential | 0 | 0 | 0 | 0 | 0 | 0 | 0 | 0 | 0 | 0 | 0 | 0 | 0 | 0 | 0 | 0 | 0 | 0 | 0 | 0 | 0 | 0 | 0 | 0 | 0 | 0 | 0 | 0 | 0 | 0 | 0
F13_Industrial_Paper and Printing_Existing_Space Heating_Natural Gas_ENERGY STAR Connected Thermostat_A_Technical Potential | F13 | Industrial | Paper and Printing | Existing | Space Heating | Natural Gas | ENERGY STAR Connected Thermostat | A | Purchases (Incremental) | Technical Potential | 0 | 0 | 0 | 0 | 0 | 2710.212 | 2708.7245 | 2692.7502 | 2694.206 | 2696.4338 | 2662.1919 | 2654.917 | 2649.5264 | 2607.4528 | 2617.4081 | 2592.4477 | 2592.7842 | 2579.7346 | 2556.7235 | 2559.7521 | 2549.1669 | 2539.2523 | 2530.0002 | 2521.4025 | 2513.4513 | 0 | 0 | 0 | 0 | 0 | 0
F14_Industrial_Paper and Printing_Existing_Space Heating_Natural Gas_ENERGY STAR Connected Thermostat_A_Technical Potential | F14 | Industrial | Paper and Printing | Existing | Space Heating | Natural Gas | ENERGY STAR Connected Thermostat | A | Purchases (Cumulative) | Technical Potential | 0 | 0 | 0 | 0 | 0 | 2710.212 | 5418.9366 | 8111.6868 | 10805.8928 | 13502.3266 | 16164.5185 | 18819.4355 | 21468.9619 | 24076.4147 | 26693.8228 | 29286.2706 | 31879.0548 | 34458.7893 | 37015.5129 | 39575.2649 | 42124.4318 | 44663.6842 | 47193.6844 | 49715.0868 | 52228.5382 | 52228.5382 | 52228.5382 | 52228.5382 | 52228.5382 | 52228.5382 | 52228.5382
F1_Industrial_Paper and Printing_Existing_Space Heating_Natural Gas_Destratification Fans (HVLS)_A_Technical Potential | F1 | Industrial | Paper and Printing | Existing | Space Heating | Natural Gas | Destratification Fans (HVLS) | A | Original Unit Energy Savings (kWh or therms) | Technical Potential | 0 | 0 | 0 | 0 | 0 | 0.015466 | 0.01539 | 0.015297 | 0.015198 | 0.015094 | 0.014989 | 0.014881 | 0.014774 | 0.014667 | 0.014552 | 0.014445 | 0.01434 | 0.014242 | 0.014151 | 0.014062 | 0.013978 | 0.013892 | 0.013815 | 0.013742 | 0.013672 | 0.013608 | 0.013548 | 0.013493 | 0 | 0 | 0
F2_Industrial_Paper and Printing_Existing_Space Heating_Natural Gas_Destratification Fans (HVLS)_A_Technical Potential | F2 | Industrial | Paper and Printing | Existing | Space Heating | Natural Gas | Destratification Fans (HVLS) | A | Original Unit Summer Peak Savings (kW) | Technical Potential | 0 | 0 | 0 | 0 | 0 | 0 | 0 | 0 | 0 | 0 | 0 | 0 | 0 | 0 | 0 | 0 | 0 | 0 | 0 | 0 | 0 | 0 | 0 | 0 | 0 | 0 | 0 | 0 | 0 | 0 | 0
F3_Industrial_Paper and Printing_Existing_Space Heating_Natural Gas_Destratification Fans (HVLS)_A_Technical Potential | F3 | Industrial | Paper and Printing | Existing | Space Heating | Natural Gas | Destratification Fans (HVLS) | A | Original Unit Winter Peak Savings (kW) | Technical Potential | 0 | 0 | 0 | 0 | 0 | 0 | 0 | 0 | 0 | 0 | 0 | 0 | 0 | 0 | 0 | 0 | 0 | 0 | 0 | 0 | 0 | 0 | 0 | 0 | 0 | 0 | 0 | 0 | 0 | 0 | 0
F4_Industrial_Paper and Printing_Existing_Space Heating_Natural Gas_Destratification Fans (HVLS)_A_Technical Potential | F4 | Industrial | Paper and Printing | Existing | Space Heating | Natural Gas | Destratification Fans (HVLS) | A | Standalone Impact on Baseline Energy (%) | Technical Potential | 0% | 0% | 0% | 0% | 0% | 0.075% | 0.15% | 0.2259% | 0.3008% | 0.3756% | 0.4554% | 0.5316% | 0.6077% | 0.6925% | 0.7649% | 0.8473% | 0.9221% | 1.002% | 1.086% | 1.16% | 1.239% | 1.319% | 1.399% | 1.479% | 0.015585 | 0.01563 | 0.015672 | 0.01571 | 0 | 0 | 0
F5_Industrial_Paper and Printing_Existing_Space Heating_Natural Gas_Destratification Fans (HVLS)_A_Technical Potential | F5 | Industrial | Paper and Printing | Existing | Space Heating | Natural Gas | Destratification Fans (HVLS) | A | Standalone Impact on Baseline Summer Peak (%) | Technical Potential | 0% | 0% | 0% | 0% | 0% | 0% | 0% | 0% | 0% | 0% | 0% | 0% | 0% | 0% | 0% | 0% | 0% | 0% | 0% | 0% | 0% | 0% | 0% | 0% | 0 | 0 | 0 | 0 | 0 | 0 | 0
F6_Industrial_Paper and Printing_Existing_Space Heating_Natural Gas_Destratification Fans (HVLS)_A_Technical Potential | F6 | Industrial | Paper and Printing | Existing | Space Heating | Natural Gas | Destratification Fans (HVLS) | A | Standalone Impact on Baseline Winter Peak (%) | Technical Potential | 0% | 0% | 0% | 0% | 0% | 0% | 0% | 0% | 0% | 0% | 0% | 0% | 0% | 0% | 0% | 0% | 0% | 0% | 0% | 0% | 0% | 0% | 0% | 0% | 0 | 0 | 0 | 0 | 0 | 0 | 0
F7_Industrial_Paper and Printing_Existing_Space Heating_Natural Gas_Destratification Fans (HVLS)_A_Technical Potential | F7 | Industrial | Paper and Printing | Existing | Space Heating | Natural Gas | Destratification Fans (HVLS) | A | Incremental Energy Savings (MWh or mTherms) | Technical Potential | 0 | 0 | 0 | 0 | 0 | 0.041916 | 0.041688 | 0.04119 | 0.040946 | 0.040701 | 0.039904 | 0.039509 | 0.039145 | 0.038244 | 0.038088 | 0.037449 | 0.03718 | 0.036741 | 0.03618 | 0.035995 | 0.035632 | 0.035276 | 0.034952 | 0.034648 | 0.034364 | 0 | 0 | 0 | 0 | 0 | 0
F8_Industrial_Paper and Printing_Existing_Space Heating_Natural Gas_Destratification Fans (HVLS)_A_Technical Potential | F8 | Industrial | Paper and Printing | Existing | Space Heating | Natural Gas | Destratification Fans (HVLS) | A | Incremental Summer Peak Savings (MW) | Technical Potential | 0 | 0 | 0 | 0 | 0 | 0 | 0 | 0 | 0 | 0 | 0 | 0 | 0 | 0 | 0 | 0 | 0 | 0 | 0 | 0 | 0 | 0 | 0 | 0 | 0 | 0 | 0 | 0 | 0 | 0 | 0
F9_Industrial_Paper and Printing_Existing_Space Heating_Natural Gas_Destratification Fans (HVLS)_A_Technical Potential | F9 | Industrial | Paper and Printing | Existing | Space Heating | Natural Gas | Destratification Fans (HVLS) | A | Incremental Winter Peak Savings (MW) | Technical Potential | 0 | 0 | 0 | 0 | 0 | 0 | 0 | 0 | 0 | 0 | 0 | 0 | 0 | 0 | 0 | 0 | 0 | 0 | 0 | 0 | 0 | 0 | 0 | 0 | 0 | 0 | 0 | 0 | 0 | 0 | 0
F10_Industrial_Paper and Printing_Existing_Space Heating_Natural Gas_Destratification Fans (HVLS)_A_Technical Potential | F10 | Industrial | Paper and Printing | Existing | Space Heating | Natural Gas | Destratification Fans (HVLS) | A | Cumulative Energy Savings (MWh or mTherms) | Technical Potential | 0 | 0 | 0 | 0 | 0 | 0.041916 | 0.083399 | 0.12408 | 0.16423 | 0.20381 | 0.2423 | 0.28006 | 0.31719 | 0.35314 | 0.38845 | 0.42305 | 0.45714 | 0.49076 | 0.5238 | 0.55651 | 0.58882 | 0.62048 | 0.65198 | 0.68317 | 0.71408 | 0.71071 | 0.7076 | 0.70472 | 0 | 0 | 0
F11_Industrial_Paper and Printing_Existing_Space Heating_Natural Gas_Destratification Fans (HVLS)_A_Technical Potential | F11 | Industrial | Paper and Printing | Existing | Space Heating | Natural Gas | Destratification Fans (HVLS) | A | Cumulative Summer Peak Savings (MW) | Technical Potential | 0 | 0 | 0 | 0 | 0 | 0 | 0 | 0 | 0 | 0 | 0 | 0 | 0 | 0 | 0 | 0 | 0 | 0 | 0 | 0 | 0 | 0 | 0 | 0 | 0 | 0 | 0 | 0 | 0 | 0 | 0
F12_Industrial_Paper and Printing_Existing_Space Heating_Natural Gas_Destratification Fans (HVLS)_A_Technical Potential | F12 | Industrial | Paper and Printing | Existing | Space Heating | Natural Gas | Destratification Fans (HVLS) | A | Cumulative Winter Peak Savings (MW) | Technical Potential | 0 | 0 | 0 | 0 | 0 | 0 | 0 | 0 | 0 | 0 | 0 | 0 | 0 | 0 | 0 | 0 | 0 | 0 | 0 | 0 | 0 | 0 | 0 | 0 | 0 | 0 | 0 | 0 | 0 | 0 | 0
F13_Industrial_Paper and Printing_Existing_Space Heating_Natural Gas_Destratification Fans (HVLS)_A_Technical Potential | F13 | Industrial | Paper and Printing | Existing | Space Heating | Natural Gas | Destratification Fans (HVLS) | A | Purchases (Incremental) | Technical Potential | 0 | 0 | 0 | 0 | 0 | 2710.212 | 2708.7245 | 2692.7502 | 2694.206 | 2696.4338 | 2662.1919 | 2654.917 | 2649.5264 | 2607.4528 | 2617.4081 | 2592.4477 | 2592.7842 | 2579.7346 | 2556.7235 | 2559.7521 | 2549.1669 | 2539.2523 | 2530.0002 | 2521.4025 | 2513.4513 | 0 | 0 | 0 | 0 | 0 | 0
F14_Industrial_Paper and Printing_Existing_Space Heating_Natural Gas_Destratification Fans (HVLS)_A_Technical Potential | F14 | Industrial | Paper and Printing | Existing | Space Heating | Natural Gas | Destratification Fans (HVLS) | A | Purchases (Cumulative) | Technical Potential | 0 | 0 | 0 | 0 | 0 | 2710.212 | 5418.9366 | 8111.6868 | 10805.8928 | 13502.3266 | 16164.5185 | 18819.4355 | 21468.9619 | 24076.4147 | 26693.8228 | 29286.2706 | 31879.0548 | 34458.7893 | 37015.5129 | 39575.2649 | 42124.4318 | 44663.6842 | 47193.6844 | 49715.0868 | 52228.5382 | 52228.5382 | 52228.5382 | 52228.5382 | 52228.5382 | 52228.5382 | 52228.5382
F1_Industrial_Paper and Printing_Existing_Space Heating_Natural Gas_Gas Boiler - Insulate Steam Lines/Condensate Tank_A_Technical Potential | F1 | Industrial | Paper and Printing | Existing | Space Heating | Natural Gas | Gas Boiler - Insulate Steam Lines/Condensate Tank | A | Original Unit Energy Savings (kWh or therms) | Technical Potential | 0 | 0 | 0 | 0 | 0 | 1081.6254 | 1074.2963 | 1067.0135 | 1059.6922 | 1052.3918 | 1045.2967 | 1038.272 | 1031.3225 | 1024.4525 | 1017.1806 | 1010.5064 | 1003.9073 | 997.4167 | 991.0215 | 984.6123 | 978.4224 | 971.9802 | 965.7611 | 959.7372 | 953.6747 | 948.1426 | 943.0941 | 938.4869 | 934.2822 | 930.4445 | 926.9418
F2_Industrial_Paper and Printing_Existing_Space Heating_Natural Gas_Gas Boiler - Insulate Steam Lines/Condensate Tank_A_Technical Potential | F2 | Industrial | Paper and Printing | Existing | Space Heating | Natural Gas | Gas Boiler - Insulate Steam Lines/Condensate Tank | A | Original Unit Summer Peak Savings (kW) | Technical Potential | 0 | 0 | 0 | 0 | 0 | 0 | 0 | 0 | 0 | 0 | 0 | 0 | 0 | 0 | 0 | 0 | 0 | 0 | 0 | 0 | 0 | 0 | 0 | 0 | 0 | 0 | 0 | 0 | 0 | 0 | 0
F3_Industrial_Paper and Printing_Existing_Space Heating_Natural Gas_Gas Boiler - Insulate Steam Lines/Condensate Tank_A_Technical Potential | F3 | Industrial | Paper and Printing | Existing | Space Heating | Natural Gas | Gas Boiler - Insulate Steam Lines/Condensate Tank | A | Original Unit Winter Peak Savings (kW) | Technical Potential | 0 | 0 | 0 | 0 | 0 | 0 | 0 | 0 | 0 | 0 | 0 | 0 | 0 | 0 | 0 | 0 | 0 | 0 | 0 | 0 | 0 | 0 | 0 | 0 | 0 | 0 | 0 | 0 | 0 | 0 | 0
F4_Industrial_Paper and Printing_Existing_Space Heating_Natural Gas_Gas Boiler - Insulate Steam Lines/Condensate Tank_A_Technical Potential | F4 | Industrial | Paper and Printing | Existing | Space Heating | Natural Gas | Gas Boiler - Insulate Steam Lines/Condensate Tank | A | Standalone Impact on Baseline Energy (%) | Technical Potential | 0% | 0% | 0% | 0% | 0% | 0.006018% | 0.01202% | 0.01808% | 0.02406% | 0.03004% | 0.03643% | 0.04256% | 0.04867% | 0.05549% | 0.06134% | 0.068% | 0.07407% | 0.08049% | 0.08724% | 0.09315% | 0.09953% | 0.1059% | 0.1122% | 0.1185% | 0.0012472 | 0.0012495 | 0.0012516 | 0.0012536 | 0 | 0 | 0
F5_Industrial_Paper and Printing_Existing_Space Heating_Natural Gas_Gas Boiler - Insulate Steam Lines/Condensate Tank_A_Technical Potential | F5 | Industrial | Paper and Printing | Existing | Space Heating | Natural Gas | Gas Boiler - Insulate Steam Lines/Condensate Tank | A | Standalone Impact on Baseline Summer Peak (%) | Technical Potential | 0% | 0% | 0% | 0% | 0% | 0% | 0% | 0% | 0% | 0% | 0% | 0% | 0% | 0% | 0% | 0% | 0% | 0% | 0% | 0% | 0% | 0% | 0% | 0% | 0 | 0 | 0 | 0 | 0 | 0 | 0
F6_Industrial_Paper and Printing_Existing_Space Heating_Natural Gas_Gas Boiler - Insulate Steam Lines/Condensate Tank_A_Technical Potential | F6 | Industrial | Paper and Printing | Existing | Space Heating | Natural Gas | Gas Boiler - Insulate Steam Lines/Condensate Tank | A | Standalone Impact on Baseline Winter Peak (%) | Technical Potential | 0% | 0% | 0% | 0% | 0% | 0% | 0% | 0% | 0% | 0% | 0% | 0% | 0% | 0% | 0% | 0% | 0% | 0% | 0% | 0% | 0% | 0% | 0% | 0% | 0 | 0 | 0 | 0 | 0 | 0 | 0
F7_Industrial_Paper and Printing_Existing_Space Heating_Natural Gas_Gas Boiler - Insulate Steam Lines/Condensate Tank_A_Technical Potential | F7 | Industrial | Paper and Printing | Existing | Space Heating | Natural Gas | Gas Boiler - Insulate Steam Lines/Condensate Tank | A | Incremental Energy Savings (MWh or mTherms) | Technical Potential | 0 | 0 | 0 | 0 | 0 | 0.0033632 | 0.0033386 | 0.0032964 | 0.0032755 | 0.0032556 | 0.0031926 | 0.0031625 | 0.003135 | 0.0030646 | 0.0030545 | 0.0030055 | 0.0029863 | 0.002952 | 0.0029069 | 0.0028916 | 0.0028615 | 0.0028316 | 0.0028032 | 0.0027763 | 0.0027501 | 0 | 0 | 0 | 0 | 0 | 0
F8_Industrial_Paper and Printing_Existing_Space Heating_Natural Gas_Gas Boiler - Insulate Steam Lines/Condensate Tank_A_Technical Potential | F8 | Industrial | Paper and Printing | Existing | Space Heating | Natural Gas | Gas Boiler - Insulate Steam Lines/Condensate Tank | A | Incremental Summer Peak Savings (MW) | Technical Potential | 0 | 0 | 0 | 0 | 0 | 0 | 0 | 0 | 0 | 0 | 0 | 0 | 0 | 0 | 0 | 0 | 0 | 0 | 0 | 0 | 0 | 0 | 0 | 0 | 0 | 0 | 0 | 0 | 0 | 0 | 0
F9_Industrial_Paper and Printing_Existing_Space Heating_Natural Gas_Gas Boiler - Insulate Steam Lines/Condensate Tank_A_Technical Potential | F9 | Industrial | Paper and Printing | Existing | Space Heating | Natural Gas | Gas Boiler - Insulate Steam Lines/Condensate Tank | A | Incremental Winter Peak Savings (MW) | Technical Potential | 0 | 0 | 0 | 0 | 0 | 0 | 0 | 0 | 0 | 0 | 0 | 0 | 0 | 0 | 0 | 0 | 0 | 0 | 0 | 0 | 0 | 0 | 0 | 0 | 0 | 0 | 0 | 0 | 0 | 0 | 0
F10_Industrial_Paper and Printing_Existing_Space Heating_Natural Gas_Gas Boiler - Insulate Steam Lines/Condensate Tank_A_Technical Potential | F10 | Industrial | Paper and Printing | Existing | Space Heating | Natural Gas | Gas Boiler - Insulate Steam Lines/Condensate Tank | A | Cumulative Energy Savings (MWh or mTherms) | Technical Potential | 0 | 0 | 0 | 0 | 0 | 0.0033632 | 0.006679 | 0.0099301 | 0.013137 | 0.016303 | 0.019385 | 0.022418 | 0.025402 | 0.028298 | 0.031152 | 0.033953 | 0.036717 | 0.039432 | 0.042086 | 0.044705 | 0.047286 | 0.049806 | 0.052291 | 0.054741 | 0.057145 | 0.056814 | 0.056511 | 0.056235 | 0.055983 | 0.055753 | 0.055543
F11_Industrial_Paper and Printing_Existing_Space Heating_Natural Gas_Gas Boiler - Insulate Steam Lines/Condensate Tank_A_Technical Potential | F11 | Industrial | Paper and Printing | Existing | Space Heating | Natural Gas | Gas Boiler - Insulate Steam Lines/Condensate Tank | A | Cumulative Summer Peak Savings (MW) | Technical Potential | 0 | 0 | 0 | 0 | 0 | 0 | 0 | 0 | 0 | 0 | 0 | 0 | 0 | 0 | 0 | 0 | 0 | 0 | 0 | 0 | 0 | 0 | 0 | 0 | 0 | 0 | 0 | 0 | 0 | 0 | 0
F12_Industrial_Paper and Printing_Existing_Space Heating_Natural Gas_Gas Boiler - Insulate Steam Lines/Condensate Tank_A_Technical Potential | F12 | Industrial | Paper and Printing | Existing | Space Heating | Natural Gas | Gas Boiler - Insulate Steam Lines/Condensate Tank | A | Cumulative Winter Peak Savings (MW) | Technical Potential | 0 | 0 | 0 | 0 | 0 | 0 | 0 | 0 | 0 | 0 | 0 | 0 | 0 | 0 | 0 | 0 | 0 | 0 | 0 | 0 | 0 | 0 | 0 | 0 | 0 | 0 | 0 | 0 | 0 | 0 | 0
F13_Industrial_Paper and Printing_Existing_Space Heating_Natural Gas_Gas Boiler - Insulate Steam Lines/Condensate Tank_A_Technical Potential | F13 | Industrial | Paper and Printing | Existing | Space Heating | Natural Gas | Gas Boiler - Insulate Steam Lines/Condensate Tank | A | Purchases (Incremental) | Technical Potential | 0 | 0 | 0 | 0 | 0 | 0.0031094 | 0.0031077 | 0.0030893 | 0.003091 | 0.0030936 | 0.0030543 | 0.0030459 | 0.0030398 | 0.0029915 | 0.0030029 | 0.0029743 | 0.0029747 | 0.0029597 | 0.0029333 | 0.0029368 | 0.0029246 | 0.0029132 | 0.0029026 | 0.0028928 | 0.0028836 | 0 | 0 | 0 | 0 | 0 | 0
F14_Industrial_Paper and Printing_Existing_Space Heating_Natural Gas_Gas Boiler - Insulate Steam Lines/Condensate Tank_A_Technical Potential | F14 | Industrial | Paper and Printing | Existing | Space Heating | Natural Gas | Gas Boiler - Insulate Steam Lines/Condensate Tank | A | Purchases (Cumulative) | Technical Potential | 0 | 0 | 0 | 0 | 0 | 0.0031094 | 0.0062171 | 0.0093064 | 0.012397 | 0.015491 | 0.018545 | 0.021591 | 0.024631 | 0.027622 | 0.030625 | 0.0336 | 0.036574 | 0.039534 | 0.042467 | 0.045404 | 0.048329 | 0.051242 | 0.054144 | 0.057037 | 0.059921 | 0.059921 | 0.059921 | 0.059921 | 0.059921 | 0.059921 | 0.059921
F1_Industrial_Paper and Printing_Existing_Process_Natural Gas_Gas Boiler - Insulate Steam Lines/Condensate Tank_A_Technical Potential | F1 | Industrial | Paper and Printing | Existing | Process | Natural Gas | Gas Boiler - Insulate Steam Lines/Condensate Tank | A | Original Unit Energy Savings (kWh or therms) | Technical Potential | 0 | 0 | 0 | 0 | 0 | 604.3224 | 604.3224 | 604.3224 | 604.3224 | 604.3224 | 604.3224 | 604.3224 | 604.3224 | 604.3224 | 604.3224 | 604.3224 | 604.3224 | 604.3224 | 604.3224 | 604.3224 | 604.3224 | 604.3224 | 604.3224 | 604.3224 | 604.3224 | 604.3224 | 604.3224 | 604.3224 | 604.3224 | 604.3224 | 604.3224
F2_Industrial_Paper and Printing_Existing_Process_Natural Gas_Gas Boiler - Insulate Steam Lines/Condensate Tank_A_Technical Potential | F2 | Industrial | Paper and Printing | Existing | Process | Natural Gas | Gas Boiler - Insulate Steam Lines/Condensate Tank | A | Original Unit Summer Peak Savings (kW) | Technical Potential | 0 | 0 | 0 | 0 | 0 | 0 | 0 | 0 | 0 | 0 | 0 | 0 | 0 | 0 | 0 | 0 | 0 | 0 | 0 | 0 | 0 | 0 | 0 | 0 | 0 | 0 | 0 | 0 | 0 | 0 | 0
F3_Industrial_Paper and Printing_Existing_Process_Natural Gas_Gas Boiler - Insulate Steam Lines/Condensate Tank_A_Technical Potential | F3 | Industrial | Paper and Printing | Existing | Process | Natural Gas | Gas Boiler - Insulate Steam Lines/Condensate Tank | A | Original Unit Winter Peak Savings (kW) | Technical Potential | 0 | 0 | 0 | 0 | 0 | 0 | 0 | 0 | 0 | 0 | 0 | 0 | 0 | 0 | 0 | 0 | 0 | 0 | 0 | 0 | 0 | 0 | 0 | 0 | 0 | 0 | 0 | 0 | 0 | 0 | 0
F4_Industrial_Paper and Printing_Existing_Process_Natural Gas_Gas Boiler - Insulate Steam Lines/Condensate Tank_A_Technical Potential | F4 | Industrial | Paper and Printing | Existing | Process | Natural Gas | Gas Boiler - Insulate Steam Lines/Condensate Tank | A | Standalone Impact on Baseline Energy (%) | Technical Potential | 0% | 0% | 0% | 0% | 0% | 0.02855% | 0.05711% | 0.086% | 0.1145% | 0.143% | 0.1733% | 0.2024% | 0.2313% | 0.2636% | 0.2912% | 0.3225% | 0.351% | 0.3813% | 0.4133% | 0.4414% | 0.4718% | 0.5022% | 0.5326% | 0.5629% | 0.0059325 | 0.0059498 | 0.0059657 | 0.0059802 | 0 | 0 | 0
F5_Industrial_Paper and Printing_Existing_Process_Natural Gas_Gas Boiler - Insulate Steam Lines/Condensate Tank_A_Technical Potential | F5 | Industrial | Paper and Printing | Existing | Process | Natural Gas | Gas Boiler - Insulate Steam Lines/Condensate Tank | A | Standalone Impact on Baseline Summer Peak (%) | Technical Potential | 0% | 0% | 0% | 0% | 0% | 0% | 0% | 0% | 0% | 0% | 0% | 0% | 0% | 0% | 0% | 0% | 0% | 0% | 0% | 0% | 0% | 0% | 0% | 0% | 0 | 0 | 0 | 0 | 0 | 0 | 0
F6_Industrial_Paper and Printing_Existing_Process_Natural Gas_Gas Boiler - Insulate Steam Lines/Condensate Tank_A_Technical Potential | F6 | Industrial | Paper and Printing | Existing | Process | Natural Gas | Gas Boiler - Insulate Steam Lines/Condensate Tank | A | Standalone Impact on Baseline Winter Peak (%) | Technical Potential | 0% | 0% | 0% | 0% | 0% | 0% | 0% | 0% | 0% | 0% | 0% | 0% | 0% | 0% | 0% | 0% | 0% | 0% | 0% | 0% | 0% | 0% | 0% | 0% | 0 | 0 | 0 | 0 | 0 | 0 | 0
F7_Industrial_Paper and Printing_Existing_Process_Natural Gas_Gas Boiler - Insulate Steam Lines/Condensate Tank_A_Technical Potential | F7 | Industrial | Paper and Printing | Existing | Process | Natural Gas | Gas Boiler - Insulate Steam Lines/Condensate Tank | A | Incremental Energy Savings (MWh or mTherms) | Technical Potential | 0 | 0 | 0 | 0 | 0 | 0.07498 | 0.074939 | 0.074497 | 0.074537 | 0.074599 | 0.073652 | 0.07345 | 0.073301 | 0.072137 | 0.072413 | 0.071722 | 0.071732 | 0.07137 | 0.070734 | 0.070818 | 0.070525 | 0.070251 | 0.069995 | 0.069757 | 0.069537 | 0 | 0 | 0 | 0 | 0 | 0
F8_Industrial_Paper and Printing_Existing_Process_Natural Gas_Gas Boiler - Insulate Steam Lines/Condensate Tank_A_Technical Potential | F8 | Industrial | Paper and Printing | Existing | Process | Natural Gas | Gas Boiler - Insulate Steam Lines/Condensate Tank | A | Incremental Summer Peak Savings (MW) | Technical Potential | 0 | 0 | 0 | 0 | 0 | 0 | 0 | 0 | 0 | 0 | 0 | 0 | 0 | 0 | 0 | 0 | 0 | 0 | 0 | 0 | 0 | 0 | 0 | 0 | 0 | 0 | 0 | 0 | 0 | 0 | 0
F9_Industrial_Paper and Printing_Existing_Process_Natural Gas_Gas Boiler - Insulate Steam Lines/Condensate Tank_A_Technical Potential | F9 | Industrial | Paper and Printing | Existing | Process | Natural Gas | Gas Boiler - Insulate Steam Lines/Condensate Tank | A | Incremental Winter Peak Savings (MW) | Technical Potential | 0 | 0 | 0 | 0 | 0 | 0 | 0 | 0 | 0 | 0 | 0 | 0 | 0 | 0 | 0 | 0 | 0 | 0 | 0 | 0 | 0 | 0 | 0 | 0 | 0 | 0 | 0 | 0 | 0 | 0 | 0
F10_Industrial_Paper and Printing_Existing_Process_Natural Gas_Gas Boiler - Insulate Steam Lines/Condensate Tank_A_Technical Potential | F10 | Industrial | Paper and Printing | Existing | Process | Natural Gas | Gas Boiler - Insulate Steam Lines/Condensate Tank | A | Cumulative Energy Savings (MWh or mTherms) | Technical Potential | 0 | 0 | 0 | 0 | 0 | 0.07498 | 0.14992 | 0.22442 | 0.29895 | 0.37355 | 0.4472 | 0.52066 | 0.59396 | 0.66609 | 0.73851 | 0.81023 | 0.88196 | 0.95333 | 1.0241 | 1.0949 | 1.1654 | 1.2357 | 1.3057 | 1.3754 | 1.4449 | 1.4449 | 1.4449 | 1.4449 | 1.4449 | 1.4449 | 1.4449
F11_Industrial_Paper and Printing_Existing_Process_Natural Gas_Gas Boiler - Insulate Steam Lines/Condensate Tank_A_Technical Potential | F11 | Industrial | Paper and Printing | Existing | Process | Natural Gas | Gas Boiler - Insulate Steam Lines/Condensate Tank | A | Cumulative Summer Peak Savings (MW) | Technical Potential | 0 | 0 | 0 | 0 | 0 | 0 | 0 | 0 | 0 | 0 | 0 | 0 | 0 | 0 | 0 | 0 | 0 | 0 | 0 | 0 | 0 | 0 | 0 | 0 | 0 | 0 | 0 | 0 | 0 | 0 | 0
F12_Industrial_Paper and Printing_Existing_Process_Natural Gas_Gas Boiler - Insulate Steam Lines/Condensate Tank_A_Technical Potential | F12 | Industrial | Paper and Printing | Existing | Process | Natural Gas | Gas Boiler - Insulate Steam Lines/Condensate Tank | A | Cumulative Winter Peak Savings (MW) | Technical Potential | 0 | 0 | 0 | 0 | 0 | 0 | 0 | 0 | 0 | 0 | 0 | 0 | 0 | 0 | 0 | 0 | 0 | 0 | 0 | 0 | 0 | 0 | 0 | 0 | 0 | 0 | 0 | 0 | 0 | 0 | 0
F13_Industrial_Paper and Printing_Existing_Process_Natural Gas_Gas Boiler - Insulate Steam Lines/Condensate Tank_A_Technical Potential | F13 | Industrial | Paper and Printing | Existing | Process | Natural Gas | Gas Boiler - Insulate Steam Lines/Condensate Tank | A | Purchases (Incremental) | Technical Potential | 0 | 0 | 0 | 0 | 0 | 0.12407 | 0.12401 | 0.12327 | 0.12334 | 0.12344 | 0.12187 | 0.12154 | 0.1213 | 0.11937 | 0.11982 | 0.11868 | 0.1187 | 0.1181 | 0.11705 | 0.11719 | 0.1167 | 0.11625 | 0.11582 | 0.11543 | 0.11507 | 0 | 0 | 0 | 0 | 0 | 0
F14_Industrial_Paper and Printing_Existing_Process_Natural Gas_Gas Boiler - Insulate Steam Lines/Condensate Tank_A_Technical Potential | F14 | Industrial | Paper and Printing | Existing | Process | Natural Gas | Gas Boiler - Insulate Steam Lines/Condensate Tank | A | Purchases (Cumulative) | Technical Potential | 0 | 0 | 0 | 0 | 0 | 0.12407 | 0.24808 | 0.37135 | 0.49469 | 0.61814 | 0.74001 | 0.86155 | 0.98285 | 1.1022 | 1.222 | 1.3407 | 1.4594 | 1.5775 | 1.6946 | 1.8118 | 1.9285 | 2.0447 | 2.1605 | 2.276 | 2.391 | 2.391 | 2.391 | 2.391 | 2.391 | 2.391 | 2.391
F1_Industrial_Paper and Printing_Existing_Space Heating_Natural Gas_Gas Boiler - Insulate Hot Water Lines_A_Technical Potential | F1 | Industrial | Paper and Printing | Existing | Space Heating | Natural Gas | Gas Boiler - Insulate Hot Water Lines | A | Original Unit Energy Savings (kWh or therms) | Technical Potential | 0 | 0 | 0 | 0 | 0 | 1222.5768 | 1214.2927 | 1206.0609 | 1197.7855 | 1189.5337 | 1181.5141 | 1173.574 | 1165.7188 | 1157.9535 | 1149.7339 | 1142.19 | 1134.731 | 1127.3945 | 1120.166 | 1112.9215 | 1105.9251 | 1098.6433 | 1091.6137 | 1084.8048 | 1077.9524 | 1071.6993 | 1065.993 | 1060.7854 | 1056.0327 | 1051.695 | 1047.7358
F2_Industrial_Paper and Printing_Existing_Space Heating_Natural Gas_Gas Boiler - Insulate Hot Water Lines_A_Technical Potential | F2 | Industrial | Paper and Printing | Existing | Space Heating | Natural Gas | Gas Boiler - Insulate Hot Water Lines | A | Original Unit Summer Peak Savings (kW) | Technical Potential | 0 | 0 | 0 | 0 | 0 | 0 | 0 | 0 | 0 | 0 | 0 | 0 | 0 | 0 | 0 | 0 | 0 | 0 | 0 | 0 | 0 | 0 | 0 | 0 | 0 | 0 | 0 | 0 | 0 | 0 | 0
F3_Industrial_Paper and Printing_Existing_Space Heating_Natural Gas_Gas Boiler - Insulate Hot Water Lines_A_Technical Potential | F3 | Industrial | Paper and Printing | Existing | Space Heating | Natural Gas | Gas Boiler - Insulate Hot Water Lines | A | Original Unit Winter Peak Savings (kW) | Technical Potential | 0 | 0 | 0 | 0 | 0 | 0 | 0 | 0 | 0 | 0 | 0 | 0 | 0 | 0 | 0 | 0 | 0 | 0 | 0 | 0 | 0 | 0 | 0 | 0 | 0 | 0 | 0 | 0 | 0 | 0 | 0
F4_Industrial_Paper and Printing_Existing_Space Heating_Natural Gas_Gas Boiler - Insulate Hot Water Lines_A_Technical Potential | F4 | Industrial | Paper and Printing | Existing | Space Heating | Natural Gas | Gas Boiler - Insulate Hot Water Lines | A | Standalone Impact on Baseline Energy (%) | Technical Potential | 0% | 0% | 0% | 0% | 0% | 0.0136% | 0.02716% | 0.04087% | 0.0544% | 0.06791% | 0.08236% | 0.0962% | 0.11% | 0.1255% | 0.1387% | 0.1537% | 0.1674% | 0.182% | 0.1972% | 0.2106% | 0.225% | 0.2394% | 0.2537% | 0.2679% | 0.0028194 | 0.0028246 | 0.0028294 | 0.002834 | 0 | 0 | 0
F5_Industrial_Paper and Printing_Existing_Space Heating_Natural Gas_Gas Boiler - Insulate Hot Water Lines_A_Technical Potential | F5 | Industrial | Paper and Printing | Existing | Space Heating | Natural Gas | Gas Boiler - Insulate Hot Water Lines | A | Standalone Impact on Baseline Summer Peak (%) | Technical Potential | 0% | 0% | 0% | 0% | 0% | 0% | 0% | 0% | 0% | 0% | 0% | 0% | 0% | 0% | 0% | 0% | 0% | 0% | 0% | 0% | 0% | 0% | 0% | 0% | 0 | 0 | 0 | 0 | 0 | 0 | 0
F6_Industrial_Paper and Printing_Existing_Space Heating_Natural Gas_Gas Boiler - Insulate Hot Water Lines_A_Technical Potential | F6 | Industrial | Paper and Printing | Existing | Space Heating | Natural Gas | Gas Boiler - Insulate Hot Water Lines | A | Standalone Impact on Baseline Winter Peak (%) | Technical Potential | 0% | 0% | 0% | 0% | 0% | 0% | 0% | 0% | 0% | 0% | 0% | 0% | 0% | 0% | 0% | 0% | 0% | 0% | 0% | 0% | 0% | 0% | 0% | 0% | 0 | 0 | 0 | 0 | 0 | 0 | 0
F7_Industrial_Paper and Printing_Existing_Space Heating_Natural Gas_Gas Boiler - Insulate Hot Water Lines_A_Technical Potential | F7 | Industrial | Paper and Printing | Existing | Space Heating | Natural Gas | Gas Boiler - Insulate Hot Water Lines | A | Incremental Energy Savings (MWh or mTherms) | Technical Potential | 0 | 0 | 0 | 0 | 0 | 0.0076029 | 0.0075472 | 0.0074519 | 0.0074047 | 0.0073598 | 0.0072174 | 0.0071493 | 0.007087 | 0.006928 | 0.0069051 | 0.0067944 | 0.0067509 | 0.0066735 | 0.0065715 | 0.0065368 | 0.0064688 | 0.0064012 | 0.0063371 | 0.0062762 | 0.0062169 | 0 | 0 | 0 | 0 | 0 | 0
F8_Industrial_Paper and Printing_Existing_Space Heating_Natural Gas_Gas Boiler - Insulate Hot Water Lines_A_Technical Potential | F8 | Industrial | Paper and Printing | Existing | Space Heating | Natural Gas | Gas Boiler - Insulate Hot Water Lines | A | Incremental Summer Peak Savings (MW) | Technical Potential | 0 | 0 | 0 | 0 | 0 | 0 | 0 | 0 | 0 | 0 | 0 | 0 | 0 | 0 | 0 | 0 | 0 | 0 | 0 | 0 | 0 | 0 | 0 | 0 | 0 | 0 | 0 | 0 | 0 | 0 | 0
F9_Industrial_Paper and Printing_Existing_Space Heating_Natural Gas_Gas Boiler - Insulate Hot Water Lines_A_Technical Potential | F9 | Industrial | Paper and Printing | Existing | Space Heating | Natural Gas | Gas Boiler - Insulate Hot Water Lines | A | Incremental Winter Peak Savings (MW) | Technical Potential | 0 | 0 | 0 | 0 | 0 | 0 | 0 | 0 | 0 | 0 | 0 | 0 | 0 | 0 | 0 | 0 | 0 | 0 | 0 | 0 | 0 | 0 | 0 | 0 | 0 | 0 | 0 | 0 | 0 | 0 | 0
F10_Industrial_Paper and Printing_Existing_Space Heating_Natural Gas_Gas Boiler - Insulate Hot Water Lines_A_Technical Potential | F10 | Industrial | Paper and Printing | Existing | Space Heating | Natural Gas | Gas Boiler - Insulate Hot Water Lines | A | Cumulative Energy Savings (MWh or mTherms) | Technical Potential | 0 | 0 | 0 | 0 | 0 | 0.0076029 | 0.015099 | 0.022448 | 0.029699 | 0.036854 | 0.043823 | 0.050678 | 0.057426 | 0.063971 | 0.070422 | 0.076754 | 0.083004 | 0.089141 | 0.095141 | 0.10106 | 0.1069 | 0.11259 | 0.11821 | 0.12375 | 0.12918 | 0.12843 | 0.12775 | 0.12713 | 0.12656 | 0.12604 | 0.12556
F11_Industrial_Paper and Printing_Existing_Space Heating_Natural Gas_Gas Boiler - Insulate Hot Water Lines_A_Technical Potential | F11 | Industrial | Paper and Printing | Existing | Space Heating | Natural Gas | Gas Boiler - Insulate Hot Water Lines | A | Cumulative Summer Peak Savings (MW) | Technical Potential | 0 | 0 | 0 | 0 | 0 | 0 | 0 | 0 | 0 | 0 | 0 | 0 | 0 | 0 | 0 | 0 | 0 | 0 | 0 | 0 | 0 | 0 | 0 | 0 | 0 | 0 | 0 | 0 | 0 | 0 | 0
F12_Industrial_Paper and Printing_Existing_Space Heating_Natural Gas_Gas Boiler - Insulate Hot Water Lines_A_Technical Potential | F12 | Industrial | Paper and Printing | Existing | Space Heating | Natural Gas | Gas Boiler - Insulate Hot Water Lines | A | Cumulative Winter Peak Savings (MW) | Technical Potential | 0 | 0 | 0 | 0 | 0 | 0 | 0 | 0 | 0 | 0 | 0 | 0 | 0 | 0 | 0 | 0 | 0 | 0 | 0 | 0 | 0 | 0 | 0 | 0 | 0 | 0 | 0 | 0 | 0 | 0 | 0
F13_Industrial_Paper and Printing_Existing_Space Heating_Natural Gas_Gas Boiler - Insulate Hot Water Lines_A_Technical Potential | F13 | Industrial | Paper and Printing | Existing | Space Heating | Natural Gas | Gas Boiler - Insulate Hot Water Lines | A | Purchases (Incremental) | Technical Potential | 0 | 0 | 0 | 0 | 0 | 0.0062188 | 0.0062153 | 0.0061787 | 0.006182 | 0.0061871 | 0.0061086 | 0.0060919 | 0.0060795 | 0.005983 | 0.0060058 | 0.0059485 | 0.0059493 | 0.0059194 | 0.0058666 | 0.0058735 | 0.0058492 | 0.0058265 | 0.0058053 | 0.0057855 | 0.0057673 | 0 | 0 | 0 | 0 | 0 | 0
F14_Industrial_Paper and Printing_Existing_Space Heating_Natural Gas_Gas Boiler - Insulate Hot Water Lines_A_Technical Potential | F14 | Industrial | Paper and Printing | Existing | Space Heating | Natural Gas | Gas Boiler - Insulate Hot Water Lines | A | Purchases (Cumulative) | Technical Potential | 0 | 0 | 0 | 0 | 0 | 0.0062188 | 0.012434 | 0.018613 | 0.024795 | 0.030982 | 0.037091 | 0.043182 | 0.049262 | 0.055245 | 0.061251 | 0.067199 | 0.073149 | 0.079068 | 0.084935 | 0.090808 | 0.096657 | 0.10248 | 0.10829 | 0.11407 | 0.11984 | 0.11984 | 0.11984 | 0.11984 | 0.11984 | 0.11984 | 0.11984
F1_Industrial_Paper and Printing_Existing_Process_Natural Gas_Gas Boiler - Insulate Hot Water Lines_A_Technical Potential | F1 | Industrial | Paper and Printing | Existing | Process | Natural Gas | Gas Boiler - Insulate Hot Water Lines | A | Original Unit Energy Savings (kWh or therms) | Technical Potential | 0 | 0 | 0 | 0 | 0 | 683.0744 | 683.0744 | 683.0744 | 683.0744 | 683.0744 | 683.0744 | 683.0744 | 683.0744 | 683.0744 | 683.0744 | 683.0744 | 683.0744 | 683.0744 | 683.0744 | 683.0744 | 683.0744 | 683.0744 | 683.0744 | 683.0744 | 683.0744 | 683.0744 | 683.0744 | 683.0744 | 683.0744 | 683.0744 | 683.0744
F2_Industrial_Paper and Printing_Existing_Process_Natural Gas_Gas Boiler - Insulate Hot Water Lines_A_Technical Potential | F2 | Industrial | Paper and Printing | Existing | Process | Natural Gas | Gas Boiler - Insulate Hot Water Lines | A | Original Unit Summer Peak Savings (kW) | Technical Potential | 0 | 0 | 0 | 0 | 0 | 0 | 0 | 0 | 0 | 0 | 0 | 0 | 0 | 0 | 0 | 0 | 0 | 0 | 0 | 0 | 0 | 0 | 0 | 0 | 0 | 0 | 0 | 0 | 0 | 0 | 0
F3_Industrial_Paper and Printing_Existing_Process_Natural Gas_Gas Boiler - Insulate Hot Water Lines_A_Technical Potential | F3 | Industrial | Paper and Printing | Existing | Process | Natural Gas | Gas Boiler - Insulate Hot Water Lines | A | Original Unit Winter Peak Savings (kW) | Technical Potential | 0 | 0 | 0 | 0 | 0 | 0 | 0 | 0 | 0 | 0 | 0 | 0 | 0 | 0 | 0 | 0 | 0 | 0 | 0 | 0 | 0 | 0 | 0 | 0 | 0 | 0 | 0 | 0 | 0 | 0 | 0
F4_Industrial_Paper and Printing_Existing_Process_Natural Gas_Gas Boiler - Insulate Hot Water Lines_A_Technical Potential | F4 | Industrial | Paper and Printing | Existing | Process | Natural Gas | Gas Boiler - Insulate Hot Water Lines | A | Standalone Impact on Baseline Energy (%) | Technical Potential | 0% | 0% | 0% | 0% | 0% | 0.06454% | 0.1291% | 0.1944% | 0.2589% | 0.3232% | 0.3919% | 0.4575% | 0.523% | 0.5959% | 0.6582% | 0.7291% | 0.7935% | 0.8621% | 0.9344% | 0.9978% | 1.067% | 1.135% | 1.204% | 1.273% | 0.013411 | 0.01345 | 0.013486 | 0.013519 | 0 | 0 | 0
F5_Industrial_Paper and Printing_Existing_Process_Natural Gas_Gas Boiler - Insulate Hot Water Lines_A_Technical Potential | F5 | Industrial | Paper and Printing | Existing | Process | Natural Gas | Gas Boiler - Insulate Hot Water Lines | A | Standalone Impact on Baseline Summer Peak (%) | Technical Potential | 0% | 0% | 0% | 0% | 0% | 0% | 0% | 0% | 0% | 0% | 0% | 0% | 0% | 0% | 0% | 0% | 0% | 0% | 0% | 0% | 0% | 0% | 0% | 0% | 0 | 0 | 0 | 0 | 0 | 0 | 0
F6_Industrial_Paper and Printing_Existing_Process_Natural Gas_Gas Boiler - Insulate Hot Water Lines_A_Technical Potential | F6 | Industrial | Paper and Printing | Existing | Process | Natural Gas | Gas Boiler - Insulate Hot Water Lines | A | Standalone Impact on Baseline Winter Peak (%) | Technical Potential | 0% | 0% | 0% | 0% | 0% | 0% | 0% | 0% | 0% | 0% | 0% | 0% | 0% | 0% | 0% | 0% | 0% | 0% | 0% | 0% | 0% | 0% | 0% | 0% | 0 | 0 | 0 | 0 | 0 | 0 | 0
F7_Industrial_Paper and Printing_Existing_Process_Natural Gas_Gas Boiler - Insulate Hot Water Lines_A_Technical Potential | F7 | Industrial | Paper and Printing | Existing | Process | Natural Gas | Gas Boiler - Insulate Hot Water Lines | A | Incremental Energy Savings (MWh or mTherms) | Technical Potential | 0 | 0 | 0 | 0 | 0 | 0.1695 | 0.16941 | 0.16841 | 0.1685 | 0.16864 | 0.1665 | 0.16604 | 0.16571 | 0.16308 | 0.1637 | 0.16214 | 0.16216 | 0.16134 | 0.1599 | 0.16009 | 0.15943 | 0.15881 | 0.15823 | 0.15769 | 0.1572 | 0 | 0 | 0 | 0 | 0 | 0
F8_Industrial_Paper and Printing_Existing_Process_Natural Gas_Gas Boiler - Insulate Hot Water Lines_A_Technical Potential | F8 | Industrial | Paper and Printing | Existing | Process | Natural Gas | Gas Boiler - Insulate Hot Water Lines | A | Incremental Summer Peak Savings (MW) | Technical Potential | 0 | 0 | 0 | 0 | 0 | 0 | 0 | 0 | 0 | 0 | 0 | 0 | 0 | 0 | 0 | 0 | 0 | 0 | 0 | 0 | 0 | 0 | 0 | 0 | 0 | 0 | 0 | 0 | 0 | 0 | 0
F9_Industrial_Paper and Printing_Existing_Process_Natural Gas_Gas Boiler - Insulate Hot Water Lines_A_Technical Potential | F9 | Industrial | Paper and Printing | Existing | Process | Natural Gas | Gas Boiler - Insulate Hot Water Lines | A | Incremental Winter Peak Savings (MW) | Technical Potential | 0 | 0 | 0 | 0 | 0 | 0 | 0 | 0 | 0 | 0 | 0 | 0 | 0 | 0 | 0 | 0 | 0 | 0 | 0 | 0 | 0 | 0 | 0 | 0 | 0 | 0 | 0 | 0 | 0 | 0 | 0
F10_Industrial_Paper and Printing_Existing_Process_Natural Gas_Gas Boiler - Insulate Hot Water Lines_A_Technical Potential | F10 | Industrial | Paper and Printing | Existing | Process | Natural Gas | Gas Boiler - Insulate Hot Water Lines | A | Cumulative Energy Savings (MWh or mTherms) | Technical Potential | 0 | 0 | 0 | 0 | 0 | 0.1695 | 0.33891 | 0.50732 | 0.67582 | 0.84446 | 1.011 | 1.177 | 1.3427 | 1.5058 | 1.6695 | 1.8316 | 1.9938 | 2.1551 | 2.315 | 2.4751 | 2.6346 | 2.7934 | 2.9516 | 3.1093 | 3.2665 | 3.2665 | 3.2665 | 3.2665 | 3.2665 | 3.2665 | 3.2665
F11_Industrial_Paper and Printing_Existing_Process_Natural Gas_Gas Boiler - Insulate Hot Water Lines_A_Technical Potential | F11 | Industrial | Paper and Printing | Existing | Process | Natural Gas | Gas Boiler - Insulate Hot Water Lines | A | Cumulative Summer Peak Savings (MW) | Technical Potential | 0 | 0 | 0 | 0 | 0 | 0 | 0 | 0 | 0 | 0 | 0 | 0 | 0 | 0 | 0 | 0 | 0 | 0 | 0 | 0 | 0 | 0 | 0 | 0 | 0 | 0 | 0 | 0 | 0 | 0 | 0
F12_Industrial_Paper and Printing_Existing_Process_Natural Gas_Gas Boiler - Insulate Hot Water Lines_A_Technical Potential | F12 | Industrial | Paper and Printing | Existing | Process | Natural Gas | Gas Boiler - Insulate Hot Water Lines | A | Cumulative Winter Peak Savings (MW) | Technical Potential | 0 | 0 | 0 | 0 | 0 | 0 | 0 | 0 | 0 | 0 | 0 | 0 | 0 | 0 | 0 | 0 | 0 | 0 | 0 | 0 | 0 | 0 | 0 | 0 | 0 | 0 | 0 | 0 | 0 | 0 | 0
F13_Industrial_Paper and Printing_Existing_Process_Natural Gas_Gas Boiler - Insulate Hot Water Lines_A_Technical Potential | F13 | Industrial | Paper and Printing | Existing | Process | Natural Gas | Gas Boiler - Insulate Hot Water Lines | A | Purchases (Incremental) | Technical Potential | 0 | 0 | 0 | 0 | 0 | 0.24815 | 0.24801 | 0.24655 | 0.24668 | 0.24688 | 0.24375 | 0.24308 | 0.24259 | 0.23874 | 0.23965 | 0.23736 | 0.23739 | 0.2362 | 0.23409 | 0.23437 | 0.2334 | 0.23249 | 0.23165 | 0.23086 | 0.23013 | 0 | 0 | 0 | 0 | 0 | 0
F14_Industrial_Paper and Printing_Existing_Process_Natural Gas_Gas Boiler - Insulate Hot Water Lines_A_Technical Potential | F14 | Industrial | Paper and Printing | Existing | Process | Natural Gas | Gas Boiler - Insulate Hot Water Lines | A | Purchases (Cumulative) | Technical Potential | 0 | 0 | 0 | 0 | 0 | 0.24815 | 0.49616 | 0.7427 | 0.98939 | 1.2363 | 1.48 | 1.7231 | 1.9657 | 2.2044 | 2.4441 | 2.6814 | 2.9188 | 3.155 | 3.3891 | 3.6235 | 3.8569 | 4.0894 | 4.321 | 4.5519 | 4.782 | 4.782 | 4.782 | 4.782 | 4.782 | 4.782 | 4.782
F1_Industrial_Paper and Printing_Existing_Process_Natural Gas_Process - Insulate Heated Process Fluids_A_Technical Potential | F1 | Industrial | Paper and Printing | Existing | Process | Natural Gas | Process - Insulate Heated Process Fluids | A | Original Unit Energy Savings (kWh or therms) | Technical Potential | 0 | 0 | 0 | 0 | 0 | 559.2448 | 559.2448 | 559.2448 | 559.2448 | 559.2448 | 559.2448 | 559.2448 | 559.2448 | 559.2448 | 559.2448 | 559.2448 | 559.2448 | 559.2448 | 559.2448 | 559.2448 | 559.2448 | 559.2448 | 559.2448 | 559.2448 | 559.2448 | 559.2448 | 559.2448 | 559.2448 | 559.2448 | 559.2448 | 559.2448
F2_Industrial_Paper and Printing_Existing_Process_Natural Gas_Process - Insulate Heated Process Fluids_A_Technical Potential | F2 | Industrial | Paper and Printing | Existing | Process | Natural Gas | Process - Insulate Heated Process Fluids | A | Original Unit Summer Peak Savings (kW) | Technical Potential | 0 | 0 | 0 | 0 | 0 | 0 | 0 | 0 | 0 | 0 | 0 | 0 | 0 | 0 | 0 | 0 | 0 | 0 | 0 | 0 | 0 | 0 | 0 | 0 | 0 | 0 | 0 | 0 | 0 | 0 | 0
F3_Industrial_Paper and Printing_Existing_Process_Natural Gas_Process - Insulate Heated Process Fluids_A_Technical Potential | F3 | Industrial | Paper and Printing | Existing | Process | Natural Gas | Process - Insulate Heated Process Fluids | A | Original Unit Winter Peak Savings (kW) | Technical Potential | 0 | 0 | 0 | 0 | 0 | 0 | 0 | 0 | 0 | 0 | 0 | 0 | 0 | 0 | 0 | 0 | 0 | 0 | 0 | 0 | 0 | 0 | 0 | 0 | 0 | 0 | 0 | 0 | 0 | 0 | 0
F4_Industrial_Paper and Printing_Existing_Process_Natural Gas_Process - Insulate Heated Process Fluids_A_Technical Potential | F4 | Industrial | Paper and Printing | Existing | Process | Natural Gas | Process - Insulate Heated Process Fluids | A | Standalone Impact on Baseline Energy (%) | Technical Potential | 0% | 0% | 0% | 0% | 0% | 0.05779% | 0.1156% | 0.1741% | 0.2318% | 0.2894% | 0.3451% | 0.3877% | 0.4218% | 0.4552% | 0.4748% | 0.4964% | 0.51% | 0.5235% | 0.5369% | 0.5432% | 0.5511% | 0.5533% | 0.5553% | 0.5572% | 0.0055897 | 0.005606 | 0.005621 | 0.0056347 | 0 | 0 | 0
F5_Industrial_Paper and Printing_Existing_Process_Natural Gas_Process - Insulate Heated Process Fluids_A_Technical Potential | F5 | Industrial | Paper and Printing | Existing | Process | Natural Gas | Process - Insulate Heated Process Fluids | A | Standalone Impact on Baseline Summer Peak (%) | Technical Potential | 0% | 0% | 0% | 0% | 0% | 0% | 0% | 0% | 0% | 0% | 0% | 0% | 0% | 0% | 0% | 0% | 0% | 0% | 0% | 0% | 0% | 0% | 0% | 0% | 0 | 0 | 0 | 0 | 0 | 0 | 0
F6_Industrial_Paper and Printing_Existing_Process_Natural Gas_Process - Insulate Heated Process Fluids_A_Technical Potential | F6 | Industrial | Paper and Printing | Existing | Process | Natural Gas | Process - Insulate Heated Process Fluids | A | Standalone Impact on Baseline Winter Peak (%) | Technical Potential | 0% | 0% | 0% | 0% | 0% | 0% | 0% | 0% | 0% | 0% | 0% | 0% | 0% | 0% | 0% | 0% | 0% | 0% | 0% | 0% | 0% | 0% | 0% | 0% | 0 | 0 | 0 | 0 | 0 | 0 | 0
F7_Industrial_Paper and Printing_Existing_Process_Natural Gas_Process - Insulate Heated Process Fluids_A_Technical Potential | F7 | Industrial | Paper and Printing | Existing | Process | Natural Gas | Process - Insulate Heated Process Fluids | A | Incremental Energy Savings (MWh or mTherms) | Technical Potential | 0 | 0 | 0 | 0 | 0 | 0.15178 | 0.1517 | 0.15081 | 0.15089 | 0.15101 | 0.13419 | 0.10705 | 0.08547 | 0.06729 | 0.054038 | 0.042818 | 0.034259 | 0.027269 | 0.021621 | 0.017317 | 0.013796 | 9.3736e-05 | 3.3355e-05 | 1.1332e-05 | 3.6837e-06 | 3.122e-06 | 3.1137e-06 | 3.1062e-06 | 3.0994e-06 | 3.0934e-06 | 3.0881e-06
F8_Industrial_Paper and Printing_Existing_Process_Natural Gas_Process - Insulate Heated Process Fluids_A_Technical Potential | F8 | Industrial | Paper and Printing | Existing | Process | Natural Gas | Process - Insulate Heated Process Fluids | A | Incremental Summer Peak Savings (MW) | Technical Potential | 0 | 0 | 0 | 0 | 0 | 0 | 0 | 0 | 0 | 0 | 0 | 0 | 0 | 0 | 0 | 0 | 0 | 0 | 0 | 0 | 0 | 0 | 0 | 0 | 0 | 0 | 0 | 0 | 0 | 0 | 0
F9_Industrial_Paper and Printing_Existing_Process_Natural Gas_Process - Insulate Heated Process Fluids_A_Technical Potential | F9 | Industrial | Paper and Printing | Existing | Process | Natural Gas | Process - Insulate Heated Process Fluids | A | Incremental Winter Peak Savings (MW) | Technical Potential | 0 | 0 | 0 | 0 | 0 | 0 | 0 | 0 | 0 | 0 | 0 | 0 | 0 | 0 | 0 | 0 | 0 | 0 | 0 | 0 | 0 | 0 | 0 | 0 | 0 | 0 | 0 | 0 | 0 | 0 | 0
F10_Industrial_Paper and Printing_Existing_Process_Natural Gas_Process - Insulate Heated Process Fluids_A_Technical Potential | F10 | Industrial | Paper and Printing | Existing | Process | Natural Gas | Process - Insulate Heated Process Fluids | A | Cumulative Energy Savings (MWh or mTherms) | Technical Potential | 0 | 0 | 0 | 0 | 0 | 0.15178 | 0.30349 | 0.45429 | 0.60518 | 0.75619 | 0.89038 | 0.99743 | 1.0829 | 1.1502 | 1.2042 | 1.247 | 1.2813 | 1.3086 | 1.3302 | 1.3475 | 1.3613 | 1.3614 | 1.3614 | 1.3614 | 1.3615 | 1.3615 | 1.3615 | 1.3615 | 1.3615 | 1.3615 | 1.3615
F11_Industrial_Paper and Printing_Existing_Process_Natural Gas_Process - Insulate Heated Process Fluids_A_Technical Potential | F11 | Industrial | Paper and Printing | Existing | Process | Natural Gas | Process - Insulate Heated Process Fluids | A | Cumulative Summer Peak Savings (MW) | Technical Potential | 0 | 0 | 0 | 0 | 0 | 0 | 0 | 0 | 0 | 0 | 0 | 0 | 0 | 0 | 0 | 0 | 0 | 0 | 0 | 0 | 0 | 0 | 0 | 0 | 0 | 0 | 0 | 0 | 0 | 0 | 0
F12_Industrial_Paper and Printing_Existing_Process_Natural Gas_Process - Insulate Heated Process Fluids_A_Technical Potential | F12 | Industrial | Paper and Printing | Existing | Process | Natural Gas | Process - Insulate Heated Process Fluids | A | Cumulative Winter Peak Savings (MW) | Technical Potential | 0 | 0 | 0 | 0 | 0 | 0 | 0 | 0 | 0 | 0 | 0 | 0 | 0 | 0 | 0 | 0 | 0 | 0 | 0 | 0 | 0 | 0 | 0 | 0 | 0 | 0 | 0 | 0 | 0 | 0 | 0
F13_Industrial_Paper and Printing_Existing_Process_Natural Gas_Process - Insulate Heated Process Fluids_A_Technical Potential | F13 | Industrial | Paper and Printing | Existing | Process | Natural Gas | Process - Insulate Heated Process Fluids | A | Purchases (Incremental) | Technical Potential | 0 | 0 | 0 | 0 | 0 | 0.27141 | 0.27126 | 0.26966 | 0.26981 | 0.27003 | 0.23994 | 0.19143 | 0.15283 | 0.12032 | 0.096626 | 0.076564 | 0.061259 | 0.048761 | 0.038661 | 0.030965 | 0.02467 | 0.00016761 | 5.9643e-05 | 2.0264e-05 | 6.5869e-06 | 5.5826e-06 | 5.5677e-06 | 5.5542e-06 | 5.5421e-06 | 5.5313e-06 | 5.5219e-06
F14_Industrial_Paper and Printing_Existing_Process_Natural Gas_Process - Insulate Heated Process Fluids_A_Technical Potential | F14 | Industrial | Paper and Printing | Existing | Process | Natural Gas | Process - Insulate Heated Process Fluids | A | Purchases (Cumulative) | Technical Potential | 0 | 0 | 0 | 0 | 0 | 0.27141 | 0.54267 | 0.81233 | 1.0821 | 1.3522 | 1.5921 | 1.7835 | 1.9364 | 2.0567 | 2.1533 | 2.2299 | 2.2911 | 2.3399 | 2.3786 | 2.4095 | 2.4342 | 2.4344 | 2.4344 | 2.4344 | 2.4344 | 2.4345 | 2.4345 | 2.4345 | 2.4345 | 2.4345 | 2.4345
F1_Industrial_Paper and Printing_Existing_Process_Natural Gas_Process Heat Recovery_A_Technical Potential | F1 | Industrial | Paper and Printing | Existing | Process | Natural Gas | Process Heat Recovery | A | Original Unit Energy Savings (kWh or therms) | Technical Potential | 0 | 0 | 0 | 0 | 0 | 73.39 | 73.39 | 73.39 | 73.39 | 73.39 | 73.39 | 73.39 | 73.39 | 73.39 | 73.39 | 73.39 | 73.39 | 73.39 | 73.39 | 73.39 | 73.39 | 73.39 | 73.39 | 73.39 | 73.39 | 73.39 | 73.39 | 73.39 | 0 | 0 | 0
F2_Industrial_Paper and Printing_Existing_Process_Natural Gas_Process Heat Recovery_A_Technical Potential | F2 | Industrial | Paper and Printing | Existing | Process | Natural Gas | Process Heat Recovery | A | Original Unit Summer Peak Savings (kW) | Technical Potential | 0 | 0 | 0 | 0 | 0 | 0 | 0 | 0 | 0 | 0 | 0 | 0 | 0 | 0 | 0 | 0 | 0 | 0 | 0 | 0 | 0 | 0 | 0 | 0 | 0 | 0 | 0 | 0 | 0 | 0 | 0
F3_Industrial_Paper and Printing_Existing_Process_Natural Gas_Process Heat Recovery_A_Technical Potential | F3 | Industrial | Paper and Printing | Existing | Process | Natural Gas | Process Heat Recovery | A | Original Unit Winter Peak Savings (kW) | Technical Potential | 0 | 0 | 0 | 0 | 0 | 0 | 0 | 0 | 0 | 0 | 0 | 0 | 0 | 0 | 0 | 0 | 0 | 0 | 0 | 0 | 0 | 0 | 0 | 0 | 0 | 0 | 0 | 0 | 0 | 0 | 0
F4_Industrial_Paper and Printing_Existing_Process_Natural Gas_Process Heat Recovery_A_Technical Potential | F4 | Industrial | Paper and Printing | Existing | Process | Natural Gas | Process Heat Recovery | A | Standalone Impact on Baseline Energy (%) | Technical Potential | 0% | 0% | 0% | 0% | 0% | 0.273% | 0.5462% | 0.8225% | 1.095% | 1.367% | 1.631% | 1.832% | 1.993% | 2.151% | 2.243% | 2.345% | 2.409% | 2.473% | 2.536% | 2.566% | 2.603% | 2.614% | 2.623% | 2.632% | 0.026407 | 0.026484 | 0.026555 | 0.02662 | 0 | 0 | 0
F5_Industrial_Paper and Printing_Existing_Process_Natural Gas_Process Heat Recovery_A_Technical Potential | F5 | Industrial | Paper and Printing | Existing | Process | Natural Gas | Process Heat Recovery | A | Standalone Impact on Baseline Summer Peak (%) | Technical Potential | 0% | 0% | 0% | 0% | 0% | 0% | 0% | 0% | 0% | 0% | 0% | 0% | 0% | 0% | 0% | 0% | 0% | 0% | 0% | 0% | 0% | 0% | 0% | 0% | 0 | 0 | 0 | 0 | 0 | 0 | 0
F6_Industrial_Paper and Printing_Existing_Process_Natural Gas_Process Heat Recovery_A_Technical Potential | F6 | Industrial | Paper and Printing | Existing | Process | Natural Gas | Process Heat Recovery | A | Standalone Impact on Baseline Winter Peak (%) | Technical Potential | 0% | 0% | 0% | 0% | 0% | 0% | 0% | 0% | 0% | 0% | 0% | 0% | 0% | 0% | 0% | 0% | 0% | 0% | 0% | 0% | 0% | 0% | 0% | 0% | 0 | 0 | 0 | 0 | 0 | 0 | 0
F7_Industrial_Paper and Printing_Existing_Process_Natural Gas_Process Heat Recovery_A_Technical Potential | F7 | Industrial | Paper and Printing | Existing | Process | Natural Gas | Process Heat Recovery | A | Incremental Energy Savings (MWh or mTherms) | Technical Potential | 0 | 0 | 0 | 0 | 0 | 0.71707 | 0.71668 | 0.71245 | 0.71284 | 0.71343 | 0.63393 | 0.50576 | 0.40379 | 0.3179 | 0.25529 | 0.20228 | 0.16185 | 0.12883 | 0.10214 | 0.081811 | 0.065178 | 0.00044284 | 0.00015758 | 5.3538e-05 | 1.7403e-05 | 1.4749e-05 | 1.471e-05 | 1.4674e-05 | 0 | 0 | 0
F8_Industrial_Paper and Printing_Existing_Process_Natural Gas_Process Heat Recovery_A_Technical Potential | F8 | Industrial | Paper and Printing | Existing | Process | Natural Gas | Process Heat Recovery | A | Incremental Summer Peak Savings (MW) | Technical Potential | 0 | 0 | 0 | 0 | 0 | 0 | 0 | 0 | 0 | 0 | 0 | 0 | 0 | 0 | 0 | 0 | 0 | 0 | 0 | 0 | 0 | 0 | 0 | 0 | 0 | 0 | 0 | 0 | 0 | 0 | 0
F9_Industrial_Paper and Printing_Existing_Process_Natural Gas_Process Heat Recovery_A_Technical Potential | F9 | Industrial | Paper and Printing | Existing | Process | Natural Gas | Process Heat Recovery | A | Incremental Winter Peak Savings (MW) | Technical Potential | 0 | 0 | 0 | 0 | 0 | 0 | 0 | 0 | 0 | 0 | 0 | 0 | 0 | 0 | 0 | 0 | 0 | 0 | 0 | 0 | 0 | 0 | 0 | 0 | 0 | 0 | 0 | 0 | 0 | 0 | 0
F10_Industrial_Paper and Printing_Existing_Process_Natural Gas_Process Heat Recovery_A_Technical Potential | F10 | Industrial | Paper and Printing | Existing | Process | Natural Gas | Process Heat Recovery | A | Cumulative Energy Savings (MWh or mTherms) | Technical Potential | 0 | 0 | 0 | 0 | 0 | 0.71707 | 1.4338 | 2.1462 | 2.859 | 3.5725 | 4.2064 | 4.7122 | 5.116 | 5.4339 | 5.6891 | 5.8914 | 6.0533 | 6.1821 | 6.2842 | 6.3661 | 6.4312 | 6.4317 | 6.4318 | 6.4319 | 6.4319 | 6.4319 | 6.4319 | 6.432 | 0 | 0 | 0
F11_Industrial_Paper and Printing_Existing_Process_Natural Gas_Process Heat Recovery_A_Technical Potential | F11 | Industrial | Paper and Printing | Existing | Process | Natural Gas | Process Heat Recovery | A | Cumulative Summer Peak Savings (MW) | Technical Potential | 0 | 0 | 0 | 0 | 0 | 0 | 0 | 0 | 0 | 0 | 0 | 0 | 0 | 0 | 0 | 0 | 0 | 0 | 0 | 0 | 0 | 0 | 0 | 0 | 0 | 0 | 0 | 0 | 0 | 0 | 0
F12_Industrial_Paper and Printing_Existing_Process_Natural Gas_Process Heat Recovery_A_Technical Potential | F12 | Industrial | Paper and Printing | Existing | Process | Natural Gas | Process Heat Recovery | A | Cumulative Winter Peak Savings (MW) | Technical Potential | 0 | 0 | 0 | 0 | 0 | 0 | 0 | 0 | 0 | 0 | 0 | 0 | 0 | 0 | 0 | 0 | 0 | 0 | 0 | 0 | 0 | 0 | 0 | 0 | 0 | 0 | 0 | 0 | 0 | 0 | 0
F13_Industrial_Paper and Printing_Existing_Process_Natural Gas_Process Heat Recovery_A_Technical Potential | F13 | Industrial | Paper and Printing | Existing | Process | Natural Gas | Process Heat Recovery | A | Purchases (Incremental) | Technical Potential | 0 | 0 | 0 | 0 | 0 | 9.7707 | 9.7654 | 9.7078 | 9.713 | 9.7211 | 8.6379 | 6.8914 | 5.5019 | 4.3316 | 3.4785 | 2.7563 | 2.2053 | 1.7554 | 1.3918 | 1.1147 | 0.88811 | 0.006034 | 0.0021471 | 0.00072949 | 0.00023713 | 0.00020097 | 0.00020044 | 0.00019995 | 1.0948e-06 | 1.0948e-06 | 1.0948e-06
F14_Industrial_Paper and Printing_Existing_Process_Natural Gas_Process Heat Recovery_A_Technical Potential | F14 | Industrial | Paper and Printing | Existing | Process | Natural Gas | Process Heat Recovery | A | Purchases (Cumulative) | Technical Potential | 0 | 0 | 0 | 0 | 0 | 9.7707 | 19.5361 | 29.2439 | 38.9569 | 48.678 | 57.3158 | 64.2072 | 69.7091 | 74.0408 | 77.5193 | 80.2756 | 82.481 | 84.2363 | 85.6281 | 86.7429 | 87.631 | 87.637 | 87.6391 | 87.6399 | 87.6401 | 87.6403 | 87.6405 | 87.6407 | 87.6407 | 87.6407 | 87.6407
F1_Industrial_Paper and Printing_Existing_Space Heating_Natural Gas_Building Automation System_A_Technical Potential | F1 | Industrial | Paper and Printing | Existing | Space Heating | Natural Gas | Building Automation System | A | Original Unit Energy Savings (kWh or therms) | Technical Potential | 0 | 0 | 0 | 0 | 0 | 0.015466 | 0.01539 | 0.015297 | 0.015198 | 0.015094 | 0.014989 | 0.014881 | 0.014774 | 0.014667 | 0.014552 | 0.014445 | 0.01434 | 0.014242 | 0.014151 | 0.014062 | 0.013978 | 0.013892 | 0.013815 | 0.013742 | 0.013672 | 0.013608 | 0.013548 | 0.013493 | 0 | 0 | 0
F2_Industrial_Paper and Printing_Existing_Space Heating_Natural Gas_Building Automation System_A_Technical Potential | F2 | Industrial | Paper and Printing | Existing | Space Heating | Natural Gas | Building Automation System | A | Original Unit Summer Peak Savings (kW) | Technical Potential | 0 | 0 | 0 | 0 | 0 | 0 | 0 | 0 | 0 | 0 | 0 | 0 | 0 | 0 | 0 | 0 | 0 | 0 | 0 | 0 | 0 | 0 | 0 | 0 | 0 | 0 | 0 | 0 | 0 | 0 | 0
F3_Industrial_Paper and Printing_Existing_Space Heating_Natural Gas_Building Automation System_A_Technical Potential | F3 | Industrial | Paper and Printing | Existing | Space Heating | Natural Gas | Building Automation System | A | Original Unit Winter Peak Savings (kW) | Technical Potential | 0 | 0 | 0 | 0 | 0 | 0 | 0 | 0 | 0 | 0 | 0 | 0 | 0 | 0 | 0 | 0 | 0 | 0 | 0 | 0 | 0 | 0 | 0 | 0 | 0 | 0 | 0 | 0 | 0 | 0 | 0
F4_Industrial_Paper and Printing_Existing_Space Heating_Natural Gas_Building Automation System_A_Technical Potential | F4 | Industrial | Paper and Printing | Existing | Space Heating | Natural Gas | Building Automation System | A | Standalone Impact on Baseline Energy (%) | Technical Potential | 0% | 0% | 0% | 0% | 0% | 0.01539% | 0.04615% | 0.101% | 0.1898% | 0.3245% | 0.5218% | 0.7859% | 1.128% | 1.567% | 2.058% | 2.635% | 3.228% | 3.839% | 4.435% | 4.923% | 5.351% | 5.684% | 5.921% | 6.079% | 0.061885 | 0.062065 | 0.062231 | 0.062382 | 0 | 0 | 0
F5_Industrial_Paper and Printing_Existing_Space Heating_Natural Gas_Building Automation System_A_Technical Potential | F5 | Industrial | Paper and Printing | Existing | Space Heating | Natural Gas | Building Automation System | A | Standalone Impact on Baseline Summer Peak (%) | Technical Potential | 0% | 0% | 0% | 0% | 0% | 0% | 0% | 0% | 0% | 0% | 0% | 0% | 0% | 0% | 0% | 0% | 0% | 0% | 0% | 0% | 0% | 0% | 0% | 0% | 0 | 0 | 0 | 0 | 0 | 0 | 0
F6_Industrial_Paper and Printing_Existing_Space Heating_Natural Gas_Building Automation System_A_Technical Potential | F6 | Industrial | Paper and Printing | Existing | Space Heating | Natural Gas | Building Automation System | A | Standalone Impact on Baseline Winter Peak (%) | Technical Potential | 0% | 0% | 0% | 0% | 0% | 0% | 0% | 0% | 0% | 0% | 0% | 0% | 0% | 0% | 0% | 0% | 0% | 0% | 0% | 0% | 0% | 0% | 0% | 0% | 0 | 0 | 0 | 0 | 0 | 0 | 0
F7_Industrial_Paper and Printing_Existing_Space Heating_Natural Gas_Building Automation System_A_Technical Potential | F7 | Industrial | Paper and Printing | Existing | Space Heating | Natural Gas | Building Automation System | A | Incremental Energy Savings (MWh or mTherms) | Technical Potential | 0 | 0 | 0 | 0 | 0 | 0.0085991 | 0.017096 | 0.029992 | 0.048496 | 0.07317 | 0.10274 | 0.13838 | 0.17773 | 0.21477 | 0.25223 | 0.27823 | 0.29386 | 0.2916 | 0.27069 | 0.23678 | 0.19384 | 0.14675 | 0.10066 | 0.063753 | 0.041237 | 0 | 0 | 0 | 0 | 0 | 0
F8_Industrial_Paper and Printing_Existing_Space Heating_Natural Gas_Building Automation System_A_Technical Potential | F8 | Industrial | Paper and Printing | Existing | Space Heating | Natural Gas | Building Automation System | A | Incremental Summer Peak Savings (MW) | Technical Potential | 0 | 0 | 0 | 0 | 0 | 0 | 0 | 0 | 0 | 0 | 0 | 0 | 0 | 0 | 0 | 0 | 0 | 0 | 0 | 0 | 0 | 0 | 0 | 0 | 0 | 0 | 0 | 0 | 0 | 0 | 0
F9_Industrial_Paper and Printing_Existing_Space Heating_Natural Gas_Building Automation System_A_Technical Potential | F9 | Industrial | Paper and Printing | Existing | Space Heating | Natural Gas | Building Automation System | A | Incremental Winter Peak Savings (MW) | Technical Potential | 0 | 0 | 0 | 0 | 0 | 0 | 0 | 0 | 0 | 0 | 0 | 0 | 0 | 0 | 0 | 0 | 0 | 0 | 0 | 0 | 0 | 0 | 0 | 0 | 0 | 0 | 0 | 0 | 0 | 0 | 0
F10_Industrial_Paper and Printing_Existing_Space Heating_Natural Gas_Building Automation System_A_Technical Potential | F10 | Industrial | Paper and Printing | Existing | Space Heating | Natural Gas | Building Automation System | A | Cumulative Energy Savings (MWh or mTherms) | Technical Potential | 0 | 0 | 0 | 0 | 0 | 0.0085991 | 0.025653 | 0.055488 | 0.10363 | 0.17609 | 0.27761 | 0.41399 | 0.58873 | 0.79924 | 1.0452 | 1.3157 | 1.6 | 1.8807 | 2.1393 | 2.3627 | 2.5424 | 2.6736 | 2.7593 | 2.8085 | 2.8355 | 2.8221 | 2.8098 | 2.7983 | 0 | 0 | 0
F11_Industrial_Paper and Printing_Existing_Space Heating_Natural Gas_Building Automation System_A_Technical Potential | F11 | Industrial | Paper and Printing | Existing | Space Heating | Natural Gas | Building Automation System | A | Cumulative Summer Peak Savings (MW) | Technical Potential | 0 | 0 | 0 | 0 | 0 | 0 | 0 | 0 | 0 | 0 | 0 | 0 | 0 | 0 | 0 | 0 | 0 | 0 | 0 | 0 | 0 | 0 | 0 | 0 | 0 | 0 | 0 | 0 | 0 | 0 | 0
F12_Industrial_Paper and Printing_Existing_Space Heating_Natural Gas_Building Automation System_A_Technical Potential | F12 | Industrial | Paper and Printing | Existing | Space Heating | Natural Gas | Building Automation System | A | Cumulative Winter Peak Savings (MW) | Technical Potential | 0 | 0 | 0 | 0 | 0 | 0 | 0 | 0 | 0 | 0 | 0 | 0 | 0 | 0 | 0 | 0 | 0 | 0 | 0 | 0 | 0 | 0 | 0 | 0 | 0 | 0 | 0 | 0 | 0 | 0 | 0
F13_Industrial_Paper and Printing_Existing_Space Heating_Natural Gas_Building Automation System_A_Technical Potential | F13 | Industrial | Paper and Printing | Existing | Space Heating | Natural Gas | Building Automation System | A | Purchases (Incremental) | Technical Potential | 0 | 0 | 0 | 0 | 0 | 556.0048 | 1110.8071 | 1960.657 | 3191.0016 | 4847.4998 | 6854.4909 | 9298.5106 | 12029.7528 | 14642.4618 | 17332.8666 | 19260.9036 | 20492.6341 | 20474.6172 | 19128.6179 | 16838.2556 | 13867.4679 | 10563.2898 | 7286.4006 | 4639.3805 | 3016.1416 | 0 | 0 | 0 | 0 | 0 | 0
F14_Industrial_Paper and Printing_Existing_Space Heating_Natural Gas_Building Automation System_A_Technical Potential | F14 | Industrial | Paper and Printing | Existing | Space Heating | Natural Gas | Building Automation System | A | Purchases (Cumulative) | Technical Potential | 0 | 0 | 0 | 0 | 0 | 556.0048 | 1666.8119 | 3627.4689 | 6818.4705 | 11665.9703 | 18520.4611 | 27818.9717 | 39848.7245 | 54491.1864 | 71824.053 | 91084.9566 | 111577.5907 | 132052.2079 | 151180.8259 | 168019.0815 | 181886.5494 | 192449.8392 | 199736.2397 | 204375.6203 | 207391.7619 | 207391.7619 | 207391.7619 | 207391.7619 | 207391.7619 | 207391.7619 | 207391.7619
F1_Industrial_Paper and Printing_Existing_Space Heating_Natural Gas_Steam System Efficiency Improvements_A_Technical Potential | F1 | Industrial | Paper and Printing | Existing | Space Heating | Natural Gas | Steam System Efficiency Improvements | A | Original Unit Energy Savings (kWh or therms) | Technical Potential | 0 | 0 | 0 | 0 | 0 | 0.13779 | 0.13686 | 0.13593 | 0.135 | 0.13407 | 0.13317 | 0.13227 | 0.13139 | 0.13051 | 0.12958 | 0.12873 | 0.12789 | 0.12707 | 0.12625 | 0.12544 | 0.12465 | 0.12383 | 0.12303 | 0.12227 | 0.12149 | 0.12079 | 0.12015 | 0.11956 | 0.11902 | 0.11854 | 0.11809
F2_Industrial_Paper and Printing_Existing_Space Heating_Natural Gas_Steam System Efficiency Improvements_A_Technical Potential | F2 | Industrial | Paper and Printing | Existing | Space Heating | Natural Gas | Steam System Efficiency Improvements | A | Original Unit Summer Peak Savings (kW) | Technical Potential | 0 | 0 | 0 | 0 | 0 | 0 | 0 | 0 | 0 | 0 | 0 | 0 | 0 | 0 | 0 | 0 | 0 | 0 | 0 | 0 | 0 | 0 | 0 | 0 | 0 | 0 | 0 | 0 | 0 | 0 | 0
F3_Industrial_Paper and Printing_Existing_Space Heating_Natural Gas_Steam System Efficiency Improvements_A_Technical Potential | F3 | Industrial | Paper and Printing | Existing | Space Heating | Natural Gas | Steam System Efficiency Improvements | A | Original Unit Winter Peak Savings (kW) | Technical Potential | 0 | 0 | 0 | 0 | 0 | 0 | 0 | 0 | 0 | 0 | 0 | 0 | 0 | 0 | 0 | 0 | 0 | 0 | 0 | 0 | 0 | 0 | 0 | 0 | 0 | 0 | 0 | 0 | 0 | 0 | 0
F4_Industrial_Paper and Printing_Existing_Space Heating_Natural Gas_Steam System Efficiency Improvements_A_Technical Potential | F4 | Industrial | Paper and Printing | Existing | Space Heating | Natural Gas | Steam System Efficiency Improvements | A | Standalone Impact on Baseline Energy (%) | Technical Potential | 0% | 0% | 0% | 0% | 0% | 0.0009716% | 0.002909% | 0.006363% | 0.01195% | 0.02043% | 0.03285% | 0.0495% | 0.07109% | 0.09884% | 0.1299% | 0.1664% | 0.204% | 0.2428% | 0.2804% | 0.3112% | 0.3382% | 0.3591% | 0.3737% | 0.3833% | 0.0038974 | 0.0039045 | 0.0039112 | 0.0039175 | 0 | 0 | 0
F5_Industrial_Paper and Printing_Existing_Space Heating_Natural Gas_Steam System Efficiency Improvements_A_Technical Potential | F5 | Industrial | Paper and Printing | Existing | Space Heating | Natural Gas | Steam System Efficiency Improvements | A | Standalone Impact on Baseline Summer Peak (%) | Technical Potential | 0% | 0% | 0% | 0% | 0% | 0% | 0% | 0% | 0% | 0% | 0% | 0% | 0% | 0% | 0% | 0% | 0% | 0% | 0% | 0% | 0% | 0% | 0% | 0% | 0 | 0 | 0 | 0 | 0 | 0 | 0
F6_Industrial_Paper and Printing_Existing_Space Heating_Natural Gas_Steam System Efficiency Improvements_A_Technical Potential | F6 | Industrial | Paper and Printing | Existing | Space Heating | Natural Gas | Steam System Efficiency Improvements | A | Standalone Impact on Baseline Winter Peak (%) | Technical Potential | 0% | 0% | 0% | 0% | 0% | 0% | 0% | 0% | 0% | 0% | 0% | 0% | 0% | 0% | 0% | 0% | 0% | 0% | 0% | 0% | 0% | 0% | 0% | 0% | 0 | 0 | 0 | 0 | 0 | 0 | 0
F7_Industrial_Paper and Printing_Existing_Space Heating_Natural Gas_Steam System Efficiency Improvements_A_Technical Potential | F7 | Industrial | Paper and Printing | Existing | Space Heating | Natural Gas | Steam System Efficiency Improvements | A | Incremental Energy Savings (MWh or mTherms) | Technical Potential | 0 | 0 | 0 | 0 | 0 | 0.00054298 | 0.0010774 | 0.0018889 | 0.003053 | 0.004606 | 0.0064691 | 0.0087167 | 0.011202 | 0.013544 | 0.015918 | 0.017573 | 0.018575 | 0.018438 | 0.017116 | 0.014969 | 0.01225 | 0.0092701 | 0.0063534 | 0.0040201 | 0.002597 | 0 | 0 | 0 | 0 | 0 | 0
F8_Industrial_Paper and Printing_Existing_Space Heating_Natural Gas_Steam System Efficiency Improvements_A_Technical Potential | F8 | Industrial | Paper and Printing | Existing | Space Heating | Natural Gas | Steam System Efficiency Improvements | A | Incremental Summer Peak Savings (MW) | Technical Potential | 0 | 0 | 0 | 0 | 0 | 0 | 0 | 0 | 0 | 0 | 0 | 0 | 0 | 0 | 0 | 0 | 0 | 0 | 0 | 0 | 0 | 0 | 0 | 0 | 0 | 0 | 0 | 0 | 0 | 0 | 0
F9_Industrial_Paper and Printing_Existing_Space Heating_Natural Gas_Steam System Efficiency Improvements_A_Technical Potential | F9 | Industrial | Paper and Printing | Existing | Space Heating | Natural Gas | Steam System Efficiency Improvements | A | Incremental Winter Peak Savings (MW) | Technical Potential | 0 | 0 | 0 | 0 | 0 | 0 | 0 | 0 | 0 | 0 | 0 | 0 | 0 | 0 | 0 | 0 | 0 | 0 | 0 | 0 | 0 | 0 | 0 | 0 | 0 | 0 | 0 | 0 | 0 | 0 | 0
F10_Industrial_Paper and Printing_Existing_Space Heating_Natural Gas_Steam System Efficiency Improvements_A_Technical Potential | F10 | Industrial | Paper and Printing | Existing | Space Heating | Natural Gas | Steam System Efficiency Improvements | A | Cumulative Energy Savings (MWh or mTherms) | Technical Potential | 0 | 0 | 0 | 0 | 0 | 0.00054298 | 0.0016167 | 0.0034946 | 0.0065237 | 0.011085 | 0.017479 | 0.026078 | 0.037105 | 0.050402 | 0.065962 | 0.083102 | 0.10113 | 0.11892 | 0.13527 | 0.14937 | 0.16068 | 0.16889 | 0.17416 | 0.1771 | 0.17857 | 0.17754 | 0.17659 | 0.17573 | 0.17494 | 0.17422 | 0.17357
F11_Industrial_Paper and Printing_Existing_Space Heating_Natural Gas_Steam System Efficiency Improvements_A_Technical Potential | F11 | Industrial | Paper and Printing | Existing | Space Heating | Natural Gas | Steam System Efficiency Improvements | A | Cumulative Summer Peak Savings (MW) | Technical Potential | 0 | 0 | 0 | 0 | 0 | 0 | 0 | 0 | 0 | 0 | 0 | 0 | 0 | 0 | 0 | 0 | 0 | 0 | 0 | 0 | 0 | 0 | 0 | 0 | 0 | 0 | 0 | 0 | 0 | 0 | 0
F12_Industrial_Paper and Printing_Existing_Space Heating_Natural Gas_Steam System Efficiency Improvements_A_Technical Potential | F12 | Industrial | Paper and Printing | Existing | Space Heating | Natural Gas | Steam System Efficiency Improvements | A | Cumulative Winter Peak Savings (MW) | Technical Potential | 0 | 0 | 0 | 0 | 0 | 0 | 0 | 0 | 0 | 0 | 0 | 0 | 0 | 0 | 0 | 0 | 0 | 0 | 0 | 0 | 0 | 0 | 0 | 0 | 0 | 0 | 0 | 0 | 0 | 0 | 0
F13_Industrial_Paper and Printing_Existing_Space Heating_Natural Gas_Steam System Efficiency Improvements_A_Technical Potential | F13 | Industrial | Paper and Printing | Existing | Space Heating | Natural Gas | Steam System Efficiency Improvements | A | Purchases (Incremental) | Technical Potential | 0 | 0 | 0 | 0 | 0 | 3.9405 | 7.8724 | 13.8954 | 22.615 | 34.3548 | 48.5786 | 65.8997 | 85.2563 | 103.7729 | 122.8401 | 136.5044 | 145.2338 | 145.1061 | 135.5669 | 119.3348 | 98.2804 | 74.8633 | 51.6396 | 32.8799 | 21.3758 | 0 | 0 | 0 | 0 | 0 | 0
F14_Industrial_Paper and Printing_Existing_Space Heating_Natural Gas_Steam System Efficiency Improvements_A_Technical Potential | F14 | Industrial | Paper and Printing | Existing | Space Heating | Natural Gas | Steam System Efficiency Improvements | A | Purchases (Cumulative) | Technical Potential | 0 | 0 | 0 | 0 | 0 | 3.9405 | 11.8129 | 25.7083 | 48.3233 | 82.6782 | 131.2568 | 197.1565 | 282.4128 | 386.1857 | 509.0258 | 645.5302 | 790.764 | 935.8702 | 1071.437 | 1190.7718 | 1289.0522 | 1363.9156 | 1415.5552 | 1448.435 | 1469.8108 | 1469.8108 | 1469.8108 | 1469.8108 | 1469.8108 | 1469.8108 | 1469.8108
F1_Industrial_Paper and Printing_Existing_Process_Natural Gas_Steam System Efficiency Improvements_A_Technical Potential | F1 | Industrial | Paper and Printing | Existing | Process | Natural Gas | Steam System Efficiency Improvements | A | Original Unit Energy Savings (kWh or therms) | Technical Potential | 0 | 0 | 0 | 0 | 0 | 0.076988 | 0.076988 | 0.076988 | 0.076988 | 0.076988 | 0.076988 | 0.076988 | 0.076988 | 0.076988 | 0.076988 | 0.076988 | 0.076988 | 0.076988 | 0.076988 | 0.076988 | 0.076988 | 0.076988 | 0.076988 | 0.076988 | 0.076988 | 0.076988 | 0.076988 | 0.076988 | 0.076988 | 0.076988 | 0.076988
F2_Industrial_Paper and Printing_Existing_Process_Natural Gas_Steam System Efficiency Improvements_A_Technical Potential | F2 | Industrial | Paper and Printing | Existing | Process | Natural Gas | Steam System Efficiency Improvements | A | Original Unit Summer Peak Savings (kW) | Technical Potential | 0 | 0 | 0 | 0 | 0 | 0 | 0 | 0 | 0 | 0 | 0 | 0 | 0 | 0 | 0 | 0 | 0 | 0 | 0 | 0 | 0 | 0 | 0 | 0 | 0 | 0 | 0 | 0 | 0 | 0 | 0
F3_Industrial_Paper and Printing_Existing_Process_Natural Gas_Steam System Efficiency Improvements_A_Technical Potential | F3 | Industrial | Paper and Printing | Existing | Process | Natural Gas | Steam System Efficiency Improvements | A | Original Unit Winter Peak Savings (kW) | Technical Potential | 0 | 0 | 0 | 0 | 0 | 0 | 0 | 0 | 0 | 0 | 0 | 0 | 0 | 0 | 0 | 0 | 0 | 0 | 0 | 0 | 0 | 0 | 0 | 0 | 0 | 0 | 0 | 0 | 0 | 0 | 0
F4_Industrial_Paper and Printing_Existing_Process_Natural Gas_Steam System Efficiency Improvements_A_Technical Potential | F4 | Industrial | Paper and Printing | Existing | Process | Natural Gas | Steam System Efficiency Improvements | A | Standalone Impact on Baseline Energy (%) | Technical Potential | 0% | 0% | 0% | 0% | 0% | 1.119e-06% | 3.357e-06% | 7.349e-06% | 1.381e-05% | 2.36e-05% | 3.795e-05% | 5.717e-05% | 8.205e-05% | 0.000114% | 0.0001497% | 0.0001917% | 0.0002348% | 0.0002793% | 0.0003226% | 0.0003581% | 0.0003893% | 0.0004135% | 0.0004307% | 0.0004422% | 4.5016e-06 | 4.5147e-06 | 4.5268e-06 | 4.5378e-06 | 0 | 0 | 0
F5_Industrial_Paper and Printing_Existing_Process_Natural Gas_Steam System Efficiency Improvements_A_Technical Potential | F5 | Industrial | Paper and Printing | Existing | Process | Natural Gas | Steam System Efficiency Improvements | A | Standalone Impact on Baseline Summer Peak (%) | Technical Potential | 0% | 0% | 0% | 0% | 0% | 0% | 0% | 0% | 0% | 0% | 0% | 0% | 0% | 0% | 0% | 0% | 0% | 0% | 0% | 0% | 0% | 0% | 0% | 0% | 0 | 0 | 0 | 0 | 0 | 0 | 0
F6_Industrial_Paper and Printing_Existing_Process_Natural Gas_Steam System Efficiency Improvements_A_Technical Potential | F6 | Industrial | Paper and Printing | Existing | Process | Natural Gas | Steam System Efficiency Improvements | A | Standalone Impact on Baseline Winter Peak (%) | Technical Potential | 0% | 0% | 0% | 0% | 0% | 0% | 0% | 0% | 0% | 0% | 0% | 0% | 0% | 0% | 0% | 0% | 0% | 0% | 0% | 0% | 0% | 0% | 0% | 0% | 0 | 0 | 0 | 0 | 0 | 0 | 0
F7_Industrial_Paper and Printing_Existing_Process_Natural Gas_Steam System Efficiency Improvements_A_Technical Potential | F7 | Industrial | Paper and Printing | Existing | Process | Natural Gas | Steam System Efficiency Improvements | A | Incremental Energy Savings (MWh or mTherms) | Technical Potential | 0 | 0 | 0 | 0 | 0 | 2.9395e-06 | 5.8726e-06 | 1.0366e-05 | 1.687e-05 | 2.5628e-05 | 3.6238e-05 | 4.9159e-05 | 6.3599e-05 | 7.7411e-05 | 9.1635e-05 | 0.00010183 | 0.00010834 | 0.00010824 | 0.00010113 | 8.902e-05 | 7.3314e-05 | 5.5846e-05 | 3.8522e-05 | 2.4527e-05 | 1.5946e-05 | 0 | 0 | 0 | 0 | 0 | 0
F8_Industrial_Paper and Printing_Existing_Process_Natural Gas_Steam System Efficiency Improvements_A_Technical Potential | F8 | Industrial | Paper and Printing | Existing | Process | Natural Gas | Steam System Efficiency Improvements | A | Incremental Summer Peak Savings (MW) | Technical Potential | 0 | 0 | 0 | 0 | 0 | 0 | 0 | 0 | 0 | 0 | 0 | 0 | 0 | 0 | 0 | 0 | 0 | 0 | 0 | 0 | 0 | 0 | 0 | 0 | 0 | 0 | 0 | 0 | 0 | 0 | 0
F9_Industrial_Paper and Printing_Existing_Process_Natural Gas_Steam System Efficiency Improvements_A_Technical Potential | F9 | Industrial | Paper and Printing | Existing | Process | Natural Gas | Steam System Efficiency Improvements | A | Incremental Winter Peak Savings (MW) | Technical Potential | 0 | 0 | 0 | 0 | 0 | 0 | 0 | 0 | 0 | 0 | 0 | 0 | 0 | 0 | 0 | 0 | 0 | 0 | 0 | 0 | 0 | 0 | 0 | 0 | 0 | 0 | 0 | 0 | 0 | 0 | 0
F10_Industrial_Paper and Printing_Existing_Process_Natural Gas_Steam System Efficiency Improvements_A_Technical Potential | F10 | Industrial | Paper and Printing | Existing | Process | Natural Gas | Steam System Efficiency Improvements | A | Cumulative Energy Savings (MWh or mTherms) | Technical Potential | 0 | 0 | 0 | 0 | 0 | 2.9395e-06 | 8.8121e-06 | 1.9178e-05 | 3.6048e-05 | 6.1675e-05 | 9.7914e-05 | 0.00014707 | 0.00021067 | 0.00028808 | 0.00037972 | 0.00048155 | 0.00058989 | 0.00069813 | 0.00079926 | 0.00088828 | 0.00096159 | 0.0010174 | 0.001056 | 0.0010805 | 0.0010964 | 0.0010964 | 0.0010964 | 0.0010964 | 0.0010964 | 0.0010964 | 0.0010964
F11_Industrial_Paper and Printing_Existing_Process_Natural Gas_Steam System Efficiency Improvements_A_Technical Potential | F11 | Industrial | Paper and Printing | Existing | Process | Natural Gas | Steam System Efficiency Improvements | A | Cumulative Summer Peak Savings (MW) | Technical Potential | 0 | 0 | 0 | 0 | 0 | 0 | 0 | 0 | 0 | 0 | 0 | 0 | 0 | 0 | 0 | 0 | 0 | 0 | 0 | 0 | 0 | 0 | 0 | 0 | 0 | 0 | 0 | 0 | 0 | 0 | 0
F12_Industrial_Paper and Printing_Existing_Process_Natural Gas_Steam System Efficiency Improvements_A_Technical Potential | F12 | Industrial | Paper and Printing | Existing | Process | Natural Gas | Steam System Efficiency Improvements | A | Cumulative Winter Peak Savings (MW) | Technical Potential | 0 | 0 | 0 | 0 | 0 | 0 | 0 | 0 | 0 | 0 | 0 | 0 | 0 | 0 | 0 | 0 | 0 | 0 | 0 | 0 | 0 | 0 | 0 | 0 | 0 | 0 | 0 | 0 | 0 | 0 | 0
F13_Industrial_Paper and Printing_Existing_Process_Natural Gas_Steam System Efficiency Improvements_A_Technical Potential | F13 | Industrial | Paper and Printing | Existing | Process | Natural Gas | Steam System Efficiency Improvements | A | Purchases (Incremental) | Technical Potential | 0 | 0 | 0 | 0 | 0 | 0.038181 | 0.076279 | 0.13464 | 0.21913 | 0.33288 | 0.4707 | 0.63853 | 0.82608 | 1.0055 | 1.1902 | 1.3226 | 1.4072 | 1.406 | 1.3136 | 1.1563 | 0.95228 | 0.72538 | 0.50036 | 0.31859 | 0.20712 | 0 | 0 | 0 | 0 | 0 | 0
F14_Industrial_Paper and Printing_Existing_Process_Natural Gas_Steam System Efficiency Improvements_A_Technical Potential | F14 | Industrial | Paper and Printing | Existing | Process | Natural Gas | Steam System Efficiency Improvements | A | Purchases (Cumulative) | Technical Potential | 0 | 0 | 0 | 0 | 0 | 0.038181 | 0.11446 | 0.2491 | 0.46822 | 0.8011 | 1.2718 | 1.9103 | 2.7364 | 3.7419 | 4.9321 | 6.2548 | 7.662 | 9.068 | 10.3816 | 11.5378 | 12.4901 | 13.2155 | 13.7159 | 14.0344 | 14.2416 | 14.2416 | 14.2416 | 14.2416 | 14.2416 | 14.2416 | 14.2416
F1_Industrial_Paper and Printing_Existing_Space Heating_Natural Gas_Strategic Energy Management_A_Technical Potential | F1 | Industrial | Paper and Printing | Existing | Space Heating | Natural Gas | Strategic Energy Management | A | Original Unit Energy Savings (kWh or therms) | Technical Potential | 0 | 0 | 0 | 0 | 0 | 56.1445 | 55.8701 | 55.5306 | 55.1716 | 54.7957 | 54.4147 | 54.0231 | 53.6337 | 53.2458 | 52.8268 | 52.4395 | 52.0568 | 51.7018 | 51.3708 | 51.0483 | 50.7436 | 50.4323 | 50.1512 | 49.8857 | 49.6331 | 49.3993 | 49.1829 | 48.9826 | 0 | 0 | 0
F2_Industrial_Paper and Printing_Existing_Space Heating_Natural Gas_Strategic Energy Management_A_Technical Potential | F2 | Industrial | Paper and Printing | Existing | Space Heating | Natural Gas | Strategic Energy Management | A | Original Unit Summer Peak Savings (kW) | Technical Potential | 0 | 0 | 0 | 0 | 0 | 0 | 0 | 0 | 0 | 0 | 0 | 0 | 0 | 0 | 0 | 0 | 0 | 0 | 0 | 0 | 0 | 0 | 0 | 0 | 0 | 0 | 0 | 0 | 0 | 0 | 0
F3_Industrial_Paper and Printing_Existing_Space Heating_Natural Gas_Strategic Energy Management_A_Technical Potential | F3 | Industrial | Paper and Printing | Existing | Space Heating | Natural Gas | Strategic Energy Management | A | Original Unit Winter Peak Savings (kW) | Technical Potential | 0 | 0 | 0 | 0 | 0 | 0 | 0 | 0 | 0 | 0 | 0 | 0 | 0 | 0 | 0 | 0 | 0 | 0 | 0 | 0 | 0 | 0 | 0 | 0 | 0 | 0 | 0 | 0 | 0 | 0 | 0
F4_Industrial_Paper and Printing_Existing_Space Heating_Natural Gas_Strategic Energy Management_A_Technical Potential | F4 | Industrial | Paper and Printing | Existing | Space Heating | Natural Gas | Strategic Energy Management | A | Standalone Impact on Baseline Energy (%) | Technical Potential | 0% | 0% | 0% | 0% | 0% | 0.09675% | 0.1936% | 0.2915% | 0.388% | 0.4845% | 0.5875% | 0.6858% | 0.784% | 0.8934% | 0.9867% | 1.093% | 1.19% | 1.292% | 1.401% | 1.496% | 1.599% | 1.702% | 1.805% | 1.908% | 0.020104 | 0.020163 | 0.020217 | 0.020266 | 0 | 0 | 0
F5_Industrial_Paper and Printing_Existing_Space Heating_Natural Gas_Strategic Energy Management_A_Technical Potential | F5 | Industrial | Paper and Printing | Existing | Space Heating | Natural Gas | Strategic Energy Management | A | Standalone Impact on Baseline Summer Peak (%) | Technical Potential | 0% | 0% | 0% | 0% | 0% | 0% | 0% | 0% | 0% | 0% | 0% | 0% | 0% | 0% | 0% | 0% | 0% | 0% | 0% | 0% | 0% | 0% | 0% | 0% | 0 | 0 | 0 | 0 | 0 | 0 | 0
F6_Industrial_Paper and Printing_Existing_Space Heating_Natural Gas_Strategic Energy Management_A_Technical Potential | F6 | Industrial | Paper and Printing | Existing | Space Heating | Natural Gas | Strategic Energy Management | A | Standalone Impact on Baseline Winter Peak (%) | Technical Potential | 0% | 0% | 0% | 0% | 0% | 0% | 0% | 0% | 0% | 0% | 0% | 0% | 0% | 0% | 0% | 0% | 0% | 0% | 0% | 0% | 0% | 0% | 0% | 0% | 0 | 0 | 0 | 0 | 0 | 0 | 0
F7_Industrial_Paper and Printing_Existing_Space Heating_Natural Gas_Strategic Energy Management_A_Technical Potential | F7 | Industrial | Paper and Printing | Existing | Space Heating | Natural Gas | Strategic Energy Management | A | Incremental Energy Savings (MWh or mTherms) | Technical Potential | 0 | 0 | 0 | 0 | 0 | 0.054071 | 0.053777 | 0.053135 | 0.05282 | 0.052504 | 0.051477 | 0.050967 | 0.050497 | 0.049335 | 0.049134 | 0.048309 | 0.047962 | 0.047395 | 0.046672 | 0.046434 | 0.045966 | 0.045506 | 0.045088 | 0.044697 | 0.04433 | 0 | 0 | 0 | 0 | 0 | 0
F8_Industrial_Paper and Printing_Existing_Space Heating_Natural Gas_Strategic Energy Management_A_Technical Potential | F8 | Industrial | Paper and Printing | Existing | Space Heating | Natural Gas | Strategic Energy Management | A | Incremental Summer Peak Savings (MW) | Technical Potential | 0 | 0 | 0 | 0 | 0 | 0 | 0 | 0 | 0 | 0 | 0 | 0 | 0 | 0 | 0 | 0 | 0 | 0 | 0 | 0 | 0 | 0 | 0 | 0 | 0 | 0 | 0 | 0 | 0 | 0 | 0
F9_Industrial_Paper and Printing_Existing_Space Heating_Natural Gas_Strategic Energy Management_A_Technical Potential | F9 | Industrial | Paper and Printing | Existing | Space Heating | Natural Gas | Strategic Energy Management | A | Incremental Winter Peak Savings (MW) | Technical Potential | 0 | 0 | 0 | 0 | 0 | 0 | 0 | 0 | 0 | 0 | 0 | 0 | 0 | 0 | 0 | 0 | 0 | 0 | 0 | 0 | 0 | 0 | 0 | 0 | 0 | 0 | 0 | 0 | 0 | 0 | 0
F10_Industrial_Paper and Printing_Existing_Space Heating_Natural Gas_Strategic Energy Management_A_Technical Potential | F10 | Industrial | Paper and Printing | Existing | Space Heating | Natural Gas | Strategic Energy Management | A | Cumulative Energy Savings (MWh or mTherms) | Technical Potential | 0 | 0 | 0 | 0 | 0 | 0.054071 | 0.10758 | 0.16007 | 0.21185 | 0.26291 | 0.31256 | 0.36128 | 0.40917 | 0.45555 | 0.5011 | 0.54573 | 0.58971 | 0.63308 | 0.6757 | 0.71789 | 0.75958 | 0.80042 | 0.84105 | 0.88129 | 0.92116 | 0.91682 | 0.91281 | 0.90909 | 0 | 0 | 0
F11_Industrial_Paper and Printing_Existing_Space Heating_Natural Gas_Strategic Energy Management_A_Technical Potential | F11 | Industrial | Paper and Printing | Existing | Space Heating | Natural Gas | Strategic Energy Management | A | Cumulative Summer Peak Savings (MW) | Technical Potential | 0 | 0 | 0 | 0 | 0 | 0 | 0 | 0 | 0 | 0 | 0 | 0 | 0 | 0 | 0 | 0 | 0 | 0 | 0 | 0 | 0 | 0 | 0 | 0 | 0 | 0 | 0 | 0 | 0 | 0 | 0
F12_Industrial_Paper and Printing_Existing_Space Heating_Natural Gas_Strategic Energy Management_A_Technical Potential | F12 | Industrial | Paper and Printing | Existing | Space Heating | Natural Gas | Strategic Energy Management | A | Cumulative Winter Peak Savings (MW) | Technical Potential | 0 | 0 | 0 | 0 | 0 | 0 | 0 | 0 | 0 | 0 | 0 | 0 | 0 | 0 | 0 | 0 | 0 | 0 | 0 | 0 | 0 | 0 | 0 | 0 | 0 | 0 | 0 | 0 | 0 | 0 | 0
F13_Industrial_Paper and Printing_Existing_Space Heating_Natural Gas_Strategic Energy Management_A_Technical Potential | F13 | Industrial | Paper and Printing | Existing | Space Heating | Natural Gas | Strategic Energy Management | A | Purchases (Incremental) | Technical Potential | 0 | 0 | 0 | 0 | 0 | 0.96307 | 0.96254 | 0.95687 | 0.95739 | 0.95818 | 0.94601 | 0.94342 | 0.94151 | 0.92656 | 0.93009 | 0.92123 | 0.92134 | 0.91671 | 0.90853 | 0.90961 | 0.90585 | 0.90232 | 0.89903 | 0.89598 | 0.89315 | 0 | 0 | 0 | 0 | 0 | 0
F14_Industrial_Paper and Printing_Existing_Space Heating_Natural Gas_Strategic Energy Management_A_Technical Potential | F14 | Industrial | Paper and Printing | Existing | Space Heating | Natural Gas | Strategic Energy Management | A | Purchases (Cumulative) | Technical Potential | 0 | 0 | 0 | 0 | 0 | 0.96307 | 1.9256 | 2.8825 | 3.8399 | 4.798 | 5.7441 | 6.6875 | 7.629 | 8.5555 | 9.4856 | 10.4069 | 11.3282 | 12.2449 | 13.1534 | 14.0631 | 14.9689 | 15.8712 | 16.7703 | 17.6662 | 18.5594 | 18.5594 | 18.5594 | 18.5594 | 18.5594 | 18.5594 | 18.5594
F1_Industrial_Paper and Printing_Existing_Process_Natural Gas_Strategic Energy Management_A_Technical Potential | F1 | Industrial | Paper and Printing | Existing | Process | Natural Gas | Strategic Energy Management | A | Original Unit Energy Savings (kWh or therms) | Technical Potential | 0 | 0 | 0 | 0 | 0 | 56.8877 | 56.8877 | 56.8877 | 56.8877 | 56.8877 | 56.8877 | 56.8877 | 56.8877 | 56.8877 | 56.8877 | 56.8877 | 56.8877 | 56.8877 | 56.8877 | 56.8877 | 56.8877 | 56.8877 | 56.8877 | 56.8877 | 56.8877 | 56.8877 | 56.8877 | 56.8877 | 0 | 0 | 0
F2_Industrial_Paper and Printing_Existing_Process_Natural Gas_Strategic Energy Management_A_Technical Potential | F2 | Industrial | Paper and Printing | Existing | Process | Natural Gas | Strategic Energy Management | A | Original Unit Summer Peak Savings (kW) | Technical Potential | 0 | 0 | 0 | 0 | 0 | 0 | 0 | 0 | 0 | 0 | 0 | 0 | 0 | 0 | 0 | 0 | 0 | 0 | 0 | 0 | 0 | 0 | 0 | 0 | 0 | 0 | 0 | 0 | 0 | 0 | 0
F3_Industrial_Paper and Printing_Existing_Process_Natural Gas_Strategic Energy Management_A_Technical Potential | F3 | Industrial | Paper and Printing | Existing | Process | Natural Gas | Strategic Energy Management | A | Original Unit Winter Peak Savings (kW) | Technical Potential | 0 | 0 | 0 | 0 | 0 | 0 | 0 | 0 | 0 | 0 | 0 | 0 | 0 | 0 | 0 | 0 | 0 | 0 | 0 | 0 | 0 | 0 | 0 | 0 | 0 | 0 | 0 | 0 | 0 | 0 | 0
F4_Industrial_Paper and Printing_Existing_Process_Natural Gas_Strategic Energy Management_A_Technical Potential | F4 | Industrial | Paper and Printing | Existing | Process | Natural Gas | Strategic Energy Management | A | Standalone Impact on Baseline Energy (%) | Technical Potential | 0% | 0% | 0% | 0% | 0% | 0.09675% | 0.1936% | 0.2915% | 0.388% | 0.4845% | 0.5875% | 0.6858% | 0.784% | 0.8934% | 0.9867% | 1.093% | 1.19% | 1.292% | 1.401% | 1.496% | 1.599% | 1.702% | 1.805% | 1.908% | 0.020104 | 0.020163 | 0.020217 | 0.020266 | 0 | 0 | 0
F5_Industrial_Paper and Printing_Existing_Process_Natural Gas_Strategic Energy Management_A_Technical Potential | F5 | Industrial | Paper and Printing | Existing | Process | Natural Gas | Strategic Energy Management | A | Standalone Impact on Baseline Summer Peak (%) | Technical Potential | 0% | 0% | 0% | 0% | 0% | 0% | 0% | 0% | 0% | 0% | 0% | 0% | 0% | 0% | 0% | 0% | 0% | 0% | 0% | 0% | 0% | 0% | 0% | 0% | 0 | 0 | 0 | 0 | 0 | 0 | 0
F6_Industrial_Paper and Printing_Existing_Process_Natural Gas_Strategic Energy Management_A_Technical Potential | F6 | Industrial | Paper and Printing | Existing | Process | Natural Gas | Strategic Energy Management | A | Standalone Impact on Baseline Winter Peak (%) | Technical Potential | 0% | 0% | 0% | 0% | 0% | 0% | 0% | 0% | 0% | 0% | 0% | 0% | 0% | 0% | 0% | 0% | 0% | 0% | 0% | 0% | 0% | 0% | 0% | 0% | 0 | 0 | 0 | 0 | 0 | 0 | 0
F7_Industrial_Paper and Printing_Existing_Process_Natural Gas_Strategic Energy Management_A_Technical Potential | F7 | Industrial | Paper and Printing | Existing | Process | Natural Gas | Strategic Energy Management | A | Incremental Energy Savings (MWh or mTherms) | Technical Potential | 0 | 0 | 0 | 0 | 0 | 0.2541 | 0.25396 | 0.25246 | 0.2526 | 0.25281 | 0.24959 | 0.24891 | 0.24841 | 0.24446 | 0.2454 | 0.24306 | 0.24309 | 0.24186 | 0.23971 | 0.23999 | 0.239 | 0.23807 | 0.2372 | 0.23639 | 0.23565 | 0 | 0 | 0 | 0 | 0 | 0
F8_Industrial_Paper and Printing_Existing_Process_Natural Gas_Strategic Energy Management_A_Technical Potential | F8 | Industrial | Paper and Printing | Existing | Process | Natural Gas | Strategic Energy Management | A | Incremental Summer Peak Savings (MW) | Technical Potential | 0 | 0 | 0 | 0 | 0 | 0 | 0 | 0 | 0 | 0 | 0 | 0 | 0 | 0 | 0 | 0 | 0 | 0 | 0 | 0 | 0 | 0 | 0 | 0 | 0 | 0 | 0 | 0 | 0 | 0 | 0
F9_Industrial_Paper and Printing_Existing_Process_Natural Gas_Strategic Energy Management_A_Technical Potential | F9 | Industrial | Paper and Printing | Existing | Process | Natural Gas | Strategic Energy Management | A | Incremental Winter Peak Savings (MW) | Technical Potential | 0 | 0 | 0 | 0 | 0 | 0 | 0 | 0 | 0 | 0 | 0 | 0 | 0 | 0 | 0 | 0 | 0 | 0 | 0 | 0 | 0 | 0 | 0 | 0 | 0 | 0 | 0 | 0 | 0 | 0 | 0
F10_Industrial_Paper and Printing_Existing_Process_Natural Gas_Strategic Energy Management_A_Technical Potential | F10 | Industrial | Paper and Printing | Existing | Process | Natural Gas | Strategic Energy Management | A | Cumulative Energy Savings (MWh or mTherms) | Technical Potential | 0 | 0 | 0 | 0 | 0 | 0.2541 | 0.50805 | 0.76051 | 1.0131 | 1.2659 | 1.5155 | 1.7644 | 2.0128 | 2.2573 | 2.5027 | 2.7457 | 2.9888 | 3.2307 | 3.4704 | 3.7104 | 3.9494 | 4.1875 | 4.4247 | 4.6611 | 4.8967 | 4.8967 | 4.8967 | 4.8967 | 0 | 0 | 0
F11_Industrial_Paper and Printing_Existing_Process_Natural Gas_Strategic Energy Management_A_Technical Potential | F11 | Industrial | Paper and Printing | Existing | Process | Natural Gas | Strategic Energy Management | A | Cumulative Summer Peak Savings (MW) | Technical Potential | 0 | 0 | 0 | 0 | 0 | 0 | 0 | 0 | 0 | 0 | 0 | 0 | 0 | 0 | 0 | 0 | 0 | 0 | 0 | 0 | 0 | 0 | 0 | 0 | 0 | 0 | 0 | 0 | 0 | 0 | 0
F12_Industrial_Paper and Printing_Existing_Process_Natural Gas_Strategic Energy Management_A_Technical Potential | F12 | Industrial | Paper and Printing | Existing | Process | Natural Gas | Strategic Energy Management | A | Cumulative Winter Peak Savings (MW) | Technical Potential | 0 | 0 | 0 | 0 | 0 | 0 | 0 | 0 | 0 | 0 | 0 | 0 | 0 | 0 | 0 | 0 | 0 | 0 | 0 | 0 | 0 | 0 | 0 | 0 | 0 | 0 | 0 | 0 | 0 | 0 | 0
F13_Industrial_Paper and Printing_Existing_Process_Natural Gas_Strategic Energy Management_A_Technical Potential | F13 | Industrial | Paper and Printing | Existing | Process | Natural Gas | Strategic Energy Management | A | Purchases (Incremental) | Technical Potential | 0 | 0 | 0 | 0 | 0 | 4.4666 | 4.4642 | 4.4379 | 4.4403 | 4.4439 | 4.3875 | 4.3755 | 4.3666 | 4.2973 | 4.3137 | 4.2726 | 4.2731 | 4.2516 | 4.2137 | 4.2187 | 4.2012 | 4.1849 | 4.1696 | 4.1555 | 4.1424 | 0 | 0 | 0 | 0 | 0 | 0
F14_Industrial_Paper and Printing_Existing_Process_Natural Gas_Strategic Energy Management_A_Technical Potential | F14 | Industrial | Paper and Printing | Existing | Process | Natural Gas | Strategic Energy Management | A | Purchases (Cumulative) | Technical Potential | 0 | 0 | 0 | 0 | 0 | 4.4666 | 8.9308 | 13.3687 | 17.8089 | 22.2529 | 26.6404 | 31.0159 | 35.3825 | 39.6798 | 43.9935 | 48.266 | 52.5391 | 56.7907 | 61.0044 | 65.2231 | 69.4243 | 73.6092 | 77.7788 | 81.9343 | 86.0766 | 86.0766 | 86.0766 | 86.0766 | 86.0766 | 86.0766 | 86.0766
F1_Industrial_Paper and Printing_Existing_Miscellaneous_Natural Gas_Strategic Energy Management_A_Technical Potential | F1 | Industrial | Paper and Printing | Existing | Miscellaneous | Natural Gas | Strategic Energy Management | A | Original Unit Energy Savings (kWh or therms) | Technical Potential | 0 | 0 | 0 | 0 | 0 | 18.0192 | 18.0192 | 18.0192 | 18.0192 | 18.0192 | 18.0192 | 18.0192 | 18.0192 | 18.0192 | 18.0192 | 18.0192 | 18.0192 | 18.0192 | 18.0192 | 18.0192 | 18.0192 | 18.0192 | 18.0192 | 18.0192 | 18.0192 | 18.0192 | 18.0192 | 18.0192 | 0 | 0 | 0
F2_Industrial_Paper and Printing_Existing_Miscellaneous_Natural Gas_Strategic Energy Management_A_Technical Potential | F2 | Industrial | Paper and Printing | Existing | Miscellaneous | Natural Gas | Strategic Energy Management | A | Original Unit Summer Peak Savings (kW) | Technical Potential | 0 | 0 | 0 | 0 | 0 | 0 | 0 | 0 | 0 | 0 | 0 | 0 | 0 | 0 | 0 | 0 | 0 | 0 | 0 | 0 | 0 | 0 | 0 | 0 | 0 | 0 | 0 | 0 | 0 | 0 | 0
F3_Industrial_Paper and Printing_Existing_Miscellaneous_Natural Gas_Strategic Energy Management_A_Technical Potential | F3 | Industrial | Paper and Printing | Existing | Miscellaneous | Natural Gas | Strategic Energy Management | A | Original Unit Winter Peak Savings (kW) | Technical Potential | 0 | 0 | 0 | 0 | 0 | 0 | 0 | 0 | 0 | 0 | 0 | 0 | 0 | 0 | 0 | 0 | 0 | 0 | 0 | 0 | 0 | 0 | 0 | 0 | 0 | 0 | 0 | 0 | 0 | 0 | 0
F4_Industrial_Paper and Printing_Existing_Miscellaneous_Natural Gas_Strategic Energy Management_A_Technical Potential | F4 | Industrial | Paper and Printing | Existing | Miscellaneous | Natural Gas | Strategic Energy Management | A | Standalone Impact on Baseline Energy (%) | Technical Potential | 0% | 0% | 0% | 0% | 0% | 0.09675% | 0.1936% | 0.2915% | 0.388% | 0.4845% | 0.5875% | 0.6858% | 0.784% | 0.8934% | 0.9867% | 1.093% | 1.19% | 1.292% | 1.401% | 1.496% | 1.599% | 1.702% | 1.805% | 1.908% | 0.020104 | 0.020163 | 0.020217 | 0.020266 | 0 | 0 | 0
F5_Industrial_Paper and Printing_Existing_Miscellaneous_Natural Gas_Strategic Energy Management_A_Technical Potential | F5 | Industrial | Paper and Printing | Existing | Miscellaneous | Natural Gas | Strategic Energy Management | A | Standalone Impact on Baseline Summer Peak (%) | Technical Potential | 0% | 0% | 0% | 0% | 0% | 0% | 0% | 0% | 0% | 0% | 0% | 0% | 0% | 0% | 0% | 0% | 0% | 0% | 0% | 0% | 0% | 0% | 0% | 0% | 0 | 0 | 0 | 0 | 0 | 0 | 0
F6_Industrial_Paper and Printing_Existing_Miscellaneous_Natural Gas_Strategic Energy Management_A_Technical Potential | F6 | Industrial | Paper and Printing | Existing | Miscellaneous | Natural Gas | Strategic Energy Management | A | Standalone Impact on Baseline Winter Peak (%) | Technical Potential | 0% | 0% | 0% | 0% | 0% | 0% | 0% | 0% | 0% | 0% | 0% | 0% | 0% | 0% | 0% | 0% | 0% | 0% | 0% | 0% | 0% | 0% | 0% | 0% | 0 | 0 | 0 | 0 | 0 | 0 | 0
F7_Industrial_Paper and Printing_Existing_Miscellaneous_Natural Gas_Strategic Energy Management_A_Technical Potential | F7 | Industrial | Paper and Printing | Existing | Miscellaneous | Natural Gas | Strategic Energy Management | A | Incremental Energy Savings (MWh or mTherms) | Technical Potential | 0 | 0 | 0 | 0 | 0 | 0.020121 | 0.02011 | 0.019992 | 0.020002 | 0.020019 | 0.019765 | 0.019711 | 0.019671 | 0.019358 | 0.019432 | 0.019247 | 0.019249 | 0.019153 | 0.018982 | 0.019004 | 0.018926 | 0.018852 | 0.018783 | 0.01872 | 0.018661 | 0 | 0 | 0 | 0 | 0 | 0
F8_Industrial_Paper and Printing_Existing_Miscellaneous_Natural Gas_Strategic Energy Management_A_Technical Potential | F8 | Industrial | Paper and Printing | Existing | Miscellaneous | Natural Gas | Strategic Energy Management | A | Incremental Summer Peak Savings (MW) | Technical Potential | 0 | 0 | 0 | 0 | 0 | 0 | 0 | 0 | 0 | 0 | 0 | 0 | 0 | 0 | 0 | 0 | 0 | 0 | 0 | 0 | 0 | 0 | 0 | 0 | 0 | 0 | 0 | 0 | 0 | 0 | 0
F9_Industrial_Paper and Printing_Existing_Miscellaneous_Natural Gas_Strategic Energy Management_A_Technical Potential | F9 | Industrial | Paper and Printing | Existing | Miscellaneous | Natural Gas | Strategic Energy Management | A | Incremental Winter Peak Savings (MW) | Technical Potential | 0 | 0 | 0 | 0 | 0 | 0 | 0 | 0 | 0 | 0 | 0 | 0 | 0 | 0 | 0 | 0 | 0 | 0 | 0 | 0 | 0 | 0 | 0 | 0 | 0 | 0 | 0 | 0 | 0 | 0 | 0
F10_Industrial_Paper and Printing_Existing_Miscellaneous_Natural Gas_Strategic Energy Management_A_Technical Potential | F10 | Industrial | Paper and Printing | Existing | Miscellaneous | Natural Gas | Strategic Energy Management | A | Cumulative Energy Savings (MWh or mTherms) | Technical Potential | 0 | 0 | 0 | 0 | 0 | 0.020121 | 0.040232 | 0.060223 | 0.080226 | 0.10024 | 0.12001 | 0.13972 | 0.15939 | 0.17875 | 0.19818 | 0.21743 | 0.23668 | 0.25583 | 0.27481 | 0.29382 | 0.31274 | 0.33159 | 0.35038 | 0.3691 | 0.38776 | 0.38776 | 0.38776 | 0.38776 | 0 | 0 | 0
F11_Industrial_Paper and Printing_Existing_Miscellaneous_Natural Gas_Strategic Energy Management_A_Technical Potential | F11 | Industrial | Paper and Printing | Existing | Miscellaneous | Natural Gas | Strategic Energy Management | A | Cumulative Summer Peak Savings (MW) | Technical Potential | 0 | 0 | 0 | 0 | 0 | 0 | 0 | 0 | 0 | 0 | 0 | 0 | 0 | 0 | 0 | 0 | 0 | 0 | 0 | 0 | 0 | 0 | 0 | 0 | 0 | 0 | 0 | 0 | 0 | 0 | 0
F12_Industrial_Paper and Printing_Existing_Miscellaneous_Natural Gas_Strategic Energy Management_A_Technical Potential | F12 | Industrial | Paper and Printing | Existing | Miscellaneous | Natural Gas | Strategic Energy Management | A | Cumulative Winter Peak Savings (MW) | Technical Potential | 0 | 0 | 0 | 0 | 0 | 0 | 0 | 0 | 0 | 0 | 0 | 0 | 0 | 0 | 0 | 0 | 0 | 0 | 0 | 0 | 0 | 0 | 0 | 0 | 0 | 0 | 0 | 0 | 0 | 0 | 0
F13_Industrial_Paper and Printing_Existing_Miscellaneous_Natural Gas_Strategic Energy Management_A_Technical Potential | F13 | Industrial | Paper and Printing | Existing | Miscellaneous | Natural Gas | Strategic Energy Management | A | Purchases (Incremental) | Technical Potential | 0 | 0 | 0 | 0 | 0 | 1.1167 | 1.116 | 1.1095 | 1.1101 | 1.111 | 1.0969 | 1.0939 | 1.0917 | 1.0743 | 1.0784 | 1.0681 | 1.0683 | 1.0629 | 1.0534 | 1.0547 | 1.0503 | 1.0462 | 1.0424 | 1.0389 | 1.0356 | 0 | 0 | 0 | 0 | 0 | 0
F14_Industrial_Paper and Printing_Existing_Miscellaneous_Natural Gas_Strategic Energy Management_A_Technical Potential | F14 | Industrial | Paper and Printing | Existing | Miscellaneous | Natural Gas | Strategic Energy Management | A | Purchases (Cumulative) | Technical Potential | 0 | 0 | 0 | 0 | 0 | 1.1167 | 2.2327 | 3.3422 | 4.4522 | 5.5632 | 6.6601 | 7.754 | 8.8456 | 9.9199 | 10.9984 | 12.0665 | 13.1348 | 14.1977 | 15.2511 | 16.3058 | 17.3561 | 18.4023 | 19.4447 | 20.4836 | 21.5192 | 21.5192 | 21.5192 | 21.5192 | 21.5192 | 21.5192 | 21.5192
F1_Industrial_Paper and Printing_Existing_Space Heating_Natural Gas_Commissioning_A_Technical Potential | F1 | Industrial | Paper and Printing | Existing | Space Heating | Natural Gas | Commissioning | A | Original Unit Energy Savings (kWh or therms) | Technical Potential | 0 | 0 | 0 | 0 | 0 | 67.5661 | 67.2358 | 66.8272 | 66.3952 | 65.9429 | 65.4843 | 65.0131 | 64.5444 | 64.0777 | 63.5734 | 63.1073 | 62.6468 | 62.2196 | 61.8212 | 61.4331 | 61.0664 | 60.6917 | 60.3535 | 60.034 | 59.73 | 59.4487 | 59.1883 | 58.9472 | 0 | 0 | 0
F2_Industrial_Paper and Printing_Existing_Space Heating_Natural Gas_Commissioning_A_Technical Potential | F2 | Industrial | Paper and Printing | Existing | Space Heating | Natural Gas | Commissioning | A | Original Unit Summer Peak Savings (kW) | Technical Potential | 0 | 0 | 0 | 0 | 0 | 0 | 0 | 0 | 0 | 0 | 0 | 0 | 0 | 0 | 0 | 0 | 0 | 0 | 0 | 0 | 0 | 0 | 0 | 0 | 0 | 0 | 0 | 0 | 0 | 0 | 0
F3_Industrial_Paper and Printing_Existing_Space Heating_Natural Gas_Commissioning_A_Technical Potential | F3 | Industrial | Paper and Printing | Existing | Space Heating | Natural Gas | Commissioning | A | Original Unit Winter Peak Savings (kW) | Technical Potential | 0 | 0 | 0 | 0 | 0 | 0 | 0 | 0 | 0 | 0 | 0 | 0 | 0 | 0 | 0 | 0 | 0 | 0 | 0 | 0 | 0 | 0 | 0 | 0 | 0 | 0 | 0 | 0 | 0 | 0 | 0
F4_Industrial_Paper and Printing_Existing_Space Heating_Natural Gas_Commissioning_A_Technical Potential | F4 | Industrial | Paper and Printing | Existing | Space Heating | Natural Gas | Commissioning | A | Standalone Impact on Baseline Energy (%) | Technical Potential | 0% | 0% | 0% | 0% | 0% | 0% | 0% | 0% | 0% | 0% | 0% | 0% | 0% | 0% | 0% | 0% | 0% | 0% | 0% | 0% | 0% | 0% | 0% | 0% | 0 | 0 | 0 | 0 | 0 | 0 | 0
F5_Industrial_Paper and Printing_Existing_Space Heating_Natural Gas_Commissioning_A_Technical Potential | F5 | Industrial | Paper and Printing | Existing | Space Heating | Natural Gas | Commissioning | A | Standalone Impact on Baseline Summer Peak (%) | Technical Potential | 0% | 0% | 0% | 0% | 0% | 0% | 0% | 0% | 0% | 0% | 0% | 0% | 0% | 0% | 0% | 0% | 0% | 0% | 0% | 0% | 0% | 0% | 0% | 0% | 0 | 0 | 0 | 0 | 0 | 0 | 0
F6_Industrial_Paper and Printing_Existing_Space Heating_Natural Gas_Commissioning_A_Technical Potential | F6 | Industrial | Paper and Printing | Existing | Space Heating | Natural Gas | Commissioning | A | Standalone Impact on Baseline Winter Peak (%) | Technical Potential | 0% | 0% | 0% | 0% | 0% | 0% | 0% | 0% | 0% | 0% | 0% | 0% | 0% | 0% | 0% | 0% | 0% | 0% | 0% | 0% | 0% | 0% | 0% | 0% | 0 | 0 | 0 | 0 | 0 | 0 | 0
F7_Industrial_Paper and Printing_Existing_Space Heating_Natural Gas_Commissioning_A_Technical Potential | F7 | Industrial | Paper and Printing | Existing | Space Heating | Natural Gas | Commissioning | A | Incremental Energy Savings (MWh or mTherms) | Technical Potential | 0 | 0 | 0 | 0 | 0 | 0 | 0 | 0 | 0 | 0 | 0 | 0 | 0 | 0 | 0 | 0 | 0 | 0 | 0 | 0 | 0 | 0 | 0 | 0 | 0 | 0 | 0 | 0 | 0 | 0 | 0
F8_Industrial_Paper and Printing_Existing_Space Heating_Natural Gas_Commissioning_A_Technical Potential | F8 | Industrial | Paper and Printing | Existing | Space Heating | Natural Gas | Commissioning | A | Incremental Summer Peak Savings (MW) | Technical Potential | 0 | 0 | 0 | 0 | 0 | 0 | 0 | 0 | 0 | 0 | 0 | 0 | 0 | 0 | 0 | 0 | 0 | 0 | 0 | 0 | 0 | 0 | 0 | 0 | 0 | 0 | 0 | 0 | 0 | 0 | 0
F9_Industrial_Paper and Printing_Existing_Space Heating_Natural Gas_Commissioning_A_Technical Potential | F9 | Industrial | Paper and Printing | Existing | Space Heating | Natural Gas | Commissioning | A | Incremental Winter Peak Savings (MW) | Technical Potential | 0 | 0 | 0 | 0 | 0 | 0 | 0 | 0 | 0 | 0 | 0 | 0 | 0 | 0 | 0 | 0 | 0 | 0 | 0 | 0 | 0 | 0 | 0 | 0 | 0 | 0 | 0 | 0 | 0 | 0 | 0
F10_Industrial_Paper and Printing_Existing_Space Heating_Natural Gas_Commissioning_A_Technical Potential | F10 | Industrial | Paper and Printing | Existing | Space Heating | Natural Gas | Commissioning | A | Cumulative Energy Savings (MWh or mTherms) | Technical Potential | 0 | 0 | 0 | 0 | 0 | 0 | 0 | 0 | 0 | 0 | 0 | 0 | 0 | 0 | 0 | 0 | 0 | 0 | 0 | 0 | 0 | 0 | 0 | 0 | 0 | 0 | 0 | 0 | 0 | 0 | 0
F11_Industrial_Paper and Printing_Existing_Space Heating_Natural Gas_Commissioning_A_Technical Potential | F11 | Industrial | Paper and Printing | Existing | Space Heating | Natural Gas | Commissioning | A | Cumulative Summer Peak Savings (MW) | Technical Potential | 0 | 0 | 0 | 0 | 0 | 0 | 0 | 0 | 0 | 0 | 0 | 0 | 0 | 0 | 0 | 0 | 0 | 0 | 0 | 0 | 0 | 0 | 0 | 0 | 0 | 0 | 0 | 0 | 0 | 0 | 0
F12_Industrial_Paper and Printing_Existing_Space Heating_Natural Gas_Commissioning_A_Technical Potential | F12 | Industrial | Paper and Printing | Existing | Space Heating | Natural Gas | Commissioning | A | Cumulative Winter Peak Savings (MW) | Technical Potential | 0 | 0 | 0 | 0 | 0 | 0 | 0 | 0 | 0 | 0 | 0 | 0 | 0 | 0 | 0 | 0 | 0 | 0 | 0 | 0 | 0 | 0 | 0 | 0 | 0 | 0 | 0 | 0 | 0 | 0 | 0
F13_Industrial_Paper and Printing_Existing_Space Heating_Natural Gas_Commissioning_A_Technical Potential | F13 | Industrial | Paper and Printing | Existing | Space Heating | Natural Gas | Commissioning | A | Purchases (Incremental) | Technical Potential | 0 | 0 | 0 | 0 | 0 | 0 | 0 | 0 | 0 | 0 | 0 | 0 | 0 | 0 | 0 | 0 | 0 | 0 | 0 | 0 | 0 | 0 | 0 | 0 | 0 | 0 | 0 | 0 | 0 | 0 | 0
F14_Industrial_Paper and Printing_Existing_Space Heating_Natural Gas_Commissioning_A_Technical Potential | F14 | Industrial | Paper and Printing | Existing | Space Heating | Natural Gas | Commissioning | A | Purchases (Cumulative) | Technical Potential | 0 | 0 | 0 | 0 | 0 | 0 | 0 | 0 | 0 | 0 | 0 | 0 | 0 | 0 | 0 | 0 | 0 | 0 | 0 | 0 | 0 | 0 | 0 | 0 | 0 | 0 | 0 | 0 | 0 | 0 | 0
F1_Industrial_Paper and Printing_Existing_Process_Natural Gas_Commissioning_A_Technical Potential | F1 | Industrial | Paper and Printing | Existing | Process | Natural Gas | Commissioning | A | Original Unit Energy Savings (kWh or therms) | Technical Potential | 0 | 0 | 0 | 0 | 0 | 317.5129 | 317.5129 | 317.5129 | 317.5129 | 317.5129 | 317.5129 | 317.5129 | 317.5129 | 317.5129 | 317.5129 | 317.5129 | 317.5129 | 317.5129 | 317.5129 | 317.5129 | 317.5129 | 317.5129 | 317.5129 | 317.5129 | 317.5129 | 317.5129 | 317.5129 | 317.5129 | 0 | 0 | 0
F2_Industrial_Paper and Printing_Existing_Process_Natural Gas_Commissioning_A_Technical Potential | F2 | Industrial | Paper and Printing | Existing | Process | Natural Gas | Commissioning | A | Original Unit Summer Peak Savings (kW) | Technical Potential | 0 | 0 | 0 | 0 | 0 | 0 | 0 | 0 | 0 | 0 | 0 | 0 | 0 | 0 | 0 | 0 | 0 | 0 | 0 | 0 | 0 | 0 | 0 | 0 | 0 | 0 | 0 | 0 | 0 | 0 | 0
F3_Industrial_Paper and Printing_Existing_Process_Natural Gas_Commissioning_A_Technical Potential | F3 | Industrial | Paper and Printing | Existing | Process | Natural Gas | Commissioning | A | Original Unit Winter Peak Savings (kW) | Technical Potential | 0 | 0 | 0 | 0 | 0 | 0 | 0 | 0 | 0 | 0 | 0 | 0 | 0 | 0 | 0 | 0 | 0 | 0 | 0 | 0 | 0 | 0 | 0 | 0 | 0 | 0 | 0 | 0 | 0 | 0 | 0
F4_Industrial_Paper and Printing_Existing_Process_Natural Gas_Commissioning_A_Technical Potential | F4 | Industrial | Paper and Printing | Existing | Process | Natural Gas | Commissioning | A | Standalone Impact on Baseline Energy (%) | Technical Potential | 0% | 0% | 0% | 0% | 0% | 0% | 0% | 0% | 0% | 0% | 0% | 0% | 0% | 0% | 0% | 0% | 0% | 0% | 0% | 0% | 0% | 0% | 0% | 0% | 0 | 0 | 0 | 0 | 0 | 0 | 0
F5_Industrial_Paper and Printing_Existing_Process_Natural Gas_Commissioning_A_Technical Potential | F5 | Industrial | Paper and Printing | Existing | Process | Natural Gas | Commissioning | A | Standalone Impact on Baseline Summer Peak (%) | Technical Potential | 0% | 0% | 0% | 0% | 0% | 0% | 0% | 0% | 0% | 0% | 0% | 0% | 0% | 0% | 0% | 0% | 0% | 0% | 0% | 0% | 0% | 0% | 0% | 0% | 0 | 0 | 0 | 0 | 0 | 0 | 0
F6_Industrial_Paper and Printing_Existing_Process_Natural Gas_Commissioning_A_Technical Potential | F6 | Industrial | Paper and Printing | Existing | Process | Natural Gas | Commissioning | A | Standalone Impact on Baseline Winter Peak (%) | Technical Potential | 0% | 0% | 0% | 0% | 0% | 0% | 0% | 0% | 0% | 0% | 0% | 0% | 0% | 0% | 0% | 0% | 0% | 0% | 0% | 0% | 0% | 0% | 0% | 0% | 0 | 0 | 0 | 0 | 0 | 0 | 0
F7_Industrial_Paper and Printing_Existing_Process_Natural Gas_Commissioning_A_Technical Potential | F7 | Industrial | Paper and Printing | Existing | Process | Natural Gas | Commissioning | A | Incremental Energy Savings (MWh or mTherms) | Technical Potential | 0 | 0 | 0 | 0 | 0 | 0 | 0 | 0 | 0 | 0 | 0 | 0 | 0 | 0 | 0 | 0 | 0 | 0 | 0 | 0 | 0 | 0 | 0 | 0 | 0 | 0 | 0 | 0 | 0 | 0 | 0
F8_Industrial_Paper and Printing_Existing_Process_Natural Gas_Commissioning_A_Technical Potential | F8 | Industrial | Paper and Printing | Existing | Process | Natural Gas | Commissioning | A | Incremental Summer Peak Savings (MW) | Technical Potential | 0 | 0 | 0 | 0 | 0 | 0 | 0 | 0 | 0 | 0 | 0 | 0 | 0 | 0 | 0 | 0 | 0 | 0 | 0 | 0 | 0 | 0 | 0 | 0 | 0 | 0 | 0 | 0 | 0 | 0 | 0
F9_Industrial_Paper and Printing_Existing_Process_Natural Gas_Commissioning_A_Technical Potential | F9 | Industrial | Paper and Printing | Existing | Process | Natural Gas | Commissioning | A | Incremental Winter Peak Savings (MW) | Technical Potential | 0 | 0 | 0 | 0 | 0 | 0 | 0 | 0 | 0 | 0 | 0 | 0 | 0 | 0 | 0 | 0 | 0 | 0 | 0 | 0 | 0 | 0 | 0 | 0 | 0 | 0 | 0 | 0 | 0 | 0 | 0
F10_Industrial_Paper and Printing_Existing_Process_Natural Gas_Commissioning_A_Technical Potential | F10 | Industrial | Paper and Printing | Existing | Process | Natural Gas | Commissioning | A | Cumulative Energy Savings (MWh or mTherms) | Technical Potential | 0 | 0 | 0 | 0 | 0 | 0 | 0 | 0 | 0 | 0 | 0 | 0 | 0 | 0 | 0 | 0 | 0 | 0 | 0 | 0 | 0 | 0 | 0 | 0 | 0 | 0 | 0 | 0 | 0 | 0 | 0
F11_Industrial_Paper and Printing_Existing_Process_Natural Gas_Commissioning_A_Technical Potential | F11 | Industrial | Paper and Printing | Existing | Process | Natural Gas | Commissioning | A | Cumulative Summer Peak Savings (MW) | Technical Potential | 0 | 0 | 0 | 0 | 0 | 0 | 0 | 0 | 0 | 0 | 0 | 0 | 0 | 0 | 0 | 0 | 0 | 0 | 0 | 0 | 0 | 0 | 0 | 0 | 0 | 0 | 0 | 0 | 0 | 0 | 0
F12_Industrial_Paper and Printing_Existing_Process_Natural Gas_Commissioning_A_Technical Potential | F12 | Industrial | Paper and Printing | Existing | Process | Natural Gas | Commissioning | A | Cumulative Winter Peak Savings (MW) | Technical Potential | 0 | 0 | 0 | 0 | 0 | 0 | 0 | 0 | 0 | 0 | 0 | 0 | 0 | 0 | 0 | 0 | 0 | 0 | 0 | 0 | 0 | 0 | 0 | 0 | 0 | 0 | 0 | 0 | 0 | 0 | 0
F13_Industrial_Paper and Printing_Existing_Process_Natural Gas_Commissioning_A_Technical Potential | F13 | Industrial | Paper and Printing | Existing | Process | Natural Gas | Commissioning | A | Purchases (Incremental) | Technical Potential | 0 | 0 | 0 | 0 | 0 | 0 | 0 | 0 | 0 | 0 | 0 | 0 | 0 | 0 | 0 | 0 | 0 | 0 | 0 | 0 | 0 | 0 | 0 | 0 | 0 | 0 | 0 | 0 | 0 | 0 | 0
F14_Industrial_Paper and Printing_Existing_Process_Natural Gas_Commissioning_A_Technical Potential | F14 | Industrial | Paper and Printing | Existing | Process | Natural Gas | Commissioning | A | Purchases (Cumulative) | Technical Potential | 0 | 0 | 0 | 0 | 0 | 0 | 0 | 0 | 0 | 0 | 0 | 0 | 0 | 0 | 0 | 0 | 0 | 0 | 0 | 0 | 0 | 0 | 0 | 0 | 0 | 0 | 0 | 0 | 0 | 0 | 0
F1_Industrial_Paper and Printing_Existing_Space Heating_Natural Gas_Retrocommissioning_A_Technical Potential | F1 | Industrial | Paper and Printing | Existing | Space Heating | Natural Gas | Retrocommissioning | A | Original Unit Energy Savings (kWh or therms) | Technical Potential | 0 | 0 | 0 | 0 | 0 | 9.3845 | 9.3386 | 9.2818 | 9.2218 | 9.159 | 9.0953 | 9.0299 | 8.9648 | 8.8999 | 8.8299 | 8.7652 | 8.7012 | 8.6419 | 8.5865 | 8.5326 | 8.4817 | 8.4297 | 8.3827 | 8.3383 | 8.2961 | 8.257 | 8.2208 | 8.1873 | 0 | 0 | 0
F2_Industrial_Paper and Printing_Existing_Space Heating_Natural Gas_Retrocommissioning_A_Technical Potential | F2 | Industrial | Paper and Printing | Existing | Space Heating | Natural Gas | Retrocommissioning | A | Original Unit Summer Peak Savings (kW) | Technical Potential | 0 | 0 | 0 | 0 | 0 | 0 | 0 | 0 | 0 | 0 | 0 | 0 | 0 | 0 | 0 | 0 | 0 | 0 | 0 | 0 | 0 | 0 | 0 | 0 | 0 | 0 | 0 | 0 | 0 | 0 | 0
F3_Industrial_Paper and Printing_Existing_Space Heating_Natural Gas_Retrocommissioning_A_Technical Potential | F3 | Industrial | Paper and Printing | Existing | Space Heating | Natural Gas | Retrocommissioning | A | Original Unit Winter Peak Savings (kW) | Technical Potential | 0 | 0 | 0 | 0 | 0 | 0 | 0 | 0 | 0 | 0 | 0 | 0 | 0 | 0 | 0 | 0 | 0 | 0 | 0 | 0 | 0 | 0 | 0 | 0 | 0 | 0 | 0 | 0 | 0 | 0 | 0
F4_Industrial_Paper and Printing_Existing_Space Heating_Natural Gas_Retrocommissioning_A_Technical Potential | F4 | Industrial | Paper and Printing | Existing | Space Heating | Natural Gas | Retrocommissioning | A | Standalone Impact on Baseline Energy (%) | Technical Potential | 0% | 0% | 0% | 0% | 0% | 0.01458% | 0.02918% | 0.04393% | 0.05849% | 0.07303% | 0.08855% | 0.1034% | 0.1182% | 0.1347% | 0.1487% | 0.1647% | 0.1793% | 0.1948% | 0.2111% | 0.2255% | 0.241% | 0.2565% | 0.272% | 0.2876% | 0.0030304 | 0.0030393 | 0.0030474 | 0.0030548 | 0 | 0 | 0
F5_Industrial_Paper and Printing_Existing_Space Heating_Natural Gas_Retrocommissioning_A_Technical Potential | F5 | Industrial | Paper and Printing | Existing | Space Heating | Natural Gas | Retrocommissioning | A | Standalone Impact on Baseline Summer Peak (%) | Technical Potential | 0% | 0% | 0% | 0% | 0% | 0% | 0% | 0% | 0% | 0% | 0% | 0% | 0% | 0% | 0% | 0% | 0% | 0% | 0% | 0% | 0% | 0% | 0% | 0% | 0 | 0 | 0 | 0 | 0 | 0 | 0
F6_Industrial_Paper and Printing_Existing_Space Heating_Natural Gas_Retrocommissioning_A_Technical Potential | F6 | Industrial | Paper and Printing | Existing | Space Heating | Natural Gas | Retrocommissioning | A | Standalone Impact on Baseline Winter Peak (%) | Technical Potential | 0% | 0% | 0% | 0% | 0% | 0% | 0% | 0% | 0% | 0% | 0% | 0% | 0% | 0% | 0% | 0% | 0% | 0% | 0% | 0% | 0% | 0% | 0% | 0% | 0 | 0 | 0 | 0 | 0 | 0 | 0
F7_Industrial_Paper and Printing_Existing_Space Heating_Natural Gas_Retrocommissioning_A_Technical Potential | F7 | Industrial | Paper and Printing | Existing | Space Heating | Natural Gas | Retrocommissioning | A | Incremental Energy Savings (MWh or mTherms) | Technical Potential | 0 | 0 | 0 | 0 | 0 | 0.0081505 | 0.0081062 | 0.0080095 | 0.007962 | 0.0079143 | 0.0077594 | 0.0076825 | 0.0076117 | 0.0074366 | 0.0074063 | 0.0072819 | 0.0072297 | 0.0071442 | 0.0070352 | 0.0069993 | 0.0069287 | 0.0068594 | 0.0067964 | 0.0067374 | 0.0066822 | 0 | 0 | 0 | 0 | 0 | 0
F8_Industrial_Paper and Printing_Existing_Space Heating_Natural Gas_Retrocommissioning_A_Technical Potential | F8 | Industrial | Paper and Printing | Existing | Space Heating | Natural Gas | Retrocommissioning | A | Incremental Summer Peak Savings (MW) | Technical Potential | 0 | 0 | 0 | 0 | 0 | 0 | 0 | 0 | 0 | 0 | 0 | 0 | 0 | 0 | 0 | 0 | 0 | 0 | 0 | 0 | 0 | 0 | 0 | 0 | 0 | 0 | 0 | 0 | 0 | 0 | 0
F9_Industrial_Paper and Printing_Existing_Space Heating_Natural Gas_Retrocommissioning_A_Technical Potential | F9 | Industrial | Paper and Printing | Existing | Space Heating | Natural Gas | Retrocommissioning | A | Incremental Winter Peak Savings (MW) | Technical Potential | 0 | 0 | 0 | 0 | 0 | 0 | 0 | 0 | 0 | 0 | 0 | 0 | 0 | 0 | 0 | 0 | 0 | 0 | 0 | 0 | 0 | 0 | 0 | 0 | 0 | 0 | 0 | 0 | 0 | 0 | 0
F10_Industrial_Paper and Printing_Existing_Space Heating_Natural Gas_Retrocommissioning_A_Technical Potential | F10 | Industrial | Paper and Printing | Existing | Space Heating | Natural Gas | Retrocommissioning | A | Cumulative Energy Savings (MWh or mTherms) | Technical Potential | 0 | 0 | 0 | 0 | 0 | 0.0081505 | 0.016217 | 0.024128 | 0.031934 | 0.039631 | 0.047114 | 0.054458 | 0.061677 | 0.068668 | 0.075533 | 0.082262 | 0.088891 | 0.095429 | 0.10185 | 0.10821 | 0.1145 | 0.12065 | 0.12678 | 0.13284 | 0.13885 | 0.1382 | 0.13759 | 0.13703 | 0 | 0 | 0
F11_Industrial_Paper and Printing_Existing_Space Heating_Natural Gas_Retrocommissioning_A_Technical Potential | F11 | Industrial | Paper and Printing | Existing | Space Heating | Natural Gas | Retrocommissioning | A | Cumulative Summer Peak Savings (MW) | Technical Potential | 0 | 0 | 0 | 0 | 0 | 0 | 0 | 0 | 0 | 0 | 0 | 0 | 0 | 0 | 0 | 0 | 0 | 0 | 0 | 0 | 0 | 0 | 0 | 0 | 0 | 0 | 0 | 0 | 0 | 0 | 0
F12_Industrial_Paper and Printing_Existing_Space Heating_Natural Gas_Retrocommissioning_A_Technical Potential | F12 | Industrial | Paper and Printing | Existing | Space Heating | Natural Gas | Retrocommissioning | A | Cumulative Winter Peak Savings (MW) | Technical Potential | 0 | 0 | 0 | 0 | 0 | 0 | 0 | 0 | 0 | 0 | 0 | 0 | 0 | 0 | 0 | 0 | 0 | 0 | 0 | 0 | 0 | 0 | 0 | 0 | 0 | 0 | 0 | 0 | 0 | 0 | 0
F13_Industrial_Paper and Printing_Existing_Space Heating_Natural Gas_Retrocommissioning_A_Technical Potential | F13 | Industrial | Paper and Printing | Existing | Space Heating | Natural Gas | Retrocommissioning | A | Purchases (Incremental) | Technical Potential | 0 | 0 | 0 | 0 | 0 | 0.86851 | 0.86804 | 0.86292 | 0.86338 | 0.8641 | 0.85312 | 0.85079 | 0.84907 | 0.83558 | 0.83877 | 0.83077 | 0.83088 | 0.8267 | 0.81933 | 0.8203 | 0.8169 | 0.81373 | 0.81076 | 0.80801 | 0.80546 | 0 | 0 | 0 | 0 | 0 | 0
F14_Industrial_Paper and Printing_Existing_Space Heating_Natural Gas_Retrocommissioning_A_Technical Potential | F14 | Industrial | Paper and Printing | Existing | Space Heating | Natural Gas | Retrocommissioning | A | Purchases (Cumulative) | Technical Potential | 0 | 0 | 0 | 0 | 0 | 0.86851 | 1.7365 | 2.5995 | 3.4628 | 4.3269 | 5.1801 | 6.0309 | 6.8799 | 7.7155 | 8.5543 | 9.3851 | 10.2159 | 11.0426 | 11.862 | 12.6823 | 13.4992 | 14.3129 | 15.1237 | 15.9317 | 16.7371 | 16.7371 | 16.7371 | 16.7371 | 16.7371 | 16.7371 | 16.7371
F1_Industrial_Paper and Printing_Existing_Process_Natural Gas_Retrocommissioning_A_Technical Potential | F1 | Industrial | Paper and Printing | Existing | Process | Natural Gas | Retrocommissioning | A | Original Unit Energy Savings (kWh or therms) | Technical Potential | 0 | 0 | 0 | 0 | 0 | 0 | 0 | 0 | 0 | 0 | 0 | 0 | 0 | 0 | 0 | 0 | 0 | 0 | 0 | 0 | 0 | 0 | 0 | 0 | 0 | 0 | 0 | 0 | 0 | 0 | 0
F2_Industrial_Paper and Printing_Existing_Process_Natural Gas_Retrocommissioning_A_Technical Potential | F2 | Industrial | Paper and Printing | Existing | Process | Natural Gas | Retrocommissioning | A | Original Unit Summer Peak Savings (kW) | Technical Potential | 0 | 0 | 0 | 0 | 0 | 0 | 0 | 0 | 0 | 0 | 0 | 0 | 0 | 0 | 0 | 0 | 0 | 0 | 0 | 0 | 0 | 0 | 0 | 0 | 0 | 0 | 0 | 0 | 0 | 0 | 0
F3_Industrial_Paper and Printing_Existing_Process_Natural Gas_Retrocommissioning_A_Technical Potential | F3 | Industrial | Paper and Printing | Existing | Process | Natural Gas | Retrocommissioning | A | Original Unit Winter Peak Savings (kW) | Technical Potential | 0 | 0 | 0 | 0 | 0 | 0 | 0 | 0 | 0 | 0 | 0 | 0 | 0 | 0 | 0 | 0 | 0 | 0 | 0 | 0 | 0 | 0 | 0 | 0 | 0 | 0 | 0 | 0 | 0 | 0 | 0
F4_Industrial_Paper and Printing_Existing_Process_Natural Gas_Retrocommissioning_A_Technical Potential | F4 | Industrial | Paper and Printing | Existing | Process | Natural Gas | Retrocommissioning | A | Standalone Impact on Baseline Energy (%) | Technical Potential | 0% | 0% | 0% | 0% | 0% | 0% | 0% | 0% | 0% | 0% | 0% | 0% | 0% | 0% | 0% | 0% | 0% | 0% | 0% | 0% | 0% | 0% | 0% | 0% | 0 | 0 | 0 | 0 | 0 | 0 | 0
F5_Industrial_Paper and Printing_Existing_Process_Natural Gas_Retrocommissioning_A_Technical Potential | F5 | Industrial | Paper and Printing | Existing | Process | Natural Gas | Retrocommissioning | A | Standalone Impact on Baseline Summer Peak (%) | Technical Potential | 0% | 0% | 0% | 0% | 0% | 0% | 0% | 0% | 0% | 0% | 0% | 0% | 0% | 0% | 0% | 0% | 0% | 0% | 0% | 0% | 0% | 0% | 0% | 0% | 0 | 0 | 0 | 0 | 0 | 0 | 0
F6_Industrial_Paper and Printing_Existing_Process_Natural Gas_Retrocommissioning_A_Technical Potential | F6 | Industrial | Paper and Printing | Existing | Process | Natural Gas | Retrocommissioning | A | Standalone Impact on Baseline Winter Peak (%) | Technical Potential | 0% | 0% | 0% | 0% | 0% | 0% | 0% | 0% | 0% | 0% | 0% | 0% | 0% | 0% | 0% | 0% | 0% | 0% | 0% | 0% | 0% | 0% | 0% | 0% | 0 | 0 | 0 | 0 | 0 | 0 | 0
F7_Industrial_Paper and Printing_Existing_Process_Natural Gas_Retrocommissioning_A_Technical Potential | F7 | Industrial | Paper and Printing | Existing | Process | Natural Gas | Retrocommissioning | A | Incremental Energy Savings (MWh or mTherms) | Technical Potential | 0 | 0 | 0 | 0 | 0 | 0 | 0 | 0 | 0 | 0 | 0 | 0 | 0 | 0 | 0 | 0 | 0 | 0 | 0 | 0 | 0 | 0 | 0 | 0 | 0 | 0 | 0 | 0 | 0 | 0 | 0
F8_Industrial_Paper and Printing_Existing_Process_Natural Gas_Retrocommissioning_A_Technical Potential | F8 | Industrial | Paper and Printing | Existing | Process | Natural Gas | Retrocommissioning | A | Incremental Summer Peak Savings (MW) | Technical Potential | 0 | 0 | 0 | 0 | 0 | 0 | 0 | 0 | 0 | 0 | 0 | 0 | 0 | 0 | 0 | 0 | 0 | 0 | 0 | 0 | 0 | 0 | 0 | 0 | 0 | 0 | 0 | 0 | 0 | 0 | 0
F9_Industrial_Paper and Printing_Existing_Process_Natural Gas_Retrocommissioning_A_Technical Potential | F9 | Industrial | Paper and Printing | Existing | Process | Natural Gas | Retrocommissioning | A | Incremental Winter Peak Savings (MW) | Technical Potential | 0 | 0 | 0 | 0 | 0 | 0 | 0 | 0 | 0 | 0 | 0 | 0 | 0 | 0 | 0 | 0 | 0 | 0 | 0 | 0 | 0 | 0 | 0 | 0 | 0 | 0 | 0 | 0 | 0 | 0 | 0
F10_Industrial_Paper and Printing_Existing_Process_Natural Gas_Retrocommissioning_A_Technical Potential | F10 | Industrial | Paper and Printing | Existing | Process | Natural Gas | Retrocommissioning | A | Cumulative Energy Savings (MWh or mTherms) | Technical Potential | 0 | 0 | 0 | 0 | 0 | 0 | 0 | 0 | 0 | 0 | 0 | 0 | 0 | 0 | 0 | 0 | 0 | 0 | 0 | 0 | 0 | 0 | 0 | 0 | 0 | 0 | 0 | 0 | 0 | 0 | 0
F11_Industrial_Paper and Printing_Existing_Process_Natural Gas_Retrocommissioning_A_Technical Potential | F11 | Industrial | Paper and Printing | Existing | Process | Natural Gas | Retrocommissioning | A | Cumulative Summer Peak Savings (MW) | Technical Potential | 0 | 0 | 0 | 0 | 0 | 0 | 0 | 0 | 0 | 0 | 0 | 0 | 0 | 0 | 0 | 0 | 0 | 0 | 0 | 0 | 0 | 0 | 0 | 0 | 0 | 0 | 0 | 0 | 0 | 0 | 0
F12_Industrial_Paper and Printing_Existing_Process_Natural Gas_Retrocommissioning_A_Technical Potential | F12 | Industrial | Paper and Printing | Existing | Process | Natural Gas | Retrocommissioning | A | Cumulative Winter Peak Savings (MW) | Technical Potential | 0 | 0 | 0 | 0 | 0 | 0 | 0 | 0 | 0 | 0 | 0 | 0 | 0 | 0 | 0 | 0 | 0 | 0 | 0 | 0 | 0 | 0 | 0 | 0 | 0 | 0 | 0 | 0 | 0 | 0 | 0
F13_Industrial_Paper and Printing_Existing_Process_Natural Gas_Retrocommissioning_A_Technical Potential | F13 | Industrial | Paper and Printing | Existing | Process | Natural Gas | Retrocommissioning | A | Purchases (Incremental) | Technical Potential | 0 | 0 | 0 | 0 | 0 | 0.86851 | 0.86804 | 0.86292 | 0.86338 | 0.8641 | 0.85312 | 0.85079 | 0.84907 | 0.83558 | 0.83877 | 0.83077 | 0.83088 | 0.8267 | 0.81933 | 0.8203 | 0.8169 | 0.81373 | 0.81076 | 0.80801 | 0.80546 | 0 | 0 | 0 | 0 | 0 | 0
F14_Industrial_Paper and Printing_Existing_Process_Natural Gas_Retrocommissioning_A_Technical Potential | F14 | Industrial | Paper and Printing | Existing | Process | Natural Gas | Retrocommissioning | A | Purchases (Cumulative) | Technical Potential | 0 | 0 | 0 | 0 | 0 | 0.86851 | 1.7365 | 2.5995 | 3.4628 | 4.3269 | 5.1801 | 6.0309 | 6.8799 | 7.7155 | 8.5543 | 9.3851 | 10.2159 | 11.0426 | 11.862 | 12.6823 | 13.4992 | 14.3129 | 15.1237 | 15.9317 | 16.7371 | 16.7371 | 16.7371 | 16.7371 | 16.7371 | 16.7371 | 16.7371
F1_Industrial_Paper and Printing_New_Space Heating_Natural Gas_Insulation - Roof/Ceiling_A_Technical Potential | F1 | Industrial | Paper and Printing | New | Space Heating | Natural Gas | Insulation - Roof/Ceiling | A | Original Unit Energy Savings (kWh or therms) | Technical Potential | 0 | 0 | 0 | 0 | 0 | 0.093892 | 0.092679 | 0.091794 | 0.091122 | 0.090592 | 0.090164 | 0.089662 | 0.089136 | 0.088616 | 0.088114 | 0.08772 | 0.087409 | 0.087162 | 0.08677 | 0.086483 | 0.086275 | 0.086113 | 0.086113 | 0.086113 | 0.086113 | 0.086113 | 0.086113 | 0.086113 | 0 | 0 | 0
F2_Industrial_Paper and Printing_New_Space Heating_Natural Gas_Insulation - Roof/Ceiling_A_Technical Potential | F2 | Industrial | Paper and Printing | New | Space Heating | Natural Gas | Insulation - Roof/Ceiling | A | Original Unit Summer Peak Savings (kW) | Technical Potential | 0 | 0 | 0 | 0 | 0 | 0 | 0 | 0 | 0 | 0 | 0 | 0 | 0 | 0 | 0 | 0 | 0 | 0 | 0 | 0 | 0 | 0 | 0 | 0 | 0 | 0 | 0 | 0 | 0 | 0 | 0
F3_Industrial_Paper and Printing_New_Space Heating_Natural Gas_Insulation - Roof/Ceiling_A_Technical Potential | F3 | Industrial | Paper and Printing | New | Space Heating | Natural Gas | Insulation - Roof/Ceiling | A | Original Unit Winter Peak Savings (kW) | Technical Potential | 0 | 0 | 0 | 0 | 0 | 0 | 0 | 0 | 0 | 0 | 0 | 0 | 0 | 0 | 0 | 0 | 0 | 0 | 0 | 0 | 0 | 0 | 0 | 0 | 0 | 0 | 0 | 0 | 0 | 0 | 0
F4_Industrial_Paper and Printing_New_Space Heating_Natural Gas_Insulation - Roof/Ceiling_A_Technical Potential | F4 | Industrial | Paper and Printing | New | Space Heating | Natural Gas | Insulation - Roof/Ceiling | A | Standalone Impact on Baseline Energy (%) | Technical Potential | 0% | 0% | 0% | 0% | 0% | 0% | 0% | 0% | 0% | 0% | 0% | 0% | 0% | 0% | 0% | 0% | 0% | 0% | 0% | 0% | 0% | 0% | 0% | 0% | 0 | 0 | 0 | 0 | 0 | 0 | 0
F5_Industrial_Paper and Printing_New_Space Heating_Natural Gas_Insulation - Roof/Ceiling_A_Technical Potential | F5 | Industrial | Paper and Printing | New | Space Heating | Natural Gas | Insulation - Roof/Ceiling | A | Standalone Impact on Baseline Summer Peak (%) | Technical Potential | 0% | 0% | 0% | 0% | 0% | 0% | 0% | 0% | 0% | 0% | 0% | 0% | 0% | 0% | 0% | 0% | 0% | 0% | 0% | 0% | 0% | 0% | 0% | 0% | 0 | 0 | 0 | 0 | 0 | 0 | 0
F6_Industrial_Paper and Printing_New_Space Heating_Natural Gas_Insulation - Roof/Ceiling_A_Technical Potential | F6 | Industrial | Paper and Printing | New | Space Heating | Natural Gas | Insulation - Roof/Ceiling | A | Standalone Impact on Baseline Winter Peak (%) | Technical Potential | 0% | 0% | 0% | 0% | 0% | 0% | 0% | 0% | 0% | 0% | 0% | 0% | 0% | 0% | 0% | 0% | 0% | 0% | 0% | 0% | 0% | 0% | 0% | 0% | 0 | 0 | 0 | 0 | 0 | 0 | 0
F7_Industrial_Paper and Printing_New_Space Heating_Natural Gas_Insulation - Roof/Ceiling_A_Technical Potential | F7 | Industrial | Paper and Printing | New | Space Heating | Natural Gas | Insulation - Roof/Ceiling | A | Incremental Energy Savings (MWh or mTherms) | Technical Potential | 0 | 0 | 0 | 0 | 0 | 0 | 0 | 0 | 0 | 0 | 0 | 0 | 0 | 0 | 0 | 0 | 0 | 0 | 0 | 0 | 0 | 0 | 0 | 0 | 0 | 0 | 0 | 0 | 0 | 0 | 0
F8_Industrial_Paper and Printing_New_Space Heating_Natural Gas_Insulation - Roof/Ceiling_A_Technical Potential | F8 | Industrial | Paper and Printing | New | Space Heating | Natural Gas | Insulation - Roof/Ceiling | A | Incremental Summer Peak Savings (MW) | Technical Potential | 0 | 0 | 0 | 0 | 0 | 0 | 0 | 0 | 0 | 0 | 0 | 0 | 0 | 0 | 0 | 0 | 0 | 0 | 0 | 0 | 0 | 0 | 0 | 0 | 0 | 0 | 0 | 0 | 0 | 0 | 0
F9_Industrial_Paper and Printing_New_Space Heating_Natural Gas_Insulation - Roof/Ceiling_A_Technical Potential | F9 | Industrial | Paper and Printing | New | Space Heating | Natural Gas | Insulation - Roof/Ceiling | A | Incremental Winter Peak Savings (MW) | Technical Potential | 0 | 0 | 0 | 0 | 0 | 0 | 0 | 0 | 0 | 0 | 0 | 0 | 0 | 0 | 0 | 0 | 0 | 0 | 0 | 0 | 0 | 0 | 0 | 0 | 0 | 0 | 0 | 0 | 0 | 0 | 0
F10_Industrial_Paper and Printing_New_Space Heating_Natural Gas_Insulation - Roof/Ceiling_A_Technical Potential | F10 | Industrial | Paper and Printing | New | Space Heating | Natural Gas | Insulation - Roof/Ceiling | A | Cumulative Energy Savings (MWh or mTherms) | Technical Potential | 0 | 0 | 0 | 0 | 0 | 0 | 0 | 0 | 0 | 0 | 0 | 0 | 0 | 0 | 0 | 0 | 0 | 0 | 0 | 0 | 0 | 0 | 0 | 0 | 0 | 0 | 0 | 0 | 0 | 0 | 0
F11_Industrial_Paper and Printing_New_Space Heating_Natural Gas_Insulation - Roof/Ceiling_A_Technical Potential | F11 | Industrial | Paper and Printing | New | Space Heating | Natural Gas | Insulation - Roof/Ceiling | A | Cumulative Summer Peak Savings (MW) | Technical Potential | 0 | 0 | 0 | 0 | 0 | 0 | 0 | 0 | 0 | 0 | 0 | 0 | 0 | 0 | 0 | 0 | 0 | 0 | 0 | 0 | 0 | 0 | 0 | 0 | 0 | 0 | 0 | 0 | 0 | 0 | 0
F12_Industrial_Paper and Printing_New_Space Heating_Natural Gas_Insulation - Roof/Ceiling_A_Technical Potential | F12 | Industrial | Paper and Printing | New | Space Heating | Natural Gas | Insulation - Roof/Ceiling | A | Cumulative Winter Peak Savings (MW) | Technical Potential | 0 | 0 | 0 | 0 | 0 | 0 | 0 | 0 | 0 | 0 | 0 | 0 | 0 | 0 | 0 | 0 | 0 | 0 | 0 | 0 | 0 | 0 | 0 | 0 | 0 | 0 | 0 | 0 | 0 | 0 | 0
F13_Industrial_Paper and Printing_New_Space Heating_Natural Gas_Insulation - Roof/Ceiling_A_Technical Potential | F13 | Industrial | Paper and Printing | New | Space Heating | Natural Gas | Insulation - Roof/Ceiling | A | Purchases (Incremental) | Technical Potential | 0 | 0 | 0 | 0 | 0 | 0 | 0 | 0 | 0 | 0 | 0 | 0 | 0 | 0 | 0 | 0 | 0 | 0 | 0 | 0 | 0 | 0 | 0 | 0 | 0 | 0 | 0 | 0 | 0 | 0 | 0
F14_Industrial_Paper and Printing_New_Space Heating_Natural Gas_Insulation - Roof/Ceiling_A_Technical Potential | F14 | Industrial | Paper and Printing | New | Space Heating | Natural Gas | Insulation - Roof/Ceiling | A | Purchases (Cumulative) | Technical Potential | 0 | 0 | 0 | 0 | 0 | 0 | 0 | 0 | 0 | 0 | 0 | 0 | 0 | 0 | 0 | 0 | 0 | 0 | 0 | 0 | 0 | 0 | 0 | 0 | 0 | 0 | 0 | 0 | 0 | 0 | 0
F1_Industrial_Paper and Printing_New_Space Heating_Natural Gas_Insulation - Wall Cavity_A_Technical Potential | F1 | Industrial | Paper and Printing | New | Space Heating | Natural Gas | Insulation - Wall Cavity | A | Original Unit Energy Savings (kWh or therms) | Technical Potential | 0 | 0 | 0 | 0 | 0 | 0.016909 | 0.016691 | 0.016531 | 0.01641 | 0.016315 | 0.016238 | 0.016147 | 0.016053 | 0.015959 | 0.015869 | 0.015798 | 0.015742 | 0.015697 | 0.015627 | 0.015575 | 0.015537 | 0.015508 | 0.015508 | 0.015508 | 0.015508 | 0.015508 | 0.015508 | 0.015508 | 0 | 0 | 0
F2_Industrial_Paper and Printing_New_Space Heating_Natural Gas_Insulation - Wall Cavity_A_Technical Potential | F2 | Industrial | Paper and Printing | New | Space Heating | Natural Gas | Insulation - Wall Cavity | A | Original Unit Summer Peak Savings (kW) | Technical Potential | 0 | 0 | 0 | 0 | 0 | 0 | 0 | 0 | 0 | 0 | 0 | 0 | 0 | 0 | 0 | 0 | 0 | 0 | 0 | 0 | 0 | 0 | 0 | 0 | 0 | 0 | 0 | 0 | 0 | 0 | 0
F3_Industrial_Paper and Printing_New_Space Heating_Natural Gas_Insulation - Wall Cavity_A_Technical Potential | F3 | Industrial | Paper and Printing | New | Space Heating | Natural Gas | Insulation - Wall Cavity | A | Original Unit Winter Peak Savings (kW) | Technical Potential | 0 | 0 | 0 | 0 | 0 | 0 | 0 | 0 | 0 | 0 | 0 | 0 | 0 | 0 | 0 | 0 | 0 | 0 | 0 | 0 | 0 | 0 | 0 | 0 | 0 | 0 | 0 | 0 | 0 | 0 | 0
F4_Industrial_Paper and Printing_New_Space Heating_Natural Gas_Insulation - Wall Cavity_A_Technical Potential | F4 | Industrial | Paper and Printing | New | Space Heating | Natural Gas | Insulation - Wall Cavity | A | Standalone Impact on Baseline Energy (%) | Technical Potential | 0% | 0% | 0% | 0% | 0% | 0% | 0% | 0% | 0% | 0% | 0% | 0% | 0% | 0% | 0% | 0% | 0% | 0% | 0% | 0% | 0% | 0% | 0% | 0% | 0 | 0 | 0 | 0 | 0 | 0 | 0
F5_Industrial_Paper and Printing_New_Space Heating_Natural Gas_Insulation - Wall Cavity_A_Technical Potential | F5 | Industrial | Paper and Printing | New | Space Heating | Natural Gas | Insulation - Wall Cavity | A | Standalone Impact on Baseline Summer Peak (%) | Technical Potential | 0% | 0% | 0% | 0% | 0% | 0% | 0% | 0% | 0% | 0% | 0% | 0% | 0% | 0% | 0% | 0% | 0% | 0% | 0% | 0% | 0% | 0% | 0% | 0% | 0 | 0 | 0 | 0 | 0 | 0 | 0
F6_Industrial_Paper and Printing_New_Space Heating_Natural Gas_Insulation - Wall Cavity_A_Technical Potential | F6 | Industrial | Paper and Printing | New | Space Heating | Natural Gas | Insulation - Wall Cavity | A | Standalone Impact on Baseline Winter Peak (%) | Technical Potential | 0% | 0% | 0% | 0% | 0% | 0% | 0% | 0% | 0% | 0% | 0% | 0% | 0% | 0% | 0% | 0% | 0% | 0% | 0% | 0% | 0% | 0% | 0% | 0% | 0 | 0 | 0 | 0 | 0 | 0 | 0
F7_Industrial_Paper and Printing_New_Space Heating_Natural Gas_Insulation - Wall Cavity_A_Technical Potential | F7 | Industrial | Paper and Printing | New | Space Heating | Natural Gas | Insulation - Wall Cavity | A | Incremental Energy Savings (MWh or mTherms) | Technical Potential | 0 | 0 | 0 | 0 | 0 | 0 | 0 | 0 | 0 | 0 | 0 | 0 | 0 | 0 | 0 | 0 | 0 | 0 | 0 | 0 | 0 | 0 | 0 | 0 | 0 | 0 | 0 | 0 | 0 | 0 | 0
F8_Industrial_Paper and Printing_New_Space Heating_Natural Gas_Insulation - Wall Cavity_A_Technical Potential | F8 | Industrial | Paper and Printing | New | Space Heating | Natural Gas | Insulation - Wall Cavity | A | Incremental Summer Peak Savings (MW) | Technical Potential | 0 | 0 | 0 | 0 | 0 | 0 | 0 | 0 | 0 | 0 | 0 | 0 | 0 | 0 | 0 | 0 | 0 | 0 | 0 | 0 | 0 | 0 | 0 | 0 | 0 | 0 | 0 | 0 | 0 | 0 | 0
F9_Industrial_Paper and Printing_New_Space Heating_Natural Gas_Insulation - Wall Cavity_A_Technical Potential | F9 | Industrial | Paper and Printing | New | Space Heating | Natural Gas | Insulation - Wall Cavity | A | Incremental Winter Peak Savings (MW) | Technical Potential | 0 | 0 | 0 | 0 | 0 | 0 | 0 | 0 | 0 | 0 | 0 | 0 | 0 | 0 | 0 | 0 | 0 | 0 | 0 | 0 | 0 | 0 | 0 | 0 | 0 | 0 | 0 | 0 | 0 | 0 | 0
F10_Industrial_Paper and Printing_New_Space Heating_Natural Gas_Insulation - Wall Cavity_A_Technical Potential | F10 | Industrial | Paper and Printing | New | Space Heating | Natural Gas | Insulation - Wall Cavity | A | Cumulative Energy Savings (MWh or mTherms) | Technical Potential | 0 | 0 | 0 | 0 | 0 | 0 | 0 | 0 | 0 | 0 | 0 | 0 | 0 | 0 | 0 | 0 | 0 | 0 | 0 | 0 | 0 | 0 | 0 | 0 | 0 | 0 | 0 | 0 | 0 | 0 | 0
F11_Industrial_Paper and Printing_New_Space Heating_Natural Gas_Insulation - Wall Cavity_A_Technical Potential | F11 | Industrial | Paper and Printing | New | Space Heating | Natural Gas | Insulation - Wall Cavity | A | Cumulative Summer Peak Savings (MW) | Technical Potential | 0 | 0 | 0 | 0 | 0 | 0 | 0 | 0 | 0 | 0 | 0 | 0 | 0 | 0 | 0 | 0 | 0 | 0 | 0 | 0 | 0 | 0 | 0 | 0 | 0 | 0 | 0 | 0 | 0 | 0 | 0
F12_Industrial_Paper and Printing_New_Space Heating_Natural Gas_Insulation - Wall Cavity_A_Technical Potential | F12 | Industrial | Paper and Printing | New | Space Heating | Natural Gas | Insulation - Wall Cavity | A | Cumulative Winter Peak Savings (MW) | Technical Potential | 0 | 0 | 0 | 0 | 0 | 0 | 0 | 0 | 0 | 0 | 0 | 0 | 0 | 0 | 0 | 0 | 0 | 0 | 0 | 0 | 0 | 0 | 0 | 0 | 0 | 0 | 0 | 0 | 0 | 0 | 0
F13_Industrial_Paper and Printing_New_Space Heating_Natural Gas_Insulation - Wall Cavity_A_Technical Potential | F13 | Industrial | Paper and Printing | New | Space Heating | Natural Gas | Insulation - Wall Cavity | A | Purchases (Incremental) | Technical Potential | 0 | 0 | 0 | 0 | 0 | 0 | 0 | 0 | 0 | 0 | 0 | 0 | 0 | 0 | 0 | 0 | 0 | 0 | 0 | 0 | 0 | 0 | 0 | 0 | 0 | 0 | 0 | 0 | 0 | 0 | 0
F14_Industrial_Paper and Printing_New_Space Heating_Natural Gas_Insulation - Wall Cavity_A_Technical Potential | F14 | Industrial | Paper and Printing | New | Space Heating | Natural Gas | Insulation - Wall Cavity | A | Purchases (Cumulative) | Technical Potential | 0 | 0 | 0 | 0 | 0 | 0 | 0 | 0 | 0 | 0 | 0 | 0 | 0 | 0 | 0 | 0 | 0 | 0 | 0 | 0 | 0 | 0 | 0 | 0 | 0 | 0 | 0 | 0 | 0 | 0 | 0
F1_Industrial_Paper and Printing_New_Space Heating_Natural Gas_Insulation - Ducting_A_Technical Potential | F1 | Industrial | Paper and Printing | New | Space Heating | Natural Gas | Insulation - Ducting | A | Original Unit Energy Savings (kWh or therms) | Technical Potential | 0 | 0 | 0 | 0 | 0 | 0 | 0 | 0 | 0 | 0 | 0 | 0 | 0 | 0 | 0 | 0 | 0 | 0 | 0 | 0 | 0 | 0 | 0 | 0 | 0 | 0 | 0 | 0 | 0 | 0 | 0
F2_Industrial_Paper and Printing_New_Space Heating_Natural Gas_Insulation - Ducting_A_Technical Potential | F2 | Industrial | Paper and Printing | New | Space Heating | Natural Gas | Insulation - Ducting | A | Original Unit Summer Peak Savings (kW) | Technical Potential | 0 | 0 | 0 | 0 | 0 | 0 | 0 | 0 | 0 | 0 | 0 | 0 | 0 | 0 | 0 | 0 | 0 | 0 | 0 | 0 | 0 | 0 | 0 | 0 | 0 | 0 | 0 | 0 | 0 | 0 | 0
F3_Industrial_Paper and Printing_New_Space Heating_Natural Gas_Insulation - Ducting_A_Technical Potential | F3 | Industrial | Paper and Printing | New | Space Heating | Natural Gas | Insulation - Ducting | A | Original Unit Winter Peak Savings (kW) | Technical Potential | 0 | 0 | 0 | 0 | 0 | 0 | 0 | 0 | 0 | 0 | 0 | 0 | 0 | 0 | 0 | 0 | 0 | 0 | 0 | 0 | 0 | 0 | 0 | 0 | 0 | 0 | 0 | 0 | 0 | 0 | 0
F4_Industrial_Paper and Printing_New_Space Heating_Natural Gas_Insulation - Ducting_A_Technical Potential | F4 | Industrial | Paper and Printing | New | Space Heating | Natural Gas | Insulation - Ducting | A | Standalone Impact on Baseline Energy (%) | Technical Potential | 0% | 0% | 0% | 0% | 0% | 0% | 0% | 0% | 0% | 0% | 0% | 0% | 0% | 0% | 0% | 0% | 0% | 0% | 0% | 0% | 0% | 0% | 0% | 0% | 0 | 0 | 0 | 0 | 0 | 0 | 0
F5_Industrial_Paper and Printing_New_Space Heating_Natural Gas_Insulation - Ducting_A_Technical Potential | F5 | Industrial | Paper and Printing | New | Space Heating | Natural Gas | Insulation - Ducting | A | Standalone Impact on Baseline Summer Peak (%) | Technical Potential | 0% | 0% | 0% | 0% | 0% | 0% | 0% | 0% | 0% | 0% | 0% | 0% | 0% | 0% | 0% | 0% | 0% | 0% | 0% | 0% | 0% | 0% | 0% | 0% | 0 | 0 | 0 | 0 | 0 | 0 | 0
F6_Industrial_Paper and Printing_New_Space Heating_Natural Gas_Insulation - Ducting_A_Technical Potential | F6 | Industrial | Paper and Printing | New | Space Heating | Natural Gas | Insulation - Ducting | A | Standalone Impact on Baseline Winter Peak (%) | Technical Potential | 0% | 0% | 0% | 0% | 0% | 0% | 0% | 0% | 0% | 0% | 0% | 0% | 0% | 0% | 0% | 0% | 0% | 0% | 0% | 0% | 0% | 0% | 0% | 0% | 0 | 0 | 0 | 0 | 0 | 0 | 0
F7_Industrial_Paper and Printing_New_Space Heating_Natural Gas_Insulation - Ducting_A_Technical Potential | F7 | Industrial | Paper and Printing | New | Space Heating | Natural Gas | Insulation - Ducting | A | Incremental Energy Savings (MWh or mTherms) | Technical Potential | 0 | 0 | 0 | 0 | 0 | 0 | 0 | 0 | 0 | 0 | 0 | 0 | 0 | 0 | 0 | 0 | 0 | 0 | 0 | 0 | 0 | 0 | 0 | 0 | 0 | 0 | 0 | 0 | 0 | 0 | 0
F8_Industrial_Paper and Printing_New_Space Heating_Natural Gas_Insulation - Ducting_A_Technical Potential | F8 | Industrial | Paper and Printing | New | Space Heating | Natural Gas | Insulation - Ducting | A | Incremental Summer Peak Savings (MW) | Technical Potential | 0 | 0 | 0 | 0 | 0 | 0 | 0 | 0 | 0 | 0 | 0 | 0 | 0 | 0 | 0 | 0 | 0 | 0 | 0 | 0 | 0 | 0 | 0 | 0 | 0 | 0 | 0 | 0 | 0 | 0 | 0
F9_Industrial_Paper and Printing_New_Space Heating_Natural Gas_Insulation - Ducting_A_Technical Potential | F9 | Industrial | Paper and Printing | New | Space Heating | Natural Gas | Insulation - Ducting | A | Incremental Winter Peak Savings (MW) | Technical Potential | 0 | 0 | 0 | 0 | 0 | 0 | 0 | 0 | 0 | 0 | 0 | 0 | 0 | 0 | 0 | 0 | 0 | 0 | 0 | 0 | 0 | 0 | 0 | 0 | 0 | 0 | 0 | 0 | 0 | 0 | 0
F10_Industrial_Paper and Printing_New_Space Heating_Natural Gas_Insulation - Ducting_A_Technical Potential | F10 | Industrial | Paper and Printing | New | Space Heating | Natural Gas | Insulation - Ducting | A | Cumulative Energy Savings (MWh or mTherms) | Technical Potential | 0 | 0 | 0 | 0 | 0 | 0 | 0 | 0 | 0 | 0 | 0 | 0 | 0 | 0 | 0 | 0 | 0 | 0 | 0 | 0 | 0 | 0 | 0 | 0 | 0 | 0 | 0 | 0 | 0 | 0 | 0
F11_Industrial_Paper and Printing_New_Space Heating_Natural Gas_Insulation - Ducting_A_Technical Potential | F11 | Industrial | Paper and Printing | New | Space Heating | Natural Gas | Insulation - Ducting | A | Cumulative Summer Peak Savings (MW) | Technical Potential | 0 | 0 | 0 | 0 | 0 | 0 | 0 | 0 | 0 | 0 | 0 | 0 | 0 | 0 | 0 | 0 | 0 | 0 | 0 | 0 | 0 | 0 | 0 | 0 | 0 | 0 | 0 | 0 | 0 | 0 | 0
F12_Industrial_Paper and Printing_New_Space Heating_Natural Gas_Insulation - Ducting_A_Technical Potential | F12 | Industrial | Paper and Printing | New | Space Heating | Natural Gas | Insulation - Ducting | A | Cumulative Winter Peak Savings (MW) | Technical Potential | 0 | 0 | 0 | 0 | 0 | 0 | 0 | 0 | 0 | 0 | 0 | 0 | 0 | 0 | 0 | 0 | 0 | 0 | 0 | 0 | 0 | 0 | 0 | 0 | 0 | 0 | 0 | 0 | 0 | 0 | 0
F13_Industrial_Paper and Printing_New_Space Heating_Natural Gas_Insulation - Ducting_A_Technical Potential | F13 | Industrial | Paper and Printing | New | Space Heating | Natural Gas | Insulation - Ducting | A | Purchases (Incremental) | Technical Potential | 0 | 0 | 0 | 0 | 0 | 0 | 0 | 0 | 0 | 0 | 0 | 0 | 0 | 0 | 0 | 0 | 0 | 0 | 0 | 0 | 0 | 0 | 0 | 0 | 0 | 0 | 0 | 0 | 0 | 0 | 0
F14_Industrial_Paper and Printing_New_Space Heating_Natural Gas_Insulation - Ducting_A_Technical Potential | F14 | Industrial | Paper and Printing | New | Space Heating | Natural Gas | Insulation - Ducting | A | Purchases (Cumulative) | Technical Potential | 0 | 0 | 0 | 0 | 0 | 0 | 0 | 0 | 0 | 0 | 0 | 0 | 0 | 0 | 0 | 0 | 0 | 0 | 0 | 0 | 0 | 0 | 0 | 0 | 0 | 0 | 0 | 0 | 0 | 0 | 0
F1_Industrial_Paper and Printing_New_Space Heating_Natural Gas_HVAC - Duct Repair and Sealing_A_Technical Potential | F1 | Industrial | Paper and Printing | New | Space Heating | Natural Gas | HVAC - Duct Repair and Sealing | A | Original Unit Energy Savings (kWh or therms) | Technical Potential | 0 | 0 | 0 | 0 | 0 | 0 | 0 | 0 | 0 | 0 | 0 | 0 | 0 | 0 | 0 | 0 | 0 | 0 | 0 | 0 | 0 | 0 | 0 | 0 | 0 | 0 | 0 | 0 | 0 | 0 | 0
F2_Industrial_Paper and Printing_New_Space Heating_Natural Gas_HVAC - Duct Repair and Sealing_A_Technical Potential | F2 | Industrial | Paper and Printing | New | Space Heating | Natural Gas | HVAC - Duct Repair and Sealing | A | Original Unit Summer Peak Savings (kW) | Technical Potential | 0 | 0 | 0 | 0 | 0 | 0 | 0 | 0 | 0 | 0 | 0 | 0 | 0 | 0 | 0 | 0 | 0 | 0 | 0 | 0 | 0 | 0 | 0 | 0 | 0 | 0 | 0 | 0 | 0 | 0 | 0
F3_Industrial_Paper and Printing_New_Space Heating_Natural Gas_HVAC - Duct Repair and Sealing_A_Technical Potential | F3 | Industrial | Paper and Printing | New | Space Heating | Natural Gas | HVAC - Duct Repair and Sealing | A | Original Unit Winter Peak Savings (kW) | Technical Potential | 0 | 0 | 0 | 0 | 0 | 0 | 0 | 0 | 0 | 0 | 0 | 0 | 0 | 0 | 0 | 0 | 0 | 0 | 0 | 0 | 0 | 0 | 0 | 0 | 0 | 0 | 0 | 0 | 0 | 0 | 0
F4_Industrial_Paper and Printing_New_Space Heating_Natural Gas_HVAC - Duct Repair and Sealing_A_Technical Potential | F4 | Industrial | Paper and Printing | New | Space Heating | Natural Gas | HVAC - Duct Repair and Sealing | A | Standalone Impact on Baseline Energy (%) | Technical Potential | 0% | 0% | 0% | 0% | 0% | 0% | 0% | 0% | 0% | 0% | 0% | 0% | 0% | 0% | 0% | 0% | 0% | 0% | 0% | 0% | 0% | 0% | 0% | 0% | 0 | 0 | 0 | 0 | 0 | 0 | 0
F5_Industrial_Paper and Printing_New_Space Heating_Natural Gas_HVAC - Duct Repair and Sealing_A_Technical Potential | F5 | Industrial | Paper and Printing | New | Space Heating | Natural Gas | HVAC - Duct Repair and Sealing | A | Standalone Impact on Baseline Summer Peak (%) | Technical Potential | 0% | 0% | 0% | 0% | 0% | 0% | 0% | 0% | 0% | 0% | 0% | 0% | 0% | 0% | 0% | 0% | 0% | 0% | 0% | 0% | 0% | 0% | 0% | 0% | 0 | 0 | 0 | 0 | 0 | 0 | 0
F6_Industrial_Paper and Printing_New_Space Heating_Natural Gas_HVAC - Duct Repair and Sealing_A_Technical Potential | F6 | Industrial | Paper and Printing | New | Space Heating | Natural Gas | HVAC - Duct Repair and Sealing | A | Standalone Impact on Baseline Winter Peak (%) | Technical Potential | 0% | 0% | 0% | 0% | 0% | 0% | 0% | 0% | 0% | 0% | 0% | 0% | 0% | 0% | 0% | 0% | 0% | 0% | 0% | 0% | 0% | 0% | 0% | 0% | 0 | 0 | 0 | 0 | 0 | 0 | 0
F7_Industrial_Paper and Printing_New_Space Heating_Natural Gas_HVAC - Duct Repair and Sealing_A_Technical Potential | F7 | Industrial | Paper and Printing | New | Space Heating | Natural Gas | HVAC - Duct Repair and Sealing | A | Incremental Energy Savings (MWh or mTherms) | Technical Potential | 0 | 0 | 0 | 0 | 0 | 0 | 0 | 0 | 0 | 0 | 0 | 0 | 0 | 0 | 0 | 0 | 0 | 0 | 0 | 0 | 0 | 0 | 0 | 0 | 0 | 0 | 0 | 0 | 0 | 0 | 0
F8_Industrial_Paper and Printing_New_Space Heating_Natural Gas_HVAC - Duct Repair and Sealing_A_Technical Potential | F8 | Industrial | Paper and Printing | New | Space Heating | Natural Gas | HVAC - Duct Repair and Sealing | A | Incremental Summer Peak Savings (MW) | Technical Potential | 0 | 0 | 0 | 0 | 0 | 0 | 0 | 0 | 0 | 0 | 0 | 0 | 0 | 0 | 0 | 0 | 0 | 0 | 0 | 0 | 0 | 0 | 0 | 0 | 0 | 0 | 0 | 0 | 0 | 0 | 0
F9_Industrial_Paper and Printing_New_Space Heating_Natural Gas_HVAC - Duct Repair and Sealing_A_Technical Potential | F9 | Industrial | Paper and Printing | New | Space Heating | Natural Gas | HVAC - Duct Repair and Sealing | A | Incremental Winter Peak Savings (MW) | Technical Potential | 0 | 0 | 0 | 0 | 0 | 0 | 0 | 0 | 0 | 0 | 0 | 0 | 0 | 0 | 0 | 0 | 0 | 0 | 0 | 0 | 0 | 0 | 0 | 0 | 0 | 0 | 0 | 0 | 0 | 0 | 0
F10_Industrial_Paper and Printing_New_Space Heating_Natural Gas_HVAC - Duct Repair and Sealing_A_Technical Potential | F10 | Industrial | Paper and Printing | New | Space Heating | Natural Gas | HVAC - Duct Repair and Sealing | A | Cumulative Energy Savings (MWh or mTherms) | Technical Potential | 0 | 0 | 0 | 0 | 0 | 0 | 0 | 0 | 0 | 0 | 0 | 0 | 0 | 0 | 0 | 0 | 0 | 0 | 0 | 0 | 0 | 0 | 0 | 0 | 0 | 0 | 0 | 0 | 0 | 0 | 0
F11_Industrial_Paper and Printing_New_Space Heating_Natural Gas_HVAC - Duct Repair and Sealing_A_Technical Potential | F11 | Industrial | Paper and Printing | New | Space Heating | Natural Gas | HVAC - Duct Repair and Sealing | A | Cumulative Summer Peak Savings (MW) | Technical Potential | 0 | 0 | 0 | 0 | 0 | 0 | 0 | 0 | 0 | 0 | 0 | 0 | 0 | 0 | 0 | 0 | 0 | 0 | 0 | 0 | 0 | 0 | 0 | 0 | 0 | 0 | 0 | 0 | 0 | 0 | 0
F12_Industrial_Paper and Printing_New_Space Heating_Natural Gas_HVAC - Duct Repair and Sealing_A_Technical Potential | F12 | Industrial | Paper and Printing | New | Space Heating | Natural Gas | HVAC - Duct Repair and Sealing | A | Cumulative Winter Peak Savings (MW) | Technical Potential | 0 | 0 | 0 | 0 | 0 | 0 | 0 | 0 | 0 | 0 | 0 | 0 | 0 | 0 | 0 | 0 | 0 | 0 | 0 | 0 | 0 | 0 | 0 | 0 | 0 | 0 | 0 | 0 | 0 | 0 | 0
F13_Industrial_Paper and Printing_New_Space Heating_Natural Gas_HVAC - Duct Repair and Sealing_A_Technical Potential | F13 | Industrial | Paper and Printing | New | Space Heating | Natural Gas | HVAC - Duct Repair and Sealing | A | Purchases (Incremental) | Technical Potential | 0 | 0 | 0 | 0 | 0 | 0 | 0 | 0 | 0 | 0 | 0 | 0 | 0 | 0 | 0 | 0 | 0 | 0 | 0 | 0 | 0 | 0 | 0 | 0 | 0 | 0 | 0 | 0 | 0 | 0 | 0
F14_Industrial_Paper and Printing_New_Space Heating_Natural Gas_HVAC - Duct Repair and Sealing_A_Technical Potential | F14 | Industrial | Paper and Printing | New | Space Heating | Natural Gas | HVAC - Duct Repair and Sealing | A | Purchases (Cumulative) | Technical Potential | 0 | 0 | 0 | 0 | 0 | 0 | 0 | 0 | 0 | 0 | 0 | 0 | 0 | 0 | 0 | 0 | 0 | 0 | 0 | 0 | 0 | 0 | 0 | 0 | 0 | 0 | 0 | 0 | 0 | 0 | 0
F1_Industrial_Paper and Printing_New_Space Heating_Natural Gas_Windows - High Efficiency_A_Technical Potential | F1 | Industrial | Paper and Printing | New | Space Heating | Natural Gas | Windows - High Efficiency | A | Original Unit Energy Savings (kWh or therms) | Technical Potential | 0 | 0 | 0 | 0 | 0 | 0.0053664 | 0.005297 | 0.0052464 | 0.0052081 | 0.0051778 | 0.0051533 | 0.0051246 | 0.0050945 | 0.0050648 | 0.0050361 | 0.0050136 | 0.0049958 | 0.0049817 | 0.0049593 | 0.0049429 | 0.004931 | 0.0049217 | 0.0049217 | 0.0049217 | 0.0049217 | 0.0049217 | 0.0049217 | 0.0049217 | 0 | 0 | 0
F2_Industrial_Paper and Printing_New_Space Heating_Natural Gas_Windows - High Efficiency_A_Technical Potential | F2 | Industrial | Paper and Printing | New | Space Heating | Natural Gas | Windows - High Efficiency | A | Original Unit Summer Peak Savings (kW) | Technical Potential | 0 | 0 | 0 | 0 | 0 | 0 | 0 | 0 | 0 | 0 | 0 | 0 | 0 | 0 | 0 | 0 | 0 | 0 | 0 | 0 | 0 | 0 | 0 | 0 | 0 | 0 | 0 | 0 | 0 | 0 | 0
F3_Industrial_Paper and Printing_New_Space Heating_Natural Gas_Windows - High Efficiency_A_Technical Potential | F3 | Industrial | Paper and Printing | New | Space Heating | Natural Gas | Windows - High Efficiency | A | Original Unit Winter Peak Savings (kW) | Technical Potential | 0 | 0 | 0 | 0 | 0 | 0 | 0 | 0 | 0 | 0 | 0 | 0 | 0 | 0 | 0 | 0 | 0 | 0 | 0 | 0 | 0 | 0 | 0 | 0 | 0 | 0 | 0 | 0 | 0 | 0 | 0
F4_Industrial_Paper and Printing_New_Space Heating_Natural Gas_Windows - High Efficiency_A_Technical Potential | F4 | Industrial | Paper and Printing | New | Space Heating | Natural Gas | Windows - High Efficiency | A | Standalone Impact on Baseline Energy (%) | Technical Potential | 0% | 0% | 0% | 0% | 0% | 0% | 0% | 0% | 0% | 0% | 0% | 0% | 0% | 0% | 0% | 0% | 0% | 0% | 0% | 0% | 0% | 0% | 0% | 0% | 0 | 0 | 0 | 0 | 0 | 0 | 0
F5_Industrial_Paper and Printing_New_Space Heating_Natural Gas_Windows - High Efficiency_A_Technical Potential | F5 | Industrial | Paper and Printing | New | Space Heating | Natural Gas | Windows - High Efficiency | A | Standalone Impact on Baseline Summer Peak (%) | Technical Potential | 0% | 0% | 0% | 0% | 0% | 0% | 0% | 0% | 0% | 0% | 0% | 0% | 0% | 0% | 0% | 0% | 0% | 0% | 0% | 0% | 0% | 0% | 0% | 0% | 0 | 0 | 0 | 0 | 0 | 0 | 0
F6_Industrial_Paper and Printing_New_Space Heating_Natural Gas_Windows - High Efficiency_A_Technical Potential | F6 | Industrial | Paper and Printing | New | Space Heating | Natural Gas | Windows - High Efficiency | A | Standalone Impact on Baseline Winter Peak (%) | Technical Potential | 0% | 0% | 0% | 0% | 0% | 0% | 0% | 0% | 0% | 0% | 0% | 0% | 0% | 0% | 0% | 0% | 0% | 0% | 0% | 0% | 0% | 0% | 0% | 0% | 0 | 0 | 0 | 0 | 0 | 0 | 0
F7_Industrial_Paper and Printing_New_Space Heating_Natural Gas_Windows - High Efficiency_A_Technical Potential | F7 | Industrial | Paper and Printing | New | Space Heating | Natural Gas | Windows - High Efficiency | A | Incremental Energy Savings (MWh or mTherms) | Technical Potential | 0 | 0 | 0 | 0 | 0 | 0 | 0 | 0 | 0 | 0 | 0 | 0 | 0 | 0 | 0 | 0 | 0 | 0 | 0 | 0 | 0 | 0 | 0 | 0 | 0 | 0 | 0 | 0 | 0 | 0 | 0
F8_Industrial_Paper and Printing_New_Space Heating_Natural Gas_Windows - High Efficiency_A_Technical Potential | F8 | Industrial | Paper and Printing | New | Space Heating | Natural Gas | Windows - High Efficiency | A | Incremental Summer Peak Savings (MW) | Technical Potential | 0 | 0 | 0 | 0 | 0 | 0 | 0 | 0 | 0 | 0 | 0 | 0 | 0 | 0 | 0 | 0 | 0 | 0 | 0 | 0 | 0 | 0 | 0 | 0 | 0 | 0 | 0 | 0 | 0 | 0 | 0
F9_Industrial_Paper and Printing_New_Space Heating_Natural Gas_Windows - High Efficiency_A_Technical Potential | F9 | Industrial | Paper and Printing | New | Space Heating | Natural Gas | Windows - High Efficiency | A | Incremental Winter Peak Savings (MW) | Technical Potential | 0 | 0 | 0 | 0 | 0 | 0 | 0 | 0 | 0 | 0 | 0 | 0 | 0 | 0 | 0 | 0 | 0 | 0 | 0 | 0 | 0 | 0 | 0 | 0 | 0 | 0 | 0 | 0 | 0 | 0 | 0
F10_Industrial_Paper and Printing_New_Space Heating_Natural Gas_Windows - High Efficiency_A_Technical Potential | F10 | Industrial | Paper and Printing | New | Space Heating | Natural Gas | Windows - High Efficiency | A | Cumulative Energy Savings (MWh or mTherms) | Technical Potential | 0 | 0 | 0 | 0 | 0 | 0 | 0 | 0 | 0 | 0 | 0 | 0 | 0 | 0 | 0 | 0 | 0 | 0 | 0 | 0 | 0 | 0 | 0 | 0 | 0 | 0 | 0 | 0 | 0 | 0 | 0
F11_Industrial_Paper and Printing_New_Space Heating_Natural Gas_Windows - High Efficiency_A_Technical Potential | F11 | Industrial | Paper and Printing | New | Space Heating | Natural Gas | Windows - High Efficiency | A | Cumulative Summer Peak Savings (MW) | Technical Potential | 0 | 0 | 0 | 0 | 0 | 0 | 0 | 0 | 0 | 0 | 0 | 0 | 0 | 0 | 0 | 0 | 0 | 0 | 0 | 0 | 0 | 0 | 0 | 0 | 0 | 0 | 0 | 0 | 0 | 0 | 0
F12_Industrial_Paper and Printing_New_Space Heating_Natural Gas_Windows - High Efficiency_A_Technical Potential | F12 | Industrial | Paper and Printing | New | Space Heating | Natural Gas | Windows - High Efficiency | A | Cumulative Winter Peak Savings (MW) | Technical Potential | 0 | 0 | 0 | 0 | 0 | 0 | 0 | 0 | 0 | 0 | 0 | 0 | 0 | 0 | 0 | 0 | 0 | 0 | 0 | 0 | 0 | 0 | 0 | 0 | 0 | 0 | 0 | 0 | 0 | 0 | 0
F13_Industrial_Paper and Printing_New_Space Heating_Natural Gas_Windows - High Efficiency_A_Technical Potential | F13 | Industrial | Paper and Printing | New | Space Heating | Natural Gas | Windows - High Efficiency | A | Purchases (Incremental) | Technical Potential | 0 | 0 | 0 | 0 | 0 | 0 | 0 | 0 | 0 | 0 | 0 | 0 | 0 | 0 | 0 | 0 | 0 | 0 | 0 | 0 | 0 | 0 | 0 | 0 | 0 | 0 | 0 | 0 | 0 | 0 | 0
F14_Industrial_Paper and Printing_New_Space Heating_Natural Gas_Windows - High Efficiency_A_Technical Potential | F14 | Industrial | Paper and Printing | New | Space Heating | Natural Gas | Windows - High Efficiency | A | Purchases (Cumulative) | Technical Potential | 0 | 0 | 0 | 0 | 0 | 0 | 0 | 0 | 0 | 0 | 0 | 0 | 0 | 0 | 0 | 0 | 0 | 0 | 0 | 0 | 0 | 0 | 0 | 0 | 0 | 0 | 0 | 0 | 0 | 0 | 0
F1_Industrial_Paper and Printing_New_Space Heating_Natural Gas_Gas Boiler - Maintenance_A_Technical Potential | F1 | Industrial | Paper and Printing | New | Space Heating | Natural Gas | Gas Boiler - Maintenance | A | Original Unit Energy Savings (kWh or therms) | Technical Potential | 0 | 0 | 0 | 0 | 0 | 0 | 0 | 0 | 0 | 0 | 0 | 0 | 0 | 0 | 0 | 0 | 0 | 0 | 0 | 0 | 0 | 0 | 0 | 0 | 0 | 0 | 0 | 0 | 0 | 0 | 0
F2_Industrial_Paper and Printing_New_Space Heating_Natural Gas_Gas Boiler - Maintenance_A_Technical Potential | F2 | Industrial | Paper and Printing | New | Space Heating | Natural Gas | Gas Boiler - Maintenance | A | Original Unit Summer Peak Savings (kW) | Technical Potential | 0 | 0 | 0 | 0 | 0 | 0 | 0 | 0 | 0 | 0 | 0 | 0 | 0 | 0 | 0 | 0 | 0 | 0 | 0 | 0 | 0 | 0 | 0 | 0 | 0 | 0 | 0 | 0 | 0 | 0 | 0
F3_Industrial_Paper and Printing_New_Space Heating_Natural Gas_Gas Boiler - Maintenance_A_Technical Potential | F3 | Industrial | Paper and Printing | New | Space Heating | Natural Gas | Gas Boiler - Maintenance | A | Original Unit Winter Peak Savings (kW) | Technical Potential | 0 | 0 | 0 | 0 | 0 | 0 | 0 | 0 | 0 | 0 | 0 | 0 | 0 | 0 | 0 | 0 | 0 | 0 | 0 | 0 | 0 | 0 | 0 | 0 | 0 | 0 | 0 | 0 | 0 | 0 | 0
F4_Industrial_Paper and Printing_New_Space Heating_Natural Gas_Gas Boiler - Maintenance_A_Technical Potential | F4 | Industrial | Paper and Printing | New | Space Heating | Natural Gas | Gas Boiler - Maintenance | A | Standalone Impact on Baseline Energy (%) | Technical Potential | 0% | 0% | 0% | 0% | 0% | 0% | 0% | 0% | 0% | 0% | 0% | 0% | 0% | 0% | 0% | 0% | 0% | 0% | 0% | 0% | 0% | 0% | 0% | 0% | 0 | 0 | 0 | 0 | 0 | 0 | 0
F5_Industrial_Paper and Printing_New_Space Heating_Natural Gas_Gas Boiler - Maintenance_A_Technical Potential | F5 | Industrial | Paper and Printing | New | Space Heating | Natural Gas | Gas Boiler - Maintenance | A | Standalone Impact on Baseline Summer Peak (%) | Technical Potential | 0% | 0% | 0% | 0% | 0% | 0% | 0% | 0% | 0% | 0% | 0% | 0% | 0% | 0% | 0% | 0% | 0% | 0% | 0% | 0% | 0% | 0% | 0% | 0% | 0 | 0 | 0 | 0 | 0 | 0 | 0
F6_Industrial_Paper and Printing_New_Space Heating_Natural Gas_Gas Boiler - Maintenance_A_Technical Potential | F6 | Industrial | Paper and Printing | New | Space Heating | Natural Gas | Gas Boiler - Maintenance | A | Standalone Impact on Baseline Winter Peak (%) | Technical Potential | 0% | 0% | 0% | 0% | 0% | 0% | 0% | 0% | 0% | 0% | 0% | 0% | 0% | 0% | 0% | 0% | 0% | 0% | 0% | 0% | 0% | 0% | 0% | 0% | 0 | 0 | 0 | 0 | 0 | 0 | 0
F7_Industrial_Paper and Printing_New_Space Heating_Natural Gas_Gas Boiler - Maintenance_A_Technical Potential | F7 | Industrial | Paper and Printing | New | Space Heating | Natural Gas | Gas Boiler - Maintenance | A | Incremental Energy Savings (MWh or mTherms) | Technical Potential | 0 | 0 | 0 | 0 | 0 | 0 | 0 | 0 | 0 | 0 | 0 | 0 | 0 | 0 | 0 | 0 | 0 | 0 | 0 | 0 | 0 | 0 | 0 | 0 | 0 | 0 | 0 | 0 | 0 | 0 | 0
F8_Industrial_Paper and Printing_New_Space Heating_Natural Gas_Gas Boiler - Maintenance_A_Technical Potential | F8 | Industrial | Paper and Printing | New | Space Heating | Natural Gas | Gas Boiler - Maintenance | A | Incremental Summer Peak Savings (MW) | Technical Potential | 0 | 0 | 0 | 0 | 0 | 0 | 0 | 0 | 0 | 0 | 0 | 0 | 0 | 0 | 0 | 0 | 0 | 0 | 0 | 0 | 0 | 0 | 0 | 0 | 0 | 0 | 0 | 0 | 0 | 0 | 0
F9_Industrial_Paper and Printing_New_Space Heating_Natural Gas_Gas Boiler - Maintenance_A_Technical Potential | F9 | Industrial | Paper and Printing | New | Space Heating | Natural Gas | Gas Boiler - Maintenance | A | Incremental Winter Peak Savings (MW) | Technical Potential | 0 | 0 | 0 | 0 | 0 | 0 | 0 | 0 | 0 | 0 | 0 | 0 | 0 | 0 | 0 | 0 | 0 | 0 | 0 | 0 | 0 | 0 | 0 | 0 | 0 | 0 | 0 | 0 | 0 | 0 | 0
F10_Industrial_Paper and Printing_New_Space Heating_Natural Gas_Gas Boiler - Maintenance_A_Technical Potential | F10 | Industrial | Paper and Printing | New | Space Heating | Natural Gas | Gas Boiler - Maintenance | A | Cumulative Energy Savings (MWh or mTherms) | Technical Potential | 0 | 0 | 0 | 0 | 0 | 0 | 0 | 0 | 0 | 0 | 0 | 0 | 0 | 0 | 0 | 0 | 0 | 0 | 0 | 0 | 0 | 0 | 0 | 0 | 0 | 0 | 0 | 0 | 0 | 0 | 0
F11_Industrial_Paper and Printing_New_Space Heating_Natural Gas_Gas Boiler - Maintenance_A_Technical Potential | F11 | Industrial | Paper and Printing | New | Space Heating | Natural Gas | Gas Boiler - Maintenance | A | Cumulative Summer Peak Savings (MW) | Technical Potential | 0 | 0 | 0 | 0 | 0 | 0 | 0 | 0 | 0 | 0 | 0 | 0 | 0 | 0 | 0 | 0 | 0 | 0 | 0 | 0 | 0 | 0 | 0 | 0 | 0 | 0 | 0 | 0 | 0 | 0 | 0
F12_Industrial_Paper and Printing_New_Space Heating_Natural Gas_Gas Boiler - Maintenance_A_Technical Potential | F12 | Industrial | Paper and Printing | New | Space Heating | Natural Gas | Gas Boiler - Maintenance | A | Cumulative Winter Peak Savings (MW) | Technical Potential | 0 | 0 | 0 | 0 | 0 | 0 | 0 | 0 | 0 | 0 | 0 | 0 | 0 | 0 | 0 | 0 | 0 | 0 | 0 | 0 | 0 | 0 | 0 | 0 | 0 | 0 | 0 | 0 | 0 | 0 | 0
F13_Industrial_Paper and Printing_New_Space Heating_Natural Gas_Gas Boiler - Maintenance_A_Technical Potential | F13 | Industrial | Paper and Printing | New | Space Heating | Natural Gas | Gas Boiler - Maintenance | A | Purchases (Incremental) | Technical Potential | 0 | 0 | 0 | 0 | 0 | 0 | 0 | 0 | 0 | 0 | 0 | 0 | 0 | 0 | 0 | 0 | 0 | 0 | 0 | 0 | 0 | 0 | 0 | 0 | 0 | 0 | 0 | 0 | 0 | 0 | 0
F14_Industrial_Paper and Printing_New_Space Heating_Natural Gas_Gas Boiler - Maintenance_A_Technical Potential | F14 | Industrial | Paper and Printing | New | Space Heating | Natural Gas | Gas Boiler - Maintenance | A | Purchases (Cumulative) | Technical Potential | 0 | 0 | 0 | 0 | 0 | 0 | 0 | 0 | 0 | 0 | 0 | 0 | 0 | 0 | 0 | 0 | 0 | 0 | 0 | 0 | 0 | 0 | 0 | 0 | 0 | 0 | 0 | 0 | 0 | 0 | 0
F1_Industrial_Paper and Printing_New_Process_Natural Gas_Gas Boiler - Maintenance_A_Technical Potential | F1 | Industrial | Paper and Printing | New | Process | Natural Gas | Gas Boiler - Maintenance | A | Original Unit Energy Savings (kWh or therms) | Technical Potential | 0 | 0 | 0 | 0 | 0 | 55.8015 | 55.8015 | 55.8015 | 55.8015 | 55.8015 | 55.8015 | 55.8015 | 55.8015 | 55.8015 | 55.8015 | 55.8015 | 55.8015 | 55.8015 | 55.8015 | 55.8015 | 55.8015 | 55.8015 | 55.8015 | 55.8015 | 55.8015 | 55.8015 | 55.8015 | 55.8015 | 55.8015 | 55.8015 | 55.8015
F2_Industrial_Paper and Printing_New_Process_Natural Gas_Gas Boiler - Maintenance_A_Technical Potential | F2 | Industrial | Paper and Printing | New | Process | Natural Gas | Gas Boiler - Maintenance | A | Original Unit Summer Peak Savings (kW) | Technical Potential | 0 | 0 | 0 | 0 | 0 | 0 | 0 | 0 | 0 | 0 | 0 | 0 | 0 | 0 | 0 | 0 | 0 | 0 | 0 | 0 | 0 | 0 | 0 | 0 | 0 | 0 | 0 | 0 | 0 | 0 | 0
F3_Industrial_Paper and Printing_New_Process_Natural Gas_Gas Boiler - Maintenance_A_Technical Potential | F3 | Industrial | Paper and Printing | New | Process | Natural Gas | Gas Boiler - Maintenance | A | Original Unit Winter Peak Savings (kW) | Technical Potential | 0 | 0 | 0 | 0 | 0 | 0 | 0 | 0 | 0 | 0 | 0 | 0 | 0 | 0 | 0 | 0 | 0 | 0 | 0 | 0 | 0 | 0 | 0 | 0 | 0 | 0 | 0 | 0 | 0 | 0 | 0
F4_Industrial_Paper and Printing_New_Process_Natural Gas_Gas Boiler - Maintenance_A_Technical Potential | F4 | Industrial | Paper and Printing | New | Process | Natural Gas | Gas Boiler - Maintenance | A | Standalone Impact on Baseline Energy (%) | Technical Potential | 0% | 0% | 0% | 0% | 0% | 0.01166% | 0.01802% | 0.02125% | 0.01874% | 0.01676% | 0.01515% | 0.01384% | 0.01275% | 0.01181% | 0.01102% | 0.01032% | 0.009711% | 0.00917% | 0.008689% | 0.008259% | 0.007869% | 0.007516% | 0.007194% | 0.0069% | 6.63e-05 | 6.3809e-05 | 6.1505e-05 | 5.9367e-05 | 0 | 0 | 0
F5_Industrial_Paper and Printing_New_Process_Natural Gas_Gas Boiler - Maintenance_A_Technical Potential | F5 | Industrial | Paper and Printing | New | Process | Natural Gas | Gas Boiler - Maintenance | A | Standalone Impact on Baseline Summer Peak (%) | Technical Potential | 0% | 0% | 0% | 0% | 0% | 0% | 0% | 0% | 0% | 0% | 0% | 0% | 0% | 0% | 0% | 0% | 0% | 0% | 0% | 0% | 0% | 0% | 0% | 0% | 0 | 0 | 0 | 0 | 0 | 0 | 0
F6_Industrial_Paper and Printing_New_Process_Natural Gas_Gas Boiler - Maintenance_A_Technical Potential | F6 | Industrial | Paper and Printing | New | Process | Natural Gas | Gas Boiler - Maintenance | A | Standalone Impact on Baseline Winter Peak (%) | Technical Potential | 0% | 0% | 0% | 0% | 0% | 0% | 0% | 0% | 0% | 0% | 0% | 0% | 0% | 0% | 0% | 0% | 0% | 0% | 0% | 0% | 0% | 0% | 0% | 0% | 0 | 0 | 0 | 0 | 0 | 0 | 0
F7_Industrial_Paper and Printing_New_Process_Natural Gas_Gas Boiler - Maintenance_A_Technical Potential | F7 | Industrial | Paper and Printing | New | Process | Natural Gas | Gas Boiler - Maintenance | A | Incremental Energy Savings (MWh or mTherms) | Technical Potential | 0 | 0 | 0 | 0 | 0 | 0.0033162 | 0.0027537 | 0.0022034 | 0.0033162 | 0.0027537 | 0.0022034 | 0.0033162 | 0.0027537 | 0.0022034 | 0.0033162 | 0.0027537 | 0.0022034 | 0.0033162 | 0.0027537 | 0.0022034 | 0.0033162 | 0.0027537 | 0.0022034 | 0.0033162 | 0.0027537 | 0.0022034 | 0.0033162 | 0.0027537 | 0.0022034 | 0.0033162 | 0.0027537
F8_Industrial_Paper and Printing_New_Process_Natural Gas_Gas Boiler - Maintenance_A_Technical Potential | F8 | Industrial | Paper and Printing | New | Process | Natural Gas | Gas Boiler - Maintenance | A | Incremental Summer Peak Savings (MW) | Technical Potential | 0 | 0 | 0 | 0 | 0 | 0 | 0 | 0 | 0 | 0 | 0 | 0 | 0 | 0 | 0 | 0 | 0 | 0 | 0 | 0 | 0 | 0 | 0 | 0 | 0 | 0 | 0 | 0 | 0 | 0 | 0
F9_Industrial_Paper and Printing_New_Process_Natural Gas_Gas Boiler - Maintenance_A_Technical Potential | F9 | Industrial | Paper and Printing | New | Process | Natural Gas | Gas Boiler - Maintenance | A | Incremental Winter Peak Savings (MW) | Technical Potential | 0 | 0 | 0 | 0 | 0 | 0 | 0 | 0 | 0 | 0 | 0 | 0 | 0 | 0 | 0 | 0 | 0 | 0 | 0 | 0 | 0 | 0 | 0 | 0 | 0 | 0 | 0 | 0 | 0 | 0 | 0
F10_Industrial_Paper and Printing_New_Process_Natural Gas_Gas Boiler - Maintenance_A_Technical Potential | F10 | Industrial | Paper and Printing | New | Process | Natural Gas | Gas Boiler - Maintenance | A | Cumulative Energy Savings (MWh or mTherms) | Technical Potential | 0 | 0 | 0 | 0 | 0 | 0.0033162 | 0.0060699 | 0.0082733 | 0.0082733 | 0.0082733 | 0.0082733 | 0.0082733 | 0.0082733 | 0.0082733 | 0.0082733 | 0.0082733 | 0.0082733 | 0.0082733 | 0.0082733 | 0.0082733 | 0.0082733 | 0.0082733 | 0.0082733 | 0.0082733 | 0.0082733 | 0.0082733 | 0.0082733 | 0.0082733 | 0.0082733 | 0.0082733 | 0.0082733
F11_Industrial_Paper and Printing_New_Process_Natural Gas_Gas Boiler - Maintenance_A_Technical Potential | F11 | Industrial | Paper and Printing | New | Process | Natural Gas | Gas Boiler - Maintenance | A | Cumulative Summer Peak Savings (MW) | Technical Potential | 0 | 0 | 0 | 0 | 0 | 0 | 0 | 0 | 0 | 0 | 0 | 0 | 0 | 0 | 0 | 0 | 0 | 0 | 0 | 0 | 0 | 0 | 0 | 0 | 0 | 0 | 0 | 0 | 0 | 0 | 0
F12_Industrial_Paper and Printing_New_Process_Natural Gas_Gas Boiler - Maintenance_A_Technical Potential | F12 | Industrial | Paper and Printing | New | Process | Natural Gas | Gas Boiler - Maintenance | A | Cumulative Winter Peak Savings (MW) | Technical Potential | 0 | 0 | 0 | 0 | 0 | 0 | 0 | 0 | 0 | 0 | 0 | 0 | 0 | 0 | 0 | 0 | 0 | 0 | 0 | 0 | 0 | 0 | 0 | 0 | 0 | 0 | 0 | 0 | 0 | 0 | 0
F13_Industrial_Paper and Printing_New_Process_Natural Gas_Gas Boiler - Maintenance_A_Technical Potential | F13 | Industrial | Paper and Printing | New | Process | Natural Gas | Gas Boiler - Maintenance | A | Purchases (Incremental) | Technical Potential | 0 | 0 | 0 | 0 | 0 | 0.059428 | 0.049349 | 0.039487 | 0.059428 | 0.049349 | 0.039487 | 0.059428 | 0.049349 | 0.039487 | 0.059428 | 0.049349 | 0.039487 | 0.059428 | 0.049349 | 0.039487 | 0.059428 | 0.049349 | 0.039487 | 0.059428 | 0.049349 | 0.039487 | 0.059428 | 0.049349 | 0.039487 | 0.059428 | 0.049349
F14_Industrial_Paper and Printing_New_Process_Natural Gas_Gas Boiler - Maintenance_A_Technical Potential | F14 | Industrial | Paper and Printing | New | Process | Natural Gas | Gas Boiler - Maintenance | A | Purchases (Cumulative) | Technical Potential | 0 | 0 | 0 | 0 | 0 | 0.059428 | 0.10878 | 0.14826 | 0.14826 | 0.14826 | 0.14826 | 0.14826 | 0.14826 | 0.14826 | 0.14826 | 0.14826 | 0.14826 | 0.14826 | 0.14826 | 0.14826 | 0.14826 | 0.14826 | 0.14826 | 0.14826 | 0.14826 | 0.14826 | 0.14826 | 0.14826 | 0.14826 | 0.14826 | 0.14826
F1_Industrial_Paper and Printing_New_Space Heating_Natural Gas_Gas Furnace - Maintenance_A_Technical Potential | F1 | Industrial | Paper and Printing | New | Space Heating | Natural Gas | Gas Furnace - Maintenance | A | Original Unit Energy Savings (kWh or therms) | Technical Potential | 0 | 0 | 0 | 0 | 0 | 0 | 0 | 0 | 0 | 0 | 0 | 0 | 0 | 0 | 0 | 0 | 0 | 0 | 0 | 0 | 0 | 0 | 0 | 0 | 0 | 0 | 0 | 0 | 0 | 0 | 0
F2_Industrial_Paper and Printing_New_Space Heating_Natural Gas_Gas Furnace - Maintenance_A_Technical Potential | F2 | Industrial | Paper and Printing | New | Space Heating | Natural Gas | Gas Furnace - Maintenance | A | Original Unit Summer Peak Savings (kW) | Technical Potential | 0 | 0 | 0 | 0 | 0 | 0 | 0 | 0 | 0 | 0 | 0 | 0 | 0 | 0 | 0 | 0 | 0 | 0 | 0 | 0 | 0 | 0 | 0 | 0 | 0 | 0 | 0 | 0 | 0 | 0 | 0
F3_Industrial_Paper and Printing_New_Space Heating_Natural Gas_Gas Furnace - Maintenance_A_Technical Potential | F3 | Industrial | Paper and Printing | New | Space Heating | Natural Gas | Gas Furnace - Maintenance | A | Original Unit Winter Peak Savings (kW) | Technical Potential | 0 | 0 | 0 | 0 | 0 | 0 | 0 | 0 | 0 | 0 | 0 | 0 | 0 | 0 | 0 | 0 | 0 | 0 | 0 | 0 | 0 | 0 | 0 | 0 | 0 | 0 | 0 | 0 | 0 | 0 | 0
F4_Industrial_Paper and Printing_New_Space Heating_Natural Gas_Gas Furnace - Maintenance_A_Technical Potential | F4 | Industrial | Paper and Printing | New | Space Heating | Natural Gas | Gas Furnace - Maintenance | A | Standalone Impact on Baseline Energy (%) | Technical Potential | 0% | 0% | 0% | 0% | 0% | 0% | 0% | 0% | 0% | 0% | 0% | 0% | 0% | 0% | 0% | 0% | 0% | 0% | 0% | 0% | 0% | 0% | 0% | 0% | 0 | 0 | 0 | 0 | 0 | 0 | 0
F5_Industrial_Paper and Printing_New_Space Heating_Natural Gas_Gas Furnace - Maintenance_A_Technical Potential | F5 | Industrial | Paper and Printing | New | Space Heating | Natural Gas | Gas Furnace - Maintenance | A | Standalone Impact on Baseline Summer Peak (%) | Technical Potential | 0% | 0% | 0% | 0% | 0% | 0% | 0% | 0% | 0% | 0% | 0% | 0% | 0% | 0% | 0% | 0% | 0% | 0% | 0% | 0% | 0% | 0% | 0% | 0% | 0 | 0 | 0 | 0 | 0 | 0 | 0
F6_Industrial_Paper and Printing_New_Space Heating_Natural Gas_Gas Furnace - Maintenance_A_Technical Potential | F6 | Industrial | Paper and Printing | New | Space Heating | Natural Gas | Gas Furnace - Maintenance | A | Standalone Impact on Baseline Winter Peak (%) | Technical Potential | 0% | 0% | 0% | 0% | 0% | 0% | 0% | 0% | 0% | 0% | 0% | 0% | 0% | 0% | 0% | 0% | 0% | 0% | 0% | 0% | 0% | 0% | 0% | 0% | 0 | 0 | 0 | 0 | 0 | 0 | 0
F7_Industrial_Paper and Printing_New_Space Heating_Natural Gas_Gas Furnace - Maintenance_A_Technical Potential | F7 | Industrial | Paper and Printing | New | Space Heating | Natural Gas | Gas Furnace - Maintenance | A | Incremental Energy Savings (MWh or mTherms) | Technical Potential | 0 | 0 | 0 | 0 | 0 | 0 | 0 | 0 | 0 | 0 | 0 | 0 | 0 | 0 | 0 | 0 | 0 | 0 | 0 | 0 | 0 | 0 | 0 | 0 | 0 | 0 | 0 | 0 | 0 | 0 | 0
F8_Industrial_Paper and Printing_New_Space Heating_Natural Gas_Gas Furnace - Maintenance_A_Technical Potential | F8 | Industrial | Paper and Printing | New | Space Heating | Natural Gas | Gas Furnace - Maintenance | A | Incremental Summer Peak Savings (MW) | Technical Potential | 0 | 0 | 0 | 0 | 0 | 0 | 0 | 0 | 0 | 0 | 0 | 0 | 0 | 0 | 0 | 0 | 0 | 0 | 0 | 0 | 0 | 0 | 0 | 0 | 0 | 0 | 0 | 0 | 0 | 0 | 0
F9_Industrial_Paper and Printing_New_Space Heating_Natural Gas_Gas Furnace - Maintenance_A_Technical Potential | F9 | Industrial | Paper and Printing | New | Space Heating | Natural Gas | Gas Furnace - Maintenance | A | Incremental Winter Peak Savings (MW) | Technical Potential | 0 | 0 | 0 | 0 | 0 | 0 | 0 | 0 | 0 | 0 | 0 | 0 | 0 | 0 | 0 | 0 | 0 | 0 | 0 | 0 | 0 | 0 | 0 | 0 | 0 | 0 | 0 | 0 | 0 | 0 | 0
F10_Industrial_Paper and Printing_New_Space Heating_Natural Gas_Gas Furnace - Maintenance_A_Technical Potential | F10 | Industrial | Paper and Printing | New | Space Heating | Natural Gas | Gas Furnace - Maintenance | A | Cumulative Energy Savings (MWh or mTherms) | Technical Potential | 0 | 0 | 0 | 0 | 0 | 0 | 0 | 0 | 0 | 0 | 0 | 0 | 0 | 0 | 0 | 0 | 0 | 0 | 0 | 0 | 0 | 0 | 0 | 0 | 0 | 0 | 0 | 0 | 0 | 0 | 0
F11_Industrial_Paper and Printing_New_Space Heating_Natural Gas_Gas Furnace - Maintenance_A_Technical Potential | F11 | Industrial | Paper and Printing | New | Space Heating | Natural Gas | Gas Furnace - Maintenance | A | Cumulative Summer Peak Savings (MW) | Technical Potential | 0 | 0 | 0 | 0 | 0 | 0 | 0 | 0 | 0 | 0 | 0 | 0 | 0 | 0 | 0 | 0 | 0 | 0 | 0 | 0 | 0 | 0 | 0 | 0 | 0 | 0 | 0 | 0 | 0 | 0 | 0
F12_Industrial_Paper and Printing_New_Space Heating_Natural Gas_Gas Furnace - Maintenance_A_Technical Potential | F12 | Industrial | Paper and Printing | New | Space Heating | Natural Gas | Gas Furnace - Maintenance | A | Cumulative Winter Peak Savings (MW) | Technical Potential | 0 | 0 | 0 | 0 | 0 | 0 | 0 | 0 | 0 | 0 | 0 | 0 | 0 | 0 | 0 | 0 | 0 | 0 | 0 | 0 | 0 | 0 | 0 | 0 | 0 | 0 | 0 | 0 | 0 | 0 | 0
F13_Industrial_Paper and Printing_New_Space Heating_Natural Gas_Gas Furnace - Maintenance_A_Technical Potential | F13 | Industrial | Paper and Printing | New | Space Heating | Natural Gas | Gas Furnace - Maintenance | A | Purchases (Incremental) | Technical Potential | 0 | 0 | 0 | 0 | 0 | 0 | 0 | 0 | 0 | 0 | 0 | 0 | 0 | 0 | 0 | 0 | 0 | 0 | 0 | 0 | 0 | 0 | 0 | 0 | 0 | 0 | 0 | 0 | 0 | 0 | 0
F14_Industrial_Paper and Printing_New_Space Heating_Natural Gas_Gas Furnace - Maintenance_A_Technical Potential | F14 | Industrial | Paper and Printing | New | Space Heating | Natural Gas | Gas Furnace - Maintenance | A | Purchases (Cumulative) | Technical Potential | 0 | 0 | 0 | 0 | 0 | 0 | 0 | 0 | 0 | 0 | 0 | 0 | 0 | 0 | 0 | 0 | 0 | 0 | 0 | 0 | 0 | 0 | 0 | 0 | 0 | 0 | 0 | 0 | 0 | 0 | 0
F1_Industrial_Paper and Printing_New_Space Heating_Natural Gas_Gas Boiler - Hot Water Reset_A_Technical Potential | F1 | Industrial | Paper and Printing | New | Space Heating | Natural Gas | Gas Boiler - Hot Water Reset | A | Original Unit Energy Savings (kWh or therms) | Technical Potential | 0 | 0 | 0 | 0 | 0 | 0 | 0 | 0 | 0 | 0 | 0 | 0 | 0 | 0 | 0 | 0 | 0 | 0 | 0 | 0 | 0 | 0 | 0 | 0 | 0 | 0 | 0 | 0 | 0 | 0 | 0
F2_Industrial_Paper and Printing_New_Space Heating_Natural Gas_Gas Boiler - Hot Water Reset_A_Technical Potential | F2 | Industrial | Paper and Printing | New | Space Heating | Natural Gas | Gas Boiler - Hot Water Reset | A | Original Unit Summer Peak Savings (kW) | Technical Potential | 0 | 0 | 0 | 0 | 0 | 0 | 0 | 0 | 0 | 0 | 0 | 0 | 0 | 0 | 0 | 0 | 0 | 0 | 0 | 0 | 0 | 0 | 0 | 0 | 0 | 0 | 0 | 0 | 0 | 0 | 0
F3_Industrial_Paper and Printing_New_Space Heating_Natural Gas_Gas Boiler - Hot Water Reset_A_Technical Potential | F3 | Industrial | Paper and Printing | New | Space Heating | Natural Gas | Gas Boiler - Hot Water Reset | A | Original Unit Winter Peak Savings (kW) | Technical Potential | 0 | 0 | 0 | 0 | 0 | 0 | 0 | 0 | 0 | 0 | 0 | 0 | 0 | 0 | 0 | 0 | 0 | 0 | 0 | 0 | 0 | 0 | 0 | 0 | 0 | 0 | 0 | 0 | 0 | 0 | 0
F4_Industrial_Paper and Printing_New_Space Heating_Natural Gas_Gas Boiler - Hot Water Reset_A_Technical Potential | F4 | Industrial | Paper and Printing | New | Space Heating | Natural Gas | Gas Boiler - Hot Water Reset | A | Standalone Impact on Baseline Energy (%) | Technical Potential | 0% | 0% | 0% | 0% | 0% | 0% | 0% | 0% | 0% | 0% | 0% | 0% | 0% | 0% | 0% | 0% | 0% | 0% | 0% | 0% | 0% | 0% | 0% | 0% | 0 | 0 | 0 | 0 | 0 | 0 | 0
F5_Industrial_Paper and Printing_New_Space Heating_Natural Gas_Gas Boiler - Hot Water Reset_A_Technical Potential | F5 | Industrial | Paper and Printing | New | Space Heating | Natural Gas | Gas Boiler - Hot Water Reset | A | Standalone Impact on Baseline Summer Peak (%) | Technical Potential | 0% | 0% | 0% | 0% | 0% | 0% | 0% | 0% | 0% | 0% | 0% | 0% | 0% | 0% | 0% | 0% | 0% | 0% | 0% | 0% | 0% | 0% | 0% | 0% | 0 | 0 | 0 | 0 | 0 | 0 | 0
F6_Industrial_Paper and Printing_New_Space Heating_Natural Gas_Gas Boiler - Hot Water Reset_A_Technical Potential | F6 | Industrial | Paper and Printing | New | Space Heating | Natural Gas | Gas Boiler - Hot Water Reset | A | Standalone Impact on Baseline Winter Peak (%) | Technical Potential | 0% | 0% | 0% | 0% | 0% | 0% | 0% | 0% | 0% | 0% | 0% | 0% | 0% | 0% | 0% | 0% | 0% | 0% | 0% | 0% | 0% | 0% | 0% | 0% | 0 | 0 | 0 | 0 | 0 | 0 | 0
F7_Industrial_Paper and Printing_New_Space Heating_Natural Gas_Gas Boiler - Hot Water Reset_A_Technical Potential | F7 | Industrial | Paper and Printing | New | Space Heating | Natural Gas | Gas Boiler - Hot Water Reset | A | Incremental Energy Savings (MWh or mTherms) | Technical Potential | 0 | 0 | 0 | 0 | 0 | 0 | 0 | 0 | 0 | 0 | 0 | 0 | 0 | 0 | 0 | 0 | 0 | 0 | 0 | 0 | 0 | 0 | 0 | 0 | 0 | 0 | 0 | 0 | 0 | 0 | 0
F8_Industrial_Paper and Printing_New_Space Heating_Natural Gas_Gas Boiler - Hot Water Reset_A_Technical Potential | F8 | Industrial | Paper and Printing | New | Space Heating | Natural Gas | Gas Boiler - Hot Water Reset | A | Incremental Summer Peak Savings (MW) | Technical Potential | 0 | 0 | 0 | 0 | 0 | 0 | 0 | 0 | 0 | 0 | 0 | 0 | 0 | 0 | 0 | 0 | 0 | 0 | 0 | 0 | 0 | 0 | 0 | 0 | 0 | 0 | 0 | 0 | 0 | 0 | 0
F9_Industrial_Paper and Printing_New_Space Heating_Natural Gas_Gas Boiler - Hot Water Reset_A_Technical Potential | F9 | Industrial | Paper and Printing | New | Space Heating | Natural Gas | Gas Boiler - Hot Water Reset | A | Incremental Winter Peak Savings (MW) | Technical Potential | 0 | 0 | 0 | 0 | 0 | 0 | 0 | 0 | 0 | 0 | 0 | 0 | 0 | 0 | 0 | 0 | 0 | 0 | 0 | 0 | 0 | 0 | 0 | 0 | 0 | 0 | 0 | 0 | 0 | 0 | 0
F10_Industrial_Paper and Printing_New_Space Heating_Natural Gas_Gas Boiler - Hot Water Reset_A_Technical Potential | F10 | Industrial | Paper and Printing | New | Space Heating | Natural Gas | Gas Boiler - Hot Water Reset | A | Cumulative Energy Savings (MWh or mTherms) | Technical Potential | 0 | 0 | 0 | 0 | 0 | 0 | 0 | 0 | 0 | 0 | 0 | 0 | 0 | 0 | 0 | 0 | 0 | 0 | 0 | 0 | 0 | 0 | 0 | 0 | 0 | 0 | 0 | 0 | 0 | 0 | 0
F11_Industrial_Paper and Printing_New_Space Heating_Natural Gas_Gas Boiler - Hot Water Reset_A_Technical Potential | F11 | Industrial | Paper and Printing | New | Space Heating | Natural Gas | Gas Boiler - Hot Water Reset | A | Cumulative Summer Peak Savings (MW) | Technical Potential | 0 | 0 | 0 | 0 | 0 | 0 | 0 | 0 | 0 | 0 | 0 | 0 | 0 | 0 | 0 | 0 | 0 | 0 | 0 | 0 | 0 | 0 | 0 | 0 | 0 | 0 | 0 | 0 | 0 | 0 | 0
F12_Industrial_Paper and Printing_New_Space Heating_Natural Gas_Gas Boiler - Hot Water Reset_A_Technical Potential | F12 | Industrial | Paper and Printing | New | Space Heating | Natural Gas | Gas Boiler - Hot Water Reset | A | Cumulative Winter Peak Savings (MW) | Technical Potential | 0 | 0 | 0 | 0 | 0 | 0 | 0 | 0 | 0 | 0 | 0 | 0 | 0 | 0 | 0 | 0 | 0 | 0 | 0 | 0 | 0 | 0 | 0 | 0 | 0 | 0 | 0 | 0 | 0 | 0 | 0
F13_Industrial_Paper and Printing_New_Space Heating_Natural Gas_Gas Boiler - Hot Water Reset_A_Technical Potential | F13 | Industrial | Paper and Printing | New | Space Heating | Natural Gas | Gas Boiler - Hot Water Reset | A | Purchases (Incremental) | Technical Potential | 0 | 0 | 0 | 0 | 0 | 0 | 0 | 0 | 0 | 0 | 0 | 0 | 0 | 0 | 0 | 0 | 0 | 0 | 0 | 0 | 0 | 0 | 0 | 0 | 0 | 0 | 0 | 0 | 0 | 0 | 0
F14_Industrial_Paper and Printing_New_Space Heating_Natural Gas_Gas Boiler - Hot Water Reset_A_Technical Potential | F14 | Industrial | Paper and Printing | New | Space Heating | Natural Gas | Gas Boiler - Hot Water Reset | A | Purchases (Cumulative) | Technical Potential | 0 | 0 | 0 | 0 | 0 | 0 | 0 | 0 | 0 | 0 | 0 | 0 | 0 | 0 | 0 | 0 | 0 | 0 | 0 | 0 | 0 | 0 | 0 | 0 | 0 | 0 | 0 | 0 | 0 | 0 | 0
F1_Industrial_Paper and Printing_New_Process_Natural Gas_Gas Boiler - Hot Water Reset_A_Technical Potential | F1 | Industrial | Paper and Printing | New | Process | Natural Gas | Gas Boiler - Hot Water Reset | A | Original Unit Energy Savings (kWh or therms) | Technical Potential | 0 | 0 | 0 | 0 | 0 | 101.4573 | 101.4573 | 101.4573 | 101.4573 | 101.4573 | 101.4573 | 101.4573 | 101.4573 | 101.4573 | 101.4573 | 101.4573 | 101.4573 | 101.4573 | 101.4573 | 101.4573 | 101.4573 | 101.4573 | 101.4573 | 101.4573 | 101.4573 | 101.4573 | 101.4573 | 101.4573 | 101.4573 | 101.4573 | 101.4573
F2_Industrial_Paper and Printing_New_Process_Natural Gas_Gas Boiler - Hot Water Reset_A_Technical Potential | F2 | Industrial | Paper and Printing | New | Process | Natural Gas | Gas Boiler - Hot Water Reset | A | Original Unit Summer Peak Savings (kW) | Technical Potential | 0 | 0 | 0 | 0 | 0 | 0 | 0 | 0 | 0 | 0 | 0 | 0 | 0 | 0 | 0 | 0 | 0 | 0 | 0 | 0 | 0 | 0 | 0 | 0 | 0 | 0 | 0 | 0 | 0 | 0 | 0
F3_Industrial_Paper and Printing_New_Process_Natural Gas_Gas Boiler - Hot Water Reset_A_Technical Potential | F3 | Industrial | Paper and Printing | New | Process | Natural Gas | Gas Boiler - Hot Water Reset | A | Original Unit Winter Peak Savings (kW) | Technical Potential | 0 | 0 | 0 | 0 | 0 | 0 | 0 | 0 | 0 | 0 | 0 | 0 | 0 | 0 | 0 | 0 | 0 | 0 | 0 | 0 | 0 | 0 | 0 | 0 | 0 | 0 | 0 | 0 | 0 | 0 | 0
F4_Industrial_Paper and Printing_New_Process_Natural Gas_Gas Boiler - Hot Water Reset_A_Technical Potential | F4 | Industrial | Paper and Printing | New | Process | Natural Gas | Gas Boiler - Hot Water Reset | A | Standalone Impact on Baseline Energy (%) | Technical Potential | 0% | 0% | 0% | 0% | 0% | 0.02061% | 0.0427% | 0.06791% | 0.09583% | 0.1267% | 0.1625% | 0.2011% | 0.2389% | 0.272% | 0.2972% | 0.3121% | 0.3159% | 0.3113% | 0.3012% | 0.2889% | 0.2762% | 0.2638% | 0.2525% | 0.2422% | 0.0023273 | 0.0022399 | 0.002159 | 0.002084 | 0 | 0 | 0
F5_Industrial_Paper and Printing_New_Process_Natural Gas_Gas Boiler - Hot Water Reset_A_Technical Potential | F5 | Industrial | Paper and Printing | New | Process | Natural Gas | Gas Boiler - Hot Water Reset | A | Standalone Impact on Baseline Summer Peak (%) | Technical Potential | 0% | 0% | 0% | 0% | 0% | 0% | 0% | 0% | 0% | 0% | 0% | 0% | 0% | 0% | 0% | 0% | 0% | 0% | 0% | 0% | 0% | 0% | 0% | 0% | 0 | 0 | 0 | 0 | 0 | 0 | 0
F6_Industrial_Paper and Printing_New_Process_Natural Gas_Gas Boiler - Hot Water Reset_A_Technical Potential | F6 | Industrial | Paper and Printing | New | Process | Natural Gas | Gas Boiler - Hot Water Reset | A | Standalone Impact on Baseline Winter Peak (%) | Technical Potential | 0% | 0% | 0% | 0% | 0% | 0% | 0% | 0% | 0% | 0% | 0% | 0% | 0% | 0% | 0% | 0% | 0% | 0% | 0% | 0% | 0% | 0% | 0% | 0% | 0 | 0 | 0 | 0 | 0 | 0 | 0
F7_Industrial_Paper and Printing_New_Process_Natural Gas_Gas Boiler - Hot Water Reset_A_Technical Potential | F7 | Industrial | Paper and Printing | New | Process | Natural Gas | Gas Boiler - Hot Water Reset | A | Incremental Energy Savings (MWh or mTherms) | Technical Potential | 0 | 0 | 0 | 0 | 0 | 0.0058604 | 0.0085249 | 0.012058 | 0.015873 | 0.020246 | 0.026176 | 0.031428 | 0.034871 | 0.035461 | 0.032681 | 0.026998 | 0.018988 | 0.011676 | 0.0059331 | 0.0026408 | 0.0010078 | 0.0058604 | 0.0085249 | 0.012058 | 0.015873 | 0.020246 | 0.026176 | 0.031428 | 0.034871 | 0.035461 | 0.032681
F8_Industrial_Paper and Printing_New_Process_Natural Gas_Gas Boiler - Hot Water Reset_A_Technical Potential | F8 | Industrial | Paper and Printing | New | Process | Natural Gas | Gas Boiler - Hot Water Reset | A | Incremental Summer Peak Savings (MW) | Technical Potential | 0 | 0 | 0 | 0 | 0 | 0 | 0 | 0 | 0 | 0 | 0 | 0 | 0 | 0 | 0 | 0 | 0 | 0 | 0 | 0 | 0 | 0 | 0 | 0 | 0 | 0 | 0 | 0 | 0 | 0 | 0
F9_Industrial_Paper and Printing_New_Process_Natural Gas_Gas Boiler - Hot Water Reset_A_Technical Potential | F9 | Industrial | Paper and Printing | New | Process | Natural Gas | Gas Boiler - Hot Water Reset | A | Incremental Winter Peak Savings (MW) | Technical Potential | 0 | 0 | 0 | 0 | 0 | 0 | 0 | 0 | 0 | 0 | 0 | 0 | 0 | 0 | 0 | 0 | 0 | 0 | 0 | 0 | 0 | 0 | 0 | 0 | 0 | 0 | 0 | 0 | 0 | 0 | 0
F10_Industrial_Paper and Printing_New_Process_Natural Gas_Gas Boiler - Hot Water Reset_A_Technical Potential | F10 | Industrial | Paper and Printing | New | Process | Natural Gas | Gas Boiler - Hot Water Reset | A | Cumulative Energy Savings (MWh or mTherms) | Technical Potential | 0 | 0 | 0 | 0 | 0 | 0.0058604 | 0.014385 | 0.026443 | 0.042316 | 0.062563 | 0.088738 | 0.12017 | 0.15504 | 0.1905 | 0.22318 | 0.25018 | 0.26917 | 0.28084 | 0.28677 | 0.28941 | 0.29042 | 0.29042 | 0.29042 | 0.29042 | 0.29042 | 0.29042 | 0.29042 | 0.29042 | 0.29042 | 0.29042 | 0.29042
F11_Industrial_Paper and Printing_New_Process_Natural Gas_Gas Boiler - Hot Water Reset_A_Technical Potential | F11 | Industrial | Paper and Printing | New | Process | Natural Gas | Gas Boiler - Hot Water Reset | A | Cumulative Summer Peak Savings (MW) | Technical Potential | 0 | 0 | 0 | 0 | 0 | 0 | 0 | 0 | 0 | 0 | 0 | 0 | 0 | 0 | 0 | 0 | 0 | 0 | 0 | 0 | 0 | 0 | 0 | 0 | 0 | 0 | 0 | 0 | 0 | 0 | 0
F12_Industrial_Paper and Printing_New_Process_Natural Gas_Gas Boiler - Hot Water Reset_A_Technical Potential | F12 | Industrial | Paper and Printing | New | Process | Natural Gas | Gas Boiler - Hot Water Reset | A | Cumulative Winter Peak Savings (MW) | Technical Potential | 0 | 0 | 0 | 0 | 0 | 0 | 0 | 0 | 0 | 0 | 0 | 0 | 0 | 0 | 0 | 0 | 0 | 0 | 0 | 0 | 0 | 0 | 0 | 0 | 0 | 0 | 0 | 0 | 0 | 0 | 0
F13_Industrial_Paper and Printing_New_Process_Natural Gas_Gas Boiler - Hot Water Reset_A_Technical Potential | F13 | Industrial | Paper and Printing | New | Process | Natural Gas | Gas Boiler - Hot Water Reset | A | Purchases (Incremental) | Technical Potential | 0 | 0 | 0 | 0 | 0 | 0.057762 | 0.084025 | 0.11884 | 0.15645 | 0.19956 | 0.258 | 0.30977 | 0.3437 | 0.34952 | 0.32212 | 0.2661 | 0.18715 | 0.11508 | 0.058479 | 0.026028 | 0.0099336 | 0.057762 | 0.084025 | 0.11884 | 0.15645 | 0.19956 | 0.258 | 0.30977 | 0.3437 | 0.34952 | 0.32212
F14_Industrial_Paper and Printing_New_Process_Natural Gas_Gas Boiler - Hot Water Reset_A_Technical Potential | F14 | Industrial | Paper and Printing | New | Process | Natural Gas | Gas Boiler - Hot Water Reset | A | Purchases (Cumulative) | Technical Potential | 0 | 0 | 0 | 0 | 0 | 0.057762 | 0.14179 | 0.26063 | 0.41708 | 0.61664 | 0.87464 | 1.1844 | 1.5281 | 1.8776 | 2.1997 | 2.4658 | 2.653 | 2.7681 | 2.8265 | 2.8526 | 2.8625 | 2.8625 | 2.8625 | 2.8625 | 2.8625 | 2.8625 | 2.8625 | 2.8625 | 2.8625 | 2.8625 | 2.8625
F1_Industrial_Paper and Printing_New_Space Heating_Natural Gas_Steam Trap Maintenance_A_Technical Potential | F1 | Industrial | Paper and Printing | New | Space Heating | Natural Gas | Steam Trap Maintenance | A | Original Unit Energy Savings (kWh or therms) | Technical Potential | 0 | 0 | 0 | 0 | 0 | 0 | 0 | 0 | 0 | 0 | 0 | 0 | 0 | 0 | 0 | 0 | 0 | 0 | 0 | 0 | 0 | 0 | 0 | 0 | 0 | 0 | 0 | 0 | 0 | 0 | 0
F2_Industrial_Paper and Printing_New_Space Heating_Natural Gas_Steam Trap Maintenance_A_Technical Potential | F2 | Industrial | Paper and Printing | New | Space Heating | Natural Gas | Steam Trap Maintenance | A | Original Unit Summer Peak Savings (kW) | Technical Potential | 0 | 0 | 0 | 0 | 0 | 0 | 0 | 0 | 0 | 0 | 0 | 0 | 0 | 0 | 0 | 0 | 0 | 0 | 0 | 0 | 0 | 0 | 0 | 0 | 0 | 0 | 0 | 0 | 0 | 0 | 0
F3_Industrial_Paper and Printing_New_Space Heating_Natural Gas_Steam Trap Maintenance_A_Technical Potential | F3 | Industrial | Paper and Printing | New | Space Heating | Natural Gas | Steam Trap Maintenance | A | Original Unit Winter Peak Savings (kW) | Technical Potential | 0 | 0 | 0 | 0 | 0 | 0 | 0 | 0 | 0 | 0 | 0 | 0 | 0 | 0 | 0 | 0 | 0 | 0 | 0 | 0 | 0 | 0 | 0 | 0 | 0 | 0 | 0 | 0 | 0 | 0 | 0
F4_Industrial_Paper and Printing_New_Space Heating_Natural Gas_Steam Trap Maintenance_A_Technical Potential | F4 | Industrial | Paper and Printing | New | Space Heating | Natural Gas | Steam Trap Maintenance | A | Standalone Impact on Baseline Energy (%) | Technical Potential | 0% | 0% | 0% | 0% | 0% | 0% | 0% | 0% | 0% | 0% | 0% | 0% | 0% | 0% | 0% | 0% | 0% | 0% | 0% | 0% | 0% | 0% | 0% | 0% | 0 | 0 | 0 | 0 | 0 | 0 | 0
F5_Industrial_Paper and Printing_New_Space Heating_Natural Gas_Steam Trap Maintenance_A_Technical Potential | F5 | Industrial | Paper and Printing | New | Space Heating | Natural Gas | Steam Trap Maintenance | A | Standalone Impact on Baseline Summer Peak (%) | Technical Potential | 0% | 0% | 0% | 0% | 0% | 0% | 0% | 0% | 0% | 0% | 0% | 0% | 0% | 0% | 0% | 0% | 0% | 0% | 0% | 0% | 0% | 0% | 0% | 0% | 0 | 0 | 0 | 0 | 0 | 0 | 0
F6_Industrial_Paper and Printing_New_Space Heating_Natural Gas_Steam Trap Maintenance_A_Technical Potential | F6 | Industrial | Paper and Printing | New | Space Heating | Natural Gas | Steam Trap Maintenance | A | Standalone Impact on Baseline Winter Peak (%) | Technical Potential | 0% | 0% | 0% | 0% | 0% | 0% | 0% | 0% | 0% | 0% | 0% | 0% | 0% | 0% | 0% | 0% | 0% | 0% | 0% | 0% | 0% | 0% | 0% | 0% | 0 | 0 | 0 | 0 | 0 | 0 | 0
F7_Industrial_Paper and Printing_New_Space Heating_Natural Gas_Steam Trap Maintenance_A_Technical Potential | F7 | Industrial | Paper and Printing | New | Space Heating | Natural Gas | Steam Trap Maintenance | A | Incremental Energy Savings (MWh or mTherms) | Technical Potential | 0 | 0 | 0 | 0 | 0 | 0 | 0 | 0 | 0 | 0 | 0 | 0 | 0 | 0 | 0 | 0 | 0 | 0 | 0 | 0 | 0 | 0 | 0 | 0 | 0 | 0 | 0 | 0 | 0 | 0 | 0
F8_Industrial_Paper and Printing_New_Space Heating_Natural Gas_Steam Trap Maintenance_A_Technical Potential | F8 | Industrial | Paper and Printing | New | Space Heating | Natural Gas | Steam Trap Maintenance | A | Incremental Summer Peak Savings (MW) | Technical Potential | 0 | 0 | 0 | 0 | 0 | 0 | 0 | 0 | 0 | 0 | 0 | 0 | 0 | 0 | 0 | 0 | 0 | 0 | 0 | 0 | 0 | 0 | 0 | 0 | 0 | 0 | 0 | 0 | 0 | 0 | 0
F9_Industrial_Paper and Printing_New_Space Heating_Natural Gas_Steam Trap Maintenance_A_Technical Potential | F9 | Industrial | Paper and Printing | New | Space Heating | Natural Gas | Steam Trap Maintenance | A | Incremental Winter Peak Savings (MW) | Technical Potential | 0 | 0 | 0 | 0 | 0 | 0 | 0 | 0 | 0 | 0 | 0 | 0 | 0 | 0 | 0 | 0 | 0 | 0 | 0 | 0 | 0 | 0 | 0 | 0 | 0 | 0 | 0 | 0 | 0 | 0 | 0
F10_Industrial_Paper and Printing_New_Space Heating_Natural Gas_Steam Trap Maintenance_A_Technical Potential | F10 | Industrial | Paper and Printing | New | Space Heating | Natural Gas | Steam Trap Maintenance | A | Cumulative Energy Savings (MWh or mTherms) | Technical Potential | 0 | 0 | 0 | 0 | 0 | 0 | 0 | 0 | 0 | 0 | 0 | 0 | 0 | 0 | 0 | 0 | 0 | 0 | 0 | 0 | 0 | 0 | 0 | 0 | 0 | 0 | 0 | 0 | 0 | 0 | 0
F11_Industrial_Paper and Printing_New_Space Heating_Natural Gas_Steam Trap Maintenance_A_Technical Potential | F11 | Industrial | Paper and Printing | New | Space Heating | Natural Gas | Steam Trap Maintenance | A | Cumulative Summer Peak Savings (MW) | Technical Potential | 0 | 0 | 0 | 0 | 0 | 0 | 0 | 0 | 0 | 0 | 0 | 0 | 0 | 0 | 0 | 0 | 0 | 0 | 0 | 0 | 0 | 0 | 0 | 0 | 0 | 0 | 0 | 0 | 0 | 0 | 0
F12_Industrial_Paper and Printing_New_Space Heating_Natural Gas_Steam Trap Maintenance_A_Technical Potential | F12 | Industrial | Paper and Printing | New | Space Heating | Natural Gas | Steam Trap Maintenance | A | Cumulative Winter Peak Savings (MW) | Technical Potential | 0 | 0 | 0 | 0 | 0 | 0 | 0 | 0 | 0 | 0 | 0 | 0 | 0 | 0 | 0 | 0 | 0 | 0 | 0 | 0 | 0 | 0 | 0 | 0 | 0 | 0 | 0 | 0 | 0 | 0 | 0
F13_Industrial_Paper and Printing_New_Space Heating_Natural Gas_Steam Trap Maintenance_A_Technical Potential | F13 | Industrial | Paper and Printing | New | Space Heating | Natural Gas | Steam Trap Maintenance | A | Purchases (Incremental) | Technical Potential | 0 | 0 | 0 | 0 | 0 | 0 | 0 | 0 | 0 | 0 | 0 | 0 | 0 | 0 | 0 | 0 | 0 | 0 | 0 | 0 | 0 | 0 | 0 | 0 | 0 | 0 | 0 | 0 | 0 | 0 | 0
F14_Industrial_Paper and Printing_New_Space Heating_Natural Gas_Steam Trap Maintenance_A_Technical Potential | F14 | Industrial | Paper and Printing | New | Space Heating | Natural Gas | Steam Trap Maintenance | A | Purchases (Cumulative) | Technical Potential | 0 | 0 | 0 | 0 | 0 | 0 | 0 | 0 | 0 | 0 | 0 | 0 | 0 | 0 | 0 | 0 | 0 | 0 | 0 | 0 | 0 | 0 | 0 | 0 | 0 | 0 | 0 | 0 | 0 | 0 | 0
F1_Industrial_Paper and Printing_New_Process_Natural Gas_Steam Trap Maintenance_A_Technical Potential | F1 | Industrial | Paper and Printing | New | Process | Natural Gas | Steam Trap Maintenance | A | Original Unit Energy Savings (kWh or therms) | Technical Potential | 0 | 0 | 0 | 0 | 0 | 71.6855 | 71.6855 | 71.6855 | 71.6855 | 71.6855 | 71.6855 | 71.6855 | 71.6855 | 71.6855 | 71.6855 | 71.6855 | 71.6855 | 71.6855 | 71.6855 | 71.6855 | 71.6855 | 71.6855 | 71.6855 | 71.6855 | 71.6855 | 71.6855 | 71.6855 | 71.6855 | 71.6855 | 71.6855 | 71.6855
F2_Industrial_Paper and Printing_New_Process_Natural Gas_Steam Trap Maintenance_A_Technical Potential | F2 | Industrial | Paper and Printing | New | Process | Natural Gas | Steam Trap Maintenance | A | Original Unit Summer Peak Savings (kW) | Technical Potential | 0 | 0 | 0 | 0 | 0 | 0 | 0 | 0 | 0 | 0 | 0 | 0 | 0 | 0 | 0 | 0 | 0 | 0 | 0 | 0 | 0 | 0 | 0 | 0 | 0 | 0 | 0 | 0 | 0 | 0 | 0
F3_Industrial_Paper and Printing_New_Process_Natural Gas_Steam Trap Maintenance_A_Technical Potential | F3 | Industrial | Paper and Printing | New | Process | Natural Gas | Steam Trap Maintenance | A | Original Unit Winter Peak Savings (kW) | Technical Potential | 0 | 0 | 0 | 0 | 0 | 0 | 0 | 0 | 0 | 0 | 0 | 0 | 0 | 0 | 0 | 0 | 0 | 0 | 0 | 0 | 0 | 0 | 0 | 0 | 0 | 0 | 0 | 0 | 0 | 0 | 0
F4_Industrial_Paper and Printing_New_Process_Natural Gas_Steam Trap Maintenance_A_Technical Potential | F4 | Industrial | Paper and Printing | New | Process | Natural Gas | Steam Trap Maintenance | A | Standalone Impact on Baseline Energy (%) | Technical Potential | 0% | 0% | 0% | 0% | 0% | 0% | 0% | 0% | 0% | 0% | 0% | 0% | 0% | 0% | 0% | 0% | 0% | 0% | 0% | 0% | 0% | 0% | 0% | 0% | 0 | 0 | 0 | 0 | 0 | 0 | 0
F5_Industrial_Paper and Printing_New_Process_Natural Gas_Steam Trap Maintenance_A_Technical Potential | F5 | Industrial | Paper and Printing | New | Process | Natural Gas | Steam Trap Maintenance | A | Standalone Impact on Baseline Summer Peak (%) | Technical Potential | 0% | 0% | 0% | 0% | 0% | 0% | 0% | 0% | 0% | 0% | 0% | 0% | 0% | 0% | 0% | 0% | 0% | 0% | 0% | 0% | 0% | 0% | 0% | 0% | 0 | 0 | 0 | 0 | 0 | 0 | 0
F6_Industrial_Paper and Printing_New_Process_Natural Gas_Steam Trap Maintenance_A_Technical Potential | F6 | Industrial | Paper and Printing | New | Process | Natural Gas | Steam Trap Maintenance | A | Standalone Impact on Baseline Winter Peak (%) | Technical Potential | 0% | 0% | 0% | 0% | 0% | 0% | 0% | 0% | 0% | 0% | 0% | 0% | 0% | 0% | 0% | 0% | 0% | 0% | 0% | 0% | 0% | 0% | 0% | 0% | 0 | 0 | 0 | 0 | 0 | 0 | 0
F7_Industrial_Paper and Printing_New_Process_Natural Gas_Steam Trap Maintenance_A_Technical Potential | F7 | Industrial | Paper and Printing | New | Process | Natural Gas | Steam Trap Maintenance | A | Incremental Energy Savings (MWh or mTherms) | Technical Potential | 0 | 0 | 0 | 0 | 0 | 0 | 0 | 0 | 0 | 0 | 0 | 0 | 0 | 0 | 0 | 0 | 0 | 0 | 0 | 0 | 0 | 0 | 0 | 0 | 0 | 0 | 0 | 0 | 0 | 0 | 0
F8_Industrial_Paper and Printing_New_Process_Natural Gas_Steam Trap Maintenance_A_Technical Potential | F8 | Industrial | Paper and Printing | New | Process | Natural Gas | Steam Trap Maintenance | A | Incremental Summer Peak Savings (MW) | Technical Potential | 0 | 0 | 0 | 0 | 0 | 0 | 0 | 0 | 0 | 0 | 0 | 0 | 0 | 0 | 0 | 0 | 0 | 0 | 0 | 0 | 0 | 0 | 0 | 0 | 0 | 0 | 0 | 0 | 0 | 0 | 0
F9_Industrial_Paper and Printing_New_Process_Natural Gas_Steam Trap Maintenance_A_Technical Potential | F9 | Industrial | Paper and Printing | New | Process | Natural Gas | Steam Trap Maintenance | A | Incremental Winter Peak Savings (MW) | Technical Potential | 0 | 0 | 0 | 0 | 0 | 0 | 0 | 0 | 0 | 0 | 0 | 0 | 0 | 0 | 0 | 0 | 0 | 0 | 0 | 0 | 0 | 0 | 0 | 0 | 0 | 0 | 0 | 0 | 0 | 0 | 0
F10_Industrial_Paper and Printing_New_Process_Natural Gas_Steam Trap Maintenance_A_Technical Potential | F10 | Industrial | Paper and Printing | New | Process | Natural Gas | Steam Trap Maintenance | A | Cumulative Energy Savings (MWh or mTherms) | Technical Potential | 0 | 0 | 0 | 0 | 0 | 0 | 0 | 0 | 0 | 0 | 0 | 0 | 0 | 0 | 0 | 0 | 0 | 0 | 0 | 0 | 0 | 0 | 0 | 0 | 0 | 0 | 0 | 0 | 0 | 0 | 0
F11_Industrial_Paper and Printing_New_Process_Natural Gas_Steam Trap Maintenance_A_Technical Potential | F11 | Industrial | Paper and Printing | New | Process | Natural Gas | Steam Trap Maintenance | A | Cumulative Summer Peak Savings (MW) | Technical Potential | 0 | 0 | 0 | 0 | 0 | 0 | 0 | 0 | 0 | 0 | 0 | 0 | 0 | 0 | 0 | 0 | 0 | 0 | 0 | 0 | 0 | 0 | 0 | 0 | 0 | 0 | 0 | 0 | 0 | 0 | 0
F12_Industrial_Paper and Printing_New_Process_Natural Gas_Steam Trap Maintenance_A_Technical Potential | F12 | Industrial | Paper and Printing | New | Process | Natural Gas | Steam Trap Maintenance | A | Cumulative Winter Peak Savings (MW) | Technical Potential | 0 | 0 | 0 | 0 | 0 | 0 | 0 | 0 | 0 | 0 | 0 | 0 | 0 | 0 | 0 | 0 | 0 | 0 | 0 | 0 | 0 | 0 | 0 | 0 | 0 | 0 | 0 | 0 | 0 | 0 | 0
F13_Industrial_Paper and Printing_New_Process_Natural Gas_Steam Trap Maintenance_A_Technical Potential | F13 | Industrial | Paper and Printing | New | Process | Natural Gas | Steam Trap Maintenance | A | Purchases (Incremental) | Technical Potential | 0 | 0 | 0 | 0 | 0 | 0 | 0 | 0 | 0 | 0 | 0 | 0 | 0 | 0 | 0 | 0 | 0 | 0 | 0 | 0 | 0 | 0 | 0 | 0 | 0 | 0 | 0 | 0 | 0 | 0 | 0
F14_Industrial_Paper and Printing_New_Process_Natural Gas_Steam Trap Maintenance_A_Technical Potential | F14 | Industrial | Paper and Printing | New | Process | Natural Gas | Steam Trap Maintenance | A | Purchases (Cumulative) | Technical Potential | 0 | 0 | 0 | 0 | 0 | 0 | 0 | 0 | 0 | 0 | 0 | 0 | 0 | 0 | 0 | 0 | 0 | 0 | 0 | 0 | 0 | 0 | 0 | 0 | 0 | 0 | 0 | 0 | 0 | 0 | 0
F1_Industrial_Paper and Printing_New_Space Heating_Natural Gas_Gas Boiler - High Turndown_A_Technical Potential | F1 | Industrial | Paper and Printing | New | Space Heating | Natural Gas | Gas Boiler - High Turndown | A | Original Unit Energy Savings (kWh or therms) | Technical Potential | 0 | 0 | 0 | 0 | 0 | 0 | 0 | 0 | 0 | 0 | 0 | 0 | 0 | 0 | 0 | 0 | 0 | 0 | 0 | 0 | 0 | 0 | 0 | 0 | 0 | 0 | 0 | 0 | 0 | 0 | 0
F2_Industrial_Paper and Printing_New_Space Heating_Natural Gas_Gas Boiler - High Turndown_A_Technical Potential | F2 | Industrial | Paper and Printing | New | Space Heating | Natural Gas | Gas Boiler - High Turndown | A | Original Unit Summer Peak Savings (kW) | Technical Potential | 0 | 0 | 0 | 0 | 0 | 0 | 0 | 0 | 0 | 0 | 0 | 0 | 0 | 0 | 0 | 0 | 0 | 0 | 0 | 0 | 0 | 0 | 0 | 0 | 0 | 0 | 0 | 0 | 0 | 0 | 0
F3_Industrial_Paper and Printing_New_Space Heating_Natural Gas_Gas Boiler - High Turndown_A_Technical Potential | F3 | Industrial | Paper and Printing | New | Space Heating | Natural Gas | Gas Boiler - High Turndown | A | Original Unit Winter Peak Savings (kW) | Technical Potential | 0 | 0 | 0 | 0 | 0 | 0 | 0 | 0 | 0 | 0 | 0 | 0 | 0 | 0 | 0 | 0 | 0 | 0 | 0 | 0 | 0 | 0 | 0 | 0 | 0 | 0 | 0 | 0 | 0 | 0 | 0
F4_Industrial_Paper and Printing_New_Space Heating_Natural Gas_Gas Boiler - High Turndown_A_Technical Potential | F4 | Industrial | Paper and Printing | New | Space Heating | Natural Gas | Gas Boiler - High Turndown | A | Standalone Impact on Baseline Energy (%) | Technical Potential | 0% | 0% | 0% | 0% | 0% | 0% | 0% | 0% | 0% | 0% | 0% | 0% | 0% | 0% | 0% | 0% | 0% | 0% | 0% | 0% | 0% | 0% | 0% | 0% | 0 | 0 | 0 | 0 | 0 | 0 | 0
F5_Industrial_Paper and Printing_New_Space Heating_Natural Gas_Gas Boiler - High Turndown_A_Technical Potential | F5 | Industrial | Paper and Printing | New | Space Heating | Natural Gas | Gas Boiler - High Turndown | A | Standalone Impact on Baseline Summer Peak (%) | Technical Potential | 0% | 0% | 0% | 0% | 0% | 0% | 0% | 0% | 0% | 0% | 0% | 0% | 0% | 0% | 0% | 0% | 0% | 0% | 0% | 0% | 0% | 0% | 0% | 0% | 0 | 0 | 0 | 0 | 0 | 0 | 0
F6_Industrial_Paper and Printing_New_Space Heating_Natural Gas_Gas Boiler - High Turndown_A_Technical Potential | F6 | Industrial | Paper and Printing | New | Space Heating | Natural Gas | Gas Boiler - High Turndown | A | Standalone Impact on Baseline Winter Peak (%) | Technical Potential | 0% | 0% | 0% | 0% | 0% | 0% | 0% | 0% | 0% | 0% | 0% | 0% | 0% | 0% | 0% | 0% | 0% | 0% | 0% | 0% | 0% | 0% | 0% | 0% | 0 | 0 | 0 | 0 | 0 | 0 | 0
F7_Industrial_Paper and Printing_New_Space Heating_Natural Gas_Gas Boiler - High Turndown_A_Technical Potential | F7 | Industrial | Paper and Printing | New | Space Heating | Natural Gas | Gas Boiler - High Turndown | A | Incremental Energy Savings (MWh or mTherms) | Technical Potential | 0 | 0 | 0 | 0 | 0 | 0 | 0 | 0 | 0 | 0 | 0 | 0 | 0 | 0 | 0 | 0 | 0 | 0 | 0 | 0 | 0 | 0 | 0 | 0 | 0 | 0 | 0 | 0 | 0 | 0 | 0
F8_Industrial_Paper and Printing_New_Space Heating_Natural Gas_Gas Boiler - High Turndown_A_Technical Potential | F8 | Industrial | Paper and Printing | New | Space Heating | Natural Gas | Gas Boiler - High Turndown | A | Incremental Summer Peak Savings (MW) | Technical Potential | 0 | 0 | 0 | 0 | 0 | 0 | 0 | 0 | 0 | 0 | 0 | 0 | 0 | 0 | 0 | 0 | 0 | 0 | 0 | 0 | 0 | 0 | 0 | 0 | 0 | 0 | 0 | 0 | 0 | 0 | 0
F9_Industrial_Paper and Printing_New_Space Heating_Natural Gas_Gas Boiler - High Turndown_A_Technical Potential | F9 | Industrial | Paper and Printing | New | Space Heating | Natural Gas | Gas Boiler - High Turndown | A | Incremental Winter Peak Savings (MW) | Technical Potential | 0 | 0 | 0 | 0 | 0 | 0 | 0 | 0 | 0 | 0 | 0 | 0 | 0 | 0 | 0 | 0 | 0 | 0 | 0 | 0 | 0 | 0 | 0 | 0 | 0 | 0 | 0 | 0 | 0 | 0 | 0
F10_Industrial_Paper and Printing_New_Space Heating_Natural Gas_Gas Boiler - High Turndown_A_Technical Potential | F10 | Industrial | Paper and Printing | New | Space Heating | Natural Gas | Gas Boiler - High Turndown | A | Cumulative Energy Savings (MWh or mTherms) | Technical Potential | 0 | 0 | 0 | 0 | 0 | 0 | 0 | 0 | 0 | 0 | 0 | 0 | 0 | 0 | 0 | 0 | 0 | 0 | 0 | 0 | 0 | 0 | 0 | 0 | 0 | 0 | 0 | 0 | 0 | 0 | 0
F11_Industrial_Paper and Printing_New_Space Heating_Natural Gas_Gas Boiler - High Turndown_A_Technical Potential | F11 | Industrial | Paper and Printing | New | Space Heating | Natural Gas | Gas Boiler - High Turndown | A | Cumulative Summer Peak Savings (MW) | Technical Potential | 0 | 0 | 0 | 0 | 0 | 0 | 0 | 0 | 0 | 0 | 0 | 0 | 0 | 0 | 0 | 0 | 0 | 0 | 0 | 0 | 0 | 0 | 0 | 0 | 0 | 0 | 0 | 0 | 0 | 0 | 0
F12_Industrial_Paper and Printing_New_Space Heating_Natural Gas_Gas Boiler - High Turndown_A_Technical Potential | F12 | Industrial | Paper and Printing | New | Space Heating | Natural Gas | Gas Boiler - High Turndown | A | Cumulative Winter Peak Savings (MW) | Technical Potential | 0 | 0 | 0 | 0 | 0 | 0 | 0 | 0 | 0 | 0 | 0 | 0 | 0 | 0 | 0 | 0 | 0 | 0 | 0 | 0 | 0 | 0 | 0 | 0 | 0 | 0 | 0 | 0 | 0 | 0 | 0
F13_Industrial_Paper and Printing_New_Space Heating_Natural Gas_Gas Boiler - High Turndown_A_Technical Potential | F13 | Industrial | Paper and Printing | New | Space Heating | Natural Gas | Gas Boiler - High Turndown | A | Purchases (Incremental) | Technical Potential | 0 | 0 | 0 | 0 | 0 | 0 | 0 | 0 | 0 | 0 | 0 | 0 | 0 | 0 | 0 | 0 | 0 | 0 | 0 | 0 | 0 | 0 | 0 | 0 | 0 | 0 | 0 | 0 | 0 | 0 | 0
F14_Industrial_Paper and Printing_New_Space Heating_Natural Gas_Gas Boiler - High Turndown_A_Technical Potential | F14 | Industrial | Paper and Printing | New | Space Heating | Natural Gas | Gas Boiler - High Turndown | A | Purchases (Cumulative) | Technical Potential | 0 | 0 | 0 | 0 | 0 | 0 | 0 | 0 | 0 | 0 | 0 | 0 | 0 | 0 | 0 | 0 | 0 | 0 | 0 | 0 | 0 | 0 | 0 | 0 | 0 | 0 | 0 | 0 | 0 | 0 | 0
F1_Industrial_Paper and Printing_New_Process_Natural Gas_Gas Boiler - High Turndown_A_Technical Potential | F1 | Industrial | Paper and Printing | New | Process | Natural Gas | Gas Boiler - High Turndown | A | Original Unit Energy Savings (kWh or therms) | Technical Potential | 0 | 0 | 0 | 0 | 0 | 76.093 | 76.093 | 76.093 | 76.093 | 76.093 | 76.093 | 76.093 | 76.093 | 76.093 | 76.093 | 76.093 | 76.093 | 76.093 | 76.093 | 76.093 | 76.093 | 76.093 | 76.093 | 76.093 | 76.093 | 76.093 | 76.093 | 76.093 | 76.093 | 76.093 | 76.093
F2_Industrial_Paper and Printing_New_Process_Natural Gas_Gas Boiler - High Turndown_A_Technical Potential | F2 | Industrial | Paper and Printing | New | Process | Natural Gas | Gas Boiler - High Turndown | A | Original Unit Summer Peak Savings (kW) | Technical Potential | 0 | 0 | 0 | 0 | 0 | 0 | 0 | 0 | 0 | 0 | 0 | 0 | 0 | 0 | 0 | 0 | 0 | 0 | 0 | 0 | 0 | 0 | 0 | 0 | 0 | 0 | 0 | 0 | 0 | 0 | 0
F3_Industrial_Paper and Printing_New_Process_Natural Gas_Gas Boiler - High Turndown_A_Technical Potential | F3 | Industrial | Paper and Printing | New | Process | Natural Gas | Gas Boiler - High Turndown | A | Original Unit Winter Peak Savings (kW) | Technical Potential | 0 | 0 | 0 | 0 | 0 | 0 | 0 | 0 | 0 | 0 | 0 | 0 | 0 | 0 | 0 | 0 | 0 | 0 | 0 | 0 | 0 | 0 | 0 | 0 | 0 | 0 | 0 | 0 | 0 | 0 | 0
F4_Industrial_Paper and Printing_New_Process_Natural Gas_Gas Boiler - High Turndown_A_Technical Potential | F4 | Industrial | Paper and Printing | New | Process | Natural Gas | Gas Boiler - High Turndown | A | Standalone Impact on Baseline Energy (%) | Technical Potential | 0% | 0% | 0% | 0% | 0% | 0.02359% | 0.0435% | 0.06123% | 0.07758% | 0.09297% | 0.1053% | 0.1132% | 0.1178% | 0.12% | 0.1207% | 0.12% | 0.1185% | 0.1163% | 0.1138% | 0.111% | 0.1058% | 0.101% | 0.0967% | 0.09274% | 0.0008911 | 0.00085762 | 0.00082665 | 0.00079792 | 0 | 0 | 0
F5_Industrial_Paper and Printing_New_Process_Natural Gas_Gas Boiler - High Turndown_A_Technical Potential | F5 | Industrial | Paper and Printing | New | Process | Natural Gas | Gas Boiler - High Turndown | A | Standalone Impact on Baseline Summer Peak (%) | Technical Potential | 0% | 0% | 0% | 0% | 0% | 0% | 0% | 0% | 0% | 0% | 0% | 0% | 0% | 0% | 0% | 0% | 0% | 0% | 0% | 0% | 0% | 0% | 0% | 0% | 0 | 0 | 0 | 0 | 0 | 0 | 0
F6_Industrial_Paper and Printing_New_Process_Natural Gas_Gas Boiler - High Turndown_A_Technical Potential | F6 | Industrial | Paper and Printing | New | Process | Natural Gas | Gas Boiler - High Turndown | A | Standalone Impact on Baseline Winter Peak (%) | Technical Potential | 0% | 0% | 0% | 0% | 0% | 0% | 0% | 0% | 0% | 0% | 0% | 0% | 0% | 0% | 0% | 0% | 0% | 0% | 0% | 0% | 0% | 0% | 0% | 0% | 0 | 0 | 0 | 0 | 0 | 0 | 0
F7_Industrial_Paper and Printing_New_Process_Natural Gas_Gas Boiler - High Turndown_A_Technical Potential | F7 | Industrial | Paper and Printing | New | Process | Natural Gas | Gas Boiler - High Turndown | A | Incremental Energy Savings (MWh or mTherms) | Technical Potential | 0 | 0 | 0 | 0 | 0 | 0.0067079 | 0.0079471 | 0.0091855 | 0.010417 | 0.011649 | 0.011593 | 0.010151 | 0.0088199 | 0.0076142 | 0.0065308 | 0.0055776 | 0.0047417 | 0.0040171 | 0.0033918 | 0.0028546 | 0.0067079 | 0.0079471 | 0.0091855 | 0.010417 | 0.011649 | 0.011593 | 0.010151 | 0.0088199 | 0.0076142 | 0.0065308 | 0.0055776
F8_Industrial_Paper and Printing_New_Process_Natural Gas_Gas Boiler - High Turndown_A_Technical Potential | F8 | Industrial | Paper and Printing | New | Process | Natural Gas | Gas Boiler - High Turndown | A | Incremental Summer Peak Savings (MW) | Technical Potential | 0 | 0 | 0 | 0 | 0 | 0 | 0 | 0 | 0 | 0 | 0 | 0 | 0 | 0 | 0 | 0 | 0 | 0 | 0 | 0 | 0 | 0 | 0 | 0 | 0 | 0 | 0 | 0 | 0 | 0 | 0
F9_Industrial_Paper and Printing_New_Process_Natural Gas_Gas Boiler - High Turndown_A_Technical Potential | F9 | Industrial | Paper and Printing | New | Process | Natural Gas | Gas Boiler - High Turndown | A | Incremental Winter Peak Savings (MW) | Technical Potential | 0 | 0 | 0 | 0 | 0 | 0 | 0 | 0 | 0 | 0 | 0 | 0 | 0 | 0 | 0 | 0 | 0 | 0 | 0 | 0 | 0 | 0 | 0 | 0 | 0 | 0 | 0 | 0 | 0 | 0 | 0
F10_Industrial_Paper and Printing_New_Process_Natural Gas_Gas Boiler - High Turndown_A_Technical Potential | F10 | Industrial | Paper and Printing | New | Process | Natural Gas | Gas Boiler - High Turndown | A | Cumulative Energy Savings (MWh or mTherms) | Technical Potential | 0 | 0 | 0 | 0 | 0 | 0.0067079 | 0.014655 | 0.023841 | 0.034257 | 0.045906 | 0.057499 | 0.06765 | 0.07647 | 0.084084 | 0.090615 | 0.096193 | 0.10093 | 0.10495 | 0.10834 | 0.1112 | 0.1112 | 0.1112 | 0.1112 | 0.1112 | 0.1112 | 0.1112 | 0.1112 | 0.1112 | 0.1112 | 0.1112 | 0.1112
F11_Industrial_Paper and Printing_New_Process_Natural Gas_Gas Boiler - High Turndown_A_Technical Potential | F11 | Industrial | Paper and Printing | New | Process | Natural Gas | Gas Boiler - High Turndown | A | Cumulative Summer Peak Savings (MW) | Technical Potential | 0 | 0 | 0 | 0 | 0 | 0 | 0 | 0 | 0 | 0 | 0 | 0 | 0 | 0 | 0 | 0 | 0 | 0 | 0 | 0 | 0 | 0 | 0 | 0 | 0 | 0 | 0 | 0 | 0 | 0 | 0
F12_Industrial_Paper and Printing_New_Process_Natural Gas_Gas Boiler - High Turndown_A_Technical Potential | F12 | Industrial | Paper and Printing | New | Process | Natural Gas | Gas Boiler - High Turndown | A | Cumulative Winter Peak Savings (MW) | Technical Potential | 0 | 0 | 0 | 0 | 0 | 0 | 0 | 0 | 0 | 0 | 0 | 0 | 0 | 0 | 0 | 0 | 0 | 0 | 0 | 0 | 0 | 0 | 0 | 0 | 0 | 0 | 0 | 0 | 0 | 0 | 0
F13_Industrial_Paper and Printing_New_Process_Natural Gas_Gas Boiler - High Turndown_A_Technical Potential | F13 | Industrial | Paper and Printing | New | Process | Natural Gas | Gas Boiler - High Turndown | A | Purchases (Incremental) | Technical Potential | 0 | 0 | 0 | 0 | 0 | 0.088155 | 0.10444 | 0.12071 | 0.13689 | 0.15308 | 0.15236 | 0.1334 | 0.11591 | 0.10006 | 0.085827 | 0.073299 | 0.062315 | 0.052792 | 0.044574 | 0.037515 | 0.088155 | 0.10444 | 0.12071 | 0.13689 | 0.15308 | 0.15236 | 0.1334 | 0.11591 | 0.10006 | 0.085827 | 0.073299
F14_Industrial_Paper and Printing_New_Process_Natural Gas_Gas Boiler - High Turndown_A_Technical Potential | F14 | Industrial | Paper and Printing | New | Process | Natural Gas | Gas Boiler - High Turndown | A | Purchases (Cumulative) | Technical Potential | 0 | 0 | 0 | 0 | 0 | 0.088155 | 0.19259 | 0.31331 | 0.4502 | 0.60329 | 0.75564 | 0.88904 | 1.005 | 1.105 | 1.1908 | 1.2641 | 1.3265 | 1.3793 | 1.4238 | 1.4613 | 1.4613 | 1.4613 | 1.4613 | 1.4613 | 1.4613 | 1.4613 | 1.4613 | 1.4613 | 1.4613 | 1.4613 | 1.4613
F1_Industrial_Paper and Printing_New_Space Heating_Natural Gas_Gas Boiler - Burner Control Optimization_A_Technical Potential | F1 | Industrial | Paper and Printing | New | Space Heating | Natural Gas | Gas Boiler - Burner Control Optimization | A | Original Unit Energy Savings (kWh or therms) | Technical Potential | 0 | 0 | 0 | 0 | 0 | 0 | 0 | 0 | 0 | 0 | 0 | 0 | 0 | 0 | 0 | 0 | 0 | 0 | 0 | 0 | 0 | 0 | 0 | 0 | 0 | 0 | 0 | 0 | 0 | 0 | 0
F2_Industrial_Paper and Printing_New_Space Heating_Natural Gas_Gas Boiler - Burner Control Optimization_A_Technical Potential | F2 | Industrial | Paper and Printing | New | Space Heating | Natural Gas | Gas Boiler - Burner Control Optimization | A | Original Unit Summer Peak Savings (kW) | Technical Potential | 0 | 0 | 0 | 0 | 0 | 0 | 0 | 0 | 0 | 0 | 0 | 0 | 0 | 0 | 0 | 0 | 0 | 0 | 0 | 0 | 0 | 0 | 0 | 0 | 0 | 0 | 0 | 0 | 0 | 0 | 0
F3_Industrial_Paper and Printing_New_Space Heating_Natural Gas_Gas Boiler - Burner Control Optimization_A_Technical Potential | F3 | Industrial | Paper and Printing | New | Space Heating | Natural Gas | Gas Boiler - Burner Control Optimization | A | Original Unit Winter Peak Savings (kW) | Technical Potential | 0 | 0 | 0 | 0 | 0 | 0 | 0 | 0 | 0 | 0 | 0 | 0 | 0 | 0 | 0 | 0 | 0 | 0 | 0 | 0 | 0 | 0 | 0 | 0 | 0 | 0 | 0 | 0 | 0 | 0 | 0
F4_Industrial_Paper and Printing_New_Space Heating_Natural Gas_Gas Boiler - Burner Control Optimization_A_Technical Potential | F4 | Industrial | Paper and Printing | New | Space Heating | Natural Gas | Gas Boiler - Burner Control Optimization | A | Standalone Impact on Baseline Energy (%) | Technical Potential | 0% | 0% | 0% | 0% | 0% | 0% | 0% | 0% | 0% | 0% | 0% | 0% | 0% | 0% | 0% | 0% | 0% | 0% | 0% | 0% | 0% | 0% | 0% | 0% | 0 | 0 | 0 | 0 | 0 | 0 | 0
F5_Industrial_Paper and Printing_New_Space Heating_Natural Gas_Gas Boiler - Burner Control Optimization_A_Technical Potential | F5 | Industrial | Paper and Printing | New | Space Heating | Natural Gas | Gas Boiler - Burner Control Optimization | A | Standalone Impact on Baseline Summer Peak (%) | Technical Potential | 0% | 0% | 0% | 0% | 0% | 0% | 0% | 0% | 0% | 0% | 0% | 0% | 0% | 0% | 0% | 0% | 0% | 0% | 0% | 0% | 0% | 0% | 0% | 0% | 0 | 0 | 0 | 0 | 0 | 0 | 0
F6_Industrial_Paper and Printing_New_Space Heating_Natural Gas_Gas Boiler - Burner Control Optimization_A_Technical Potential | F6 | Industrial | Paper and Printing | New | Space Heating | Natural Gas | Gas Boiler - Burner Control Optimization | A | Standalone Impact on Baseline Winter Peak (%) | Technical Potential | 0% | 0% | 0% | 0% | 0% | 0% | 0% | 0% | 0% | 0% | 0% | 0% | 0% | 0% | 0% | 0% | 0% | 0% | 0% | 0% | 0% | 0% | 0% | 0% | 0 | 0 | 0 | 0 | 0 | 0 | 0
F7_Industrial_Paper and Printing_New_Space Heating_Natural Gas_Gas Boiler - Burner Control Optimization_A_Technical Potential | F7 | Industrial | Paper and Printing | New | Space Heating | Natural Gas | Gas Boiler - Burner Control Optimization | A | Incremental Energy Savings (MWh or mTherms) | Technical Potential | 0 | 0 | 0 | 0 | 0 | 0 | 0 | 0 | 0 | 0 | 0 | 0 | 0 | 0 | 0 | 0 | 0 | 0 | 0 | 0 | 0 | 0 | 0 | 0 | 0 | 0 | 0 | 0 | 0 | 0 | 0
F8_Industrial_Paper and Printing_New_Space Heating_Natural Gas_Gas Boiler - Burner Control Optimization_A_Technical Potential | F8 | Industrial | Paper and Printing | New | Space Heating | Natural Gas | Gas Boiler - Burner Control Optimization | A | Incremental Summer Peak Savings (MW) | Technical Potential | 0 | 0 | 0 | 0 | 0 | 0 | 0 | 0 | 0 | 0 | 0 | 0 | 0 | 0 | 0 | 0 | 0 | 0 | 0 | 0 | 0 | 0 | 0 | 0 | 0 | 0 | 0 | 0 | 0 | 0 | 0
F9_Industrial_Paper and Printing_New_Space Heating_Natural Gas_Gas Boiler - Burner Control Optimization_A_Technical Potential | F9 | Industrial | Paper and Printing | New | Space Heating | Natural Gas | Gas Boiler - Burner Control Optimization | A | Incremental Winter Peak Savings (MW) | Technical Potential | 0 | 0 | 0 | 0 | 0 | 0 | 0 | 0 | 0 | 0 | 0 | 0 | 0 | 0 | 0 | 0 | 0 | 0 | 0 | 0 | 0 | 0 | 0 | 0 | 0 | 0 | 0 | 0 | 0 | 0 | 0
F10_Industrial_Paper and Printing_New_Space Heating_Natural Gas_Gas Boiler - Burner Control Optimization_A_Technical Potential | F10 | Industrial | Paper and Printing | New | Space Heating | Natural Gas | Gas Boiler - Burner Control Optimization | A | Cumulative Energy Savings (MWh or mTherms) | Technical Potential | 0 | 0 | 0 | 0 | 0 | 0 | 0 | 0 | 0 | 0 | 0 | 0 | 0 | 0 | 0 | 0 | 0 | 0 | 0 | 0 | 0 | 0 | 0 | 0 | 0 | 0 | 0 | 0 | 0 | 0 | 0
F11_Industrial_Paper and Printing_New_Space Heating_Natural Gas_Gas Boiler - Burner Control Optimization_A_Technical Potential | F11 | Industrial | Paper and Printing | New | Space Heating | Natural Gas | Gas Boiler - Burner Control Optimization | A | Cumulative Summer Peak Savings (MW) | Technical Potential | 0 | 0 | 0 | 0 | 0 | 0 | 0 | 0 | 0 | 0 | 0 | 0 | 0 | 0 | 0 | 0 | 0 | 0 | 0 | 0 | 0 | 0 | 0 | 0 | 0 | 0 | 0 | 0 | 0 | 0 | 0
F12_Industrial_Paper and Printing_New_Space Heating_Natural Gas_Gas Boiler - Burner Control Optimization_A_Technical Potential | F12 | Industrial | Paper and Printing | New | Space Heating | Natural Gas | Gas Boiler - Burner Control Optimization | A | Cumulative Winter Peak Savings (MW) | Technical Potential | 0 | 0 | 0 | 0 | 0 | 0 | 0 | 0 | 0 | 0 | 0 | 0 | 0 | 0 | 0 | 0 | 0 | 0 | 0 | 0 | 0 | 0 | 0 | 0 | 0 | 0 | 0 | 0 | 0 | 0 | 0
F13_Industrial_Paper and Printing_New_Space Heating_Natural Gas_Gas Boiler - Burner Control Optimization_A_Technical Potential | F13 | Industrial | Paper and Printing | New | Space Heating | Natural Gas | Gas Boiler - Burner Control Optimization | A | Purchases (Incremental) | Technical Potential | 0 | 0 | 0 | 0 | 0 | 0 | 0 | 0 | 0 | 0 | 0 | 0 | 0 | 0 | 0 | 0 | 0 | 0 | 0 | 0 | 0 | 0 | 0 | 0 | 0 | 0 | 0 | 0 | 0 | 0 | 0
F14_Industrial_Paper and Printing_New_Space Heating_Natural Gas_Gas Boiler - Burner Control Optimization_A_Technical Potential | F14 | Industrial | Paper and Printing | New | Space Heating | Natural Gas | Gas Boiler - Burner Control Optimization | A | Purchases (Cumulative) | Technical Potential | 0 | 0 | 0 | 0 | 0 | 0 | 0 | 0 | 0 | 0 | 0 | 0 | 0 | 0 | 0 | 0 | 0 | 0 | 0 | 0 | 0 | 0 | 0 | 0 | 0 | 0 | 0 | 0 | 0 | 0 | 0
F1_Industrial_Paper and Printing_New_Process_Natural Gas_Gas Boiler - Burner Control Optimization_A_Technical Potential | F1 | Industrial | Paper and Printing | New | Process | Natural Gas | Gas Boiler - Burner Control Optimization | A | Original Unit Energy Savings (kWh or therms) | Technical Potential | 0 | 0 | 0 | 0 | 0 | 22.067 | 22.067 | 22.067 | 22.067 | 22.067 | 22.067 | 22.067 | 22.067 | 22.067 | 22.067 | 22.067 | 22.067 | 22.067 | 22.067 | 22.067 | 22.067 | 22.067 | 22.067 | 22.067 | 22.067 | 22.067 | 22.067 | 22.067 | 22.067 | 22.067 | 22.067
F2_Industrial_Paper and Printing_New_Process_Natural Gas_Gas Boiler - Burner Control Optimization_A_Technical Potential | F2 | Industrial | Paper and Printing | New | Process | Natural Gas | Gas Boiler - Burner Control Optimization | A | Original Unit Summer Peak Savings (kW) | Technical Potential | 0 | 0 | 0 | 0 | 0 | 0 | 0 | 0 | 0 | 0 | 0 | 0 | 0 | 0 | 0 | 0 | 0 | 0 | 0 | 0 | 0 | 0 | 0 | 0 | 0 | 0 | 0 | 0 | 0 | 0 | 0
F3_Industrial_Paper and Printing_New_Process_Natural Gas_Gas Boiler - Burner Control Optimization_A_Technical Potential | F3 | Industrial | Paper and Printing | New | Process | Natural Gas | Gas Boiler - Burner Control Optimization | A | Original Unit Winter Peak Savings (kW) | Technical Potential | 0 | 0 | 0 | 0 | 0 | 0 | 0 | 0 | 0 | 0 | 0 | 0 | 0 | 0 | 0 | 0 | 0 | 0 | 0 | 0 | 0 | 0 | 0 | 0 | 0 | 0 | 0 | 0 | 0 | 0 | 0
F4_Industrial_Paper and Printing_New_Process_Natural Gas_Gas Boiler - Burner Control Optimization_A_Technical Potential | F4 | Industrial | Paper and Printing | New | Process | Natural Gas | Gas Boiler - Burner Control Optimization | A | Standalone Impact on Baseline Energy (%) | Technical Potential | 0% | 0% | 0% | 0% | 0% | 0.001845% | 0.004459% | 0.009659% | 0.01867% | 0.03249% | 0.05149% | 0.07519% | 0.1021% | 0.1299% | 0.1565% | 0.1796% | 0.1979% | 0.2107% | 0.2181% | 0.221% | 0.2201% | 0.2165% | 0.2113% | 0.2047% | 0.0019758 | 0.0019016 | 0.0018329 | 0.0017692 | 0 | 0 | 0
F5_Industrial_Paper and Printing_New_Process_Natural Gas_Gas Boiler - Burner Control Optimization_A_Technical Potential | F5 | Industrial | Paper and Printing | New | Process | Natural Gas | Gas Boiler - Burner Control Optimization | A | Standalone Impact on Baseline Summer Peak (%) | Technical Potential | 0% | 0% | 0% | 0% | 0% | 0% | 0% | 0% | 0% | 0% | 0% | 0% | 0% | 0% | 0% | 0% | 0% | 0% | 0% | 0% | 0% | 0% | 0% | 0% | 0 | 0 | 0 | 0 | 0 | 0 | 0
F6_Industrial_Paper and Printing_New_Process_Natural Gas_Gas Boiler - Burner Control Optimization_A_Technical Potential | F6 | Industrial | Paper and Printing | New | Process | Natural Gas | Gas Boiler - Burner Control Optimization | A | Standalone Impact on Baseline Winter Peak (%) | Technical Potential | 0% | 0% | 0% | 0% | 0% | 0% | 0% | 0% | 0% | 0% | 0% | 0% | 0% | 0% | 0% | 0% | 0% | 0% | 0% | 0% | 0% | 0% | 0% | 0% | 0 | 0 | 0 | 0 | 0 | 0 | 0
F7_Industrial_Paper and Printing_New_Process_Natural Gas_Gas Boiler - Burner Control Optimization_A_Technical Potential | F7 | Industrial | Paper and Printing | New | Process | Natural Gas | Gas Boiler - Burner Control Optimization | A | Incremental Energy Savings (MWh or mTherms) | Technical Potential | 0 | 0 | 0 | 0 | 0 | 0.00052475 | 0.00097724 | 0.0022591 | 0.0044832 | 0.0077986 | 0.012074 | 0.016818 | 0.021311 | 0.024766 | 0.026553 | 0.026456 | 0.0246 | 0.021454 | 0.017611 | 0.013652 | 0.01003 | 0.0070006 | 0.0046541 | 0.0029537 | 0.0020814 | 0.0022591 | 0.0044832 | 0.0077986 | 0.012074 | 0.016818 | 0.021311
F8_Industrial_Paper and Printing_New_Process_Natural Gas_Gas Boiler - Burner Control Optimization_A_Technical Potential | F8 | Industrial | Paper and Printing | New | Process | Natural Gas | Gas Boiler - Burner Control Optimization | A | Incremental Summer Peak Savings (MW) | Technical Potential | 0 | 0 | 0 | 0 | 0 | 0 | 0 | 0 | 0 | 0 | 0 | 0 | 0 | 0 | 0 | 0 | 0 | 0 | 0 | 0 | 0 | 0 | 0 | 0 | 0 | 0 | 0 | 0 | 0 | 0 | 0
F9_Industrial_Paper and Printing_New_Process_Natural Gas_Gas Boiler - Burner Control Optimization_A_Technical Potential | F9 | Industrial | Paper and Printing | New | Process | Natural Gas | Gas Boiler - Burner Control Optimization | A | Incremental Winter Peak Savings (MW) | Technical Potential | 0 | 0 | 0 | 0 | 0 | 0 | 0 | 0 | 0 | 0 | 0 | 0 | 0 | 0 | 0 | 0 | 0 | 0 | 0 | 0 | 0 | 0 | 0 | 0 | 0 | 0 | 0 | 0 | 0 | 0 | 0
F10_Industrial_Paper and Printing_New_Process_Natural Gas_Gas Boiler - Burner Control Optimization_A_Technical Potential | F10 | Industrial | Paper and Printing | New | Process | Natural Gas | Gas Boiler - Burner Control Optimization | A | Cumulative Energy Savings (MWh or mTherms) | Technical Potential | 0 | 0 | 0 | 0 | 0 | 0.00052475 | 0.001502 | 0.0037611 | 0.0082443 | 0.016043 | 0.028117 | 0.044935 | 0.066246 | 0.091012 | 0.11756 | 0.14402 | 0.16862 | 0.19007 | 0.20769 | 0.22134 | 0.23137 | 0.23837 | 0.24302 | 0.24545 | 0.24656 | 0.24656 | 0.24656 | 0.24656 | 0.24656 | 0.24656 | 0.24656
F11_Industrial_Paper and Printing_New_Process_Natural Gas_Gas Boiler - Burner Control Optimization_A_Technical Potential | F11 | Industrial | Paper and Printing | New | Process | Natural Gas | Gas Boiler - Burner Control Optimization | A | Cumulative Summer Peak Savings (MW) | Technical Potential | 0 | 0 | 0 | 0 | 0 | 0 | 0 | 0 | 0 | 0 | 0 | 0 | 0 | 0 | 0 | 0 | 0 | 0 | 0 | 0 | 0 | 0 | 0 | 0 | 0 | 0 | 0 | 0 | 0 | 0 | 0
F12_Industrial_Paper and Printing_New_Process_Natural Gas_Gas Boiler - Burner Control Optimization_A_Technical Potential | F12 | Industrial | Paper and Printing | New | Process | Natural Gas | Gas Boiler - Burner Control Optimization | A | Cumulative Winter Peak Savings (MW) | Technical Potential | 0 | 0 | 0 | 0 | 0 | 0 | 0 | 0 | 0 | 0 | 0 | 0 | 0 | 0 | 0 | 0 | 0 | 0 | 0 | 0 | 0 | 0 | 0 | 0 | 0 | 0 | 0 | 0 | 0 | 0 | 0
F13_Industrial_Paper and Printing_New_Process_Natural Gas_Gas Boiler - Burner Control Optimization_A_Technical Potential | F13 | Industrial | Paper and Printing | New | Process | Natural Gas | Gas Boiler - Burner Control Optimization | A | Purchases (Incremental) | Technical Potential | 0 | 0 | 0 | 0 | 0 | 0.02378 | 0.044285 | 0.10237 | 0.20317 | 0.35341 | 0.54713 | 0.76215 | 0.96574 | 1.1223 | 1.2033 | 1.1989 | 1.1148 | 0.97222 | 0.79808 | 0.61866 | 0.45451 | 0.31724 | 0.21091 | 0.13385 | 0.094323 | 0.10237 | 0.20317 | 0.35341 | 0.54713 | 0.76215 | 0.96574
F14_Industrial_Paper and Printing_New_Process_Natural Gas_Gas Boiler - Burner Control Optimization_A_Technical Potential | F14 | Industrial | Paper and Printing | New | Process | Natural Gas | Gas Boiler - Burner Control Optimization | A | Purchases (Cumulative) | Technical Potential | 0 | 0 | 0 | 0 | 0 | 0.02378 | 0.068065 | 0.17044 | 0.3736 | 0.72701 | 1.2741 | 2.0363 | 3.002 | 4.1243 | 5.3276 | 6.5265 | 7.6413 | 8.6135 | 9.4116 | 10.0303 | 10.4848 | 10.802 | 11.0129 | 11.123 | 11.173 | 11.173 | 11.173 | 11.173 | 11.173 | 11.173 | 11.173
F1_Industrial_Paper and Printing_New_Space Heating_Natural Gas_HVAC - Demand Controlled Ventilation_A_Technical Potential | F1 | Industrial | Paper and Printing | New | Space Heating | Natural Gas | HVAC - Demand Controlled Ventilation | A | Original Unit Energy Savings (kWh or therms) | Technical Potential | 0 | 0 | 0 | 0 | 0 | 0 | 0 | 0 | 0 | 0 | 0 | 0 | 0 | 0 | 0 | 0 | 0 | 0 | 0 | 0 | 0 | 0 | 0 | 0 | 0 | 0 | 0 | 0 | 0 | 0 | 0
F2_Industrial_Paper and Printing_New_Space Heating_Natural Gas_HVAC - Demand Controlled Ventilation_A_Technical Potential | F2 | Industrial | Paper and Printing | New | Space Heating | Natural Gas | HVAC - Demand Controlled Ventilation | A | Original Unit Summer Peak Savings (kW) | Technical Potential | 0 | 0 | 0 | 0 | 0 | 0 | 0 | 0 | 0 | 0 | 0 | 0 | 0 | 0 | 0 | 0 | 0 | 0 | 0 | 0 | 0 | 0 | 0 | 0 | 0 | 0 | 0 | 0 | 0 | 0 | 0
F3_Industrial_Paper and Printing_New_Space Heating_Natural Gas_HVAC - Demand Controlled Ventilation_A_Technical Potential | F3 | Industrial | Paper and Printing | New | Space Heating | Natural Gas | HVAC - Demand Controlled Ventilation | A | Original Unit Winter Peak Savings (kW) | Technical Potential | 0 | 0 | 0 | 0 | 0 | 0 | 0 | 0 | 0 | 0 | 0 | 0 | 0 | 0 | 0 | 0 | 0 | 0 | 0 | 0 | 0 | 0 | 0 | 0 | 0 | 0 | 0 | 0 | 0 | 0 | 0
F4_Industrial_Paper and Printing_New_Space Heating_Natural Gas_HVAC - Demand Controlled Ventilation_A_Technical Potential | F4 | Industrial | Paper and Printing | New | Space Heating | Natural Gas | HVAC - Demand Controlled Ventilation | A | Standalone Impact on Baseline Energy (%) | Technical Potential | 0% | 0% | 0% | 0% | 0% | 0% | 0% | 0% | 0% | 0% | 0% | 0% | 0% | 0% | 0% | 0% | 0% | 0% | 0% | 0% | 0% | 0% | 0% | 0% | 0 | 0 | 0 | 0 | 0 | 0 | 0
F5_Industrial_Paper and Printing_New_Space Heating_Natural Gas_HVAC - Demand Controlled Ventilation_A_Technical Potential | F5 | Industrial | Paper and Printing | New | Space Heating | Natural Gas | HVAC - Demand Controlled Ventilation | A | Standalone Impact on Baseline Summer Peak (%) | Technical Potential | 0% | 0% | 0% | 0% | 0% | 0% | 0% | 0% | 0% | 0% | 0% | 0% | 0% | 0% | 0% | 0% | 0% | 0% | 0% | 0% | 0% | 0% | 0% | 0% | 0 | 0 | 0 | 0 | 0 | 0 | 0
F6_Industrial_Paper and Printing_New_Space Heating_Natural Gas_HVAC - Demand Controlled Ventilation_A_Technical Potential | F6 | Industrial | Paper and Printing | New | Space Heating | Natural Gas | HVAC - Demand Controlled Ventilation | A | Standalone Impact on Baseline Winter Peak (%) | Technical Potential | 0% | 0% | 0% | 0% | 0% | 0% | 0% | 0% | 0% | 0% | 0% | 0% | 0% | 0% | 0% | 0% | 0% | 0% | 0% | 0% | 0% | 0% | 0% | 0% | 0 | 0 | 0 | 0 | 0 | 0 | 0
F7_Industrial_Paper and Printing_New_Space Heating_Natural Gas_HVAC - Demand Controlled Ventilation_A_Technical Potential | F7 | Industrial | Paper and Printing | New | Space Heating | Natural Gas | HVAC - Demand Controlled Ventilation | A | Incremental Energy Savings (MWh or mTherms) | Technical Potential | 0 | 0 | 0 | 0 | 0 | 0 | 0 | 0 | 0 | 0 | 0 | 0 | 0 | 0 | 0 | 0 | 0 | 0 | 0 | 0 | 0 | 0 | 0 | 0 | 0 | 0 | 0 | 0 | 0 | 0 | 0
F8_Industrial_Paper and Printing_New_Space Heating_Natural Gas_HVAC - Demand Controlled Ventilation_A_Technical Potential | F8 | Industrial | Paper and Printing | New | Space Heating | Natural Gas | HVAC - Demand Controlled Ventilation | A | Incremental Summer Peak Savings (MW) | Technical Potential | 0 | 0 | 0 | 0 | 0 | 0 | 0 | 0 | 0 | 0 | 0 | 0 | 0 | 0 | 0 | 0 | 0 | 0 | 0 | 0 | 0 | 0 | 0 | 0 | 0 | 0 | 0 | 0 | 0 | 0 | 0
F9_Industrial_Paper and Printing_New_Space Heating_Natural Gas_HVAC - Demand Controlled Ventilation_A_Technical Potential | F9 | Industrial | Paper and Printing | New | Space Heating | Natural Gas | HVAC - Demand Controlled Ventilation | A | Incremental Winter Peak Savings (MW) | Technical Potential | 0 | 0 | 0 | 0 | 0 | 0 | 0 | 0 | 0 | 0 | 0 | 0 | 0 | 0 | 0 | 0 | 0 | 0 | 0 | 0 | 0 | 0 | 0 | 0 | 0 | 0 | 0 | 0 | 0 | 0 | 0
F10_Industrial_Paper and Printing_New_Space Heating_Natural Gas_HVAC - Demand Controlled Ventilation_A_Technical Potential | F10 | Industrial | Paper and Printing | New | Space Heating | Natural Gas | HVAC - Demand Controlled Ventilation | A | Cumulative Energy Savings (MWh or mTherms) | Technical Potential | 0 | 0 | 0 | 0 | 0 | 0 | 0 | 0 | 0 | 0 | 0 | 0 | 0 | 0 | 0 | 0 | 0 | 0 | 0 | 0 | 0 | 0 | 0 | 0 | 0 | 0 | 0 | 0 | 0 | 0 | 0
F11_Industrial_Paper and Printing_New_Space Heating_Natural Gas_HVAC - Demand Controlled Ventilation_A_Technical Potential | F11 | Industrial | Paper and Printing | New | Space Heating | Natural Gas | HVAC - Demand Controlled Ventilation | A | Cumulative Summer Peak Savings (MW) | Technical Potential | 0 | 0 | 0 | 0 | 0 | 0 | 0 | 0 | 0 | 0 | 0 | 0 | 0 | 0 | 0 | 0 | 0 | 0 | 0 | 0 | 0 | 0 | 0 | 0 | 0 | 0 | 0 | 0 | 0 | 0 | 0
F12_Industrial_Paper and Printing_New_Space Heating_Natural Gas_HVAC - Demand Controlled Ventilation_A_Technical Potential | F12 | Industrial | Paper and Printing | New | Space Heating | Natural Gas | HVAC - Demand Controlled Ventilation | A | Cumulative Winter Peak Savings (MW) | Technical Potential | 0 | 0 | 0 | 0 | 0 | 0 | 0 | 0 | 0 | 0 | 0 | 0 | 0 | 0 | 0 | 0 | 0 | 0 | 0 | 0 | 0 | 0 | 0 | 0 | 0 | 0 | 0 | 0 | 0 | 0 | 0
F13_Industrial_Paper and Printing_New_Space Heating_Natural Gas_HVAC - Demand Controlled Ventilation_A_Technical Potential | F13 | Industrial | Paper and Printing | New | Space Heating | Natural Gas | HVAC - Demand Controlled Ventilation | A | Purchases (Incremental) | Technical Potential | 0 | 0 | 0 | 0 | 0 | 0 | 0 | 0 | 0 | 0 | 0 | 0 | 0 | 0 | 0 | 0 | 0 | 0 | 0 | 0 | 0 | 0 | 0 | 0 | 0 | 0 | 0 | 0 | 0 | 0 | 0
F14_Industrial_Paper and Printing_New_Space Heating_Natural Gas_HVAC - Demand Controlled Ventilation_A_Technical Potential | F14 | Industrial | Paper and Printing | New | Space Heating | Natural Gas | HVAC - Demand Controlled Ventilation | A | Purchases (Cumulative) | Technical Potential | 0 | 0 | 0 | 0 | 0 | 0 | 0 | 0 | 0 | 0 | 0 | 0 | 0 | 0 | 0 | 0 | 0 | 0 | 0 | 0 | 0 | 0 | 0 | 0 | 0 | 0 | 0 | 0 | 0 | 0 | 0
F1_Industrial_Paper and Printing_New_Space Heating_Natural Gas_Gas Boiler - Stack Economizer_A_Technical Potential | F1 | Industrial | Paper and Printing | New | Space Heating | Natural Gas | Gas Boiler - Stack Economizer | A | Original Unit Energy Savings (kWh or therms) | Technical Potential | 0 | 0 | 0 | 0 | 0 | 0 | 0 | 0 | 0 | 0 | 0 | 0 | 0 | 0 | 0 | 0 | 0 | 0 | 0 | 0 | 0 | 0 | 0 | 0 | 0 | 0 | 0 | 0 | 0 | 0 | 0
F2_Industrial_Paper and Printing_New_Space Heating_Natural Gas_Gas Boiler - Stack Economizer_A_Technical Potential | F2 | Industrial | Paper and Printing | New | Space Heating | Natural Gas | Gas Boiler - Stack Economizer | A | Original Unit Summer Peak Savings (kW) | Technical Potential | 0 | 0 | 0 | 0 | 0 | 0 | 0 | 0 | 0 | 0 | 0 | 0 | 0 | 0 | 0 | 0 | 0 | 0 | 0 | 0 | 0 | 0 | 0 | 0 | 0 | 0 | 0 | 0 | 0 | 0 | 0
F3_Industrial_Paper and Printing_New_Space Heating_Natural Gas_Gas Boiler - Stack Economizer_A_Technical Potential | F3 | Industrial | Paper and Printing | New | Space Heating | Natural Gas | Gas Boiler - Stack Economizer | A | Original Unit Winter Peak Savings (kW) | Technical Potential | 0 | 0 | 0 | 0 | 0 | 0 | 0 | 0 | 0 | 0 | 0 | 0 | 0 | 0 | 0 | 0 | 0 | 0 | 0 | 0 | 0 | 0 | 0 | 0 | 0 | 0 | 0 | 0 | 0 | 0 | 0
F4_Industrial_Paper and Printing_New_Space Heating_Natural Gas_Gas Boiler - Stack Economizer_A_Technical Potential | F4 | Industrial | Paper and Printing | New | Space Heating | Natural Gas | Gas Boiler - Stack Economizer | A | Standalone Impact on Baseline Energy (%) | Technical Potential | 0% | 0% | 0% | 0% | 0% | 0% | 0% | 0% | 0% | 0% | 0% | 0% | 0% | 0% | 0% | 0% | 0% | 0% | 0% | 0% | 0% | 0% | 0% | 0% | 0 | 0 | 0 | 0 | 0 | 0 | 0
F5_Industrial_Paper and Printing_New_Space Heating_Natural Gas_Gas Boiler - Stack Economizer_A_Technical Potential | F5 | Industrial | Paper and Printing | New | Space Heating | Natural Gas | Gas Boiler - Stack Economizer | A | Standalone Impact on Baseline Summer Peak (%) | Technical Potential | 0% | 0% | 0% | 0% | 0% | 0% | 0% | 0% | 0% | 0% | 0% | 0% | 0% | 0% | 0% | 0% | 0% | 0% | 0% | 0% | 0% | 0% | 0% | 0% | 0 | 0 | 0 | 0 | 0 | 0 | 0
F6_Industrial_Paper and Printing_New_Space Heating_Natural Gas_Gas Boiler - Stack Economizer_A_Technical Potential | F6 | Industrial | Paper and Printing | New | Space Heating | Natural Gas | Gas Boiler - Stack Economizer | A | Standalone Impact on Baseline Winter Peak (%) | Technical Potential | 0% | 0% | 0% | 0% | 0% | 0% | 0% | 0% | 0% | 0% | 0% | 0% | 0% | 0% | 0% | 0% | 0% | 0% | 0% | 0% | 0% | 0% | 0% | 0% | 0 | 0 | 0 | 0 | 0 | 0 | 0
F7_Industrial_Paper and Printing_New_Space Heating_Natural Gas_Gas Boiler - Stack Economizer_A_Technical Potential | F7 | Industrial | Paper and Printing | New | Space Heating | Natural Gas | Gas Boiler - Stack Economizer | A | Incremental Energy Savings (MWh or mTherms) | Technical Potential | 0 | 0 | 0 | 0 | 0 | 0 | 0 | 0 | 0 | 0 | 0 | 0 | 0 | 0 | 0 | 0 | 0 | 0 | 0 | 0 | 0 | 0 | 0 | 0 | 0 | 0 | 0 | 0 | 0 | 0 | 0
F8_Industrial_Paper and Printing_New_Space Heating_Natural Gas_Gas Boiler - Stack Economizer_A_Technical Potential | F8 | Industrial | Paper and Printing | New | Space Heating | Natural Gas | Gas Boiler - Stack Economizer | A | Incremental Summer Peak Savings (MW) | Technical Potential | 0 | 0 | 0 | 0 | 0 | 0 | 0 | 0 | 0 | 0 | 0 | 0 | 0 | 0 | 0 | 0 | 0 | 0 | 0 | 0 | 0 | 0 | 0 | 0 | 0 | 0 | 0 | 0 | 0 | 0 | 0
F9_Industrial_Paper and Printing_New_Space Heating_Natural Gas_Gas Boiler - Stack Economizer_A_Technical Potential | F9 | Industrial | Paper and Printing | New | Space Heating | Natural Gas | Gas Boiler - Stack Economizer | A | Incremental Winter Peak Savings (MW) | Technical Potential | 0 | 0 | 0 | 0 | 0 | 0 | 0 | 0 | 0 | 0 | 0 | 0 | 0 | 0 | 0 | 0 | 0 | 0 | 0 | 0 | 0 | 0 | 0 | 0 | 0 | 0 | 0 | 0 | 0 | 0 | 0
F10_Industrial_Paper and Printing_New_Space Heating_Natural Gas_Gas Boiler - Stack Economizer_A_Technical Potential | F10 | Industrial | Paper and Printing | New | Space Heating | Natural Gas | Gas Boiler - Stack Economizer | A | Cumulative Energy Savings (MWh or mTherms) | Technical Potential | 0 | 0 | 0 | 0 | 0 | 0 | 0 | 0 | 0 | 0 | 0 | 0 | 0 | 0 | 0 | 0 | 0 | 0 | 0 | 0 | 0 | 0 | 0 | 0 | 0 | 0 | 0 | 0 | 0 | 0 | 0
F11_Industrial_Paper and Printing_New_Space Heating_Natural Gas_Gas Boiler - Stack Economizer_A_Technical Potential | F11 | Industrial | Paper and Printing | New | Space Heating | Natural Gas | Gas Boiler - Stack Economizer | A | Cumulative Summer Peak Savings (MW) | Technical Potential | 0 | 0 | 0 | 0 | 0 | 0 | 0 | 0 | 0 | 0 | 0 | 0 | 0 | 0 | 0 | 0 | 0 | 0 | 0 | 0 | 0 | 0 | 0 | 0 | 0 | 0 | 0 | 0 | 0 | 0 | 0
F12_Industrial_Paper and Printing_New_Space Heating_Natural Gas_Gas Boiler - Stack Economizer_A_Technical Potential | F12 | Industrial | Paper and Printing | New | Space Heating | Natural Gas | Gas Boiler - Stack Economizer | A | Cumulative Winter Peak Savings (MW) | Technical Potential | 0 | 0 | 0 | 0 | 0 | 0 | 0 | 0 | 0 | 0 | 0 | 0 | 0 | 0 | 0 | 0 | 0 | 0 | 0 | 0 | 0 | 0 | 0 | 0 | 0 | 0 | 0 | 0 | 0 | 0 | 0
F13_Industrial_Paper and Printing_New_Space Heating_Natural Gas_Gas Boiler - Stack Economizer_A_Technical Potential | F13 | Industrial | Paper and Printing | New | Space Heating | Natural Gas | Gas Boiler - Stack Economizer | A | Purchases (Incremental) | Technical Potential | 0 | 0 | 0 | 0 | 0 | 0 | 0 | 0 | 0 | 0 | 0 | 0 | 0 | 0 | 0 | 0 | 0 | 0 | 0 | 0 | 0 | 0 | 0 | 0 | 0 | 0 | 0 | 0 | 0 | 0 | 0
F14_Industrial_Paper and Printing_New_Space Heating_Natural Gas_Gas Boiler - Stack Economizer_A_Technical Potential | F14 | Industrial | Paper and Printing | New | Space Heating | Natural Gas | Gas Boiler - Stack Economizer | A | Purchases (Cumulative) | Technical Potential | 0 | 0 | 0 | 0 | 0 | 0 | 0 | 0 | 0 | 0 | 0 | 0 | 0 | 0 | 0 | 0 | 0 | 0 | 0 | 0 | 0 | 0 | 0 | 0 | 0 | 0 | 0 | 0 | 0 | 0 | 0
F1_Industrial_Paper and Printing_New_Process_Natural Gas_Gas Boiler - Stack Economizer_A_Technical Potential | F1 | Industrial | Paper and Printing | New | Process | Natural Gas | Gas Boiler - Stack Economizer | A | Original Unit Energy Savings (kWh or therms) | Technical Potential | 0 | 0 | 0 | 0 | 0 | 73.0493 | 73.0493 | 73.0493 | 73.0493 | 73.0493 | 73.0493 | 73.0493 | 73.0493 | 73.0493 | 73.0493 | 73.0493 | 73.0493 | 73.0493 | 73.0493 | 73.0493 | 73.0493 | 73.0493 | 73.0493 | 73.0493 | 73.0493 | 73.0493 | 73.0493 | 73.0493 | 73.0493 | 73.0493 | 73.0493
F2_Industrial_Paper and Printing_New_Process_Natural Gas_Gas Boiler - Stack Economizer_A_Technical Potential | F2 | Industrial | Paper and Printing | New | Process | Natural Gas | Gas Boiler - Stack Economizer | A | Original Unit Summer Peak Savings (kW) | Technical Potential | 0 | 0 | 0 | 0 | 0 | 0 | 0 | 0 | 0 | 0 | 0 | 0 | 0 | 0 | 0 | 0 | 0 | 0 | 0 | 0 | 0 | 0 | 0 | 0 | 0 | 0 | 0 | 0 | 0 | 0 | 0
F3_Industrial_Paper and Printing_New_Process_Natural Gas_Gas Boiler - Stack Economizer_A_Technical Potential | F3 | Industrial | Paper and Printing | New | Process | Natural Gas | Gas Boiler - Stack Economizer | A | Original Unit Winter Peak Savings (kW) | Technical Potential | 0 | 0 | 0 | 0 | 0 | 0 | 0 | 0 | 0 | 0 | 0 | 0 | 0 | 0 | 0 | 0 | 0 | 0 | 0 | 0 | 0 | 0 | 0 | 0 | 0 | 0 | 0 | 0 | 0 | 0 | 0
F4_Industrial_Paper and Printing_New_Process_Natural Gas_Gas Boiler - Stack Economizer_A_Technical Potential | F4 | Industrial | Paper and Printing | New | Process | Natural Gas | Gas Boiler - Stack Economizer | A | Standalone Impact on Baseline Energy (%) | Technical Potential | 0% | 0% | 0% | 0% | 0% | 0.06039% | 0.1114% | 0.1567% | 0.1986% | 0.238% | 0.2696% | 0.2898% | 0.3016% | 0.3073% | 0.3089% | 0.3072% | 0.3033% | 0.2978% | 0.2913% | 0.2842% | 0.2708% | 0.2586% | 0.2475% | 0.2374% | 0.0022812 | 0.0021955 | 0.0021162 | 0.0020427 | 0 | 0 | 0
F5_Industrial_Paper and Printing_New_Process_Natural Gas_Gas Boiler - Stack Economizer_A_Technical Potential | F5 | Industrial | Paper and Printing | New | Process | Natural Gas | Gas Boiler - Stack Economizer | A | Standalone Impact on Baseline Summer Peak (%) | Technical Potential | 0% | 0% | 0% | 0% | 0% | 0% | 0% | 0% | 0% | 0% | 0% | 0% | 0% | 0% | 0% | 0% | 0% | 0% | 0% | 0% | 0% | 0% | 0% | 0% | 0 | 0 | 0 | 0 | 0 | 0 | 0
F6_Industrial_Paper and Printing_New_Process_Natural Gas_Gas Boiler - Stack Economizer_A_Technical Potential | F6 | Industrial | Paper and Printing | New | Process | Natural Gas | Gas Boiler - Stack Economizer | A | Standalone Impact on Baseline Winter Peak (%) | Technical Potential | 0% | 0% | 0% | 0% | 0% | 0% | 0% | 0% | 0% | 0% | 0% | 0% | 0% | 0% | 0% | 0% | 0% | 0% | 0% | 0% | 0% | 0% | 0% | 0% | 0 | 0 | 0 | 0 | 0 | 0 | 0
F7_Industrial_Paper and Printing_New_Process_Natural Gas_Gas Boiler - Stack Economizer_A_Technical Potential | F7 | Industrial | Paper and Printing | New | Process | Natural Gas | Gas Boiler - Stack Economizer | A | Incremental Energy Savings (MWh or mTherms) | Technical Potential | 0 | 0 | 0 | 0 | 0 | 0.017172 | 0.020345 | 0.023515 | 0.026667 | 0.02982 | 0.029679 | 0.025986 | 0.022579 | 0.019492 | 0.016719 | 0.014279 | 0.012139 | 0.010284 | 0.008683 | 0.0073079 | 0.017172 | 0.020345 | 0.023515 | 0.026667 | 0.02982 | 0.029679 | 0.025986 | 0.022579 | 0.019492 | 0.016719 | 0.014279
F8_Industrial_Paper and Printing_New_Process_Natural Gas_Gas Boiler - Stack Economizer_A_Technical Potential | F8 | Industrial | Paper and Printing | New | Process | Natural Gas | Gas Boiler - Stack Economizer | A | Incremental Summer Peak Savings (MW) | Technical Potential | 0 | 0 | 0 | 0 | 0 | 0 | 0 | 0 | 0 | 0 | 0 | 0 | 0 | 0 | 0 | 0 | 0 | 0 | 0 | 0 | 0 | 0 | 0 | 0 | 0 | 0 | 0 | 0 | 0 | 0 | 0
F9_Industrial_Paper and Printing_New_Process_Natural Gas_Gas Boiler - Stack Economizer_A_Technical Potential | F9 | Industrial | Paper and Printing | New | Process | Natural Gas | Gas Boiler - Stack Economizer | A | Incremental Winter Peak Savings (MW) | Technical Potential | 0 | 0 | 0 | 0 | 0 | 0 | 0 | 0 | 0 | 0 | 0 | 0 | 0 | 0 | 0 | 0 | 0 | 0 | 0 | 0 | 0 | 0 | 0 | 0 | 0 | 0 | 0 | 0 | 0 | 0 | 0
F10_Industrial_Paper and Printing_New_Process_Natural Gas_Gas Boiler - Stack Economizer_A_Technical Potential | F10 | Industrial | Paper and Printing | New | Process | Natural Gas | Gas Boiler - Stack Economizer | A | Cumulative Energy Savings (MWh or mTherms) | Technical Potential | 0 | 0 | 0 | 0 | 0 | 0.017172 | 0.037517 | 0.061032 | 0.087699 | 0.11752 | 0.1472 | 0.17318 | 0.19576 | 0.21526 | 0.23197 | 0.24625 | 0.25839 | 0.26868 | 0.27736 | 0.28467 | 0.28467 | 0.28467 | 0.28467 | 0.28467 | 0.28467 | 0.28467 | 0.28467 | 0.28467 | 0.28467 | 0.28467 | 0.28467
F11_Industrial_Paper and Printing_New_Process_Natural Gas_Gas Boiler - Stack Economizer_A_Technical Potential | F11 | Industrial | Paper and Printing | New | Process | Natural Gas | Gas Boiler - Stack Economizer | A | Cumulative Summer Peak Savings (MW) | Technical Potential | 0 | 0 | 0 | 0 | 0 | 0 | 0 | 0 | 0 | 0 | 0 | 0 | 0 | 0 | 0 | 0 | 0 | 0 | 0 | 0 | 0 | 0 | 0 | 0 | 0 | 0 | 0 | 0 | 0 | 0 | 0
F12_Industrial_Paper and Printing_New_Process_Natural Gas_Gas Boiler - Stack Economizer_A_Technical Potential | F12 | Industrial | Paper and Printing | New | Process | Natural Gas | Gas Boiler - Stack Economizer | A | Cumulative Winter Peak Savings (MW) | Technical Potential | 0 | 0 | 0 | 0 | 0 | 0 | 0 | 0 | 0 | 0 | 0 | 0 | 0 | 0 | 0 | 0 | 0 | 0 | 0 | 0 | 0 | 0 | 0 | 0 | 0 | 0 | 0 | 0 | 0 | 0 | 0
F13_Industrial_Paper and Printing_New_Process_Natural Gas_Gas Boiler - Stack Economizer_A_Technical Potential | F13 | Industrial | Paper and Printing | New | Process | Natural Gas | Gas Boiler - Stack Economizer | A | Purchases (Incremental) | Technical Potential | 0 | 0 | 0 | 0 | 0 | 0.23508 | 0.2785 | 0.32191 | 0.36505 | 0.40822 | 0.40628 | 0.35574 | 0.30909 | 0.26684 | 0.22887 | 0.19547 | 0.16617 | 0.14078 | 0.11886 | 0.10004 | 0.23508 | 0.2785 | 0.32191 | 0.36505 | 0.40822 | 0.40628 | 0.35574 | 0.30909 | 0.26684 | 0.22887 | 0.19547
F14_Industrial_Paper and Printing_New_Process_Natural Gas_Gas Boiler - Stack Economizer_A_Technical Potential | F14 | Industrial | Paper and Printing | New | Process | Natural Gas | Gas Boiler - Stack Economizer | A | Purchases (Cumulative) | Technical Potential | 0 | 0 | 0 | 0 | 0 | 0.23508 | 0.51358 | 0.83549 | 1.2005 | 1.6088 | 2.015 | 2.3708 | 2.6799 | 2.9467 | 3.1756 | 3.3711 | 3.5372 | 3.678 | 3.7969 | 3.8969 | 3.8969 | 3.8969 | 3.8969 | 3.8969 | 3.8969 | 3.8969 | 3.8969 | 3.8969 | 3.8969 | 3.8969 | 3.8969
F1_Industrial_Paper and Printing_New_Space Heating_Natural Gas_Gas Furnace Tube Inserts_A_Technical Potential | F1 | Industrial | Paper and Printing | New | Space Heating | Natural Gas | Gas Furnace Tube Inserts | A | Original Unit Energy Savings (kWh or therms) | Technical Potential | 0 | 0 | 0 | 0 | 0 | 0 | 0 | 0 | 0 | 0 | 0 | 0 | 0 | 0 | 0 | 0 | 0 | 0 | 0 | 0 | 0 | 0 | 0 | 0 | 0 | 0 | 0 | 0 | 0 | 0 | 0
F2_Industrial_Paper and Printing_New_Space Heating_Natural Gas_Gas Furnace Tube Inserts_A_Technical Potential | F2 | Industrial | Paper and Printing | New | Space Heating | Natural Gas | Gas Furnace Tube Inserts | A | Original Unit Summer Peak Savings (kW) | Technical Potential | 0 | 0 | 0 | 0 | 0 | 0 | 0 | 0 | 0 | 0 | 0 | 0 | 0 | 0 | 0 | 0 | 0 | 0 | 0 | 0 | 0 | 0 | 0 | 0 | 0 | 0 | 0 | 0 | 0 | 0 | 0
F3_Industrial_Paper and Printing_New_Space Heating_Natural Gas_Gas Furnace Tube Inserts_A_Technical Potential | F3 | Industrial | Paper and Printing | New | Space Heating | Natural Gas | Gas Furnace Tube Inserts | A | Original Unit Winter Peak Savings (kW) | Technical Potential | 0 | 0 | 0 | 0 | 0 | 0 | 0 | 0 | 0 | 0 | 0 | 0 | 0 | 0 | 0 | 0 | 0 | 0 | 0 | 0 | 0 | 0 | 0 | 0 | 0 | 0 | 0 | 0 | 0 | 0 | 0
F4_Industrial_Paper and Printing_New_Space Heating_Natural Gas_Gas Furnace Tube Inserts_A_Technical Potential | F4 | Industrial | Paper and Printing | New | Space Heating | Natural Gas | Gas Furnace Tube Inserts | A | Standalone Impact on Baseline Energy (%) | Technical Potential | 0% | 0% | 0% | 0% | 0% | 0% | 0% | 0% | 0% | 0% | 0% | 0% | 0% | 0% | 0% | 0% | 0% | 0% | 0% | 0% | 0% | 0% | 0% | 0% | 0 | 0 | 0 | 0 | 0 | 0 | 0
F5_Industrial_Paper and Printing_New_Space Heating_Natural Gas_Gas Furnace Tube Inserts_A_Technical Potential | F5 | Industrial | Paper and Printing | New | Space Heating | Natural Gas | Gas Furnace Tube Inserts | A | Standalone Impact on Baseline Summer Peak (%) | Technical Potential | 0% | 0% | 0% | 0% | 0% | 0% | 0% | 0% | 0% | 0% | 0% | 0% | 0% | 0% | 0% | 0% | 0% | 0% | 0% | 0% | 0% | 0% | 0% | 0% | 0 | 0 | 0 | 0 | 0 | 0 | 0
F6_Industrial_Paper and Printing_New_Space Heating_Natural Gas_Gas Furnace Tube Inserts_A_Technical Potential | F6 | Industrial | Paper and Printing | New | Space Heating | Natural Gas | Gas Furnace Tube Inserts | A | Standalone Impact on Baseline Winter Peak (%) | Technical Potential | 0% | 0% | 0% | 0% | 0% | 0% | 0% | 0% | 0% | 0% | 0% | 0% | 0% | 0% | 0% | 0% | 0% | 0% | 0% | 0% | 0% | 0% | 0% | 0% | 0 | 0 | 0 | 0 | 0 | 0 | 0
F7_Industrial_Paper and Printing_New_Space Heating_Natural Gas_Gas Furnace Tube Inserts_A_Technical Potential | F7 | Industrial | Paper and Printing | New | Space Heating | Natural Gas | Gas Furnace Tube Inserts | A | Incremental Energy Savings (MWh or mTherms) | Technical Potential | 0 | 0 | 0 | 0 | 0 | 0 | 0 | 0 | 0 | 0 | 0 | 0 | 0 | 0 | 0 | 0 | 0 | 0 | 0 | 0 | 0 | 0 | 0 | 0 | 0 | 0 | 0 | 0 | 0 | 0 | 0
F8_Industrial_Paper and Printing_New_Space Heating_Natural Gas_Gas Furnace Tube Inserts_A_Technical Potential | F8 | Industrial | Paper and Printing | New | Space Heating | Natural Gas | Gas Furnace Tube Inserts | A | Incremental Summer Peak Savings (MW) | Technical Potential | 0 | 0 | 0 | 0 | 0 | 0 | 0 | 0 | 0 | 0 | 0 | 0 | 0 | 0 | 0 | 0 | 0 | 0 | 0 | 0 | 0 | 0 | 0 | 0 | 0 | 0 | 0 | 0 | 0 | 0 | 0
F9_Industrial_Paper and Printing_New_Space Heating_Natural Gas_Gas Furnace Tube Inserts_A_Technical Potential | F9 | Industrial | Paper and Printing | New | Space Heating | Natural Gas | Gas Furnace Tube Inserts | A | Incremental Winter Peak Savings (MW) | Technical Potential | 0 | 0 | 0 | 0 | 0 | 0 | 0 | 0 | 0 | 0 | 0 | 0 | 0 | 0 | 0 | 0 | 0 | 0 | 0 | 0 | 0 | 0 | 0 | 0 | 0 | 0 | 0 | 0 | 0 | 0 | 0
F10_Industrial_Paper and Printing_New_Space Heating_Natural Gas_Gas Furnace Tube Inserts_A_Technical Potential | F10 | Industrial | Paper and Printing | New | Space Heating | Natural Gas | Gas Furnace Tube Inserts | A | Cumulative Energy Savings (MWh or mTherms) | Technical Potential | 0 | 0 | 0 | 0 | 0 | 0 | 0 | 0 | 0 | 0 | 0 | 0 | 0 | 0 | 0 | 0 | 0 | 0 | 0 | 0 | 0 | 0 | 0 | 0 | 0 | 0 | 0 | 0 | 0 | 0 | 0
F11_Industrial_Paper and Printing_New_Space Heating_Natural Gas_Gas Furnace Tube Inserts_A_Technical Potential | F11 | Industrial | Paper and Printing | New | Space Heating | Natural Gas | Gas Furnace Tube Inserts | A | Cumulative Summer Peak Savings (MW) | Technical Potential | 0 | 0 | 0 | 0 | 0 | 0 | 0 | 0 | 0 | 0 | 0 | 0 | 0 | 0 | 0 | 0 | 0 | 0 | 0 | 0 | 0 | 0 | 0 | 0 | 0 | 0 | 0 | 0 | 0 | 0 | 0
F12_Industrial_Paper and Printing_New_Space Heating_Natural Gas_Gas Furnace Tube Inserts_A_Technical Potential | F12 | Industrial | Paper and Printing | New | Space Heating | Natural Gas | Gas Furnace Tube Inserts | A | Cumulative Winter Peak Savings (MW) | Technical Potential | 0 | 0 | 0 | 0 | 0 | 0 | 0 | 0 | 0 | 0 | 0 | 0 | 0 | 0 | 0 | 0 | 0 | 0 | 0 | 0 | 0 | 0 | 0 | 0 | 0 | 0 | 0 | 0 | 0 | 0 | 0
F13_Industrial_Paper and Printing_New_Space Heating_Natural Gas_Gas Furnace Tube Inserts_A_Technical Potential | F13 | Industrial | Paper and Printing | New | Space Heating | Natural Gas | Gas Furnace Tube Inserts | A | Purchases (Incremental) | Technical Potential | 0 | 0 | 0 | 0 | 0 | 0 | 0 | 0 | 0 | 0 | 0 | 0 | 0 | 0 | 0 | 0 | 0 | 0 | 0 | 0 | 0 | 0 | 0 | 0 | 0 | 0 | 0 | 0 | 0 | 0 | 0
F14_Industrial_Paper and Printing_New_Space Heating_Natural Gas_Gas Furnace Tube Inserts_A_Technical Potential | F14 | Industrial | Paper and Printing | New | Space Heating | Natural Gas | Gas Furnace Tube Inserts | A | Purchases (Cumulative) | Technical Potential | 0 | 0 | 0 | 0 | 0 | 0 | 0 | 0 | 0 | 0 | 0 | 0 | 0 | 0 | 0 | 0 | 0 | 0 | 0 | 0 | 0 | 0 | 0 | 0 | 0 | 0 | 0 | 0 | 0 | 0 | 0
F1_Industrial_Paper and Printing_New_Space Heating_Natural Gas_Space Heating - Heat Recovery Ventilator_A_Technical Potential | F1 | Industrial | Paper and Printing | New | Space Heating | Natural Gas | Space Heating - Heat Recovery Ventilator | A | Original Unit Energy Savings (kWh or therms) | Technical Potential | 0 | 0 | 0 | 0 | 0 | 0.012468 | 0.012307 | 0.01219 | 0.0121 | 0.01203 | 0.011973 | 0.011906 | 0.011837 | 0.011768 | 0.011701 | 0.011649 | 0.011607 | 0.011574 | 0.011522 | 0.011484 | 0.011457 | 0.011435 | 0.011435 | 0.011435 | 0.011435 | 0.011435 | 0.011435 | 0.011435 | 0 | 0 | 0
F2_Industrial_Paper and Printing_New_Space Heating_Natural Gas_Space Heating - Heat Recovery Ventilator_A_Technical Potential | F2 | Industrial | Paper and Printing | New | Space Heating | Natural Gas | Space Heating - Heat Recovery Ventilator | A | Original Unit Summer Peak Savings (kW) | Technical Potential | 0 | 0 | 0 | 0 | 0 | 0 | 0 | 0 | 0 | 0 | 0 | 0 | 0 | 0 | 0 | 0 | 0 | 0 | 0 | 0 | 0 | 0 | 0 | 0 | 0 | 0 | 0 | 0 | 0 | 0 | 0
F3_Industrial_Paper and Printing_New_Space Heating_Natural Gas_Space Heating - Heat Recovery Ventilator_A_Technical Potential | F3 | Industrial | Paper and Printing | New | Space Heating | Natural Gas | Space Heating - Heat Recovery Ventilator | A | Original Unit Winter Peak Savings (kW) | Technical Potential | 0 | 0 | 0 | 0 | 0 | 0 | 0 | 0 | 0 | 0 | 0 | 0 | 0 | 0 | 0 | 0 | 0 | 0 | 0 | 0 | 0 | 0 | 0 | 0 | 0 | 0 | 0 | 0 | 0 | 0 | 0
F4_Industrial_Paper and Printing_New_Space Heating_Natural Gas_Space Heating - Heat Recovery Ventilator_A_Technical Potential | F4 | Industrial | Paper and Printing | New | Space Heating | Natural Gas | Space Heating - Heat Recovery Ventilator | A | Standalone Impact on Baseline Energy (%) | Technical Potential | 0% | 0% | 0% | 0% | 0% | 0.02095% | 0.03863% | 0.05436% | 0.06888% | 0.08255% | 0.09559% | 0.1083% | 0.1206% | 0.1327% | 0.1448% | 0.1565% | 0.1683% | 0.1798% | 0.1913% | 0.2028% | 0.2085% | 0.2137% | 0.2184% | 0.2227% | 0.0022665 | 0.0021813 | 0.0021026 | 0.0020295 | 0 | 0 | 0
F5_Industrial_Paper and Printing_New_Space Heating_Natural Gas_Space Heating - Heat Recovery Ventilator_A_Technical Potential | F5 | Industrial | Paper and Printing | New | Space Heating | Natural Gas | Space Heating - Heat Recovery Ventilator | A | Standalone Impact on Baseline Summer Peak (%) | Technical Potential | 0% | 0% | 0% | 0% | 0% | 0% | 0% | 0% | 0% | 0% | 0% | 0% | 0% | 0% | 0% | 0% | 0% | 0% | 0% | 0% | 0% | 0% | 0% | 0% | 0 | 0 | 0 | 0 | 0 | 0 | 0
F6_Industrial_Paper and Printing_New_Space Heating_Natural Gas_Space Heating - Heat Recovery Ventilator_A_Technical Potential | F6 | Industrial | Paper and Printing | New | Space Heating | Natural Gas | Space Heating - Heat Recovery Ventilator | A | Standalone Impact on Baseline Winter Peak (%) | Technical Potential | 0% | 0% | 0% | 0% | 0% | 0% | 0% | 0% | 0% | 0% | 0% | 0% | 0% | 0% | 0% | 0% | 0% | 0% | 0% | 0% | 0% | 0% | 0% | 0% | 0 | 0 | 0 | 0 | 0 | 0 | 0
F7_Industrial_Paper and Printing_New_Space Heating_Natural Gas_Space Heating - Heat Recovery Ventilator_A_Technical Potential | F7 | Industrial | Paper and Printing | New | Space Heating | Natural Gas | Space Heating - Heat Recovery Ventilator | A | Incremental Energy Savings (MWh or mTherms) | Technical Potential | 0 | 0 | 0 | 0 | 0 | 0.00012935 | 0.00015126 | 0.00017316 | 0.00019493 | 0.00021672 | 0.00023852 | 0.00025961 | 0.0002803 | 0.00030072 | 0.00032058 | 0.00034071 | 0.00036078 | 0.00038098 | 0.00040028 | 0.00041972 | 0.00043945 | 0.00045923 | 0.00047976 | 0.00050022 | 0.00052061 | 0.0002278 | 0.00024933 | 0.0002708 | 0 | 0 | 0
F8_Industrial_Paper and Printing_New_Space Heating_Natural Gas_Space Heating - Heat Recovery Ventilator_A_Technical Potential | F8 | Industrial | Paper and Printing | New | Space Heating | Natural Gas | Space Heating - Heat Recovery Ventilator | A | Incremental Summer Peak Savings (MW) | Technical Potential | 0 | 0 | 0 | 0 | 0 | 0 | 0 | 0 | 0 | 0 | 0 | 0 | 0 | 0 | 0 | 0 | 0 | 0 | 0 | 0 | 0 | 0 | 0 | 0 | 0 | 0 | 0 | 0 | 0 | 0 | 0
F9_Industrial_Paper and Printing_New_Space Heating_Natural Gas_Space Heating - Heat Recovery Ventilator_A_Technical Potential | F9 | Industrial | Paper and Printing | New | Space Heating | Natural Gas | Space Heating - Heat Recovery Ventilator | A | Incremental Winter Peak Savings (MW) | Technical Potential | 0 | 0 | 0 | 0 | 0 | 0 | 0 | 0 | 0 | 0 | 0 | 0 | 0 | 0 | 0 | 0 | 0 | 0 | 0 | 0 | 0 | 0 | 0 | 0 | 0 | 0 | 0 | 0 | 0 | 0 | 0
F10_Industrial_Paper and Printing_New_Space Heating_Natural Gas_Space Heating - Heat Recovery Ventilator_A_Technical Potential | F10 | Industrial | Paper and Printing | New | Space Heating | Natural Gas | Space Heating - Heat Recovery Ventilator | A | Cumulative Energy Savings (MWh or mTherms) | Technical Potential | 0 | 0 | 0 | 0 | 0 | 0.00012935 | 0.00027893 | 0.00044943 | 0.00064107 | 0.00085407 | 0.0010885 | 0.0013421 | 0.0016145 | 0.0019058 | 0.0022156 | 0.0025464 | 0.0028982 | 0.0032709 | 0.0036565 | 0.0040641 | 0.004375 | 0.0046854 | 0.0050027 | 0.0053187 | 0.0056333 | 0.0056333 | 0.0056333 | 0.0056333 | 0 | 0 | 0
F11_Industrial_Paper and Printing_New_Space Heating_Natural Gas_Space Heating - Heat Recovery Ventilator_A_Technical Potential | F11 | Industrial | Paper and Printing | New | Space Heating | Natural Gas | Space Heating - Heat Recovery Ventilator | A | Cumulative Summer Peak Savings (MW) | Technical Potential | 0 | 0 | 0 | 0 | 0 | 0 | 0 | 0 | 0 | 0 | 0 | 0 | 0 | 0 | 0 | 0 | 0 | 0 | 0 | 0 | 0 | 0 | 0 | 0 | 0 | 0 | 0 | 0 | 0 | 0 | 0
F12_Industrial_Paper and Printing_New_Space Heating_Natural Gas_Space Heating - Heat Recovery Ventilator_A_Technical Potential | F12 | Industrial | Paper and Printing | New | Space Heating | Natural Gas | Space Heating - Heat Recovery Ventilator | A | Cumulative Winter Peak Savings (MW) | Technical Potential | 0 | 0 | 0 | 0 | 0 | 0 | 0 | 0 | 0 | 0 | 0 | 0 | 0 | 0 | 0 | 0 | 0 | 0 | 0 | 0 | 0 | 0 | 0 | 0 | 0 | 0 | 0 | 0 | 0 | 0 | 0
F13_Industrial_Paper and Printing_New_Space Heating_Natural Gas_Space Heating - Heat Recovery Ventilator_A_Technical Potential | F13 | Industrial | Paper and Printing | New | Space Heating | Natural Gas | Space Heating - Heat Recovery Ventilator | A | Purchases (Incremental) | Technical Potential | 0 | 0 | 0 | 0 | 0 | 10.374 | 12.2904 | 14.2057 | 16.1097 | 18.0147 | 19.9214 | 21.8038 | 23.681 | 25.5545 | 27.3982 | 29.2489 | 31.082 | 32.9153 | 34.7394 | 36.5473 | 38.3572 | 40.1597 | 41.9552 | 43.7441 | 45.527 | 19.9214 | 21.8038 | 23.681 | 25.5545 | 27.3982 | 29.2489
F14_Industrial_Paper and Printing_New_Space Heating_Natural Gas_Space Heating - Heat Recovery Ventilator_A_Technical Potential | F14 | Industrial | Paper and Printing | New | Space Heating | Natural Gas | Space Heating - Heat Recovery Ventilator | A | Purchases (Cumulative) | Technical Potential | 0 | 0 | 0 | 0 | 0 | 10.374 | 22.6644 | 36.8701 | 52.9798 | 70.9945 | 90.9159 | 112.7196 | 136.4006 | 161.9551 | 189.3533 | 218.6022 | 249.6842 | 282.5996 | 317.339 | 353.8863 | 381.8695 | 409.7389 | 437.4884 | 465.1229 | 492.6351 | 492.6351 | 492.6351 | 492.6351 | 492.6351 | 492.6351 | 492.6351
F1_Industrial_Paper and Printing_New_Space Heating_Natural Gas_Thermostat - Programmable_A_Technical Potential | F1 | Industrial | Paper and Printing | New | Space Heating | Natural Gas | Thermostat - Programmable | A | Original Unit Energy Savings (kWh or therms) | Technical Potential | 0 | 0 | 0 | 0 | 0 | 0.006194 | 0.006114 | 0.0060556 | 0.0060113 | 0.0059764 | 0.0059481 | 0.005915 | 0.0058802 | 0.005846 | 0.0058129 | 0.0057868 | 0.0057663 | 0.00575 | 0.0057242 | 0.0057053 | 0.0056915 | 0.0056808 | 0.0056808 | 0.0056808 | 0.0056808 | 0.0056808 | 0.0056808 | 0.0056808 | 0 | 0 | 0
F2_Industrial_Paper and Printing_New_Space Heating_Natural Gas_Thermostat - Programmable_A_Technical Potential | F2 | Industrial | Paper and Printing | New | Space Heating | Natural Gas | Thermostat - Programmable | A | Original Unit Summer Peak Savings (kW) | Technical Potential | 0 | 0 | 0 | 0 | 0 | 0 | 0 | 0 | 0 | 0 | 0 | 0 | 0 | 0 | 0 | 0 | 0 | 0 | 0 | 0 | 0 | 0 | 0 | 0 | 0 | 0 | 0 | 0 | 0 | 0 | 0
F3_Industrial_Paper and Printing_New_Space Heating_Natural Gas_Thermostat - Programmable_A_Technical Potential | F3 | Industrial | Paper and Printing | New | Space Heating | Natural Gas | Thermostat - Programmable | A | Original Unit Winter Peak Savings (kW) | Technical Potential | 0 | 0 | 0 | 0 | 0 | 0 | 0 | 0 | 0 | 0 | 0 | 0 | 0 | 0 | 0 | 0 | 0 | 0 | 0 | 0 | 0 | 0 | 0 | 0 | 0 | 0 | 0 | 0 | 0 | 0 | 0
F4_Industrial_Paper and Printing_New_Space Heating_Natural Gas_Thermostat - Programmable_A_Technical Potential | F4 | Industrial | Paper and Printing | New | Space Heating | Natural Gas | Thermostat - Programmable | A | Standalone Impact on Baseline Energy (%) | Technical Potential | 0% | 0% | 0% | 0% | 0% | 0.03122% | 0.05757% | 0.08102% | 0.1027% | 0.123% | 0.1425% | 0.1614% | 0.1798% | 0.1978% | 0.2157% | 0.2333% | 0.2403% | 0.2465% | 0.252% | 0.257% | 0.2614% | 0.2654% | 0.2691% | 0.2724% | 0.0027542 | 0.0026507 | 0.002555 | 0.0024662 | 0 | 0 | 0
F5_Industrial_Paper and Printing_New_Space Heating_Natural Gas_Thermostat - Programmable_A_Technical Potential | F5 | Industrial | Paper and Printing | New | Space Heating | Natural Gas | Thermostat - Programmable | A | Standalone Impact on Baseline Summer Peak (%) | Technical Potential | 0% | 0% | 0% | 0% | 0% | 0% | 0% | 0% | 0% | 0% | 0% | 0% | 0% | 0% | 0% | 0% | 0% | 0% | 0% | 0% | 0% | 0% | 0% | 0% | 0 | 0 | 0 | 0 | 0 | 0 | 0
F6_Industrial_Paper and Printing_New_Space Heating_Natural Gas_Thermostat - Programmable_A_Technical Potential | F6 | Industrial | Paper and Printing | New | Space Heating | Natural Gas | Thermostat - Programmable | A | Standalone Impact on Baseline Winter Peak (%) | Technical Potential | 0% | 0% | 0% | 0% | 0% | 0% | 0% | 0% | 0% | 0% | 0% | 0% | 0% | 0% | 0% | 0% | 0% | 0% | 0% | 0% | 0% | 0% | 0% | 0% | 0 | 0 | 0 | 0 | 0 | 0 | 0
F7_Industrial_Paper and Printing_New_Space Heating_Natural Gas_Thermostat - Programmable_A_Technical Potential | F7 | Industrial | Paper and Printing | New | Space Heating | Natural Gas | Thermostat - Programmable | A | Incremental Energy Savings (MWh or mTherms) | Technical Potential | 0 | 0 | 0 | 0 | 0 | 0.00019277 | 0.00022543 | 0.00025807 | 0.00029052 | 0.00032299 | 0.00035548 | 0.00038691 | 0.00041775 | 0.00044817 | 0.00047779 | 0.00050778 | 0.00053769 | 0.00056779 | 0.00059657 | 0.00062553 | 0.00065494 | 0.00068442 | 0.00071502 | 0.00074551 | 0.00077589 | 0.00046693 | 0.00049847 | 0.00052971 | 0 | 0 | 0
F8_Industrial_Paper and Printing_New_Space Heating_Natural Gas_Thermostat - Programmable_A_Technical Potential | F8 | Industrial | Paper and Printing | New | Space Heating | Natural Gas | Thermostat - Programmable | A | Incremental Summer Peak Savings (MW) | Technical Potential | 0 | 0 | 0 | 0 | 0 | 0 | 0 | 0 | 0 | 0 | 0 | 0 | 0 | 0 | 0 | 0 | 0 | 0 | 0 | 0 | 0 | 0 | 0 | 0 | 0 | 0 | 0 | 0 | 0 | 0 | 0
F9_Industrial_Paper and Printing_New_Space Heating_Natural Gas_Thermostat - Programmable_A_Technical Potential | F9 | Industrial | Paper and Printing | New | Space Heating | Natural Gas | Thermostat - Programmable | A | Incremental Winter Peak Savings (MW) | Technical Potential | 0 | 0 | 0 | 0 | 0 | 0 | 0 | 0 | 0 | 0 | 0 | 0 | 0 | 0 | 0 | 0 | 0 | 0 | 0 | 0 | 0 | 0 | 0 | 0 | 0 | 0 | 0 | 0 | 0 | 0 | 0
F10_Industrial_Paper and Printing_New_Space Heating_Natural Gas_Thermostat - Programmable_A_Technical Potential | F10 | Industrial | Paper and Printing | New | Space Heating | Natural Gas | Thermostat - Programmable | A | Cumulative Energy Savings (MWh or mTherms) | Technical Potential | 0 | 0 | 0 | 0 | 0 | 0.00019277 | 0.00041571 | 0.00066981 | 0.00095543 | 0.0012729 | 0.0016223 | 0.0020002 | 0.0024062 | 0.0028404 | 0.0033021 | 0.003795 | 0.0041398 | 0.0044839 | 0.0048164 | 0.0051502 | 0.0054852 | 0.0058198 | 0.0061632 | 0.0065051 | 0.0068455 | 0.0068455 | 0.0068455 | 0.0068455 | 0 | 0 | 0
F11_Industrial_Paper and Printing_New_Space Heating_Natural Gas_Thermostat - Programmable_A_Technical Potential | F11 | Industrial | Paper and Printing | New | Space Heating | Natural Gas | Thermostat - Programmable | A | Cumulative Summer Peak Savings (MW) | Technical Potential | 0 | 0 | 0 | 0 | 0 | 0 | 0 | 0 | 0 | 0 | 0 | 0 | 0 | 0 | 0 | 0 | 0 | 0 | 0 | 0 | 0 | 0 | 0 | 0 | 0 | 0 | 0 | 0 | 0 | 0 | 0
F12_Industrial_Paper and Printing_New_Space Heating_Natural Gas_Thermostat - Programmable_A_Technical Potential | F12 | Industrial | Paper and Printing | New | Space Heating | Natural Gas | Thermostat - Programmable | A | Cumulative Winter Peak Savings (MW) | Technical Potential | 0 | 0 | 0 | 0 | 0 | 0 | 0 | 0 | 0 | 0 | 0 | 0 | 0 | 0 | 0 | 0 | 0 | 0 | 0 | 0 | 0 | 0 | 0 | 0 | 0 | 0 | 0 | 0 | 0 | 0 | 0
F13_Industrial_Paper and Printing_New_Space Heating_Natural Gas_Thermostat - Programmable_A_Technical Potential | F13 | Industrial | Paper and Printing | New | Space Heating | Natural Gas | Thermostat - Programmable | A | Purchases (Incremental) | Technical Potential | 0 | 0 | 0 | 0 | 0 | 31.122 | 36.8711 | 42.617 | 48.3291 | 54.0442 | 59.7641 | 65.4113 | 71.0431 | 76.6634 | 82.1945 | 87.7468 | 93.246 | 98.746 | 104.2183 | 109.6418 | 115.0717 | 120.4792 | 125.8656 | 131.2324 | 136.581 | 82.1945 | 87.7468 | 93.246 | 98.746 | 104.2183 | 109.6418
F14_Industrial_Paper and Printing_New_Space Heating_Natural Gas_Thermostat - Programmable_A_Technical Potential | F14 | Industrial | Paper and Printing | New | Space Heating | Natural Gas | Thermostat - Programmable | A | Purchases (Cumulative) | Technical Potential | 0 | 0 | 0 | 0 | 0 | 31.122 | 67.9931 | 110.6102 | 158.9393 | 212.9835 | 272.7476 | 338.1589 | 409.2019 | 485.8654 | 568.0599 | 655.8067 | 717.9307 | 779.8056 | 841.4069 | 902.7196 | 963.7471 | 1024.4623 | 1084.9166 | 1145.106 | 1205.0236 | 1205.0236 | 1205.0236 | 1205.0236 | 1205.0236 | 1205.0236 | 1205.0236
F1_Industrial_Paper and Printing_New_Space Heating_Natural Gas_ENERGY STAR Connected Thermostat_A_Technical Potential | F1 | Industrial | Paper and Printing | New | Space Heating | Natural Gas | ENERGY STAR Connected Thermostat | A | Original Unit Energy Savings (kWh or therms) | Technical Potential | 0 | 0 | 0 | 0 | 0 | 0.014581 | 0.014392 | 0.014255 | 0.014151 | 0.014068 | 0.014002 | 0.013924 | 0.013842 | 0.013762 | 0.013684 | 0.013622 | 0.013574 | 0.013536 | 0.013475 | 0.01343 | 0.013398 | 0.013373 | 0.013373 | 0.013373 | 0.013373 | 0.013373 | 0.013373 | 0.013373 | 0 | 0 | 0
F2_Industrial_Paper and Printing_New_Space Heating_Natural Gas_ENERGY STAR Connected Thermostat_A_Technical Potential | F2 | Industrial | Paper and Printing | New | Space Heating | Natural Gas | ENERGY STAR Connected Thermostat | A | Original Unit Summer Peak Savings (kW) | Technical Potential | 0 | 0 | 0 | 0 | 0 | 0 | 0 | 0 | 0 | 0 | 0 | 0 | 0 | 0 | 0 | 0 | 0 | 0 | 0 | 0 | 0 | 0 | 0 | 0 | 0 | 0 | 0 | 0 | 0 | 0 | 0
F3_Industrial_Paper and Printing_New_Space Heating_Natural Gas_ENERGY STAR Connected Thermostat_A_Technical Potential | F3 | Industrial | Paper and Printing | New | Space Heating | Natural Gas | ENERGY STAR Connected Thermostat | A | Original Unit Winter Peak Savings (kW) | Technical Potential | 0 | 0 | 0 | 0 | 0 | 0 | 0 | 0 | 0 | 0 | 0 | 0 | 0 | 0 | 0 | 0 | 0 | 0 | 0 | 0 | 0 | 0 | 0 | 0 | 0 | 0 | 0 | 0 | 0 | 0 | 0
F4_Industrial_Paper and Printing_New_Space Heating_Natural Gas_ENERGY STAR Connected Thermostat_A_Technical Potential | F4 | Industrial | Paper and Printing | New | Space Heating | Natural Gas | ENERGY STAR Connected Thermostat | A | Standalone Impact on Baseline Energy (%) | Technical Potential | 0% | 0% | 0% | 0% | 0% | 0.07348% | 0.1355% | 0.1907% | 0.2417% | 0.2896% | 0.2971% | 0.3035% | 0.3089% | 0.3134% | 0.3174% | 0.3208% | 0.3238% | 0.3264% | 0.3287% | 0.3308% | 0.3327% | 0.3343% | 0.3359% | 0.3373% | 0.0033854 | 0.0032582 | 0.0031406 | 0.0030314 | 0 | 0 | 0
F5_Industrial_Paper and Printing_New_Space Heating_Natural Gas_ENERGY STAR Connected Thermostat_A_Technical Potential | F5 | Industrial | Paper and Printing | New | Space Heating | Natural Gas | ENERGY STAR Connected Thermostat | A | Standalone Impact on Baseline Summer Peak (%) | Technical Potential | 0% | 0% | 0% | 0% | 0% | 0% | 0% | 0% | 0% | 0% | 0% | 0% | 0% | 0% | 0% | 0% | 0% | 0% | 0% | 0% | 0% | 0% | 0% | 0% | 0 | 0 | 0 | 0 | 0 | 0 | 0
F6_Industrial_Paper and Printing_New_Space Heating_Natural Gas_ENERGY STAR Connected Thermostat_A_Technical Potential | F6 | Industrial | Paper and Printing | New | Space Heating | Natural Gas | ENERGY STAR Connected Thermostat | A | Standalone Impact on Baseline Winter Peak (%) | Technical Potential | 0% | 0% | 0% | 0% | 0% | 0% | 0% | 0% | 0% | 0% | 0% | 0% | 0% | 0% | 0% | 0% | 0% | 0% | 0% | 0% | 0% | 0% | 0% | 0% | 0 | 0 | 0 | 0 | 0 | 0 | 0
F7_Industrial_Paper and Printing_New_Space Heating_Natural Gas_ENERGY STAR Connected Thermostat_A_Technical Potential | F7 | Industrial | Paper and Printing | New | Space Heating | Natural Gas | ENERGY STAR Connected Thermostat | A | Incremental Energy Savings (MWh or mTherms) | Technical Potential | 0 | 0 | 0 | 0 | 0 | 0.00045379 | 0.00053067 | 0.00060751 | 0.00068389 | 0.00076032 | 0.00083681 | 0.00091078 | 0.00098339 | 0.001055 | 0.0011247 | 0.0011953 | 0.0012657 | 0.0013366 | 0.0014043 | 0.0014725 | 0.0015417 | 0.0016111 | 0.0016832 | 0.0017549 | 0.0018265 | 0.0015388 | 0.0016111 | 0.0016832 | 0 | 0 | 0
F8_Industrial_Paper and Printing_New_Space Heating_Natural Gas_ENERGY STAR Connected Thermostat_A_Technical Potential | F8 | Industrial | Paper and Printing | New | Space Heating | Natural Gas | ENERGY STAR Connected Thermostat | A | Incremental Summer Peak Savings (MW) | Technical Potential | 0 | 0 | 0 | 0 | 0 | 0 | 0 | 0 | 0 | 0 | 0 | 0 | 0 | 0 | 0 | 0 | 0 | 0 | 0 | 0 | 0 | 0 | 0 | 0 | 0 | 0 | 0 | 0 | 0 | 0 | 0
F9_Industrial_Paper and Printing_New_Space Heating_Natural Gas_ENERGY STAR Connected Thermostat_A_Technical Potential | F9 | Industrial | Paper and Printing | New | Space Heating | Natural Gas | ENERGY STAR Connected Thermostat | A | Incremental Winter Peak Savings (MW) | Technical Potential | 0 | 0 | 0 | 0 | 0 | 0 | 0 | 0 | 0 | 0 | 0 | 0 | 0 | 0 | 0 | 0 | 0 | 0 | 0 | 0 | 0 | 0 | 0 | 0 | 0 | 0 | 0 | 0 | 0 | 0 | 0
F10_Industrial_Paper and Printing_New_Space Heating_Natural Gas_ENERGY STAR Connected Thermostat_A_Technical Potential | F10 | Industrial | Paper and Printing | New | Space Heating | Natural Gas | ENERGY STAR Connected Thermostat | A | Cumulative Energy Savings (MWh or mTherms) | Technical Potential | 0 | 0 | 0 | 0 | 0 | 0.00045379 | 0.00097859 | 0.0015767 | 0.0022491 | 0.0029963 | 0.0033832 | 0.0037618 | 0.0041332 | 0.004499 | 0.0048587 | 0.0052182 | 0.0055775 | 0.0059367 | 0.0062813 | 0.0066292 | 0.0069793 | 0.0073304 | 0.007693 | 0.0080543 | 0.0084145 | 0.0084145 | 0.0084145 | 0.0084145 | 0 | 0 | 0
F11_Industrial_Paper and Printing_New_Space Heating_Natural Gas_ENERGY STAR Connected Thermostat_A_Technical Potential | F11 | Industrial | Paper and Printing | New | Space Heating | Natural Gas | ENERGY STAR Connected Thermostat | A | Cumulative Summer Peak Savings (MW) | Technical Potential | 0 | 0 | 0 | 0 | 0 | 0 | 0 | 0 | 0 | 0 | 0 | 0 | 0 | 0 | 0 | 0 | 0 | 0 | 0 | 0 | 0 | 0 | 0 | 0 | 0 | 0 | 0 | 0 | 0 | 0 | 0
F12_Industrial_Paper and Printing_New_Space Heating_Natural Gas_ENERGY STAR Connected Thermostat_A_Technical Potential | F12 | Industrial | Paper and Printing | New | Space Heating | Natural Gas | ENERGY STAR Connected Thermostat | A | Cumulative Winter Peak Savings (MW) | Technical Potential | 0 | 0 | 0 | 0 | 0 | 0 | 0 | 0 | 0 | 0 | 0 | 0 | 0 | 0 | 0 | 0 | 0 | 0 | 0 | 0 | 0 | 0 | 0 | 0 | 0 | 0 | 0 | 0 | 0 | 0 | 0
F13_Industrial_Paper and Printing_New_Space Heating_Natural Gas_ENERGY STAR Connected Thermostat_A_Technical Potential | F13 | Industrial | Paper and Printing | New | Space Heating | Natural Gas | ENERGY STAR Connected Thermostat | A | Purchases (Incremental) | Technical Potential | 0 | 0 | 0 | 0 | 0 | 31.122 | 36.8711 | 42.617 | 48.3291 | 54.0442 | 59.7641 | 65.4113 | 71.0431 | 76.6634 | 82.1945 | 87.7468 | 93.246 | 98.746 | 104.2183 | 109.6418 | 115.0717 | 120.4792 | 125.8656 | 131.2324 | 136.581 | 115.0717 | 120.4792 | 125.8656 | 131.2324 | 136.581 | 115.0717
F14_Industrial_Paper and Printing_New_Space Heating_Natural Gas_ENERGY STAR Connected Thermostat_A_Technical Potential | F14 | Industrial | Paper and Printing | New | Space Heating | Natural Gas | ENERGY STAR Connected Thermostat | A | Purchases (Cumulative) | Technical Potential | 0 | 0 | 0 | 0 | 0 | 31.122 | 67.9931 | 110.6102 | 158.9393 | 212.9835 | 241.6255 | 270.1657 | 298.5917 | 326.9261 | 355.0764 | 383.0591 | 410.8939 | 438.5968 | 466.1517 | 493.599 | 520.924 | 548.1571 | 575.2767 | 602.2909 | 629.23 | 629.23 | 629.23 | 629.23 | 629.23 | 629.23 | 629.23
F1_Industrial_Paper and Printing_New_Space Heating_Natural Gas_Destratification Fans (HVLS)_A_Technical Potential | F1 | Industrial | Paper and Printing | New | Space Heating | Natural Gas | Destratification Fans (HVLS) | A | Original Unit Energy Savings (kWh or therms) | Technical Potential | 0 | 0 | 0 | 0 | 0 | 0.014581 | 0.014392 | 0.014255 | 0.014151 | 0.014068 | 0.014002 | 0.013924 | 0.013842 | 0.013762 | 0.013684 | 0.013622 | 0.013574 | 0.013536 | 0.013475 | 0.01343 | 0.013398 | 0.013373 | 0.013373 | 0.013373 | 0.013373 | 0.013373 | 0.013373 | 0.013373 | 0 | 0 | 0
F2_Industrial_Paper and Printing_New_Space Heating_Natural Gas_Destratification Fans (HVLS)_A_Technical Potential | F2 | Industrial | Paper and Printing | New | Space Heating | Natural Gas | Destratification Fans (HVLS) | A | Original Unit Summer Peak Savings (kW) | Technical Potential | 0 | 0 | 0 | 0 | 0 | 0 | 0 | 0 | 0 | 0 | 0 | 0 | 0 | 0 | 0 | 0 | 0 | 0 | 0 | 0 | 0 | 0 | 0 | 0 | 0 | 0 | 0 | 0 | 0 | 0 | 0
F3_Industrial_Paper and Printing_New_Space Heating_Natural Gas_Destratification Fans (HVLS)_A_Technical Potential | F3 | Industrial | Paper and Printing | New | Space Heating | Natural Gas | Destratification Fans (HVLS) | A | Original Unit Winter Peak Savings (kW) | Technical Potential | 0 | 0 | 0 | 0 | 0 | 0 | 0 | 0 | 0 | 0 | 0 | 0 | 0 | 0 | 0 | 0 | 0 | 0 | 0 | 0 | 0 | 0 | 0 | 0 | 0 | 0 | 0 | 0 | 0 | 0 | 0
F4_Industrial_Paper and Printing_New_Space Heating_Natural Gas_Destratification Fans (HVLS)_A_Technical Potential | F4 | Industrial | Paper and Printing | New | Space Heating | Natural Gas | Destratification Fans (HVLS) | A | Standalone Impact on Baseline Energy (%) | Technical Potential | 0% | 0% | 0% | 0% | 0% | 0.07348% | 0.1355% | 0.1907% | 0.2417% | 0.2896% | 0.3354% | 0.3799% | 0.4233% | 0.4657% | 0.5079% | 0.5231% | 0.5367% | 0.5486% | 0.5592% | 0.5688% | 0.5773% | 0.585% | 0.5919% | 0.5983% | 0.0060411 | 0.0058142 | 0.0056042 | 0.0054094 | 0 | 0 | 0
F5_Industrial_Paper and Printing_New_Space Heating_Natural Gas_Destratification Fans (HVLS)_A_Technical Potential | F5 | Industrial | Paper and Printing | New | Space Heating | Natural Gas | Destratification Fans (HVLS) | A | Standalone Impact on Baseline Summer Peak (%) | Technical Potential | 0% | 0% | 0% | 0% | 0% | 0% | 0% | 0% | 0% | 0% | 0% | 0% | 0% | 0% | 0% | 0% | 0% | 0% | 0% | 0% | 0% | 0% | 0% | 0% | 0 | 0 | 0 | 0 | 0 | 0 | 0
F6_Industrial_Paper and Printing_New_Space Heating_Natural Gas_Destratification Fans (HVLS)_A_Technical Potential | F6 | Industrial | Paper and Printing | New | Space Heating | Natural Gas | Destratification Fans (HVLS) | A | Standalone Impact on Baseline Winter Peak (%) | Technical Potential | 0% | 0% | 0% | 0% | 0% | 0% | 0% | 0% | 0% | 0% | 0% | 0% | 0% | 0% | 0% | 0% | 0% | 0% | 0% | 0% | 0% | 0% | 0% | 0% | 0 | 0 | 0 | 0 | 0 | 0 | 0
F7_Industrial_Paper and Printing_New_Space Heating_Natural Gas_Destratification Fans (HVLS)_A_Technical Potential | F7 | Industrial | Paper and Printing | New | Space Heating | Natural Gas | Destratification Fans (HVLS) | A | Incremental Energy Savings (MWh or mTherms) | Technical Potential | 0 | 0 | 0 | 0 | 0 | 0.00045379 | 0.00053067 | 0.00060751 | 0.00068389 | 0.00076032 | 0.00083681 | 0.00091078 | 0.00098339 | 0.001055 | 0.0011247 | 0.0011953 | 0.0012657 | 0.0013366 | 0.0014043 | 0.0014725 | 0.0015417 | 0.0016111 | 0.0016832 | 0.0017549 | 0.0018265 | 0.0011734 | 0.001247 | 0.0013205 | 0 | 0 | 0
F8_Industrial_Paper and Printing_New_Space Heating_Natural Gas_Destratification Fans (HVLS)_A_Technical Potential | F8 | Industrial | Paper and Printing | New | Space Heating | Natural Gas | Destratification Fans (HVLS) | A | Incremental Summer Peak Savings (MW) | Technical Potential | 0 | 0 | 0 | 0 | 0 | 0 | 0 | 0 | 0 | 0 | 0 | 0 | 0 | 0 | 0 | 0 | 0 | 0 | 0 | 0 | 0 | 0 | 0 | 0 | 0 | 0 | 0 | 0 | 0 | 0 | 0
F9_Industrial_Paper and Printing_New_Space Heating_Natural Gas_Destratification Fans (HVLS)_A_Technical Potential | F9 | Industrial | Paper and Printing | New | Space Heating | Natural Gas | Destratification Fans (HVLS) | A | Incremental Winter Peak Savings (MW) | Technical Potential | 0 | 0 | 0 | 0 | 0 | 0 | 0 | 0 | 0 | 0 | 0 | 0 | 0 | 0 | 0 | 0 | 0 | 0 | 0 | 0 | 0 | 0 | 0 | 0 | 0 | 0 | 0 | 0 | 0 | 0 | 0
F10_Industrial_Paper and Printing_New_Space Heating_Natural Gas_Destratification Fans (HVLS)_A_Technical Potential | F10 | Industrial | Paper and Printing | New | Space Heating | Natural Gas | Destratification Fans (HVLS) | A | Cumulative Energy Savings (MWh or mTherms) | Technical Potential | 0 | 0 | 0 | 0 | 0 | 0.00045379 | 0.00097859 | 0.0015767 | 0.0022491 | 0.0029963 | 0.003819 | 0.0047085 | 0.0056643 | 0.0066863 | 0.0077731 | 0.0085097 | 0.0092447 | 0.0099784 | 0.010687 | 0.011398 | 0.012112 | 0.012825 | 0.013558 | 0.014288 | 0.015015 | 0.015015 | 0.015015 | 0.015015 | 0 | 0 | 0
F11_Industrial_Paper and Printing_New_Space Heating_Natural Gas_Destratification Fans (HVLS)_A_Technical Potential | F11 | Industrial | Paper and Printing | New | Space Heating | Natural Gas | Destratification Fans (HVLS) | A | Cumulative Summer Peak Savings (MW) | Technical Potential | 0 | 0 | 0 | 0 | 0 | 0 | 0 | 0 | 0 | 0 | 0 | 0 | 0 | 0 | 0 | 0 | 0 | 0 | 0 | 0 | 0 | 0 | 0 | 0 | 0 | 0 | 0 | 0 | 0 | 0 | 0
F12_Industrial_Paper and Printing_New_Space Heating_Natural Gas_Destratification Fans (HVLS)_A_Technical Potential | F12 | Industrial | Paper and Printing | New | Space Heating | Natural Gas | Destratification Fans (HVLS) | A | Cumulative Winter Peak Savings (MW) | Technical Potential | 0 | 0 | 0 | 0 | 0 | 0 | 0 | 0 | 0 | 0 | 0 | 0 | 0 | 0 | 0 | 0 | 0 | 0 | 0 | 0 | 0 | 0 | 0 | 0 | 0 | 0 | 0 | 0 | 0 | 0 | 0
F13_Industrial_Paper and Printing_New_Space Heating_Natural Gas_Destratification Fans (HVLS)_A_Technical Potential | F13 | Industrial | Paper and Printing | New | Space Heating | Natural Gas | Destratification Fans (HVLS) | A | Purchases (Incremental) | Technical Potential | 0 | 0 | 0 | 0 | 0 | 31.122 | 36.8711 | 42.617 | 48.3291 | 54.0442 | 59.7641 | 65.4113 | 71.0431 | 76.6634 | 82.1945 | 87.7468 | 93.246 | 98.746 | 104.2183 | 109.6418 | 115.0717 | 120.4792 | 125.8656 | 131.2324 | 136.581 | 87.7468 | 93.246 | 98.746 | 104.2183 | 109.6418 | 115.0717
F14_Industrial_Paper and Printing_New_Space Heating_Natural Gas_Destratification Fans (HVLS)_A_Technical Potential | F14 | Industrial | Paper and Printing | New | Space Heating | Natural Gas | Destratification Fans (HVLS) | A | Purchases (Cumulative) | Technical Potential | 0 | 0 | 0 | 0 | 0 | 31.122 | 67.9931 | 110.6102 | 158.9393 | 212.9835 | 272.7476 | 338.1589 | 409.2019 | 485.8654 | 568.0599 | 624.6846 | 681.0596 | 737.1885 | 793.0778 | 848.6754 | 903.9831 | 959.051 | 1013.8735 | 1068.4425 | 1122.829 | 1122.829 | 1122.829 | 1122.829 | 1122.829 | 1122.829 | 1122.829
F1_Industrial_Paper and Printing_New_Space Heating_Natural Gas_Gas Boiler - Insulate Steam Lines/Condensate Tank_A_Technical Potential | F1 | Industrial | Paper and Printing | New | Space Heating | Natural Gas | Gas Boiler - Insulate Steam Lines/Condensate Tank | A | Original Unit Energy Savings (kWh or therms) | Technical Potential | 0 | 0 | 0 | 0 | 0 | 0 | 0 | 0 | 0 | 0 | 0 | 0 | 0 | 0 | 0 | 0 | 0 | 0 | 0 | 0 | 0 | 0 | 0 | 0 | 0 | 0 | 0 | 0 | 0 | 0 | 0
F2_Industrial_Paper and Printing_New_Space Heating_Natural Gas_Gas Boiler - Insulate Steam Lines/Condensate Tank_A_Technical Potential | F2 | Industrial | Paper and Printing | New | Space Heating | Natural Gas | Gas Boiler - Insulate Steam Lines/Condensate Tank | A | Original Unit Summer Peak Savings (kW) | Technical Potential | 0 | 0 | 0 | 0 | 0 | 0 | 0 | 0 | 0 | 0 | 0 | 0 | 0 | 0 | 0 | 0 | 0 | 0 | 0 | 0 | 0 | 0 | 0 | 0 | 0 | 0 | 0 | 0 | 0 | 0 | 0
F3_Industrial_Paper and Printing_New_Space Heating_Natural Gas_Gas Boiler - Insulate Steam Lines/Condensate Tank_A_Technical Potential | F3 | Industrial | Paper and Printing | New | Space Heating | Natural Gas | Gas Boiler - Insulate Steam Lines/Condensate Tank | A | Original Unit Winter Peak Savings (kW) | Technical Potential | 0 | 0 | 0 | 0 | 0 | 0 | 0 | 0 | 0 | 0 | 0 | 0 | 0 | 0 | 0 | 0 | 0 | 0 | 0 | 0 | 0 | 0 | 0 | 0 | 0 | 0 | 0 | 0 | 0 | 0 | 0
F4_Industrial_Paper and Printing_New_Space Heating_Natural Gas_Gas Boiler - Insulate Steam Lines/Condensate Tank_A_Technical Potential | F4 | Industrial | Paper and Printing | New | Space Heating | Natural Gas | Gas Boiler - Insulate Steam Lines/Condensate Tank | A | Standalone Impact on Baseline Energy (%) | Technical Potential | 0% | 0% | 0% | 0% | 0% | 0% | 0% | 0% | 0% | 0% | 0% | 0% | 0% | 0% | 0% | 0% | 0% | 0% | 0% | 0% | 0% | 0% | 0% | 0% | 0 | 0 | 0 | 0 | 0 | 0 | 0
F5_Industrial_Paper and Printing_New_Space Heating_Natural Gas_Gas Boiler - Insulate Steam Lines/Condensate Tank_A_Technical Potential | F5 | Industrial | Paper and Printing | New | Space Heating | Natural Gas | Gas Boiler - Insulate Steam Lines/Condensate Tank | A | Standalone Impact on Baseline Summer Peak (%) | Technical Potential | 0% | 0% | 0% | 0% | 0% | 0% | 0% | 0% | 0% | 0% | 0% | 0% | 0% | 0% | 0% | 0% | 0% | 0% | 0% | 0% | 0% | 0% | 0% | 0% | 0 | 0 | 0 | 0 | 0 | 0 | 0
F6_Industrial_Paper and Printing_New_Space Heating_Natural Gas_Gas Boiler - Insulate Steam Lines/Condensate Tank_A_Technical Potential | F6 | Industrial | Paper and Printing | New | Space Heating | Natural Gas | Gas Boiler - Insulate Steam Lines/Condensate Tank | A | Standalone Impact on Baseline Winter Peak (%) | Technical Potential | 0% | 0% | 0% | 0% | 0% | 0% | 0% | 0% | 0% | 0% | 0% | 0% | 0% | 0% | 0% | 0% | 0% | 0% | 0% | 0% | 0% | 0% | 0% | 0% | 0 | 0 | 0 | 0 | 0 | 0 | 0
F7_Industrial_Paper and Printing_New_Space Heating_Natural Gas_Gas Boiler - Insulate Steam Lines/Condensate Tank_A_Technical Potential | F7 | Industrial | Paper and Printing | New | Space Heating | Natural Gas | Gas Boiler - Insulate Steam Lines/Condensate Tank | A | Incremental Energy Savings (MWh or mTherms) | Technical Potential | 0 | 0 | 0 | 0 | 0 | 0 | 0 | 0 | 0 | 0 | 0 | 0 | 0 | 0 | 0 | 0 | 0 | 0 | 0 | 0 | 0 | 0 | 0 | 0 | 0 | 0 | 0 | 0 | 0 | 0 | 0
F8_Industrial_Paper and Printing_New_Space Heating_Natural Gas_Gas Boiler - Insulate Steam Lines/Condensate Tank_A_Technical Potential | F8 | Industrial | Paper and Printing | New | Space Heating | Natural Gas | Gas Boiler - Insulate Steam Lines/Condensate Tank | A | Incremental Summer Peak Savings (MW) | Technical Potential | 0 | 0 | 0 | 0 | 0 | 0 | 0 | 0 | 0 | 0 | 0 | 0 | 0 | 0 | 0 | 0 | 0 | 0 | 0 | 0 | 0 | 0 | 0 | 0 | 0 | 0 | 0 | 0 | 0 | 0 | 0
F9_Industrial_Paper and Printing_New_Space Heating_Natural Gas_Gas Boiler - Insulate Steam Lines/Condensate Tank_A_Technical Potential | F9 | Industrial | Paper and Printing | New | Space Heating | Natural Gas | Gas Boiler - Insulate Steam Lines/Condensate Tank | A | Incremental Winter Peak Savings (MW) | Technical Potential | 0 | 0 | 0 | 0 | 0 | 0 | 0 | 0 | 0 | 0 | 0 | 0 | 0 | 0 | 0 | 0 | 0 | 0 | 0 | 0 | 0 | 0 | 0 | 0 | 0 | 0 | 0 | 0 | 0 | 0 | 0
F10_Industrial_Paper and Printing_New_Space Heating_Natural Gas_Gas Boiler - Insulate Steam Lines/Condensate Tank_A_Technical Potential | F10 | Industrial | Paper and Printing | New | Space Heating | Natural Gas | Gas Boiler - Insulate Steam Lines/Condensate Tank | A | Cumulative Energy Savings (MWh or mTherms) | Technical Potential | 0 | 0 | 0 | 0 | 0 | 0 | 0 | 0 | 0 | 0 | 0 | 0 | 0 | 0 | 0 | 0 | 0 | 0 | 0 | 0 | 0 | 0 | 0 | 0 | 0 | 0 | 0 | 0 | 0 | 0 | 0
F11_Industrial_Paper and Printing_New_Space Heating_Natural Gas_Gas Boiler - Insulate Steam Lines/Condensate Tank_A_Technical Potential | F11 | Industrial | Paper and Printing | New | Space Heating | Natural Gas | Gas Boiler - Insulate Steam Lines/Condensate Tank | A | Cumulative Summer Peak Savings (MW) | Technical Potential | 0 | 0 | 0 | 0 | 0 | 0 | 0 | 0 | 0 | 0 | 0 | 0 | 0 | 0 | 0 | 0 | 0 | 0 | 0 | 0 | 0 | 0 | 0 | 0 | 0 | 0 | 0 | 0 | 0 | 0 | 0
F12_Industrial_Paper and Printing_New_Space Heating_Natural Gas_Gas Boiler - Insulate Steam Lines/Condensate Tank_A_Technical Potential | F12 | Industrial | Paper and Printing | New | Space Heating | Natural Gas | Gas Boiler - Insulate Steam Lines/Condensate Tank | A | Cumulative Winter Peak Savings (MW) | Technical Potential | 0 | 0 | 0 | 0 | 0 | 0 | 0 | 0 | 0 | 0 | 0 | 0 | 0 | 0 | 0 | 0 | 0 | 0 | 0 | 0 | 0 | 0 | 0 | 0 | 0 | 0 | 0 | 0 | 0 | 0 | 0
F13_Industrial_Paper and Printing_New_Space Heating_Natural Gas_Gas Boiler - Insulate Steam Lines/Condensate Tank_A_Technical Potential | F13 | Industrial | Paper and Printing | New | Space Heating | Natural Gas | Gas Boiler - Insulate Steam Lines/Condensate Tank | A | Purchases (Incremental) | Technical Potential | 0 | 0 | 0 | 0 | 0 | 0 | 0 | 0 | 0 | 0 | 0 | 0 | 0 | 0 | 0 | 0 | 0 | 0 | 0 | 0 | 0 | 0 | 0 | 0 | 0 | 0 | 0 | 0 | 0 | 0 | 0
F14_Industrial_Paper and Printing_New_Space Heating_Natural Gas_Gas Boiler - Insulate Steam Lines/Condensate Tank_A_Technical Potential | F14 | Industrial | Paper and Printing | New | Space Heating | Natural Gas | Gas Boiler - Insulate Steam Lines/Condensate Tank | A | Purchases (Cumulative) | Technical Potential | 0 | 0 | 0 | 0 | 0 | 0 | 0 | 0 | 0 | 0 | 0 | 0 | 0 | 0 | 0 | 0 | 0 | 0 | 0 | 0 | 0 | 0 | 0 | 0 | 0 | 0 | 0 | 0 | 0 | 0 | 0
F1_Industrial_Paper and Printing_New_Process_Natural Gas_Gas Boiler - Insulate Steam Lines/Condensate Tank_A_Technical Potential | F1 | Industrial | Paper and Printing | New | Process | Natural Gas | Gas Boiler - Insulate Steam Lines/Condensate Tank | A | Original Unit Energy Savings (kWh or therms) | Technical Potential | 0 | 0 | 0 | 0 | 0 | 604.3224 | 604.3224 | 604.3224 | 604.3224 | 604.3224 | 604.3224 | 604.3224 | 604.3224 | 604.3224 | 604.3224 | 604.3224 | 604.3224 | 604.3224 | 604.3224 | 604.3224 | 604.3224 | 604.3224 | 604.3224 | 604.3224 | 604.3224 | 604.3224 | 604.3224 | 604.3224 | 604.3224 | 604.3224 | 604.3224
F2_Industrial_Paper and Printing_New_Process_Natural Gas_Gas Boiler - Insulate Steam Lines/Condensate Tank_A_Technical Potential | F2 | Industrial | Paper and Printing | New | Process | Natural Gas | Gas Boiler - Insulate Steam Lines/Condensate Tank | A | Original Unit Summer Peak Savings (kW) | Technical Potential | 0 | 0 | 0 | 0 | 0 | 0 | 0 | 0 | 0 | 0 | 0 | 0 | 0 | 0 | 0 | 0 | 0 | 0 | 0 | 0 | 0 | 0 | 0 | 0 | 0 | 0 | 0 | 0 | 0 | 0 | 0
F3_Industrial_Paper and Printing_New_Process_Natural Gas_Gas Boiler - Insulate Steam Lines/Condensate Tank_A_Technical Potential | F3 | Industrial | Paper and Printing | New | Process | Natural Gas | Gas Boiler - Insulate Steam Lines/Condensate Tank | A | Original Unit Winter Peak Savings (kW) | Technical Potential | 0 | 0 | 0 | 0 | 0 | 0 | 0 | 0 | 0 | 0 | 0 | 0 | 0 | 0 | 0 | 0 | 0 | 0 | 0 | 0 | 0 | 0 | 0 | 0 | 0 | 0 | 0 | 0 | 0 | 0 | 0
F4_Industrial_Paper and Printing_New_Process_Natural Gas_Gas Boiler - Insulate Steam Lines/Condensate Tank_A_Technical Potential | F4 | Industrial | Paper and Printing | New | Process | Natural Gas | Gas Boiler - Insulate Steam Lines/Condensate Tank | A | Standalone Impact on Baseline Energy (%) | Technical Potential | 0% | 0% | 0% | 0% | 0% | 0.02855% | 0.05265% | 0.0741% | 0.09389% | 0.1125% | 0.1303% | 0.1476% | 0.1644% | 0.1809% | 0.1973% | 0.2134% | 0.2293% | 0.2451% | 0.2608% | 0.2764% | 0.2919% | 0.3074% | 0.3228% | 0.3381% | 0.0035345 | 0.0034017 | 0.0032788 | 0.0031649 | 0 | 0 | 0
F5_Industrial_Paper and Printing_New_Process_Natural Gas_Gas Boiler - Insulate Steam Lines/Condensate Tank_A_Technical Potential | F5 | Industrial | Paper and Printing | New | Process | Natural Gas | Gas Boiler - Insulate Steam Lines/Condensate Tank | A | Standalone Impact on Baseline Summer Peak (%) | Technical Potential | 0% | 0% | 0% | 0% | 0% | 0% | 0% | 0% | 0% | 0% | 0% | 0% | 0% | 0% | 0% | 0% | 0% | 0% | 0% | 0% | 0% | 0% | 0% | 0% | 0 | 0 | 0 | 0 | 0 | 0 | 0
F6_Industrial_Paper and Printing_New_Process_Natural Gas_Gas Boiler - Insulate Steam Lines/Condensate Tank_A_Technical Potential | F6 | Industrial | Paper and Printing | New | Process | Natural Gas | Gas Boiler - Insulate Steam Lines/Condensate Tank | A | Standalone Impact on Baseline Winter Peak (%) | Technical Potential | 0% | 0% | 0% | 0% | 0% | 0% | 0% | 0% | 0% | 0% | 0% | 0% | 0% | 0% | 0% | 0% | 0% | 0% | 0% | 0% | 0% | 0% | 0% | 0% | 0 | 0 | 0 | 0 | 0 | 0 | 0
F7_Industrial_Paper and Printing_New_Process_Natural Gas_Gas Boiler - Insulate Steam Lines/Condensate Tank_A_Technical Potential | F7 | Industrial | Paper and Printing | New | Process | Natural Gas | Gas Boiler - Insulate Steam Lines/Condensate Tank | A | Incremental Energy Savings (MWh or mTherms) | Technical Potential | 0 | 0 | 0 | 0 | 0 | 0.0081179 | 0.0096176 | 0.011116 | 0.012606 | 0.014097 | 0.015589 | 0.017062 | 0.018531 | 0.019997 | 0.02144 | 0.022888 | 0.024323 | 0.025757 | 0.027185 | 0.028599 | 0.030016 | 0.031426 | 0.032831 | 0.034231 | 0.035626 | 0.0081179 | 0.0096176 | 0.011116 | 0.012606 | 0.014097 | 0.015589
F8_Industrial_Paper and Printing_New_Process_Natural Gas_Gas Boiler - Insulate Steam Lines/Condensate Tank_A_Technical Potential | F8 | Industrial | Paper and Printing | New | Process | Natural Gas | Gas Boiler - Insulate Steam Lines/Condensate Tank | A | Incremental Summer Peak Savings (MW) | Technical Potential | 0 | 0 | 0 | 0 | 0 | 0 | 0 | 0 | 0 | 0 | 0 | 0 | 0 | 0 | 0 | 0 | 0 | 0 | 0 | 0 | 0 | 0 | 0 | 0 | 0 | 0 | 0 | 0 | 0 | 0 | 0
F9_Industrial_Paper and Printing_New_Process_Natural Gas_Gas Boiler - Insulate Steam Lines/Condensate Tank_A_Technical Potential | F9 | Industrial | Paper and Printing | New | Process | Natural Gas | Gas Boiler - Insulate Steam Lines/Condensate Tank | A | Incremental Winter Peak Savings (MW) | Technical Potential | 0 | 0 | 0 | 0 | 0 | 0 | 0 | 0 | 0 | 0 | 0 | 0 | 0 | 0 | 0 | 0 | 0 | 0 | 0 | 0 | 0 | 0 | 0 | 0 | 0 | 0 | 0 | 0 | 0 | 0 | 0
F10_Industrial_Paper and Printing_New_Process_Natural Gas_Gas Boiler - Insulate Steam Lines/Condensate Tank_A_Technical Potential | F10 | Industrial | Paper and Printing | New | Process | Natural Gas | Gas Boiler - Insulate Steam Lines/Condensate Tank | A | Cumulative Energy Savings (MWh or mTherms) | Technical Potential | 0 | 0 | 0 | 0 | 0 | 0.0081179 | 0.017735 | 0.028852 | 0.041458 | 0.055555 | 0.071144 | 0.088206 | 0.10674 | 0.12673 | 0.14817 | 0.17106 | 0.19538 | 0.22114 | 0.24833 | 0.27693 | 0.30694 | 0.33837 | 0.3712 | 0.40543 | 0.44106 | 0.44106 | 0.44106 | 0.44106 | 0.44106 | 0.44106 | 0.44106
F11_Industrial_Paper and Printing_New_Process_Natural Gas_Gas Boiler - Insulate Steam Lines/Condensate Tank_A_Technical Potential | F11 | Industrial | Paper and Printing | New | Process | Natural Gas | Gas Boiler - Insulate Steam Lines/Condensate Tank | A | Cumulative Summer Peak Savings (MW) | Technical Potential | 0 | 0 | 0 | 0 | 0 | 0 | 0 | 0 | 0 | 0 | 0 | 0 | 0 | 0 | 0 | 0 | 0 | 0 | 0 | 0 | 0 | 0 | 0 | 0 | 0 | 0 | 0 | 0 | 0 | 0 | 0
F12_Industrial_Paper and Printing_New_Process_Natural Gas_Gas Boiler - Insulate Steam Lines/Condensate Tank_A_Technical Potential | F12 | Industrial | Paper and Printing | New | Process | Natural Gas | Gas Boiler - Insulate Steam Lines/Condensate Tank | A | Cumulative Winter Peak Savings (MW) | Technical Potential | 0 | 0 | 0 | 0 | 0 | 0 | 0 | 0 | 0 | 0 | 0 | 0 | 0 | 0 | 0 | 0 | 0 | 0 | 0 | 0 | 0 | 0 | 0 | 0 | 0 | 0 | 0 | 0 | 0 | 0 | 0
F13_Industrial_Paper and Printing_New_Process_Natural Gas_Gas Boiler - Insulate Steam Lines/Condensate Tank_A_Technical Potential | F13 | Industrial | Paper and Printing | New | Process | Natural Gas | Gas Boiler - Insulate Steam Lines/Condensate Tank | A | Purchases (Incremental) | Technical Potential | 0 | 0 | 0 | 0 | 0 | 0.013433 | 0.015915 | 0.018395 | 0.02086 | 0.023327 | 0.025796 | 0.028233 | 0.030664 | 0.03309 | 0.035477 | 0.037874 | 0.040248 | 0.042622 | 0.044984 | 0.047324 | 0.049668 | 0.052002 | 0.054327 | 0.056644 | 0.058952 | 0.013433 | 0.015915 | 0.018395 | 0.02086 | 0.023327 | 0.025796
F14_Industrial_Paper and Printing_New_Process_Natural Gas_Gas Boiler - Insulate Steam Lines/Condensate Tank_A_Technical Potential | F14 | Industrial | Paper and Printing | New | Process | Natural Gas | Gas Boiler - Insulate Steam Lines/Condensate Tank | A | Purchases (Cumulative) | Technical Potential | 0 | 0 | 0 | 0 | 0 | 0.013433 | 0.029348 | 0.047742 | 0.068603 | 0.09193 | 0.11773 | 0.14596 | 0.17662 | 0.20971 | 0.24519 | 0.28306 | 0.32331 | 0.36593 | 0.41092 | 0.45824 | 0.50791 | 0.55991 | 0.61424 | 0.67088 | 0.72983 | 0.72983 | 0.72983 | 0.72983 | 0.72983 | 0.72983 | 0.72983
F1_Industrial_Paper and Printing_New_Space Heating_Natural Gas_Gas Boiler - Insulate Hot Water Lines_A_Technical Potential | F1 | Industrial | Paper and Printing | New | Space Heating | Natural Gas | Gas Boiler - Insulate Hot Water Lines | A | Original Unit Energy Savings (kWh or therms) | Technical Potential | 0 | 0 | 0 | 0 | 0 | 0 | 0 | 0 | 0 | 0 | 0 | 0 | 0 | 0 | 0 | 0 | 0 | 0 | 0 | 0 | 0 | 0 | 0 | 0 | 0 | 0 | 0 | 0 | 0 | 0 | 0
F2_Industrial_Paper and Printing_New_Space Heating_Natural Gas_Gas Boiler - Insulate Hot Water Lines_A_Technical Potential | F2 | Industrial | Paper and Printing | New | Space Heating | Natural Gas | Gas Boiler - Insulate Hot Water Lines | A | Original Unit Summer Peak Savings (kW) | Technical Potential | 0 | 0 | 0 | 0 | 0 | 0 | 0 | 0 | 0 | 0 | 0 | 0 | 0 | 0 | 0 | 0 | 0 | 0 | 0 | 0 | 0 | 0 | 0 | 0 | 0 | 0 | 0 | 0 | 0 | 0 | 0
F3_Industrial_Paper and Printing_New_Space Heating_Natural Gas_Gas Boiler - Insulate Hot Water Lines_A_Technical Potential | F3 | Industrial | Paper and Printing | New | Space Heating | Natural Gas | Gas Boiler - Insulate Hot Water Lines | A | Original Unit Winter Peak Savings (kW) | Technical Potential | 0 | 0 | 0 | 0 | 0 | 0 | 0 | 0 | 0 | 0 | 0 | 0 | 0 | 0 | 0 | 0 | 0 | 0 | 0 | 0 | 0 | 0 | 0 | 0 | 0 | 0 | 0 | 0 | 0 | 0 | 0
F4_Industrial_Paper and Printing_New_Space Heating_Natural Gas_Gas Boiler - Insulate Hot Water Lines_A_Technical Potential | F4 | Industrial | Paper and Printing | New | Space Heating | Natural Gas | Gas Boiler - Insulate Hot Water Lines | A | Standalone Impact on Baseline Energy (%) | Technical Potential | 0% | 0% | 0% | 0% | 0% | 0% | 0% | 0% | 0% | 0% | 0% | 0% | 0% | 0% | 0% | 0% | 0% | 0% | 0% | 0% | 0% | 0% | 0% | 0% | 0 | 0 | 0 | 0 | 0 | 0 | 0
F5_Industrial_Paper and Printing_New_Space Heating_Natural Gas_Gas Boiler - Insulate Hot Water Lines_A_Technical Potential | F5 | Industrial | Paper and Printing | New | Space Heating | Natural Gas | Gas Boiler - Insulate Hot Water Lines | A | Standalone Impact on Baseline Summer Peak (%) | Technical Potential | 0% | 0% | 0% | 0% | 0% | 0% | 0% | 0% | 0% | 0% | 0% | 0% | 0% | 0% | 0% | 0% | 0% | 0% | 0% | 0% | 0% | 0% | 0% | 0% | 0 | 0 | 0 | 0 | 0 | 0 | 0
F6_Industrial_Paper and Printing_New_Space Heating_Natural Gas_Gas Boiler - Insulate Hot Water Lines_A_Technical Potential | F6 | Industrial | Paper and Printing | New | Space Heating | Natural Gas | Gas Boiler - Insulate Hot Water Lines | A | Standalone Impact on Baseline Winter Peak (%) | Technical Potential | 0% | 0% | 0% | 0% | 0% | 0% | 0% | 0% | 0% | 0% | 0% | 0% | 0% | 0% | 0% | 0% | 0% | 0% | 0% | 0% | 0% | 0% | 0% | 0% | 0 | 0 | 0 | 0 | 0 | 0 | 0
F7_Industrial_Paper and Printing_New_Space Heating_Natural Gas_Gas Boiler - Insulate Hot Water Lines_A_Technical Potential | F7 | Industrial | Paper and Printing | New | Space Heating | Natural Gas | Gas Boiler - Insulate Hot Water Lines | A | Incremental Energy Savings (MWh or mTherms) | Technical Potential | 0 | 0 | 0 | 0 | 0 | 0 | 0 | 0 | 0 | 0 | 0 | 0 | 0 | 0 | 0 | 0 | 0 | 0 | 0 | 0 | 0 | 0 | 0 | 0 | 0 | 0 | 0 | 0 | 0 | 0 | 0
F8_Industrial_Paper and Printing_New_Space Heating_Natural Gas_Gas Boiler - Insulate Hot Water Lines_A_Technical Potential | F8 | Industrial | Paper and Printing | New | Space Heating | Natural Gas | Gas Boiler - Insulate Hot Water Lines | A | Incremental Summer Peak Savings (MW) | Technical Potential | 0 | 0 | 0 | 0 | 0 | 0 | 0 | 0 | 0 | 0 | 0 | 0 | 0 | 0 | 0 | 0 | 0 | 0 | 0 | 0 | 0 | 0 | 0 | 0 | 0 | 0 | 0 | 0 | 0 | 0 | 0
F9_Industrial_Paper and Printing_New_Space Heating_Natural Gas_Gas Boiler - Insulate Hot Water Lines_A_Technical Potential | F9 | Industrial | Paper and Printing | New | Space Heating | Natural Gas | Gas Boiler - Insulate Hot Water Lines | A | Incremental Winter Peak Savings (MW) | Technical Potential | 0 | 0 | 0 | 0 | 0 | 0 | 0 | 0 | 0 | 0 | 0 | 0 | 0 | 0 | 0 | 0 | 0 | 0 | 0 | 0 | 0 | 0 | 0 | 0 | 0 | 0 | 0 | 0 | 0 | 0 | 0
F10_Industrial_Paper and Printing_New_Space Heating_Natural Gas_Gas Boiler - Insulate Hot Water Lines_A_Technical Potential | F10 | Industrial | Paper and Printing | New | Space Heating | Natural Gas | Gas Boiler - Insulate Hot Water Lines | A | Cumulative Energy Savings (MWh or mTherms) | Technical Potential | 0 | 0 | 0 | 0 | 0 | 0 | 0 | 0 | 0 | 0 | 0 | 0 | 0 | 0 | 0 | 0 | 0 | 0 | 0 | 0 | 0 | 0 | 0 | 0 | 0 | 0 | 0 | 0 | 0 | 0 | 0
F11_Industrial_Paper and Printing_New_Space Heating_Natural Gas_Gas Boiler - Insulate Hot Water Lines_A_Technical Potential | F11 | Industrial | Paper and Printing | New | Space Heating | Natural Gas | Gas Boiler - Insulate Hot Water Lines | A | Cumulative Summer Peak Savings (MW) | Technical Potential | 0 | 0 | 0 | 0 | 0 | 0 | 0 | 0 | 0 | 0 | 0 | 0 | 0 | 0 | 0 | 0 | 0 | 0 | 0 | 0 | 0 | 0 | 0 | 0 | 0 | 0 | 0 | 0 | 0 | 0 | 0
F12_Industrial_Paper and Printing_New_Space Heating_Natural Gas_Gas Boiler - Insulate Hot Water Lines_A_Technical Potential | F12 | Industrial | Paper and Printing | New | Space Heating | Natural Gas | Gas Boiler - Insulate Hot Water Lines | A | Cumulative Winter Peak Savings (MW) | Technical Potential | 0 | 0 | 0 | 0 | 0 | 0 | 0 | 0 | 0 | 0 | 0 | 0 | 0 | 0 | 0 | 0 | 0 | 0 | 0 | 0 | 0 | 0 | 0 | 0 | 0 | 0 | 0 | 0 | 0 | 0 | 0
F13_Industrial_Paper and Printing_New_Space Heating_Natural Gas_Gas Boiler - Insulate Hot Water Lines_A_Technical Potential | F13 | Industrial | Paper and Printing | New | Space Heating | Natural Gas | Gas Boiler - Insulate Hot Water Lines | A | Purchases (Incremental) | Technical Potential | 0 | 0 | 0 | 0 | 0 | 0 | 0 | 0 | 0 | 0 | 0 | 0 | 0 | 0 | 0 | 0 | 0 | 0 | 0 | 0 | 0 | 0 | 0 | 0 | 0 | 0 | 0 | 0 | 0 | 0 | 0
F14_Industrial_Paper and Printing_New_Space Heating_Natural Gas_Gas Boiler - Insulate Hot Water Lines_A_Technical Potential | F14 | Industrial | Paper and Printing | New | Space Heating | Natural Gas | Gas Boiler - Insulate Hot Water Lines | A | Purchases (Cumulative) | Technical Potential | 0 | 0 | 0 | 0 | 0 | 0 | 0 | 0 | 0 | 0 | 0 | 0 | 0 | 0 | 0 | 0 | 0 | 0 | 0 | 0 | 0 | 0 | 0 | 0 | 0 | 0 | 0 | 0 | 0 | 0 | 0
F1_Industrial_Paper and Printing_New_Process_Natural Gas_Gas Boiler - Insulate Hot Water Lines_A_Technical Potential | F1 | Industrial | Paper and Printing | New | Process | Natural Gas | Gas Boiler - Insulate Hot Water Lines | A | Original Unit Energy Savings (kWh or therms) | Technical Potential | 0 | 0 | 0 | 0 | 0 | 683.0744 | 683.0744 | 683.0744 | 683.0744 | 683.0744 | 683.0744 | 683.0744 | 683.0744 | 683.0744 | 683.0744 | 683.0744 | 683.0744 | 683.0744 | 683.0744 | 683.0744 | 683.0744 | 683.0744 | 683.0744 | 683.0744 | 683.0744 | 683.0744 | 683.0744 | 683.0744 | 683.0744 | 683.0744 | 683.0744
F2_Industrial_Paper and Printing_New_Process_Natural Gas_Gas Boiler - Insulate Hot Water Lines_A_Technical Potential | F2 | Industrial | Paper and Printing | New | Process | Natural Gas | Gas Boiler - Insulate Hot Water Lines | A | Original Unit Summer Peak Savings (kW) | Technical Potential | 0 | 0 | 0 | 0 | 0 | 0 | 0 | 0 | 0 | 0 | 0 | 0 | 0 | 0 | 0 | 0 | 0 | 0 | 0 | 0 | 0 | 0 | 0 | 0 | 0 | 0 | 0 | 0 | 0 | 0 | 0
F3_Industrial_Paper and Printing_New_Process_Natural Gas_Gas Boiler - Insulate Hot Water Lines_A_Technical Potential | F3 | Industrial | Paper and Printing | New | Process | Natural Gas | Gas Boiler - Insulate Hot Water Lines | A | Original Unit Winter Peak Savings (kW) | Technical Potential | 0 | 0 | 0 | 0 | 0 | 0 | 0 | 0 | 0 | 0 | 0 | 0 | 0 | 0 | 0 | 0 | 0 | 0 | 0 | 0 | 0 | 0 | 0 | 0 | 0 | 0 | 0 | 0 | 0 | 0 | 0
F4_Industrial_Paper and Printing_New_Process_Natural Gas_Gas Boiler - Insulate Hot Water Lines_A_Technical Potential | F4 | Industrial | Paper and Printing | New | Process | Natural Gas | Gas Boiler - Insulate Hot Water Lines | A | Standalone Impact on Baseline Energy (%) | Technical Potential | 0% | 0% | 0% | 0% | 0% | 0.03227% | 0.05951% | 0.08375% | 0.1061% | 0.1272% | 0.1473% | 0.1668% | 0.1859% | 0.2045% | 0.223% | 0.2412% | 0.2592% | 0.2771% | 0.2948% | 0.3125% | 0.33% | 0.3475% | 0.3649% | 0.3822% | 0.0039951 | 0.003845 | 0.0037061 | 0.0035773 | 0 | 0 | 0
F5_Industrial_Paper and Printing_New_Process_Natural Gas_Gas Boiler - Insulate Hot Water Lines_A_Technical Potential | F5 | Industrial | Paper and Printing | New | Process | Natural Gas | Gas Boiler - Insulate Hot Water Lines | A | Standalone Impact on Baseline Summer Peak (%) | Technical Potential | 0% | 0% | 0% | 0% | 0% | 0% | 0% | 0% | 0% | 0% | 0% | 0% | 0% | 0% | 0% | 0% | 0% | 0% | 0% | 0% | 0% | 0% | 0% | 0% | 0 | 0 | 0 | 0 | 0 | 0 | 0
F6_Industrial_Paper and Printing_New_Process_Natural Gas_Gas Boiler - Insulate Hot Water Lines_A_Technical Potential | F6 | Industrial | Paper and Printing | New | Process | Natural Gas | Gas Boiler - Insulate Hot Water Lines | A | Standalone Impact on Baseline Winter Peak (%) | Technical Potential | 0% | 0% | 0% | 0% | 0% | 0% | 0% | 0% | 0% | 0% | 0% | 0% | 0% | 0% | 0% | 0% | 0% | 0% | 0% | 0% | 0% | 0% | 0% | 0% | 0 | 0 | 0 | 0 | 0 | 0 | 0
F7_Industrial_Paper and Printing_New_Process_Natural Gas_Gas Boiler - Insulate Hot Water Lines_A_Technical Potential | F7 | Industrial | Paper and Printing | New | Process | Natural Gas | Gas Boiler - Insulate Hot Water Lines | A | Incremental Energy Savings (MWh or mTherms) | Technical Potential | 0 | 0 | 0 | 0 | 0 | 0.0091758 | 0.010871 | 0.012565 | 0.014249 | 0.015934 | 0.01762 | 0.019285 | 0.020946 | 0.022603 | 0.024234 | 0.025871 | 0.027492 | 0.029114 | 0.030727 | 0.032326 | 0.033927 | 0.035521 | 0.037109 | 0.038692 | 0.040269 | 0.0091758 | 0.010871 | 0.012565 | 0.014249 | 0.015934 | 0.01762
F8_Industrial_Paper and Printing_New_Process_Natural Gas_Gas Boiler - Insulate Hot Water Lines_A_Technical Potential | F8 | Industrial | Paper and Printing | New | Process | Natural Gas | Gas Boiler - Insulate Hot Water Lines | A | Incremental Summer Peak Savings (MW) | Technical Potential | 0 | 0 | 0 | 0 | 0 | 0 | 0 | 0 | 0 | 0 | 0 | 0 | 0 | 0 | 0 | 0 | 0 | 0 | 0 | 0 | 0 | 0 | 0 | 0 | 0 | 0 | 0 | 0 | 0 | 0 | 0
F9_Industrial_Paper and Printing_New_Process_Natural Gas_Gas Boiler - Insulate Hot Water Lines_A_Technical Potential | F9 | Industrial | Paper and Printing | New | Process | Natural Gas | Gas Boiler - Insulate Hot Water Lines | A | Incremental Winter Peak Savings (MW) | Technical Potential | 0 | 0 | 0 | 0 | 0 | 0 | 0 | 0 | 0 | 0 | 0 | 0 | 0 | 0 | 0 | 0 | 0 | 0 | 0 | 0 | 0 | 0 | 0 | 0 | 0 | 0 | 0 | 0 | 0 | 0 | 0
F10_Industrial_Paper and Printing_New_Process_Natural Gas_Gas Boiler - Insulate Hot Water Lines_A_Technical Potential | F10 | Industrial | Paper and Printing | New | Process | Natural Gas | Gas Boiler - Insulate Hot Water Lines | A | Cumulative Energy Savings (MWh or mTherms) | Technical Potential | 0 | 0 | 0 | 0 | 0 | 0.0091758 | 0.020047 | 0.032612 | 0.046861 | 0.062795 | 0.080415 | 0.099701 | 0.12065 | 0.14325 | 0.16748 | 0.19335 | 0.22085 | 0.24996 | 0.28069 | 0.31301 | 0.34694 | 0.38246 | 0.41957 | 0.45826 | 0.49853 | 0.49853 | 0.49853 | 0.49853 | 0.49853 | 0.49853 | 0.49853
F11_Industrial_Paper and Printing_New_Process_Natural Gas_Gas Boiler - Insulate Hot Water Lines_A_Technical Potential | F11 | Industrial | Paper and Printing | New | Process | Natural Gas | Gas Boiler - Insulate Hot Water Lines | A | Cumulative Summer Peak Savings (MW) | Technical Potential | 0 | 0 | 0 | 0 | 0 | 0 | 0 | 0 | 0 | 0 | 0 | 0 | 0 | 0 | 0 | 0 | 0 | 0 | 0 | 0 | 0 | 0 | 0 | 0 | 0 | 0 | 0 | 0 | 0 | 0 | 0
F12_Industrial_Paper and Printing_New_Process_Natural Gas_Gas Boiler - Insulate Hot Water Lines_A_Technical Potential | F12 | Industrial | Paper and Printing | New | Process | Natural Gas | Gas Boiler - Insulate Hot Water Lines | A | Cumulative Winter Peak Savings (MW) | Technical Potential | 0 | 0 | 0 | 0 | 0 | 0 | 0 | 0 | 0 | 0 | 0 | 0 | 0 | 0 | 0 | 0 | 0 | 0 | 0 | 0 | 0 | 0 | 0 | 0 | 0 | 0 | 0 | 0 | 0 | 0 | 0
F13_Industrial_Paper and Printing_New_Process_Natural Gas_Gas Boiler - Insulate Hot Water Lines_A_Technical Potential | F13 | Industrial | Paper and Printing | New | Process | Natural Gas | Gas Boiler - Insulate Hot Water Lines | A | Purchases (Incremental) | Technical Potential | 0 | 0 | 0 | 0 | 0 | 0.013433 | 0.015915 | 0.018395 | 0.02086 | 0.023327 | 0.025796 | 0.028233 | 0.030664 | 0.03309 | 0.035477 | 0.037874 | 0.040248 | 0.042622 | 0.044984 | 0.047324 | 0.049668 | 0.052002 | 0.054327 | 0.056644 | 0.058952 | 0.013433 | 0.015915 | 0.018395 | 0.02086 | 0.023327 | 0.025796
F14_Industrial_Paper and Printing_New_Process_Natural Gas_Gas Boiler - Insulate Hot Water Lines_A_Technical Potential | F14 | Industrial | Paper and Printing | New | Process | Natural Gas | Gas Boiler - Insulate Hot Water Lines | A | Purchases (Cumulative) | Technical Potential | 0 | 0 | 0 | 0 | 0 | 0.013433 | 0.029348 | 0.047742 | 0.068603 | 0.09193 | 0.11773 | 0.14596 | 0.17662 | 0.20971 | 0.24519 | 0.28306 | 0.32331 | 0.36593 | 0.41092 | 0.45824 | 0.50791 | 0.55991 | 0.61424 | 0.67088 | 0.72983 | 0.72983 | 0.72983 | 0.72983 | 0.72983 | 0.72983 | 0.72983
F1_Industrial_Paper and Printing_New_Process_Natural Gas_Process - Insulate Heated Process Fluids_A_Technical Potential | F1 | Industrial | Paper and Printing | New | Process | Natural Gas | Process - Insulate Heated Process Fluids | A | Original Unit Energy Savings (kWh or therms) | Technical Potential | 0 | 0 | 0 | 0 | 0 | 559.2448 | 559.2448 | 559.2448 | 559.2448 | 559.2448 | 559.2448 | 559.2448 | 559.2448 | 559.2448 | 559.2448 | 559.2448 | 559.2448 | 559.2448 | 559.2448 | 559.2448 | 559.2448 | 559.2448 | 559.2448 | 559.2448 | 559.2448 | 559.2448 | 559.2448 | 559.2448 | 559.2448 | 559.2448 | 559.2448
F2_Industrial_Paper and Printing_New_Process_Natural Gas_Process - Insulate Heated Process Fluids_A_Technical Potential | F2 | Industrial | Paper and Printing | New | Process | Natural Gas | Process - Insulate Heated Process Fluids | A | Original Unit Summer Peak Savings (kW) | Technical Potential | 0 | 0 | 0 | 0 | 0 | 0 | 0 | 0 | 0 | 0 | 0 | 0 | 0 | 0 | 0 | 0 | 0 | 0 | 0 | 0 | 0 | 0 | 0 | 0 | 0 | 0 | 0 | 0 | 0 | 0 | 0
F3_Industrial_Paper and Printing_New_Process_Natural Gas_Process - Insulate Heated Process Fluids_A_Technical Potential | F3 | Industrial | Paper and Printing | New | Process | Natural Gas | Process - Insulate Heated Process Fluids | A | Original Unit Winter Peak Savings (kW) | Technical Potential | 0 | 0 | 0 | 0 | 0 | 0 | 0 | 0 | 0 | 0 | 0 | 0 | 0 | 0 | 0 | 0 | 0 | 0 | 0 | 0 | 0 | 0 | 0 | 0 | 0 | 0 | 0 | 0 | 0 | 0 | 0
F4_Industrial_Paper and Printing_New_Process_Natural Gas_Process - Insulate Heated Process Fluids_A_Technical Potential | F4 | Industrial | Paper and Printing | New | Process | Natural Gas | Process - Insulate Heated Process Fluids | A | Standalone Impact on Baseline Energy (%) | Technical Potential | 0% | 0% | 0% | 0% | 0% | 0.05779% | 0.1066% | 0.15% | 0.1901% | 0.2278% | 0.258% | 0.2773% | 0.2886% | 0.2941% | 0.2956% | 0.2939% | 0.2902% | 0.285% | 0.2787% | 0.2719% | 0.2647% | 0.2529% | 0.242% | 0.2322% | 0.0022306 | 0.0021468 | 0.0020693 | 0.0019974 | 0 | 0 | 0
F5_Industrial_Paper and Printing_New_Process_Natural Gas_Process - Insulate Heated Process Fluids_A_Technical Potential | F5 | Industrial | Paper and Printing | New | Process | Natural Gas | Process - Insulate Heated Process Fluids | A | Standalone Impact on Baseline Summer Peak (%) | Technical Potential | 0% | 0% | 0% | 0% | 0% | 0% | 0% | 0% | 0% | 0% | 0% | 0% | 0% | 0% | 0% | 0% | 0% | 0% | 0% | 0% | 0% | 0% | 0% | 0% | 0 | 0 | 0 | 0 | 0 | 0 | 0
F6_Industrial_Paper and Printing_New_Process_Natural Gas_Process - Insulate Heated Process Fluids_A_Technical Potential | F6 | Industrial | Paper and Printing | New | Process | Natural Gas | Process - Insulate Heated Process Fluids | A | Standalone Impact on Baseline Winter Peak (%) | Technical Potential | 0% | 0% | 0% | 0% | 0% | 0% | 0% | 0% | 0% | 0% | 0% | 0% | 0% | 0% | 0% | 0% | 0% | 0% | 0% | 0% | 0% | 0% | 0% | 0% | 0 | 0 | 0 | 0 | 0 | 0 | 0
F7_Industrial_Paper and Printing_New_Process_Natural Gas_Process - Insulate Heated Process Fluids_A_Technical Potential | F7 | Industrial | Paper and Printing | New | Process | Natural Gas | Process - Insulate Heated Process Fluids | A | Incremental Energy Savings (MWh or mTherms) | Technical Potential | 0 | 0 | 0 | 0 | 0 | 0.016433 | 0.019469 | 0.022503 | 0.025519 | 0.028537 | 0.028401 | 0.024868 | 0.021607 | 0.018653 | 0.015999 | 0.013664 | 0.011616 | 0.0098412 | 0.0083093 | 0.0069934 | 0.0058718 | 4.1932e-05 | 1.5645e-05 | 5.561e-06 | 1.8873e-06 | 0.016433 | 0.019469 | 0.022503 | 0.025519 | 0.028537 | 0.028401
F8_Industrial_Paper and Printing_New_Process_Natural Gas_Process - Insulate Heated Process Fluids_A_Technical Potential | F8 | Industrial | Paper and Printing | New | Process | Natural Gas | Process - Insulate Heated Process Fluids | A | Incremental Summer Peak Savings (MW) | Technical Potential | 0 | 0 | 0 | 0 | 0 | 0 | 0 | 0 | 0 | 0 | 0 | 0 | 0 | 0 | 0 | 0 | 0 | 0 | 0 | 0 | 0 | 0 | 0 | 0 | 0 | 0 | 0 | 0 | 0 | 0 | 0
F9_Industrial_Paper and Printing_New_Process_Natural Gas_Process - Insulate Heated Process Fluids_A_Technical Potential | F9 | Industrial | Paper and Printing | New | Process | Natural Gas | Process - Insulate Heated Process Fluids | A | Incremental Winter Peak Savings (MW) | Technical Potential | 0 | 0 | 0 | 0 | 0 | 0 | 0 | 0 | 0 | 0 | 0 | 0 | 0 | 0 | 0 | 0 | 0 | 0 | 0 | 0 | 0 | 0 | 0 | 0 | 0 | 0 | 0 | 0 | 0 | 0 | 0
F10_Industrial_Paper and Printing_New_Process_Natural Gas_Process - Insulate Heated Process Fluids_A_Technical Potential | F10 | Industrial | Paper and Printing | New | Process | Natural Gas | Process - Insulate Heated Process Fluids | A | Cumulative Energy Savings (MWh or mTherms) | Technical Potential | 0 | 0 | 0 | 0 | 0 | 0.016433 | 0.035902 | 0.058405 | 0.083925 | 0.11246 | 0.14086 | 0.16573 | 0.18734 | 0.20599 | 0.22199 | 0.23566 | 0.24727 | 0.25711 | 0.26542 | 0.27242 | 0.27829 | 0.27833 | 0.27835 | 0.27835 | 0.27835 | 0.27835 | 0.27835 | 0.27835 | 0.27835 | 0.27835 | 0.27835
F11_Industrial_Paper and Printing_New_Process_Natural Gas_Process - Insulate Heated Process Fluids_A_Technical Potential | F11 | Industrial | Paper and Printing | New | Process | Natural Gas | Process - Insulate Heated Process Fluids | A | Cumulative Summer Peak Savings (MW) | Technical Potential | 0 | 0 | 0 | 0 | 0 | 0 | 0 | 0 | 0 | 0 | 0 | 0 | 0 | 0 | 0 | 0 | 0 | 0 | 0 | 0 | 0 | 0 | 0 | 0 | 0 | 0 | 0 | 0 | 0 | 0 | 0
F12_Industrial_Paper and Printing_New_Process_Natural Gas_Process - Insulate Heated Process Fluids_A_Technical Potential | F12 | Industrial | Paper and Printing | New | Process | Natural Gas | Process - Insulate Heated Process Fluids | A | Cumulative Winter Peak Savings (MW) | Technical Potential | 0 | 0 | 0 | 0 | 0 | 0 | 0 | 0 | 0 | 0 | 0 | 0 | 0 | 0 | 0 | 0 | 0 | 0 | 0 | 0 | 0 | 0 | 0 | 0 | 0 | 0 | 0 | 0 | 0 | 0 | 0
F13_Industrial_Paper and Printing_New_Process_Natural Gas_Process - Insulate Heated Process Fluids_A_Technical Potential | F13 | Industrial | Paper and Printing | New | Process | Natural Gas | Process - Insulate Heated Process Fluids | A | Purchases (Incremental) | Technical Potential | 0 | 0 | 0 | 0 | 0 | 0.029385 | 0.034813 | 0.040238 | 0.045631 | 0.051028 | 0.050785 | 0.044467 | 0.038637 | 0.033355 | 0.028609 | 0.024433 | 0.020772 | 0.017597 | 0.014858 | 0.012505 | 0.010499 | 7.498e-05 | 2.7976e-05 | 9.9438e-06 | 3.3747e-06 | 0.029385 | 0.034813 | 0.040238 | 0.045631 | 0.051028 | 0.050785
F14_Industrial_Paper and Printing_New_Process_Natural Gas_Process - Insulate Heated Process Fluids_A_Technical Potential | F14 | Industrial | Paper and Printing | New | Process | Natural Gas | Process - Insulate Heated Process Fluids | A | Purchases (Cumulative) | Technical Potential | 0 | 0 | 0 | 0 | 0 | 0.029385 | 0.064198 | 0.10444 | 0.15007 | 0.2011 | 0.25188 | 0.29635 | 0.33498 | 0.36834 | 0.39695 | 0.42138 | 0.44215 | 0.45975 | 0.47461 | 0.48711 | 0.49761 | 0.49769 | 0.49772 | 0.49773 | 0.49773 | 0.49773 | 0.49773 | 0.49773 | 0.49773 | 0.49773 | 0.49773
F1_Industrial_Paper and Printing_New_Process_Natural Gas_Process Heat Recovery_A_Technical Potential | F1 | Industrial | Paper and Printing | New | Process | Natural Gas | Process Heat Recovery | A | Original Unit Energy Savings (kWh or therms) | Technical Potential | 0 | 0 | 0 | 0 | 0 | 73.39 | 73.39 | 73.39 | 73.39 | 73.39 | 73.39 | 73.39 | 73.39 | 73.39 | 73.39 | 73.39 | 73.39 | 73.39 | 73.39 | 73.39 | 73.39 | 73.39 | 73.39 | 73.39 | 73.39 | 73.39 | 73.39 | 73.39 | 0 | 0 | 0
F2_Industrial_Paper and Printing_New_Process_Natural Gas_Process Heat Recovery_A_Technical Potential | F2 | Industrial | Paper and Printing | New | Process | Natural Gas | Process Heat Recovery | A | Original Unit Summer Peak Savings (kW) | Technical Potential | 0 | 0 | 0 | 0 | 0 | 0 | 0 | 0 | 0 | 0 | 0 | 0 | 0 | 0 | 0 | 0 | 0 | 0 | 0 | 0 | 0 | 0 | 0 | 0 | 0 | 0 | 0 | 0 | 0 | 0 | 0
F3_Industrial_Paper and Printing_New_Process_Natural Gas_Process Heat Recovery_A_Technical Potential | F3 | Industrial | Paper and Printing | New | Process | Natural Gas | Process Heat Recovery | A | Original Unit Winter Peak Savings (kW) | Technical Potential | 0 | 0 | 0 | 0 | 0 | 0 | 0 | 0 | 0 | 0 | 0 | 0 | 0 | 0 | 0 | 0 | 0 | 0 | 0 | 0 | 0 | 0 | 0 | 0 | 0 | 0 | 0 | 0 | 0 | 0 | 0
F4_Industrial_Paper and Printing_New_Process_Natural Gas_Process Heat Recovery_A_Technical Potential | F4 | Industrial | Paper and Printing | New | Process | Natural Gas | Process Heat Recovery | A | Standalone Impact on Baseline Energy (%) | Technical Potential | 0% | 0% | 0% | 0% | 0% | 0.273% | 0.5035% | 0.7086% | 0.8979% | 1.076% | 1.219% | 1.31% | 1.364% | 1.389% | 1.397% | 1.389% | 1.371% | 1.346% | 1.317% | 1.285% | 1.224% | 1.169% | 1.119% | 1.073% | 0.010313 | 0.0099259 | 0.0095675 | 0.0092349 | 0 | 0 | 0
F5_Industrial_Paper and Printing_New_Process_Natural Gas_Process Heat Recovery_A_Technical Potential | F5 | Industrial | Paper and Printing | New | Process | Natural Gas | Process Heat Recovery | A | Standalone Impact on Baseline Summer Peak (%) | Technical Potential | 0% | 0% | 0% | 0% | 0% | 0% | 0% | 0% | 0% | 0% | 0% | 0% | 0% | 0% | 0% | 0% | 0% | 0% | 0% | 0% | 0% | 0% | 0% | 0% | 0 | 0 | 0 | 0 | 0 | 0 | 0
F6_Industrial_Paper and Printing_New_Process_Natural Gas_Process Heat Recovery_A_Technical Potential | F6 | Industrial | Paper and Printing | New | Process | Natural Gas | Process Heat Recovery | A | Standalone Impact on Baseline Winter Peak (%) | Technical Potential | 0% | 0% | 0% | 0% | 0% | 0% | 0% | 0% | 0% | 0% | 0% | 0% | 0% | 0% | 0% | 0% | 0% | 0% | 0% | 0% | 0% | 0% | 0% | 0% | 0 | 0 | 0 | 0 | 0 | 0 | 0
F7_Industrial_Paper and Printing_New_Process_Natural Gas_Process Heat Recovery_A_Technical Potential | F7 | Industrial | Paper and Printing | New | Process | Natural Gas | Process Heat Recovery | A | Incremental Energy Savings (MWh or mTherms) | Technical Potential | 0 | 0 | 0 | 0 | 0 | 0.077636 | 0.091978 | 0.10631 | 0.12056 | 0.13482 | 0.13418 | 0.11748 | 0.10208 | 0.088124 | 0.075586 | 0.064553 | 0.054879 | 0.046493 | 0.039256 | 0.033039 | 0.077636 | 0.091978 | 0.10631 | 0.12056 | 0.13482 | 0.13418 | 0.11748 | 0.10208 | 0 | 0 | 0
F8_Industrial_Paper and Printing_New_Process_Natural Gas_Process Heat Recovery_A_Technical Potential | F8 | Industrial | Paper and Printing | New | Process | Natural Gas | Process Heat Recovery | A | Incremental Summer Peak Savings (MW) | Technical Potential | 0 | 0 | 0 | 0 | 0 | 0 | 0 | 0 | 0 | 0 | 0 | 0 | 0 | 0 | 0 | 0 | 0 | 0 | 0 | 0 | 0 | 0 | 0 | 0 | 0 | 0 | 0 | 0 | 0 | 0 | 0
F9_Industrial_Paper and Printing_New_Process_Natural Gas_Process Heat Recovery_A_Technical Potential | F9 | Industrial | Paper and Printing | New | Process | Natural Gas | Process Heat Recovery | A | Incremental Winter Peak Savings (MW) | Technical Potential | 0 | 0 | 0 | 0 | 0 | 0 | 0 | 0 | 0 | 0 | 0 | 0 | 0 | 0 | 0 | 0 | 0 | 0 | 0 | 0 | 0 | 0 | 0 | 0 | 0 | 0 | 0 | 0 | 0 | 0 | 0
F10_Industrial_Paper and Printing_New_Process_Natural Gas_Process Heat Recovery_A_Technical Potential | F10 | Industrial | Paper and Printing | New | Process | Natural Gas | Process Heat Recovery | A | Cumulative Energy Savings (MWh or mTherms) | Technical Potential | 0 | 0 | 0 | 0 | 0 | 0.077636 | 0.16961 | 0.27592 | 0.39648 | 0.5313 | 0.66548 | 0.78296 | 0.88504 | 0.97317 | 1.0488 | 1.1133 | 1.1682 | 1.2147 | 1.2539 | 1.287 | 1.287 | 1.287 | 1.287 | 1.287 | 1.287 | 1.287 | 1.287 | 1.287 | 0 | 0 | 0
F11_Industrial_Paper and Printing_New_Process_Natural Gas_Process Heat Recovery_A_Technical Potential | F11 | Industrial | Paper and Printing | New | Process | Natural Gas | Process Heat Recovery | A | Cumulative Summer Peak Savings (MW) | Technical Potential | 0 | 0 | 0 | 0 | 0 | 0 | 0 | 0 | 0 | 0 | 0 | 0 | 0 | 0 | 0 | 0 | 0 | 0 | 0 | 0 | 0 | 0 | 0 | 0 | 0 | 0 | 0 | 0 | 0 | 0 | 0
F12_Industrial_Paper and Printing_New_Process_Natural Gas_Process Heat Recovery_A_Technical Potential | F12 | Industrial | Paper and Printing | New | Process | Natural Gas | Process Heat Recovery | A | Cumulative Winter Peak Savings (MW) | Technical Potential | 0 | 0 | 0 | 0 | 0 | 0 | 0 | 0 | 0 | 0 | 0 | 0 | 0 | 0 | 0 | 0 | 0 | 0 | 0 | 0 | 0 | 0 | 0 | 0 | 0 | 0 | 0 | 0 | 0 | 0 | 0
F13_Industrial_Paper and Printing_New_Process_Natural Gas_Process Heat Recovery_A_Technical Potential | F13 | Industrial | Paper and Printing | New | Process | Natural Gas | Process Heat Recovery | A | Purchases (Incremental) | Technical Potential | 0 | 0 | 0 | 0 | 0 | 1.0579 | 1.2533 | 1.4486 | 1.6427 | 1.837 | 1.8283 | 1.6008 | 1.3909 | 1.2008 | 1.0299 | 0.87959 | 0.74778 | 0.63351 | 0.53489 | 0.45018 | 1.0579 | 1.2533 | 1.4486 | 1.6427 | 1.837 | 1.8283 | 1.6008 | 1.3909 | 1.2008 | 1.0299 | 0.87959
F14_Industrial_Paper and Printing_New_Process_Natural Gas_Process Heat Recovery_A_Technical Potential | F14 | Industrial | Paper and Printing | New | Process | Natural Gas | Process Heat Recovery | A | Purchases (Cumulative) | Technical Potential | 0 | 0 | 0 | 0 | 0 | 1.0579 | 2.3111 | 3.7597 | 5.4024 | 7.2394 | 9.0677 | 10.6685 | 12.0595 | 13.2602 | 14.2901 | 15.1697 | 15.9175 | 16.551 | 17.0859 | 17.5361 | 17.5361 | 17.5361 | 17.5361 | 17.5361 | 17.5361 | 17.5361 | 17.5361 | 17.5361 | 17.5361 | 17.5361 | 17.5361
F1_Industrial_Paper and Printing_New_Space Heating_Natural Gas_Building Automation System_A_Technical Potential | F1 | Industrial | Paper and Printing | New | Space Heating | Natural Gas | Building Automation System | A | Original Unit Energy Savings (kWh or therms) | Technical Potential | 0 | 0 | 0 | 0 | 0 | 0.014581 | 0.014392 | 0.014255 | 0.014151 | 0.014068 | 0.014002 | 0.013924 | 0.013842 | 0.013762 | 0.013684 | 0.013622 | 0.013574 | 0.013536 | 0.013475 | 0.01343 | 0.013398 | 0.013373 | 0.013373 | 0.013373 | 0.013373 | 0.013373 | 0.013373 | 0.013373 | 0 | 0 | 0
F2_Industrial_Paper and Printing_New_Space Heating_Natural Gas_Building Automation System_A_Technical Potential | F2 | Industrial | Paper and Printing | New | Space Heating | Natural Gas | Building Automation System | A | Original Unit Summer Peak Savings (kW) | Technical Potential | 0 | 0 | 0 | 0 | 0 | 0 | 0 | 0 | 0 | 0 | 0 | 0 | 0 | 0 | 0 | 0 | 0 | 0 | 0 | 0 | 0 | 0 | 0 | 0 | 0 | 0 | 0 | 0 | 0 | 0 | 0
F3_Industrial_Paper and Printing_New_Space Heating_Natural Gas_Building Automation System_A_Technical Potential | F3 | Industrial | Paper and Printing | New | Space Heating | Natural Gas | Building Automation System | A | Original Unit Winter Peak Savings (kW) | Technical Potential | 0 | 0 | 0 | 0 | 0 | 0 | 0 | 0 | 0 | 0 | 0 | 0 | 0 | 0 | 0 | 0 | 0 | 0 | 0 | 0 | 0 | 0 | 0 | 0 | 0 | 0 | 0 | 0 | 0 | 0 | 0
F4_Industrial_Paper and Printing_New_Space Heating_Natural Gas_Building Automation System_A_Technical Potential | F4 | Industrial | Paper and Printing | New | Space Heating | Natural Gas | Building Automation System | A | Standalone Impact on Baseline Energy (%) | Technical Potential | 0% | 0% | 0% | 0% | 0% | 0.01508% | 0.04286% | 0.09059% | 0.1669% | 0.2814% | 0.4436% | 0.6627% | 0.9438% | 1.287% | 1.687% | 2.126% | 2.582% | 3.021% | 3.412% | 3.727% | 3.947% | 4.066% | 4.086% | 4.022% | 0.039002 | 0.037536 | 0.036181 | 0.034923 | 0 | 0 | 0
F5_Industrial_Paper and Printing_New_Space Heating_Natural Gas_Building Automation System_A_Technical Potential | F5 | Industrial | Paper and Printing | New | Space Heating | Natural Gas | Building Automation System | A | Standalone Impact on Baseline Summer Peak (%) | Technical Potential | 0% | 0% | 0% | 0% | 0% | 0% | 0% | 0% | 0% | 0% | 0% | 0% | 0% | 0% | 0% | 0% | 0% | 0% | 0% | 0% | 0% | 0% | 0% | 0% | 0 | 0 | 0 | 0 | 0 | 0 | 0
F6_Industrial_Paper and Printing_New_Space Heating_Natural Gas_Building Automation System_A_Technical Potential | F6 | Industrial | Paper and Printing | New | Space Heating | Natural Gas | Building Automation System | A | Standalone Impact on Baseline Winter Peak (%) | Technical Potential | 0% | 0% | 0% | 0% | 0% | 0% | 0% | 0% | 0% | 0% | 0% | 0% | 0% | 0% | 0% | 0% | 0% | 0% | 0% | 0% | 0% | 0% | 0% | 0% | 0 | 0 | 0 | 0 | 0 | 0 | 0
F7_Industrial_Paper and Printing_New_Space Heating_Natural Gas_Building Automation System_A_Technical Potential | F7 | Industrial | Paper and Printing | New | Space Heating | Natural Gas | Building Automation System | A | Incremental Energy Savings (MWh or mTherms) | Technical Potential | 0 | 0 | 0 | 0 | 0 | 9.3095e-05 | 0.00021762 | 0.00044234 | 0.00081 | 0.0013669 | 0.0021546 | 0.0031899 | 0.0044649 | 0.0059245 | 0.007448 | 0.0088807 | 0.010004 | 0.010608 | 0.010507 | 0.0096863 | 0.008387 | 0.0067023 | 0.0048475 | 0.0032291 | 0.0021918 | 0.0020578 | 0.0030636 | 0.0043135 | 0 | 0 | 0
F8_Industrial_Paper and Printing_New_Space Heating_Natural Gas_Building Automation System_A_Technical Potential | F8 | Industrial | Paper and Printing | New | Space Heating | Natural Gas | Building Automation System | A | Incremental Summer Peak Savings (MW) | Technical Potential | 0 | 0 | 0 | 0 | 0 | 0 | 0 | 0 | 0 | 0 | 0 | 0 | 0 | 0 | 0 | 0 | 0 | 0 | 0 | 0 | 0 | 0 | 0 | 0 | 0 | 0 | 0 | 0 | 0 | 0 | 0
F9_Industrial_Paper and Printing_New_Space Heating_Natural Gas_Building Automation System_A_Technical Potential | F9 | Industrial | Paper and Printing | New | Space Heating | Natural Gas | Building Automation System | A | Incremental Winter Peak Savings (MW) | Technical Potential | 0 | 0 | 0 | 0 | 0 | 0 | 0 | 0 | 0 | 0 | 0 | 0 | 0 | 0 | 0 | 0 | 0 | 0 | 0 | 0 | 0 | 0 | 0 | 0 | 0 | 0 | 0 | 0 | 0 | 0 | 0
F10_Industrial_Paper and Printing_New_Space Heating_Natural Gas_Building Automation System_A_Technical Potential | F10 | Industrial | Paper and Printing | New | Space Heating | Natural Gas | Building Automation System | A | Cumulative Energy Savings (MWh or mTherms) | Technical Potential | 0 | 0 | 0 | 0 | 0 | 9.3095e-05 | 0.00030951 | 0.00074889 | 0.0015534 | 0.0029112 | 0.005052 | 0.0082138 | 0.012631 | 0.018482 | 0.025825 | 0.03459 | 0.044471 | 0.054954 | 0.065214 | 0.074684 | 0.082806 | 0.08915 | 0.093583 | 0.096046 | 0.096939 | 0.096939 | 0.096939 | 0.096939 | 0 | 0 | 0
F11_Industrial_Paper and Printing_New_Space Heating_Natural Gas_Building Automation System_A_Technical Potential | F11 | Industrial | Paper and Printing | New | Space Heating | Natural Gas | Building Automation System | A | Cumulative Summer Peak Savings (MW) | Technical Potential | 0 | 0 | 0 | 0 | 0 | 0 | 0 | 0 | 0 | 0 | 0 | 0 | 0 | 0 | 0 | 0 | 0 | 0 | 0 | 0 | 0 | 0 | 0 | 0 | 0 | 0 | 0 | 0 | 0 | 0 | 0
F12_Industrial_Paper and Printing_New_Space Heating_Natural Gas_Building Automation System_A_Technical Potential | F12 | Industrial | Paper and Printing | New | Space Heating | Natural Gas | Building Automation System | A | Cumulative Winter Peak Savings (MW) | Technical Potential | 0 | 0 | 0 | 0 | 0 | 0 | 0 | 0 | 0 | 0 | 0 | 0 | 0 | 0 | 0 | 0 | 0 | 0 | 0 | 0 | 0 | 0 | 0 | 0 | 0 | 0 | 0 | 0 | 0 | 0 | 0
F13_Industrial_Paper and Printing_New_Space Heating_Natural Gas_Building Automation System_A_Technical Potential | F13 | Industrial | Paper and Printing | New | Space Heating | Natural Gas | Building Automation System | A | Purchases (Incremental) | Technical Potential | 0 | 0 | 0 | 0 | 0 | 6.3847 | 15.1203 | 31.0305 | 57.2407 | 97.1577 | 153.8778 | 229.0948 | 322.5598 | 430.5127 | 544.3045 | 651.9252 | 736.9903 | 783.719 | 779.7294 | 721.2328 | 625.9903 | 501.1935 | 362.493 | 241.4677 | 163.8972 | 153.8778 | 229.0948 | 322.5598 | 430.5127 | 544.3045 | 651.9252
F14_Industrial_Paper and Printing_New_Space Heating_Natural Gas_Building Automation System_A_Technical Potential | F14 | Industrial | Paper and Printing | New | Space Heating | Natural Gas | Building Automation System | A | Purchases (Cumulative) | Technical Potential | 0 | 0 | 0 | 0 | 0 | 6.3847 | 21.505 | 52.5355 | 109.7762 | 206.9339 | 360.8117 | 589.9065 | 912.4663 | 1342.979 | 1887.2835 | 2539.2086 | 3276.1989 | 4059.918 | 4839.6474 | 5560.8802 | 6180.4857 | 6666.5589 | 6998.0214 | 7182.2485 | 7248.988 | 7248.988 | 7248.988 | 7248.988 | 7248.988 | 7248.988 | 7248.988
F1_Industrial_Paper and Printing_New_Space Heating_Natural Gas_Steam System Efficiency Improvements_A_Technical Potential | F1 | Industrial | Paper and Printing | New | Space Heating | Natural Gas | Steam System Efficiency Improvements | A | Original Unit Energy Savings (kWh or therms) | Technical Potential | 0 | 0 | 0 | 0 | 0 | 0 | 0 | 0 | 0 | 0 | 0 | 0 | 0 | 0 | 0 | 0 | 0 | 0 | 0 | 0 | 0 | 0 | 0 | 0 | 0 | 0 | 0 | 0 | 0 | 0 | 0
F2_Industrial_Paper and Printing_New_Space Heating_Natural Gas_Steam System Efficiency Improvements_A_Technical Potential | F2 | Industrial | Paper and Printing | New | Space Heating | Natural Gas | Steam System Efficiency Improvements | A | Original Unit Summer Peak Savings (kW) | Technical Potential | 0 | 0 | 0 | 0 | 0 | 0 | 0 | 0 | 0 | 0 | 0 | 0 | 0 | 0 | 0 | 0 | 0 | 0 | 0 | 0 | 0 | 0 | 0 | 0 | 0 | 0 | 0 | 0 | 0 | 0 | 0
F3_Industrial_Paper and Printing_New_Space Heating_Natural Gas_Steam System Efficiency Improvements_A_Technical Potential | F3 | Industrial | Paper and Printing | New | Space Heating | Natural Gas | Steam System Efficiency Improvements | A | Original Unit Winter Peak Savings (kW) | Technical Potential | 0 | 0 | 0 | 0 | 0 | 0 | 0 | 0 | 0 | 0 | 0 | 0 | 0 | 0 | 0 | 0 | 0 | 0 | 0 | 0 | 0 | 0 | 0 | 0 | 0 | 0 | 0 | 0 | 0 | 0 | 0
F4_Industrial_Paper and Printing_New_Space Heating_Natural Gas_Steam System Efficiency Improvements_A_Technical Potential | F4 | Industrial | Paper and Printing | New | Space Heating | Natural Gas | Steam System Efficiency Improvements | A | Standalone Impact on Baseline Energy (%) | Technical Potential | 0% | 0% | 0% | 0% | 0% | 0% | 0% | 0% | 0% | 0% | 0% | 0% | 0% | 0% | 0% | 0% | 0% | 0% | 0% | 0% | 0% | 0% | 0% | 0% | 0 | 0 | 0 | 0 | 0 | 0 | 0
F5_Industrial_Paper and Printing_New_Space Heating_Natural Gas_Steam System Efficiency Improvements_A_Technical Potential | F5 | Industrial | Paper and Printing | New | Space Heating | Natural Gas | Steam System Efficiency Improvements | A | Standalone Impact on Baseline Summer Peak (%) | Technical Potential | 0% | 0% | 0% | 0% | 0% | 0% | 0% | 0% | 0% | 0% | 0% | 0% | 0% | 0% | 0% | 0% | 0% | 0% | 0% | 0% | 0% | 0% | 0% | 0% | 0 | 0 | 0 | 0 | 0 | 0 | 0
F6_Industrial_Paper and Printing_New_Space Heating_Natural Gas_Steam System Efficiency Improvements_A_Technical Potential | F6 | Industrial | Paper and Printing | New | Space Heating | Natural Gas | Steam System Efficiency Improvements | A | Standalone Impact on Baseline Winter Peak (%) | Technical Potential | 0% | 0% | 0% | 0% | 0% | 0% | 0% | 0% | 0% | 0% | 0% | 0% | 0% | 0% | 0% | 0% | 0% | 0% | 0% | 0% | 0% | 0% | 0% | 0% | 0 | 0 | 0 | 0 | 0 | 0 | 0
F7_Industrial_Paper and Printing_New_Space Heating_Natural Gas_Steam System Efficiency Improvements_A_Technical Potential | F7 | Industrial | Paper and Printing | New | Space Heating | Natural Gas | Steam System Efficiency Improvements | A | Incremental Energy Savings (MWh or mTherms) | Technical Potential | 0 | 0 | 0 | 0 | 0 | 0 | 0 | 0 | 0 | 0 | 0 | 0 | 0 | 0 | 0 | 0 | 0 | 0 | 0 | 0 | 0 | 0 | 0 | 0 | 0 | 0 | 0 | 0 | 0 | 0 | 0
F8_Industrial_Paper and Printing_New_Space Heating_Natural Gas_Steam System Efficiency Improvements_A_Technical Potential | F8 | Industrial | Paper and Printing | New | Space Heating | Natural Gas | Steam System Efficiency Improvements | A | Incremental Summer Peak Savings (MW) | Technical Potential | 0 | 0 | 0 | 0 | 0 | 0 | 0 | 0 | 0 | 0 | 0 | 0 | 0 | 0 | 0 | 0 | 0 | 0 | 0 | 0 | 0 | 0 | 0 | 0 | 0 | 0 | 0 | 0 | 0 | 0 | 0
F9_Industrial_Paper and Printing_New_Space Heating_Natural Gas_Steam System Efficiency Improvements_A_Technical Potential | F9 | Industrial | Paper and Printing | New | Space Heating | Natural Gas | Steam System Efficiency Improvements | A | Incremental Winter Peak Savings (MW) | Technical Potential | 0 | 0 | 0 | 0 | 0 | 0 | 0 | 0 | 0 | 0 | 0 | 0 | 0 | 0 | 0 | 0 | 0 | 0 | 0 | 0 | 0 | 0 | 0 | 0 | 0 | 0 | 0 | 0 | 0 | 0 | 0
F10_Industrial_Paper and Printing_New_Space Heating_Natural Gas_Steam System Efficiency Improvements_A_Technical Potential | F10 | Industrial | Paper and Printing | New | Space Heating | Natural Gas | Steam System Efficiency Improvements | A | Cumulative Energy Savings (MWh or mTherms) | Technical Potential | 0 | 0 | 0 | 0 | 0 | 0 | 0 | 0 | 0 | 0 | 0 | 0 | 0 | 0 | 0 | 0 | 0 | 0 | 0 | 0 | 0 | 0 | 0 | 0 | 0 | 0 | 0 | 0 | 0 | 0 | 0
F11_Industrial_Paper and Printing_New_Space Heating_Natural Gas_Steam System Efficiency Improvements_A_Technical Potential | F11 | Industrial | Paper and Printing | New | Space Heating | Natural Gas | Steam System Efficiency Improvements | A | Cumulative Summer Peak Savings (MW) | Technical Potential | 0 | 0 | 0 | 0 | 0 | 0 | 0 | 0 | 0 | 0 | 0 | 0 | 0 | 0 | 0 | 0 | 0 | 0 | 0 | 0 | 0 | 0 | 0 | 0 | 0 | 0 | 0 | 0 | 0 | 0 | 0
F12_Industrial_Paper and Printing_New_Space Heating_Natural Gas_Steam System Efficiency Improvements_A_Technical Potential | F12 | Industrial | Paper and Printing | New | Space Heating | Natural Gas | Steam System Efficiency Improvements | A | Cumulative Winter Peak Savings (MW) | Technical Potential | 0 | 0 | 0 | 0 | 0 | 0 | 0 | 0 | 0 | 0 | 0 | 0 | 0 | 0 | 0 | 0 | 0 | 0 | 0 | 0 | 0 | 0 | 0 | 0 | 0 | 0 | 0 | 0 | 0 | 0 | 0
F13_Industrial_Paper and Printing_New_Space Heating_Natural Gas_Steam System Efficiency Improvements_A_Technical Potential | F13 | Industrial | Paper and Printing | New | Space Heating | Natural Gas | Steam System Efficiency Improvements | A | Purchases (Incremental) | Technical Potential | 0 | 0 | 0 | 0 | 0 | 0 | 0 | 0 | 0 | 0 | 0 | 0 | 0 | 0 | 0 | 0 | 0 | 0 | 0 | 0 | 0 | 0 | 0 | 0 | 0 | 0 | 0 | 0 | 0 | 0 | 0
F14_Industrial_Paper and Printing_New_Space Heating_Natural Gas_Steam System Efficiency Improvements_A_Technical Potential | F14 | Industrial | Paper and Printing | New | Space Heating | Natural Gas | Steam System Efficiency Improvements | A | Purchases (Cumulative) | Technical Potential | 0 | 0 | 0 | 0 | 0 | 0 | 0 | 0 | 0 | 0 | 0 | 0 | 0 | 0 | 0 | 0 | 0 | 0 | 0 | 0 | 0 | 0 | 0 | 0 | 0 | 0 | 0 | 0 | 0 | 0 | 0
F1_Industrial_Paper and Printing_New_Process_Natural Gas_Steam System Efficiency Improvements_A_Technical Potential | F1 | Industrial | Paper and Printing | New | Process | Natural Gas | Steam System Efficiency Improvements | A | Original Unit Energy Savings (kWh or therms) | Technical Potential | 0 | 0 | 0 | 0 | 0 | 0.076988 | 0.076988 | 0.076988 | 0.076988 | 0.076988 | 0.076988 | 0.076988 | 0.076988 | 0.076988 | 0.076988 | 0.076988 | 0.076988 | 0.076988 | 0.076988 | 0.076988 | 0.076988 | 0.076988 | 0.076988 | 0.076988 | 0.076988 | 0.076988 | 0.076988 | 0.076988 | 0.076988 | 0.076988 | 0.076988
F2_Industrial_Paper and Printing_New_Process_Natural Gas_Steam System Efficiency Improvements_A_Technical Potential | F2 | Industrial | Paper and Printing | New | Process | Natural Gas | Steam System Efficiency Improvements | A | Original Unit Summer Peak Savings (kW) | Technical Potential | 0 | 0 | 0 | 0 | 0 | 0 | 0 | 0 | 0 | 0 | 0 | 0 | 0 | 0 | 0 | 0 | 0 | 0 | 0 | 0 | 0 | 0 | 0 | 0 | 0 | 0 | 0 | 0 | 0 | 0 | 0
F3_Industrial_Paper and Printing_New_Process_Natural Gas_Steam System Efficiency Improvements_A_Technical Potential | F3 | Industrial | Paper and Printing | New | Process | Natural Gas | Steam System Efficiency Improvements | A | Original Unit Winter Peak Savings (kW) | Technical Potential | 0 | 0 | 0 | 0 | 0 | 0 | 0 | 0 | 0 | 0 | 0 | 0 | 0 | 0 | 0 | 0 | 0 | 0 | 0 | 0 | 0 | 0 | 0 | 0 | 0 | 0 | 0 | 0 | 0 | 0 | 0
F4_Industrial_Paper and Printing_New_Process_Natural Gas_Steam System Efficiency Improvements_A_Technical Potential | F4 | Industrial | Paper and Printing | New | Process | Natural Gas | Steam System Efficiency Improvements | A | Standalone Impact on Baseline Energy (%) | Technical Potential | 0% | 0% | 0% | 0% | 0% | 1.119e-06% | 3.182e-06% | 6.725e-06% | 1.239e-05% | 2.089e-05% | 3.235e-05% | 4.741e-05% | 6.604e-05% | 8.776e-05% | 0.0001115% | 0.0001354% | 0.0001572% | 0.0001739% | 0.000183% | 0.0001828% | 0.0001742% | 0.0001664% | 0.0001592% | 0.0001527% | 1.4674e-06 | 1.4123e-06 | 1.3613e-06 | 1.314e-06 | 0 | 0 | 0
F5_Industrial_Paper and Printing_New_Process_Natural Gas_Steam System Efficiency Improvements_A_Technical Potential | F5 | Industrial | Paper and Printing | New | Process | Natural Gas | Steam System Efficiency Improvements | A | Standalone Impact on Baseline Summer Peak (%) | Technical Potential | 0% | 0% | 0% | 0% | 0% | 0% | 0% | 0% | 0% | 0% | 0% | 0% | 0% | 0% | 0% | 0% | 0% | 0% | 0% | 0% | 0% | 0% | 0% | 0% | 0 | 0 | 0 | 0 | 0 | 0 | 0
F6_Industrial_Paper and Printing_New_Process_Natural Gas_Steam System Efficiency Improvements_A_Technical Potential | F6 | Industrial | Paper and Printing | New | Process | Natural Gas | Steam System Efficiency Improvements | A | Standalone Impact on Baseline Winter Peak (%) | Technical Potential | 0% | 0% | 0% | 0% | 0% | 0% | 0% | 0% | 0% | 0% | 0% | 0% | 0% | 0% | 0% | 0% | 0% | 0% | 0% | 0% | 0% | 0% | 0% | 0% | 0 | 0 | 0 | 0 | 0 | 0 | 0
F7_Industrial_Paper and Printing_New_Process_Natural Gas_Steam System Efficiency Improvements_A_Technical Potential | F7 | Industrial | Paper and Printing | New | Process | Natural Gas | Steam System Efficiency Improvements | A | Incremental Energy Savings (MWh or mTherms) | Technical Potential | 0 | 0 | 0 | 0 | 0 | 3.1825e-07 | 7.5368e-07 | 1.5467e-06 | 2.8532e-06 | 4.8429e-06 | 7.6701e-06 | 1.1419e-05 | 1.6078e-05 | 2.1459e-05 | 2.7131e-05 | 3.2496e-05 | 3.6736e-05 | 3.9065e-05 | 3.8866e-05 | 3.595e-05 | 3.2496e-05 | 3.6736e-05 | 3.9065e-05 | 3.8866e-05 | 3.595e-05 | 3.2496e-05 | 3.6736e-05 | 3.9065e-05 | 3.8866e-05 | 3.595e-05 | 3.2496e-05
F8_Industrial_Paper and Printing_New_Process_Natural Gas_Steam System Efficiency Improvements_A_Technical Potential | F8 | Industrial | Paper and Printing | New | Process | Natural Gas | Steam System Efficiency Improvements | A | Incremental Summer Peak Savings (MW) | Technical Potential | 0 | 0 | 0 | 0 | 0 | 0 | 0 | 0 | 0 | 0 | 0 | 0 | 0 | 0 | 0 | 0 | 0 | 0 | 0 | 0 | 0 | 0 | 0 | 0 | 0 | 0 | 0 | 0 | 0 | 0 | 0
F9_Industrial_Paper and Printing_New_Process_Natural Gas_Steam System Efficiency Improvements_A_Technical Potential | F9 | Industrial | Paper and Printing | New | Process | Natural Gas | Steam System Efficiency Improvements | A | Incremental Winter Peak Savings (MW) | Technical Potential | 0 | 0 | 0 | 0 | 0 | 0 | 0 | 0 | 0 | 0 | 0 | 0 | 0 | 0 | 0 | 0 | 0 | 0 | 0 | 0 | 0 | 0 | 0 | 0 | 0 | 0 | 0 | 0 | 0 | 0 | 0
F10_Industrial_Paper and Printing_New_Process_Natural Gas_Steam System Efficiency Improvements_A_Technical Potential | F10 | Industrial | Paper and Printing | New | Process | Natural Gas | Steam System Efficiency Improvements | A | Cumulative Energy Savings (MWh or mTherms) | Technical Potential | 0 | 0 | 0 | 0 | 0 | 3.1825e-07 | 1.0719e-06 | 2.6187e-06 | 5.4718e-06 | 1.0315e-05 | 1.7667e-05 | 2.8332e-05 | 4.2864e-05 | 6.147e-05 | 8.3758e-05 | 0.00010858 | 0.0001339 | 0.00015689 | 0.00017429 | 0.00018311 | 0.00018311 | 0.00018311 | 0.00018311 | 0.00018311 | 0.00018311 | 0.00018311 | 0.00018311 | 0.00018311 | 0.00018311 | 0.00018311 | 0.00018311
F11_Industrial_Paper and Printing_New_Process_Natural Gas_Steam System Efficiency Improvements_A_Technical Potential | F11 | Industrial | Paper and Printing | New | Process | Natural Gas | Steam System Efficiency Improvements | A | Cumulative Summer Peak Savings (MW) | Technical Potential | 0 | 0 | 0 | 0 | 0 | 0 | 0 | 0 | 0 | 0 | 0 | 0 | 0 | 0 | 0 | 0 | 0 | 0 | 0 | 0 | 0 | 0 | 0 | 0 | 0 | 0 | 0 | 0 | 0 | 0 | 0
F12_Industrial_Paper and Printing_New_Process_Natural Gas_Steam System Efficiency Improvements_A_Technical Potential | F12 | Industrial | Paper and Printing | New | Process | Natural Gas | Steam System Efficiency Improvements | A | Cumulative Winter Peak Savings (MW) | Technical Potential | 0 | 0 | 0 | 0 | 0 | 0 | 0 | 0 | 0 | 0 | 0 | 0 | 0 | 0 | 0 | 0 | 0 | 0 | 0 | 0 | 0 | 0 | 0 | 0 | 0 | 0 | 0 | 0 | 0 | 0 | 0
F13_Industrial_Paper and Printing_New_Process_Natural Gas_Steam System Efficiency Improvements_A_Technical Potential | F13 | Industrial | Paper and Printing | New | Process | Natural Gas | Steam System Efficiency Improvements | A | Purchases (Incremental) | Technical Potential | 0 | 0 | 0 | 0 | 0 | 0.0041337 | 0.0097895 | 0.02009 | 0.03706 | 0.062904 | 0.099627 | 0.14833 | 0.20884 | 0.27873 | 0.35241 | 0.42208 | 0.47716 | 0.50741 | 0.50483 | 0.46696 | 0.42208 | 0.47716 | 0.50741 | 0.50483 | 0.46696 | 0.42208 | 0.47716 | 0.50741 | 0.50483 | 0.46696 | 0.42208
F14_Industrial_Paper and Printing_New_Process_Natural Gas_Steam System Efficiency Improvements_A_Technical Potential | F14 | Industrial | Paper and Printing | New | Process | Natural Gas | Steam System Efficiency Improvements | A | Purchases (Cumulative) | Technical Potential | 0 | 0 | 0 | 0 | 0 | 0.0041337 | 0.013923 | 0.034014 | 0.071074 | 0.13398 | 0.22947 | 0.36801 | 0.55676 | 0.79843 | 1.0879 | 1.4104 | 1.7392 | 2.0378 | 2.2639 | 2.3784 | 2.3784 | 2.3784 | 2.3784 | 2.3784 | 2.3784 | 2.3784 | 2.3784 | 2.3784 | 2.3784 | 2.3784 | 2.3784
F1_Industrial_Paper and Printing_New_Space Heating_Natural Gas_Strategic Energy Management_A_Technical Potential | F1 | Industrial | Paper and Printing | New | Space Heating | Natural Gas | Strategic Energy Management | A | Original Unit Energy Savings (kWh or therms) | Technical Potential | 0 | 0 | 0 | 0 | 0 | 52.9317 | 52.2479 | 51.7488 | 51.3703 | 51.0716 | 50.8299 | 50.5472 | 50.2504 | 49.9576 | 49.6746 | 49.4522 | 49.2769 | 49.1376 | 48.9169 | 48.7549 | 48.6378 | 48.5461 | 48.5461 | 48.5461 | 48.5461 | 48.5461 | 48.5461 | 48.5461 | 0 | 0 | 0
F2_Industrial_Paper and Printing_New_Space Heating_Natural Gas_Strategic Energy Management_A_Technical Potential | F2 | Industrial | Paper and Printing | New | Space Heating | Natural Gas | Strategic Energy Management | A | Original Unit Summer Peak Savings (kW) | Technical Potential | 0 | 0 | 0 | 0 | 0 | 0 | 0 | 0 | 0 | 0 | 0 | 0 | 0 | 0 | 0 | 0 | 0 | 0 | 0 | 0 | 0 | 0 | 0 | 0 | 0 | 0 | 0 | 0 | 0 | 0 | 0
F3_Industrial_Paper and Printing_New_Space Heating_Natural Gas_Strategic Energy Management_A_Technical Potential | F3 | Industrial | Paper and Printing | New | Space Heating | Natural Gas | Strategic Energy Management | A | Original Unit Winter Peak Savings (kW) | Technical Potential | 0 | 0 | 0 | 0 | 0 | 0 | 0 | 0 | 0 | 0 | 0 | 0 | 0 | 0 | 0 | 0 | 0 | 0 | 0 | 0 | 0 | 0 | 0 | 0 | 0 | 0 | 0 | 0 | 0 | 0 | 0
F4_Industrial_Paper and Printing_New_Space Heating_Natural Gas_Strategic Energy Management_A_Technical Potential | F4 | Industrial | Paper and Printing | New | Space Heating | Natural Gas | Strategic Energy Management | A | Standalone Impact on Baseline Energy (%) | Technical Potential | 0% | 0% | 0% | 0% | 0% | 0.0948% | 0.1748% | 0.246% | 0.3118% | 0.3736% | 0.3833% | 0.3915% | 0.3984% | 0.4042% | 0.4095% | 0.4138% | 0.4177% | 0.421% | 0.424% | 0.4268% | 0.4291% | 0.4313% | 0.4333% | 0.4351% | 0.0043672 | 0.0042031 | 0.0040514 | 0.0039105 | 0 | 0 | 0
F5_Industrial_Paper and Printing_New_Space Heating_Natural Gas_Strategic Energy Management_A_Technical Potential | F5 | Industrial | Paper and Printing | New | Space Heating | Natural Gas | Strategic Energy Management | A | Standalone Impact on Baseline Summer Peak (%) | Technical Potential | 0% | 0% | 0% | 0% | 0% | 0% | 0% | 0% | 0% | 0% | 0% | 0% | 0% | 0% | 0% | 0% | 0% | 0% | 0% | 0% | 0% | 0% | 0% | 0% | 0 | 0 | 0 | 0 | 0 | 0 | 0
F6_Industrial_Paper and Printing_New_Space Heating_Natural Gas_Strategic Energy Management_A_Technical Potential | F6 | Industrial | Paper and Printing | New | Space Heating | Natural Gas | Strategic Energy Management | A | Standalone Impact on Baseline Winter Peak (%) | Technical Potential | 0% | 0% | 0% | 0% | 0% | 0% | 0% | 0% | 0% | 0% | 0% | 0% | 0% | 0% | 0% | 0% | 0% | 0% | 0% | 0% | 0% | 0% | 0% | 0% | 0 | 0 | 0 | 0 | 0 | 0 | 0
F7_Industrial_Paper and Printing_New_Space Heating_Natural Gas_Strategic Energy Management_A_Technical Potential | F7 | Industrial | Paper and Printing | New | Space Heating | Natural Gas | Strategic Energy Management | A | Incremental Energy Savings (MWh or mTherms) | Technical Potential | 0 | 0 | 0 | 0 | 0 | 0.00058538 | 0.00068456 | 0.00078368 | 0.00088222 | 0.00098081 | 0.0010795 | 0.0011749 | 0.0012686 | 0.001361 | 0.0014509 | 0.001542 | 0.0016328 | 0.0017242 | 0.0018116 | 0.0018995 | 0.0019888 | 0.0020784 | 0.0021713 | 0.0022639 | 0.0023561 | 0.0019851 | 0.0020784 | 0.0021713 | 0 | 0 | 0
F8_Industrial_Paper and Printing_New_Space Heating_Natural Gas_Strategic Energy Management_A_Technical Potential | F8 | Industrial | Paper and Printing | New | Space Heating | Natural Gas | Strategic Energy Management | A | Incremental Summer Peak Savings (MW) | Technical Potential | 0 | 0 | 0 | 0 | 0 | 0 | 0 | 0 | 0 | 0 | 0 | 0 | 0 | 0 | 0 | 0 | 0 | 0 | 0 | 0 | 0 | 0 | 0 | 0 | 0 | 0 | 0 | 0 | 0 | 0 | 0
F9_Industrial_Paper and Printing_New_Space Heating_Natural Gas_Strategic Energy Management_A_Technical Potential | F9 | Industrial | Paper and Printing | New | Space Heating | Natural Gas | Strategic Energy Management | A | Incremental Winter Peak Savings (MW) | Technical Potential | 0 | 0 | 0 | 0 | 0 | 0 | 0 | 0 | 0 | 0 | 0 | 0 | 0 | 0 | 0 | 0 | 0 | 0 | 0 | 0 | 0 | 0 | 0 | 0 | 0 | 0 | 0 | 0 | 0 | 0 | 0
F10_Industrial_Paper and Printing_New_Space Heating_Natural Gas_Strategic Energy Management_A_Technical Potential | F10 | Industrial | Paper and Printing | New | Space Heating | Natural Gas | Strategic Energy Management | A | Cumulative Energy Savings (MWh or mTherms) | Technical Potential | 0 | 0 | 0 | 0 | 0 | 0.00058538 | 0.0012624 | 0.002034 | 0.0029013 | 0.0038653 | 0.0043643 | 0.0048527 | 0.0053318 | 0.0058037 | 0.0062678 | 0.0067314 | 0.007195 | 0.0076584 | 0.0081029 | 0.0085516 | 0.0090033 | 0.0094562 | 0.009924 | 0.01039 | 0.010855 | 0.010855 | 0.010855 | 0.010855 | 0 | 0 | 0
F11_Industrial_Paper and Printing_New_Space Heating_Natural Gas_Strategic Energy Management_A_Technical Potential | F11 | Industrial | Paper and Printing | New | Space Heating | Natural Gas | Strategic Energy Management | A | Cumulative Summer Peak Savings (MW) | Technical Potential | 0 | 0 | 0 | 0 | 0 | 0 | 0 | 0 | 0 | 0 | 0 | 0 | 0 | 0 | 0 | 0 | 0 | 0 | 0 | 0 | 0 | 0 | 0 | 0 | 0 | 0 | 0 | 0 | 0 | 0 | 0
F12_Industrial_Paper and Printing_New_Space Heating_Natural Gas_Strategic Energy Management_A_Technical Potential | F12 | Industrial | Paper and Printing | New | Space Heating | Natural Gas | Strategic Energy Management | A | Cumulative Winter Peak Savings (MW) | Technical Potential | 0 | 0 | 0 | 0 | 0 | 0 | 0 | 0 | 0 | 0 | 0 | 0 | 0 | 0 | 0 | 0 | 0 | 0 | 0 | 0 | 0 | 0 | 0 | 0 | 0 | 0 | 0 | 0 | 0 | 0 | 0
F13_Industrial_Paper and Printing_New_Space Heating_Natural Gas_Strategic Energy Management_A_Technical Potential | F13 | Industrial | Paper and Printing | New | Space Heating | Natural Gas | Strategic Energy Management | A | Purchases (Incremental) | Technical Potential | 0 | 0 | 0 | 0 | 0 | 0.011059 | 0.013102 | 0.015144 | 0.017174 | 0.019205 | 0.021237 | 0.023244 | 0.025245 | 0.027242 | 0.029208 | 0.031181 | 0.033135 | 0.035089 | 0.037034 | 0.038961 | 0.040891 | 0.042812 | 0.044726 | 0.046633 | 0.048534 | 0.040891 | 0.042812 | 0.044726 | 0.046633 | 0.048534 | 0.040891
F14_Industrial_Paper and Printing_New_Space Heating_Natural Gas_Strategic Energy Management_A_Technical Potential | F14 | Industrial | Paper and Printing | New | Space Heating | Natural Gas | Strategic Energy Management | A | Purchases (Cumulative) | Technical Potential | 0 | 0 | 0 | 0 | 0 | 0.011059 | 0.024161 | 0.039305 | 0.056479 | 0.075684 | 0.085862 | 0.096003 | 0.1061 | 0.11617 | 0.12618 | 0.13612 | 0.14601 | 0.15586 | 0.16565 | 0.1754 | 0.18511 | 0.19479 | 0.20442 | 0.21402 | 0.2236 | 0.2236 | 0.2236 | 0.2236 | 0.2236 | 0.2236 | 0.2236
F1_Industrial_Paper and Printing_New_Process_Natural Gas_Strategic Energy Management_A_Technical Potential | F1 | Industrial | Paper and Printing | New | Process | Natural Gas | Strategic Energy Management | A | Original Unit Energy Savings (kWh or therms) | Technical Potential | 0 | 0 | 0 | 0 | 0 | 56.8877 | 56.8877 | 56.8877 | 56.8877 | 56.8877 | 56.8877 | 56.8877 | 56.8877 | 56.8877 | 56.8877 | 56.8877 | 56.8877 | 56.8877 | 56.8877 | 56.8877 | 56.8877 | 56.8877 | 56.8877 | 56.8877 | 56.8877 | 56.8877 | 56.8877 | 56.8877 | 0 | 0 | 0
F2_Industrial_Paper and Printing_New_Process_Natural Gas_Strategic Energy Management_A_Technical Potential | F2 | Industrial | Paper and Printing | New | Process | Natural Gas | Strategic Energy Management | A | Original Unit Summer Peak Savings (kW) | Technical Potential | 0 | 0 | 0 | 0 | 0 | 0 | 0 | 0 | 0 | 0 | 0 | 0 | 0 | 0 | 0 | 0 | 0 | 0 | 0 | 0 | 0 | 0 | 0 | 0 | 0 | 0 | 0 | 0 | 0 | 0 | 0
F3_Industrial_Paper and Printing_New_Process_Natural Gas_Strategic Energy Management_A_Technical Potential | F3 | Industrial | Paper and Printing | New | Process | Natural Gas | Strategic Energy Management | A | Original Unit Winter Peak Savings (kW) | Technical Potential | 0 | 0 | 0 | 0 | 0 | 0 | 0 | 0 | 0 | 0 | 0 | 0 | 0 | 0 | 0 | 0 | 0 | 0 | 0 | 0 | 0 | 0 | 0 | 0 | 0 | 0 | 0 | 0 | 0 | 0 | 0
F4_Industrial_Paper and Printing_New_Process_Natural Gas_Strategic Energy Management_A_Technical Potential | F4 | Industrial | Paper and Printing | New | Process | Natural Gas | Strategic Energy Management | A | Standalone Impact on Baseline Energy (%) | Technical Potential | 0% | 0% | 0% | 0% | 0% | 0.09675% | 0.1784% | 0.2511% | 0.3182% | 0.3813% | 0.3912% | 0.3996% | 0.4066% | 0.4126% | 0.418% | 0.4224% | 0.4263% | 0.4297% | 0.4327% | 0.4356% | 0.438% | 0.4402% | 0.4422% | 0.444% | 0.0044573 | 0.0042898 | 0.0041349 | 0.0039912 | 0 | 0 | 0
F5_Industrial_Paper and Printing_New_Process_Natural Gas_Strategic Energy Management_A_Technical Potential | F5 | Industrial | Paper and Printing | New | Process | Natural Gas | Strategic Energy Management | A | Standalone Impact on Baseline Summer Peak (%) | Technical Potential | 0% | 0% | 0% | 0% | 0% | 0% | 0% | 0% | 0% | 0% | 0% | 0% | 0% | 0% | 0% | 0% | 0% | 0% | 0% | 0% | 0% | 0% | 0% | 0% | 0 | 0 | 0 | 0 | 0 | 0 | 0
F6_Industrial_Paper and Printing_New_Process_Natural Gas_Strategic Energy Management_A_Technical Potential | F6 | Industrial | Paper and Printing | New | Process | Natural Gas | Strategic Energy Management | A | Standalone Impact on Baseline Winter Peak (%) | Technical Potential | 0% | 0% | 0% | 0% | 0% | 0% | 0% | 0% | 0% | 0% | 0% | 0% | 0% | 0% | 0% | 0% | 0% | 0% | 0% | 0% | 0% | 0% | 0% | 0% | 0 | 0 | 0 | 0 | 0 | 0 | 0
F7_Industrial_Paper and Printing_New_Process_Natural Gas_Strategic Energy Management_A_Technical Potential | F7 | Industrial | Paper and Printing | New | Process | Natural Gas | Strategic Energy Management | A | Incremental Energy Savings (MWh or mTherms) | Technical Potential | 0 | 0 | 0 | 0 | 0 | 0.027511 | 0.032592 | 0.037672 | 0.042721 | 0.047773 | 0.052829 | 0.057821 | 0.062799 | 0.067767 | 0.072656 | 0.077564 | 0.082425 | 0.087287 | 0.092124 | 0.096919 | 0.10172 | 0.1065 | 0.11126 | 0.116 | 0.12073 | 0.10172 | 0.1065 | 0.11126 | 0 | 0 | 0
F8_Industrial_Paper and Printing_New_Process_Natural Gas_Strategic Energy Management_A_Technical Potential | F8 | Industrial | Paper and Printing | New | Process | Natural Gas | Strategic Energy Management | A | Incremental Summer Peak Savings (MW) | Technical Potential | 0 | 0 | 0 | 0 | 0 | 0 | 0 | 0 | 0 | 0 | 0 | 0 | 0 | 0 | 0 | 0 | 0 | 0 | 0 | 0 | 0 | 0 | 0 | 0 | 0 | 0 | 0 | 0 | 0 | 0 | 0
F9_Industrial_Paper and Printing_New_Process_Natural Gas_Strategic Energy Management_A_Technical Potential | F9 | Industrial | Paper and Printing | New | Process | Natural Gas | Strategic Energy Management | A | Incremental Winter Peak Savings (MW) | Technical Potential | 0 | 0 | 0 | 0 | 0 | 0 | 0 | 0 | 0 | 0 | 0 | 0 | 0 | 0 | 0 | 0 | 0 | 0 | 0 | 0 | 0 | 0 | 0 | 0 | 0 | 0 | 0 | 0 | 0 | 0 | 0
F10_Industrial_Paper and Printing_New_Process_Natural Gas_Strategic Energy Management_A_Technical Potential | F10 | Industrial | Paper and Printing | New | Process | Natural Gas | Strategic Energy Management | A | Cumulative Energy Savings (MWh or mTherms) | Technical Potential | 0 | 0 | 0 | 0 | 0 | 0.027511 | 0.060103 | 0.097775 | 0.1405 | 0.18827 | 0.21359 | 0.23881 | 0.26394 | 0.28899 | 0.31387 | 0.33861 | 0.36321 | 0.3877 | 0.41206 | 0.43632 | 0.46047 | 0.48455 | 0.50852 | 0.5324 | 0.55621 | 0.55621 | 0.55621 | 0.55621 | 0 | 0 | 0
F11_Industrial_Paper and Printing_New_Process_Natural Gas_Strategic Energy Management_A_Technical Potential | F11 | Industrial | Paper and Printing | New | Process | Natural Gas | Strategic Energy Management | A | Cumulative Summer Peak Savings (MW) | Technical Potential | 0 | 0 | 0 | 0 | 0 | 0 | 0 | 0 | 0 | 0 | 0 | 0 | 0 | 0 | 0 | 0 | 0 | 0 | 0 | 0 | 0 | 0 | 0 | 0 | 0 | 0 | 0 | 0 | 0 | 0 | 0
F12_Industrial_Paper and Printing_New_Process_Natural Gas_Strategic Energy Management_A_Technical Potential | F12 | Industrial | Paper and Printing | New | Process | Natural Gas | Strategic Energy Management | A | Cumulative Winter Peak Savings (MW) | Technical Potential | 0 | 0 | 0 | 0 | 0 | 0 | 0 | 0 | 0 | 0 | 0 | 0 | 0 | 0 | 0 | 0 | 0 | 0 | 0 | 0 | 0 | 0 | 0 | 0 | 0 | 0 | 0 | 0 | 0 | 0 | 0
F13_Industrial_Paper and Printing_New_Process_Natural Gas_Strategic Energy Management_A_Technical Potential | F13 | Industrial | Paper and Printing | New | Process | Natural Gas | Strategic Energy Management | A | Purchases (Incremental) | Technical Potential | 0 | 0 | 0 | 0 | 0 | 0.48359 | 0.57293 | 0.66221 | 0.75097 | 0.83977 | 0.92865 | 1.0164 | 1.1039 | 1.1912 | 1.2772 | 1.3635 | 1.4489 | 1.5344 | 1.6194 | 1.7037 | 1.7881 | 1.8721 | 1.9558 | 2.0392 | 2.1223 | 1.7881 | 1.8721 | 1.9558 | 2.0392 | 2.1223 | 1.7881
F14_Industrial_Paper and Printing_New_Process_Natural Gas_Strategic Energy Management_A_Technical Potential | F14 | Industrial | Paper and Printing | New | Process | Natural Gas | Strategic Energy Management | A | Purchases (Cumulative) | Technical Potential | 0 | 0 | 0 | 0 | 0 | 0.48359 | 1.0565 | 1.7187 | 2.4697 | 3.3095 | 3.7545 | 4.198 | 4.6397 | 5.08 | 5.5174 | 5.9522 | 6.3847 | 6.8152 | 7.2433 | 7.6698 | 8.0944 | 8.5176 | 8.939 | 9.3588 | 9.7774 | 9.7774 | 9.7774 | 9.7774 | 9.7774 | 9.7774 | 9.7774
F1_Industrial_Paper and Printing_New_Miscellaneous_Natural Gas_Strategic Energy Management_A_Technical Potential | F1 | Industrial | Paper and Printing | New | Miscellaneous | Natural Gas | Strategic Energy Management | A | Original Unit Energy Savings (kWh or therms) | Technical Potential | 0 | 0 | 0 | 0 | 0 | 18.0192 | 18.0192 | 18.0192 | 18.0192 | 18.0192 | 18.0192 | 18.0192 | 18.0192 | 18.0192 | 18.0192 | 18.0192 | 18.0192 | 18.0192 | 18.0192 | 18.0192 | 18.0192 | 18.0192 | 18.0192 | 18.0192 | 18.0192 | 18.0192 | 18.0192 | 18.0192 | 0 | 0 | 0
F2_Industrial_Paper and Printing_New_Miscellaneous_Natural Gas_Strategic Energy Management_A_Technical Potential | F2 | Industrial | Paper and Printing | New | Miscellaneous | Natural Gas | Strategic Energy Management | A | Original Unit Summer Peak Savings (kW) | Technical Potential | 0 | 0 | 0 | 0 | 0 | 0 | 0 | 0 | 0 | 0 | 0 | 0 | 0 | 0 | 0 | 0 | 0 | 0 | 0 | 0 | 0 | 0 | 0 | 0 | 0 | 0 | 0 | 0 | 0 | 0 | 0
F3_Industrial_Paper and Printing_New_Miscellaneous_Natural Gas_Strategic Energy Management_A_Technical Potential | F3 | Industrial | Paper and Printing | New | Miscellaneous | Natural Gas | Strategic Energy Management | A | Original Unit Winter Peak Savings (kW) | Technical Potential | 0 | 0 | 0 | 0 | 0 | 0 | 0 | 0 | 0 | 0 | 0 | 0 | 0 | 0 | 0 | 0 | 0 | 0 | 0 | 0 | 0 | 0 | 0 | 0 | 0 | 0 | 0 | 0 | 0 | 0 | 0
F4_Industrial_Paper and Printing_New_Miscellaneous_Natural Gas_Strategic Energy Management_A_Technical Potential | F4 | Industrial | Paper and Printing | New | Miscellaneous | Natural Gas | Strategic Energy Management | A | Standalone Impact on Baseline Energy (%) | Technical Potential | 0% | 0% | 0% | 0% | 0% | 0.09675% | 0.1784% | 0.2511% | 0.3182% | 0.3813% | 0.3912% | 0.3996% | 0.4066% | 0.4126% | 0.418% | 0.4224% | 0.4263% | 0.4297% | 0.4327% | 0.4356% | 0.438% | 0.4402% | 0.4422% | 0.444% | 0.0044573 | 0.0042898 | 0.0041349 | 0.0039912 | 0 | 0 | 0
F5_Industrial_Paper and Printing_New_Miscellaneous_Natural Gas_Strategic Energy Management_A_Technical Potential | F5 | Industrial | Paper and Printing | New | Miscellaneous | Natural Gas | Strategic Energy Management | A | Standalone Impact on Baseline Summer Peak (%) | Technical Potential | 0% | 0% | 0% | 0% | 0% | 0% | 0% | 0% | 0% | 0% | 0% | 0% | 0% | 0% | 0% | 0% | 0% | 0% | 0% | 0% | 0% | 0% | 0% | 0% | 0 | 0 | 0 | 0 | 0 | 0 | 0
F6_Industrial_Paper and Printing_New_Miscellaneous_Natural Gas_Strategic Energy Management_A_Technical Potential | F6 | Industrial | Paper and Printing | New | Miscellaneous | Natural Gas | Strategic Energy Management | A | Standalone Impact on Baseline Winter Peak (%) | Technical Potential | 0% | 0% | 0% | 0% | 0% | 0% | 0% | 0% | 0% | 0% | 0% | 0% | 0% | 0% | 0% | 0% | 0% | 0% | 0% | 0% | 0% | 0% | 0% | 0% | 0 | 0 | 0 | 0 | 0 | 0 | 0
F7_Industrial_Paper and Printing_New_Miscellaneous_Natural Gas_Strategic Energy Management_A_Technical Potential | F7 | Industrial | Paper and Printing | New | Miscellaneous | Natural Gas | Strategic Energy Management | A | Incremental Energy Savings (MWh or mTherms) | Technical Potential | 0 | 0 | 0 | 0 | 0 | 0.0021785 | 0.0025809 | 0.0029831 | 0.003383 | 0.003783 | 0.0041834 | 0.0045787 | 0.0049729 | 0.0053663 | 0.0057535 | 0.0061421 | 0.0065271 | 0.0069121 | 0.0072951 | 0.0076747 | 0.0080548 | 0.0084333 | 0.0088104 | 0.009186 | 0.0095604 | 0.0080548 | 0.0084333 | 0.0088104 | 0 | 0 | 0
F8_Industrial_Paper and Printing_New_Miscellaneous_Natural Gas_Strategic Energy Management_A_Technical Potential | F8 | Industrial | Paper and Printing | New | Miscellaneous | Natural Gas | Strategic Energy Management | A | Incremental Summer Peak Savings (MW) | Technical Potential | 0 | 0 | 0 | 0 | 0 | 0 | 0 | 0 | 0 | 0 | 0 | 0 | 0 | 0 | 0 | 0 | 0 | 0 | 0 | 0 | 0 | 0 | 0 | 0 | 0 | 0 | 0 | 0 | 0 | 0 | 0
F9_Industrial_Paper and Printing_New_Miscellaneous_Natural Gas_Strategic Energy Management_A_Technical Potential | F9 | Industrial | Paper and Printing | New | Miscellaneous | Natural Gas | Strategic Energy Management | A | Incremental Winter Peak Savings (MW) | Technical Potential | 0 | 0 | 0 | 0 | 0 | 0 | 0 | 0 | 0 | 0 | 0 | 0 | 0 | 0 | 0 | 0 | 0 | 0 | 0 | 0 | 0 | 0 | 0 | 0 | 0 | 0 | 0 | 0 | 0 | 0 | 0
F10_Industrial_Paper and Printing_New_Miscellaneous_Natural Gas_Strategic Energy Management_A_Technical Potential | F10 | Industrial | Paper and Printing | New | Miscellaneous | Natural Gas | Strategic Energy Management | A | Cumulative Energy Savings (MWh or mTherms) | Technical Potential | 0 | 0 | 0 | 0 | 0 | 0.0021785 | 0.0047594 | 0.0077425 | 0.011125 | 0.014908 | 0.016913 | 0.018911 | 0.020901 | 0.022884 | 0.024855 | 0.026813 | 0.028762 | 0.030701 | 0.03263 | 0.034551 | 0.036464 | 0.03837 | 0.040268 | 0.042159 | 0.044045 | 0.044045 | 0.044045 | 0.044045 | 0 | 0 | 0
F11_Industrial_Paper and Printing_New_Miscellaneous_Natural Gas_Strategic Energy Management_A_Technical Potential | F11 | Industrial | Paper and Printing | New | Miscellaneous | Natural Gas | Strategic Energy Management | A | Cumulative Summer Peak Savings (MW) | Technical Potential | 0 | 0 | 0 | 0 | 0 | 0 | 0 | 0 | 0 | 0 | 0 | 0 | 0 | 0 | 0 | 0 | 0 | 0 | 0 | 0 | 0 | 0 | 0 | 0 | 0 | 0 | 0 | 0 | 0 | 0 | 0
F12_Industrial_Paper and Printing_New_Miscellaneous_Natural Gas_Strategic Energy Management_A_Technical Potential | F12 | Industrial | Paper and Printing | New | Miscellaneous | Natural Gas | Strategic Energy Management | A | Cumulative Winter Peak Savings (MW) | Technical Potential | 0 | 0 | 0 | 0 | 0 | 0 | 0 | 0 | 0 | 0 | 0 | 0 | 0 | 0 | 0 | 0 | 0 | 0 | 0 | 0 | 0 | 0 | 0 | 0 | 0 | 0 | 0 | 0 | 0 | 0 | 0
F13_Industrial_Paper and Printing_New_Miscellaneous_Natural Gas_Strategic Energy Management_A_Technical Potential | F13 | Industrial | Paper and Printing | New | Miscellaneous | Natural Gas | Strategic Energy Management | A | Purchases (Incremental) | Technical Potential | 0 | 0 | 0 | 0 | 0 | 0.1209 | 0.14323 | 0.16555 | 0.18774 | 0.20994 | 0.23216 | 0.2541 | 0.27598 | 0.29781 | 0.3193 | 0.34087 | 0.36223 | 0.38359 | 0.40485 | 0.42592 | 0.44701 | 0.46802 | 0.48894 | 0.50979 | 0.53057 | 0.44701 | 0.46802 | 0.48894 | 0.50979 | 0.53057 | 0.44701
F14_Industrial_Paper and Printing_New_Miscellaneous_Natural Gas_Strategic Energy Management_A_Technical Potential | F14 | Industrial | Paper and Printing | New | Miscellaneous | Natural Gas | Strategic Energy Management | A | Purchases (Cumulative) | Technical Potential | 0 | 0 | 0 | 0 | 0 | 0.1209 | 0.26413 | 0.42968 | 0.61742 | 0.82737 | 0.93863 | 1.0495 | 1.1599 | 1.27 | 1.3793 | 1.4881 | 1.5962 | 1.7038 | 1.8108 | 1.9175 | 2.0236 | 2.1294 | 2.2347 | 2.3397 | 2.4443 | 2.4443 | 2.4443 | 2.4443 | 2.4443 | 2.4443 | 2.4443
F1_Industrial_Paper and Printing_New_Space Heating_Natural Gas_Commissioning_A_Technical Potential | F1 | Industrial | Paper and Printing | New | Space Heating | Natural Gas | Commissioning | A | Original Unit Energy Savings (kWh or therms) | Technical Potential | 0 | 0 | 0 | 0 | 0 | 63.6997 | 62.8768 | 62.2761 | 61.8206 | 61.4612 | 61.1703 | 60.83 | 60.4728 | 60.1206 | 59.7799 | 59.5123 | 59.3014 | 59.1337 | 58.8682 | 58.6732 | 58.5322 | 58.4219 | 58.4219 | 58.4219 | 58.4219 | 58.4219 | 58.4219 | 58.4219 | 0 | 0 | 0
F2_Industrial_Paper and Printing_New_Space Heating_Natural Gas_Commissioning_A_Technical Potential | F2 | Industrial | Paper and Printing | New | Space Heating | Natural Gas | Commissioning | A | Original Unit Summer Peak Savings (kW) | Technical Potential | 0 | 0 | 0 | 0 | 0 | 0 | 0 | 0 | 0 | 0 | 0 | 0 | 0 | 0 | 0 | 0 | 0 | 0 | 0 | 0 | 0 | 0 | 0 | 0 | 0 | 0 | 0 | 0 | 0 | 0 | 0
F3_Industrial_Paper and Printing_New_Space Heating_Natural Gas_Commissioning_A_Technical Potential | F3 | Industrial | Paper and Printing | New | Space Heating | Natural Gas | Commissioning | A | Original Unit Winter Peak Savings (kW) | Technical Potential | 0 | 0 | 0 | 0 | 0 | 0 | 0 | 0 | 0 | 0 | 0 | 0 | 0 | 0 | 0 | 0 | 0 | 0 | 0 | 0 | 0 | 0 | 0 | 0 | 0 | 0 | 0 | 0 | 0 | 0 | 0
F4_Industrial_Paper and Printing_New_Space Heating_Natural Gas_Commissioning_A_Technical Potential | F4 | Industrial | Paper and Printing | New | Space Heating | Natural Gas | Commissioning | A | Standalone Impact on Baseline Energy (%) | Technical Potential | 0% | 0% | 0% | 0% | 0% | 0% | 0% | 0% | 0% | 0% | 0% | 0% | 0% | 0% | 0% | 0% | 0% | 0% | 0% | 0% | 0% | 0% | 0% | 0% | 0 | 0 | 0 | 0 | 0 | 0 | 0
F5_Industrial_Paper and Printing_New_Space Heating_Natural Gas_Commissioning_A_Technical Potential | F5 | Industrial | Paper and Printing | New | Space Heating | Natural Gas | Commissioning | A | Standalone Impact on Baseline Summer Peak (%) | Technical Potential | 0% | 0% | 0% | 0% | 0% | 0% | 0% | 0% | 0% | 0% | 0% | 0% | 0% | 0% | 0% | 0% | 0% | 0% | 0% | 0% | 0% | 0% | 0% | 0% | 0 | 0 | 0 | 0 | 0 | 0 | 0
F6_Industrial_Paper and Printing_New_Space Heating_Natural Gas_Commissioning_A_Technical Potential | F6 | Industrial | Paper and Printing | New | Space Heating | Natural Gas | Commissioning | A | Standalone Impact on Baseline Winter Peak (%) | Technical Potential | 0% | 0% | 0% | 0% | 0% | 0% | 0% | 0% | 0% | 0% | 0% | 0% | 0% | 0% | 0% | 0% | 0% | 0% | 0% | 0% | 0% | 0% | 0% | 0% | 0 | 0 | 0 | 0 | 0 | 0 | 0
F7_Industrial_Paper and Printing_New_Space Heating_Natural Gas_Commissioning_A_Technical Potential | F7 | Industrial | Paper and Printing | New | Space Heating | Natural Gas | Commissioning | A | Incremental Energy Savings (MWh or mTherms) | Technical Potential | 0 | 0 | 0 | 0 | 0 | 0 | 0 | 0 | 0 | 0 | 0 | 0 | 0 | 0 | 0 | 0 | 0 | 0 | 0 | 0 | 0 | 0 | 0 | 0 | 0 | 0 | 0 | 0 | 0 | 0 | 0
F8_Industrial_Paper and Printing_New_Space Heating_Natural Gas_Commissioning_A_Technical Potential | F8 | Industrial | Paper and Printing | New | Space Heating | Natural Gas | Commissioning | A | Incremental Summer Peak Savings (MW) | Technical Potential | 0 | 0 | 0 | 0 | 0 | 0 | 0 | 0 | 0 | 0 | 0 | 0 | 0 | 0 | 0 | 0 | 0 | 0 | 0 | 0 | 0 | 0 | 0 | 0 | 0 | 0 | 0 | 0 | 0 | 0 | 0
F9_Industrial_Paper and Printing_New_Space Heating_Natural Gas_Commissioning_A_Technical Potential | F9 | Industrial | Paper and Printing | New | Space Heating | Natural Gas | Commissioning | A | Incremental Winter Peak Savings (MW) | Technical Potential | 0 | 0 | 0 | 0 | 0 | 0 | 0 | 0 | 0 | 0 | 0 | 0 | 0 | 0 | 0 | 0 | 0 | 0 | 0 | 0 | 0 | 0 | 0 | 0 | 0 | 0 | 0 | 0 | 0 | 0 | 0
F10_Industrial_Paper and Printing_New_Space Heating_Natural Gas_Commissioning_A_Technical Potential | F10 | Industrial | Paper and Printing | New | Space Heating | Natural Gas | Commissioning | A | Cumulative Energy Savings (MWh or mTherms) | Technical Potential | 0 | 0 | 0 | 0 | 0 | 0 | 0 | 0 | 0 | 0 | 0 | 0 | 0 | 0 | 0 | 0 | 0 | 0 | 0 | 0 | 0 | 0 | 0 | 0 | 0 | 0 | 0 | 0 | 0 | 0 | 0
F11_Industrial_Paper and Printing_New_Space Heating_Natural Gas_Commissioning_A_Technical Potential | F11 | Industrial | Paper and Printing | New | Space Heating | Natural Gas | Commissioning | A | Cumulative Summer Peak Savings (MW) | Technical Potential | 0 | 0 | 0 | 0 | 0 | 0 | 0 | 0 | 0 | 0 | 0 | 0 | 0 | 0 | 0 | 0 | 0 | 0 | 0 | 0 | 0 | 0 | 0 | 0 | 0 | 0 | 0 | 0 | 0 | 0 | 0
F12_Industrial_Paper and Printing_New_Space Heating_Natural Gas_Commissioning_A_Technical Potential | F12 | Industrial | Paper and Printing | New | Space Heating | Natural Gas | Commissioning | A | Cumulative Winter Peak Savings (MW) | Technical Potential | 0 | 0 | 0 | 0 | 0 | 0 | 0 | 0 | 0 | 0 | 0 | 0 | 0 | 0 | 0 | 0 | 0 | 0 | 0 | 0 | 0 | 0 | 0 | 0 | 0 | 0 | 0 | 0 | 0 | 0 | 0
F13_Industrial_Paper and Printing_New_Space Heating_Natural Gas_Commissioning_A_Technical Potential | F13 | Industrial | Paper and Printing | New | Space Heating | Natural Gas | Commissioning | A | Purchases (Incremental) | Technical Potential | 0 | 0 | 0 | 0 | 0 | 0 | 0 | 0 | 0 | 0 | 0 | 0 | 0 | 0 | 0 | 0 | 0 | 0 | 0 | 0 | 0 | 0 | 0 | 0 | 0 | 0 | 0 | 0 | 0 | 0 | 0
F14_Industrial_Paper and Printing_New_Space Heating_Natural Gas_Commissioning_A_Technical Potential | F14 | Industrial | Paper and Printing | New | Space Heating | Natural Gas | Commissioning | A | Purchases (Cumulative) | Technical Potential | 0 | 0 | 0 | 0 | 0 | 0 | 0 | 0 | 0 | 0 | 0 | 0 | 0 | 0 | 0 | 0 | 0 | 0 | 0 | 0 | 0 | 0 | 0 | 0 | 0 | 0 | 0 | 0 | 0 | 0 | 0
F1_Industrial_Paper and Printing_New_Process_Natural Gas_Commissioning_A_Technical Potential | F1 | Industrial | Paper and Printing | New | Process | Natural Gas | Commissioning | A | Original Unit Energy Savings (kWh or therms) | Technical Potential | 0 | 0 | 0 | 0 | 0 | 317.5129 | 317.5129 | 317.5129 | 317.5129 | 317.5129 | 317.5129 | 317.5129 | 317.5129 | 317.5129 | 317.5129 | 317.5129 | 317.5129 | 317.5129 | 317.5129 | 317.5129 | 317.5129 | 317.5129 | 317.5129 | 317.5129 | 317.5129 | 317.5129 | 317.5129 | 317.5129 | 0 | 0 | 0
F2_Industrial_Paper and Printing_New_Process_Natural Gas_Commissioning_A_Technical Potential | F2 | Industrial | Paper and Printing | New | Process | Natural Gas | Commissioning | A | Original Unit Summer Peak Savings (kW) | Technical Potential | 0 | 0 | 0 | 0 | 0 | 0 | 0 | 0 | 0 | 0 | 0 | 0 | 0 | 0 | 0 | 0 | 0 | 0 | 0 | 0 | 0 | 0 | 0 | 0 | 0 | 0 | 0 | 0 | 0 | 0 | 0
F3_Industrial_Paper and Printing_New_Process_Natural Gas_Commissioning_A_Technical Potential | F3 | Industrial | Paper and Printing | New | Process | Natural Gas | Commissioning | A | Original Unit Winter Peak Savings (kW) | Technical Potential | 0 | 0 | 0 | 0 | 0 | 0 | 0 | 0 | 0 | 0 | 0 | 0 | 0 | 0 | 0 | 0 | 0 | 0 | 0 | 0 | 0 | 0 | 0 | 0 | 0 | 0 | 0 | 0 | 0 | 0 | 0
F4_Industrial_Paper and Printing_New_Process_Natural Gas_Commissioning_A_Technical Potential | F4 | Industrial | Paper and Printing | New | Process | Natural Gas | Commissioning | A | Standalone Impact on Baseline Energy (%) | Technical Potential | 0% | 0% | 0% | 0% | 0% | 0% | 0% | 0% | 0% | 0% | 0% | 0% | 0% | 0% | 0% | 0% | 0% | 0% | 0% | 0% | 0% | 0% | 0% | 0% | 0 | 0 | 0 | 0 | 0 | 0 | 0
F5_Industrial_Paper and Printing_New_Process_Natural Gas_Commissioning_A_Technical Potential | F5 | Industrial | Paper and Printing | New | Process | Natural Gas | Commissioning | A | Standalone Impact on Baseline Summer Peak (%) | Technical Potential | 0% | 0% | 0% | 0% | 0% | 0% | 0% | 0% | 0% | 0% | 0% | 0% | 0% | 0% | 0% | 0% | 0% | 0% | 0% | 0% | 0% | 0% | 0% | 0% | 0 | 0 | 0 | 0 | 0 | 0 | 0
F6_Industrial_Paper and Printing_New_Process_Natural Gas_Commissioning_A_Technical Potential | F6 | Industrial | Paper and Printing | New | Process | Natural Gas | Commissioning | A | Standalone Impact on Baseline Winter Peak (%) | Technical Potential | 0% | 0% | 0% | 0% | 0% | 0% | 0% | 0% | 0% | 0% | 0% | 0% | 0% | 0% | 0% | 0% | 0% | 0% | 0% | 0% | 0% | 0% | 0% | 0% | 0 | 0 | 0 | 0 | 0 | 0 | 0
F7_Industrial_Paper and Printing_New_Process_Natural Gas_Commissioning_A_Technical Potential | F7 | Industrial | Paper and Printing | New | Process | Natural Gas | Commissioning | A | Incremental Energy Savings (MWh or mTherms) | Technical Potential | 0 | 0 | 0 | 0 | 0 | 0 | 0 | 0 | 0 | 0 | 0 | 0 | 0 | 0 | 0 | 0 | 0 | 0 | 0 | 0 | 0 | 0 | 0 | 0 | 0 | 0 | 0 | 0 | 0 | 0 | 0
F8_Industrial_Paper and Printing_New_Process_Natural Gas_Commissioning_A_Technical Potential | F8 | Industrial | Paper and Printing | New | Process | Natural Gas | Commissioning | A | Incremental Summer Peak Savings (MW) | Technical Potential | 0 | 0 | 0 | 0 | 0 | 0 | 0 | 0 | 0 | 0 | 0 | 0 | 0 | 0 | 0 | 0 | 0 | 0 | 0 | 0 | 0 | 0 | 0 | 0 | 0 | 0 | 0 | 0 | 0 | 0 | 0
F9_Industrial_Paper and Printing_New_Process_Natural Gas_Commissioning_A_Technical Potential | F9 | Industrial | Paper and Printing | New | Process | Natural Gas | Commissioning | A | Incremental Winter Peak Savings (MW) | Technical Potential | 0 | 0 | 0 | 0 | 0 | 0 | 0 | 0 | 0 | 0 | 0 | 0 | 0 | 0 | 0 | 0 | 0 | 0 | 0 | 0 | 0 | 0 | 0 | 0 | 0 | 0 | 0 | 0 | 0 | 0 | 0
F10_Industrial_Paper and Printing_New_Process_Natural Gas_Commissioning_A_Technical Potential | F10 | Industrial | Paper and Printing | New | Process | Natural Gas | Commissioning | A | Cumulative Energy Savings (MWh or mTherms) | Technical Potential | 0 | 0 | 0 | 0 | 0 | 0 | 0 | 0 | 0 | 0 | 0 | 0 | 0 | 0 | 0 | 0 | 0 | 0 | 0 | 0 | 0 | 0 | 0 | 0 | 0 | 0 | 0 | 0 | 0 | 0 | 0
F11_Industrial_Paper and Printing_New_Process_Natural Gas_Commissioning_A_Technical Potential | F11 | Industrial | Paper and Printing | New | Process | Natural Gas | Commissioning | A | Cumulative Summer Peak Savings (MW) | Technical Potential | 0 | 0 | 0 | 0 | 0 | 0 | 0 | 0 | 0 | 0 | 0 | 0 | 0 | 0 | 0 | 0 | 0 | 0 | 0 | 0 | 0 | 0 | 0 | 0 | 0 | 0 | 0 | 0 | 0 | 0 | 0
F12_Industrial_Paper and Printing_New_Process_Natural Gas_Commissioning_A_Technical Potential | F12 | Industrial | Paper and Printing | New | Process | Natural Gas | Commissioning | A | Cumulative Winter Peak Savings (MW) | Technical Potential | 0 | 0 | 0 | 0 | 0 | 0 | 0 | 0 | 0 | 0 | 0 | 0 | 0 | 0 | 0 | 0 | 0 | 0 | 0 | 0 | 0 | 0 | 0 | 0 | 0 | 0 | 0 | 0 | 0 | 0 | 0
F13_Industrial_Paper and Printing_New_Process_Natural Gas_Commissioning_A_Technical Potential | F13 | Industrial | Paper and Printing | New | Process | Natural Gas | Commissioning | A | Purchases (Incremental) | Technical Potential | 0 | 0 | 0 | 0 | 0 | 0 | 0 | 0 | 0 | 0 | 0 | 0 | 0 | 0 | 0 | 0 | 0 | 0 | 0 | 0 | 0 | 0 | 0 | 0 | 0 | 0 | 0 | 0 | 0 | 0 | 0
F14_Industrial_Paper and Printing_New_Process_Natural Gas_Commissioning_A_Technical Potential | F14 | Industrial | Paper and Printing | New | Process | Natural Gas | Commissioning | A | Purchases (Cumulative) | Technical Potential | 0 | 0 | 0 | 0 | 0 | 0 | 0 | 0 | 0 | 0 | 0 | 0 | 0 | 0 | 0 | 0 | 0 | 0 | 0 | 0 | 0 | 0 | 0 | 0 | 0 | 0 | 0 | 0 | 0 | 0 | 0
F1_Industrial_Paper and Printing_New_Space Heating_Natural Gas_Retrocommissioning_A_Technical Potential | F1 | Industrial | Paper and Printing | New | Space Heating | Natural Gas | Retrocommissioning | A | Original Unit Energy Savings (kWh or therms) | Technical Potential | 0 | 0 | 0 | 0 | 0 | 0 | 0 | 0 | 0 | 0 | 0 | 0 | 0 | 0 | 0 | 0 | 0 | 0 | 0 | 0 | 0 | 0 | 0 | 0 | 0 | 0 | 0 | 0 | 0 | 0 | 0
F2_Industrial_Paper and Printing_New_Space Heating_Natural Gas_Retrocommissioning_A_Technical Potential | F2 | Industrial | Paper and Printing | New | Space Heating | Natural Gas | Retrocommissioning | A | Original Unit Summer Peak Savings (kW) | Technical Potential | 0 | 0 | 0 | 0 | 0 | 0 | 0 | 0 | 0 | 0 | 0 | 0 | 0 | 0 | 0 | 0 | 0 | 0 | 0 | 0 | 0 | 0 | 0 | 0 | 0 | 0 | 0 | 0 | 0 | 0 | 0
F3_Industrial_Paper and Printing_New_Space Heating_Natural Gas_Retrocommissioning_A_Technical Potential | F3 | Industrial | Paper and Printing | New | Space Heating | Natural Gas | Retrocommissioning | A | Original Unit Winter Peak Savings (kW) | Technical Potential | 0 | 0 | 0 | 0 | 0 | 0 | 0 | 0 | 0 | 0 | 0 | 0 | 0 | 0 | 0 | 0 | 0 | 0 | 0 | 0 | 0 | 0 | 0 | 0 | 0 | 0 | 0 | 0 | 0 | 0 | 0
F4_Industrial_Paper and Printing_New_Space Heating_Natural Gas_Retrocommissioning_A_Technical Potential | F4 | Industrial | Paper and Printing | New | Space Heating | Natural Gas | Retrocommissioning | A | Standalone Impact on Baseline Energy (%) | Technical Potential | 0% | 0% | 0% | 0% | 0% | 0% | 0% | 0% | 0% | 0% | 0% | 0% | 0% | 0% | 0% | 0% | 0% | 0% | 0% | 0% | 0% | 0% | 0% | 0% | 0 | 0 | 0 | 0 | 0 | 0 | 0
F5_Industrial_Paper and Printing_New_Space Heating_Natural Gas_Retrocommissioning_A_Technical Potential | F5 | Industrial | Paper and Printing | New | Space Heating | Natural Gas | Retrocommissioning | A | Standalone Impact on Baseline Summer Peak (%) | Technical Potential | 0% | 0% | 0% | 0% | 0% | 0% | 0% | 0% | 0% | 0% | 0% | 0% | 0% | 0% | 0% | 0% | 0% | 0% | 0% | 0% | 0% | 0% | 0% | 0% | 0 | 0 | 0 | 0 | 0 | 0 | 0
F6_Industrial_Paper and Printing_New_Space Heating_Natural Gas_Retrocommissioning_A_Technical Potential | F6 | Industrial | Paper and Printing | New | Space Heating | Natural Gas | Retrocommissioning | A | Standalone Impact on Baseline Winter Peak (%) | Technical Potential | 0% | 0% | 0% | 0% | 0% | 0% | 0% | 0% | 0% | 0% | 0% | 0% | 0% | 0% | 0% | 0% | 0% | 0% | 0% | 0% | 0% | 0% | 0% | 0% | 0 | 0 | 0 | 0 | 0 | 0 | 0
F7_Industrial_Paper and Printing_New_Space Heating_Natural Gas_Retrocommissioning_A_Technical Potential | F7 | Industrial | Paper and Printing | New | Space Heating | Natural Gas | Retrocommissioning | A | Incremental Energy Savings (MWh or mTherms) | Technical Potential | 0 | 0 | 0 | 0 | 0 | 0 | 0 | 0 | 0 | 0 | 0 | 0 | 0 | 0 | 0 | 0 | 0 | 0 | 0 | 0 | 0 | 0 | 0 | 0 | 0 | 0 | 0 | 0 | 0 | 0 | 0
F8_Industrial_Paper and Printing_New_Space Heating_Natural Gas_Retrocommissioning_A_Technical Potential | F8 | Industrial | Paper and Printing | New | Space Heating | Natural Gas | Retrocommissioning | A | Incremental Summer Peak Savings (MW) | Technical Potential | 0 | 0 | 0 | 0 | 0 | 0 | 0 | 0 | 0 | 0 | 0 | 0 | 0 | 0 | 0 | 0 | 0 | 0 | 0 | 0 | 0 | 0 | 0 | 0 | 0 | 0 | 0 | 0 | 0 | 0 | 0
F9_Industrial_Paper and Printing_New_Space Heating_Natural Gas_Retrocommissioning_A_Technical Potential | F9 | Industrial | Paper and Printing | New | Space Heating | Natural Gas | Retrocommissioning | A | Incremental Winter Peak Savings (MW) | Technical Potential | 0 | 0 | 0 | 0 | 0 | 0 | 0 | 0 | 0 | 0 | 0 | 0 | 0 | 0 | 0 | 0 | 0 | 0 | 0 | 0 | 0 | 0 | 0 | 0 | 0 | 0 | 0 | 0 | 0 | 0 | 0
F10_Industrial_Paper and Printing_New_Space Heating_Natural Gas_Retrocommissioning_A_Technical Potential | F10 | Industrial | Paper and Printing | New | Space Heating | Natural Gas | Retrocommissioning | A | Cumulative Energy Savings (MWh or mTherms) | Technical Potential | 0 | 0 | 0 | 0 | 0 | 0 | 0 | 0 | 0 | 0 | 0 | 0 | 0 | 0 | 0 | 0 | 0 | 0 | 0 | 0 | 0 | 0 | 0 | 0 | 0 | 0 | 0 | 0 | 0 | 0 | 0
F11_Industrial_Paper and Printing_New_Space Heating_Natural Gas_Retrocommissioning_A_Technical Potential | F11 | Industrial | Paper and Printing | New | Space Heating | Natural Gas | Retrocommissioning | A | Cumulative Summer Peak Savings (MW) | Technical Potential | 0 | 0 | 0 | 0 | 0 | 0 | 0 | 0 | 0 | 0 | 0 | 0 | 0 | 0 | 0 | 0 | 0 | 0 | 0 | 0 | 0 | 0 | 0 | 0 | 0 | 0 | 0 | 0 | 0 | 0 | 0
F12_Industrial_Paper and Printing_New_Space Heating_Natural Gas_Retrocommissioning_A_Technical Potential | F12 | Industrial | Paper and Printing | New | Space Heating | Natural Gas | Retrocommissioning | A | Cumulative Winter Peak Savings (MW) | Technical Potential | 0 | 0 | 0 | 0 | 0 | 0 | 0 | 0 | 0 | 0 | 0 | 0 | 0 | 0 | 0 | 0 | 0 | 0 | 0 | 0 | 0 | 0 | 0 | 0 | 0 | 0 | 0 | 0 | 0 | 0 | 0
F13_Industrial_Paper and Printing_New_Space Heating_Natural Gas_Retrocommissioning_A_Technical Potential | F13 | Industrial | Paper and Printing | New | Space Heating | Natural Gas | Retrocommissioning | A | Purchases (Incremental) | Technical Potential | 0 | 0 | 0 | 0 | 0 | 0 | 0 | 0 | 0 | 0 | 0 | 0 | 0 | 0 | 0 | 0 | 0 | 0 | 0 | 0 | 0 | 0 | 0 | 0 | 0 | 0 | 0 | 0 | 0 | 0 | 0
F14_Industrial_Paper and Printing_New_Space Heating_Natural Gas_Retrocommissioning_A_Technical Potential | F14 | Industrial | Paper and Printing | New | Space Heating | Natural Gas | Retrocommissioning | A | Purchases (Cumulative) | Technical Potential | 0 | 0 | 0 | 0 | 0 | 0 | 0 | 0 | 0 | 0 | 0 | 0 | 0 | 0 | 0 | 0 | 0 | 0 | 0 | 0 | 0 | 0 | 0 | 0 | 0 | 0 | 0 | 0 | 0 | 0 | 0
F1_Industrial_Paper and Printing_New_Process_Natural Gas_Retrocommissioning_A_Technical Potential | F1 | Industrial | Paper and Printing | New | Process | Natural Gas | Retrocommissioning | A | Original Unit Energy Savings (kWh or therms) | Technical Potential | 0 | 0 | 0 | 0 | 0 | 0 | 0 | 0 | 0 | 0 | 0 | 0 | 0 | 0 | 0 | 0 | 0 | 0 | 0 | 0 | 0 | 0 | 0 | 0 | 0 | 0 | 0 | 0 | 0 | 0 | 0
F2_Industrial_Paper and Printing_New_Process_Natural Gas_Retrocommissioning_A_Technical Potential | F2 | Industrial | Paper and Printing | New | Process | Natural Gas | Retrocommissioning | A | Original Unit Summer Peak Savings (kW) | Technical Potential | 0 | 0 | 0 | 0 | 0 | 0 | 0 | 0 | 0 | 0 | 0 | 0 | 0 | 0 | 0 | 0 | 0 | 0 | 0 | 0 | 0 | 0 | 0 | 0 | 0 | 0 | 0 | 0 | 0 | 0 | 0
F3_Industrial_Paper and Printing_New_Process_Natural Gas_Retrocommissioning_A_Technical Potential | F3 | Industrial | Paper and Printing | New | Process | Natural Gas | Retrocommissioning | A | Original Unit Winter Peak Savings (kW) | Technical Potential | 0 | 0 | 0 | 0 | 0 | 0 | 0 | 0 | 0 | 0 | 0 | 0 | 0 | 0 | 0 | 0 | 0 | 0 | 0 | 0 | 0 | 0 | 0 | 0 | 0 | 0 | 0 | 0 | 0 | 0 | 0
F4_Industrial_Paper and Printing_New_Process_Natural Gas_Retrocommissioning_A_Technical Potential | F4 | Industrial | Paper and Printing | New | Process | Natural Gas | Retrocommissioning | A | Standalone Impact on Baseline Energy (%) | Technical Potential | 0% | 0% | 0% | 0% | 0% | 0% | 0% | 0% | 0% | 0% | 0% | 0% | 0% | 0% | 0% | 0% | 0% | 0% | 0% | 0% | 0% | 0% | 0% | 0% | 0 | 0 | 0 | 0 | 0 | 0 | 0
F5_Industrial_Paper and Printing_New_Process_Natural Gas_Retrocommissioning_A_Technical Potential | F5 | Industrial | Paper and Printing | New | Process | Natural Gas | Retrocommissioning | A | Standalone Impact on Baseline Summer Peak (%) | Technical Potential | 0% | 0% | 0% | 0% | 0% | 0% | 0% | 0% | 0% | 0% | 0% | 0% | 0% | 0% | 0% | 0% | 0% | 0% | 0% | 0% | 0% | 0% | 0% | 0% | 0 | 0 | 0 | 0 | 0 | 0 | 0
F6_Industrial_Paper and Printing_New_Process_Natural Gas_Retrocommissioning_A_Technical Potential | F6 | Industrial | Paper and Printing | New | Process | Natural Gas | Retrocommissioning | A | Standalone Impact on Baseline Winter Peak (%) | Technical Potential | 0% | 0% | 0% | 0% | 0% | 0% | 0% | 0% | 0% | 0% | 0% | 0% | 0% | 0% | 0% | 0% | 0% | 0% | 0% | 0% | 0% | 0% | 0% | 0% | 0 | 0 | 0 | 0 | 0 | 0 | 0
F7_Industrial_Paper and Printing_New_Process_Natural Gas_Retrocommissioning_A_Technical Potential | F7 | Industrial | Paper and Printing | New | Process | Natural Gas | Retrocommissioning | A | Incremental Energy Savings (MWh or mTherms) | Technical Potential | 0 | 0 | 0 | 0 | 0 | 0 | 0 | 0 | 0 | 0 | 0 | 0 | 0 | 0 | 0 | 0 | 0 | 0 | 0 | 0 | 0 | 0 | 0 | 0 | 0 | 0 | 0 | 0 | 0 | 0 | 0
F8_Industrial_Paper and Printing_New_Process_Natural Gas_Retrocommissioning_A_Technical Potential | F8 | Industrial | Paper and Printing | New | Process | Natural Gas | Retrocommissioning | A | Incremental Summer Peak Savings (MW) | Technical Potential | 0 | 0 | 0 | 0 | 0 | 0 | 0 | 0 | 0 | 0 | 0 | 0 | 0 | 0 | 0 | 0 | 0 | 0 | 0 | 0 | 0 | 0 | 0 | 0 | 0 | 0 | 0 | 0 | 0 | 0 | 0
F9_Industrial_Paper and Printing_New_Process_Natural Gas_Retrocommissioning_A_Technical Potential | F9 | Industrial | Paper and Printing | New | Process | Natural Gas | Retrocommissioning | A | Incremental Winter Peak Savings (MW) | Technical Potential | 0 | 0 | 0 | 0 | 0 | 0 | 0 | 0 | 0 | 0 | 0 | 0 | 0 | 0 | 0 | 0 | 0 | 0 | 0 | 0 | 0 | 0 | 0 | 0 | 0 | 0 | 0 | 0 | 0 | 0 | 0
F10_Industrial_Paper and Printing_New_Process_Natural Gas_Retrocommissioning_A_Technical Potential | F10 | Industrial | Paper and Printing | New | Process | Natural Gas | Retrocommissioning | A | Cumulative Energy Savings (MWh or mTherms) | Technical Potential | 0 | 0 | 0 | 0 | 0 | 0 | 0 | 0 | 0 | 0 | 0 | 0 | 0 | 0 | 0 | 0 | 0 | 0 | 0 | 0 | 0 | 0 | 0 | 0 | 0 | 0 | 0 | 0 | 0 | 0 | 0
F11_Industrial_Paper and Printing_New_Process_Natural Gas_Retrocommissioning_A_Technical Potential | F11 | Industrial | Paper and Printing | New | Process | Natural Gas | Retrocommissioning | A | Cumulative Summer Peak Savings (MW) | Technical Potential | 0 | 0 | 0 | 0 | 0 | 0 | 0 | 0 | 0 | 0 | 0 | 0 | 0 | 0 | 0 | 0 | 0 | 0 | 0 | 0 | 0 | 0 | 0 | 0 | 0 | 0 | 0 | 0 | 0 | 0 | 0
F12_Industrial_Paper and Printing_New_Process_Natural Gas_Retrocommissioning_A_Technical Potential | F12 | Industrial | Paper and Printing | New | Process | Natural Gas | Retrocommissioning | A | Cumulative Winter Peak Savings (MW) | Technical Potential | 0 | 0 | 0 | 0 | 0 | 0 | 0 | 0 | 0 | 0 | 0 | 0 | 0 | 0 | 0 | 0 | 0 | 0 | 0 | 0 | 0 | 0 | 0 | 0 | 0 | 0 | 0 | 0 | 0 | 0 | 0
F13_Industrial_Paper and Printing_New_Process_Natural Gas_Retrocommissioning_A_Technical Potential | F13 | Industrial | Paper and Printing | New | Process | Natural Gas | Retrocommissioning | A | Purchases (Incremental) | Technical Potential | 0 | 0 | 0 | 0 | 0 | 0 | 0 | 0 | 0 | 0 | 0 | 0 | 0 | 0 | 0 | 0 | 0 | 0 | 0 | 0 | 0 | 0 | 0 | 0 | 0 | 0 | 0 | 0 | 0 | 0 | 0
F14_Industrial_Paper and Printing_New_Process_Natural Gas_Retrocommissioning_A_Technical Potential | F14 | Industrial | Paper and Printing | New | Process | Natural Gas | Retrocommissioning | A | Purchases (Cumulative) | Technical Potential | 0 | 0 | 0 | 0 | 0 | 0 | 0 | 0 | 0 | 0 | 0 | 0 | 0 | 0 | 0 | 0 | 0 | 0 | 0 | 0 | 0 | 0 | 0 | 0 | 0 | 0 | 0 | 0 | 0 | 0 | 0
F1_Industrial_Instruments_Existing_Space Heating_Natural Gas_Insulation - Roof/Ceiling_A_Technical Potential | F1 | Industrial | Instruments | Existing | Space Heating | Natural Gas | Insulation - Roof/Ceiling | A | Original Unit Energy Savings (kWh or therms) | Technical Potential | 0 | 0 | 0 | 0 | 0 | 0.099591 | 0.099104 | 0.098502 | 0.097865 | 0.097198 | 0.096522 | 0.095828 | 0.095137 | 0.094449 | 0.093706 | 0.093019 | 0.09234 | 0.09171 | 0.091123 | 0.090551 | 0.090011 | 0.089458 | 0.08896 | 0.088489 | 0.088041 | 0.087626 | 0.087242 | 0.086887 | 0 | 0 | 0
F2_Industrial_Instruments_Existing_Space Heating_Natural Gas_Insulation - Roof/Ceiling_A_Technical Potential | F2 | Industrial | Instruments | Existing | Space Heating | Natural Gas | Insulation - Roof/Ceiling | A | Original Unit Summer Peak Savings (kW) | Technical Potential | 0 | 0 | 0 | 0 | 0 | 0 | 0 | 0 | 0 | 0 | 0 | 0 | 0 | 0 | 0 | 0 | 0 | 0 | 0 | 0 | 0 | 0 | 0 | 0 | 0 | 0 | 0 | 0 | 0 | 0 | 0
F3_Industrial_Instruments_Existing_Space Heating_Natural Gas_Insulation - Roof/Ceiling_A_Technical Potential | F3 | Industrial | Instruments | Existing | Space Heating | Natural Gas | Insulation - Roof/Ceiling | A | Original Unit Winter Peak Savings (kW) | Technical Potential | 0 | 0 | 0 | 0 | 0 | 0 | 0 | 0 | 0 | 0 | 0 | 0 | 0 | 0 | 0 | 0 | 0 | 0 | 0 | 0 | 0 | 0 | 0 | 0 | 0 | 0 | 0 | 0 | 0 | 0 | 0
F4_Industrial_Instruments_Existing_Space Heating_Natural Gas_Insulation - Roof/Ceiling_A_Technical Potential | F4 | Industrial | Instruments | Existing | Space Heating | Natural Gas | Insulation - Roof/Ceiling | A | Standalone Impact on Baseline Energy (%) | Technical Potential | 0% | 0% | 0% | 0% | 0% | 0.448% | 1.232% | 2.459% | 4.165% | 6.334% | 8.951% | 11.71% | 14.46% | 17.24% | 19.4% | 21.43% | 22.85% | 24.02% | 24.97% | 25.43% | 25.85% | 26.14% | 26.37% | 26.46% | 0.26542 | 0.2662 | 0.26691 | 0.26756 | 0 | 0 | 0
F5_Industrial_Instruments_Existing_Space Heating_Natural Gas_Insulation - Roof/Ceiling_A_Technical Potential | F5 | Industrial | Instruments | Existing | Space Heating | Natural Gas | Insulation - Roof/Ceiling | A | Standalone Impact on Baseline Summer Peak (%) | Technical Potential | 0% | 0% | 0% | 0% | 0% | 0% | 0% | 0% | 0% | 0% | 0% | 0% | 0% | 0% | 0% | 0% | 0% | 0% | 0% | 0% | 0% | 0% | 0% | 0% | 0 | 0 | 0 | 0 | 0 | 0 | 0
F6_Industrial_Instruments_Existing_Space Heating_Natural Gas_Insulation - Roof/Ceiling_A_Technical Potential | F6 | Industrial | Instruments | Existing | Space Heating | Natural Gas | Insulation - Roof/Ceiling | A | Standalone Impact on Baseline Winter Peak (%) | Technical Potential | 0% | 0% | 0% | 0% | 0% | 0% | 0% | 0% | 0% | 0% | 0% | 0% | 0% | 0% | 0% | 0% | 0% | 0% | 0% | 0% | 0% | 0% | 0% | 0% | 0 | 0 | 0 | 0 | 0 | 0 | 0
F7_Industrial_Instruments_Existing_Space Heating_Natural Gas_Insulation - Roof/Ceiling_A_Technical Potential | F7 | Industrial | Instruments | Existing | Space Heating | Natural Gas | Insulation - Roof/Ceiling | A | Incremental Energy Savings (MWh or mTherms) | Technical Potential | 0 | 0 | 0 | 0 | 0 | 1.6023 | 2.7888 | 4.2863 | 5.9653 | 7.5467 | 8.6322 | 9.2041 | 9.1192 | 8.3155 | 7.2464 | 5.8674 | 4.5308 | 3.299 | 2.2741 | 1.5083 | 0.95016 | 0.57257 | 0.38412 | 0 | 0 | 0 | 0 | 0 | 0 | 0 | 0
F8_Industrial_Instruments_Existing_Space Heating_Natural Gas_Insulation - Roof/Ceiling_A_Technical Potential | F8 | Industrial | Instruments | Existing | Space Heating | Natural Gas | Insulation - Roof/Ceiling | A | Incremental Summer Peak Savings (MW) | Technical Potential | 0 | 0 | 0 | 0 | 0 | 0 | 0 | 0 | 0 | 0 | 0 | 0 | 0 | 0 | 0 | 0 | 0 | 0 | 0 | 0 | 0 | 0 | 0 | 0 | 0 | 0 | 0 | 0 | 0 | 0 | 0
F9_Industrial_Instruments_Existing_Space Heating_Natural Gas_Insulation - Roof/Ceiling_A_Technical Potential | F9 | Industrial | Instruments | Existing | Space Heating | Natural Gas | Insulation - Roof/Ceiling | A | Incremental Winter Peak Savings (MW) | Technical Potential | 0 | 0 | 0 | 0 | 0 | 0 | 0 | 0 | 0 | 0 | 0 | 0 | 0 | 0 | 0 | 0 | 0 | 0 | 0 | 0 | 0 | 0 | 0 | 0 | 0 | 0 | 0 | 0 | 0 | 0 | 0
F10_Industrial_Instruments_Existing_Space Heating_Natural Gas_Insulation - Roof/Ceiling_A_Technical Potential | F10 | Industrial | Instruments | Existing | Space Heating | Natural Gas | Insulation - Roof/Ceiling | A | Cumulative Energy Savings (MWh or mTherms) | Technical Potential | 0 | 0 | 0 | 0 | 0 | 1.6023 | 4.3832 | 8.6429 | 14.5523 | 21.9999 | 30.4791 | 39.4639 | 48.2986 | 56.2649 | 63.0685 | 68.4735 | 72.5046 | 75.3091 | 77.1011 | 78.1253 | 78.6091 | 78.6994 | 78.645 | 78.2286 | 77.8325 | 77.4659 | 77.1266 | 76.8124 | 0 | 0 | 0
F11_Industrial_Instruments_Existing_Space Heating_Natural Gas_Insulation - Roof/Ceiling_A_Technical Potential | F11 | Industrial | Instruments | Existing | Space Heating | Natural Gas | Insulation - Roof/Ceiling | A | Cumulative Summer Peak Savings (MW) | Technical Potential | 0 | 0 | 0 | 0 | 0 | 0 | 0 | 0 | 0 | 0 | 0 | 0 | 0 | 0 | 0 | 0 | 0 | 0 | 0 | 0 | 0 | 0 | 0 | 0 | 0 | 0 | 0 | 0 | 0 | 0 | 0
F12_Industrial_Instruments_Existing_Space Heating_Natural Gas_Insulation - Roof/Ceiling_A_Technical Potential | F12 | Industrial | Instruments | Existing | Space Heating | Natural Gas | Insulation - Roof/Ceiling | A | Cumulative Winter Peak Savings (MW) | Technical Potential | 0 | 0 | 0 | 0 | 0 | 0 | 0 | 0 | 0 | 0 | 0 | 0 | 0 | 0 | 0 | 0 | 0 | 0 | 0 | 0 | 0 | 0 | 0 | 0 | 0 | 0 | 0 | 0 | 0 | 0 | 0
F13_Industrial_Instruments_Existing_Space Heating_Natural Gas_Insulation - Roof/Ceiling_A_Technical Potential | F13 | Industrial | Instruments | Existing | Space Heating | Natural Gas | Insulation - Roof/Ceiling | A | Purchases (Incremental) | Technical Potential | 0 | 0 | 0 | 0 | 0 | 16088.8089 | 28139.9629 | 43515.1288 | 60954.1169 | 77642.1147 | 89432.163 | 96048.3724 | 95853.3528 | 88042.4856 | 77331.3055 | 63077.2888 | 49066.4803 | 35972.2827 | 24955.9885 | 16657.0335 | 10556.0971 | 6400.4597 | 4317.8567 | 0 | 0 | 0 | 0 | 0 | 0 | 0 | 0
F14_Industrial_Instruments_Existing_Space Heating_Natural Gas_Insulation - Roof/Ceiling_A_Technical Potential | F14 | Industrial | Instruments | Existing | Space Heating | Natural Gas | Insulation - Roof/Ceiling | A | Purchases (Cumulative) | Technical Potential | 0 | 0 | 0 | 0 | 0 | 16088.8089 | 44228.7718 | 87743.9007 | 148698.0176 | 226340.1323 | 315772.2952 | 411820.6676 | 507674.0204 | 595716.506 | 673047.8115 | 736125.1003 | 785191.5806 | 821163.8633 | 846119.8518 | 862776.8853 | 873332.9824 | 879733.4421 | 884051.2988 | 884051.2988 | 884051.2988 | 884051.2988 | 884051.2988 | 884051.2988 | 884051.2988 | 884051.2988 | 884051.2988
F1_Industrial_Instruments_Existing_Space Heating_Natural Gas_Insulation - Wall Cavity_A_Technical Potential | F1 | Industrial | Instruments | Existing | Space Heating | Natural Gas | Insulation - Wall Cavity | A | Original Unit Energy Savings (kWh or therms) | Technical Potential | 0 | 0 | 0 | 0 | 0 | 0.017935 | 0.017848 | 0.017739 | 0.017625 | 0.017505 | 0.017383 | 0.017258 | 0.017133 | 0.017009 | 0.016876 | 0.016752 | 0.01663 | 0.016516 | 0.01641 | 0.016307 | 0.01621 | 0.016111 | 0.016021 | 0.015936 | 0.015855 | 0.015781 | 0.015712 | 0.015648 | 0 | 0 | 0
F2_Industrial_Instruments_Existing_Space Heating_Natural Gas_Insulation - Wall Cavity_A_Technical Potential | F2 | Industrial | Instruments | Existing | Space Heating | Natural Gas | Insulation - Wall Cavity | A | Original Unit Summer Peak Savings (kW) | Technical Potential | 0 | 0 | 0 | 0 | 0 | 0 | 0 | 0 | 0 | 0 | 0 | 0 | 0 | 0 | 0 | 0 | 0 | 0 | 0 | 0 | 0 | 0 | 0 | 0 | 0 | 0 | 0 | 0 | 0 | 0 | 0
F3_Industrial_Instruments_Existing_Space Heating_Natural Gas_Insulation - Wall Cavity_A_Technical Potential | F3 | Industrial | Instruments | Existing | Space Heating | Natural Gas | Insulation - Wall Cavity | A | Original Unit Winter Peak Savings (kW) | Technical Potential | 0 | 0 | 0 | 0 | 0 | 0 | 0 | 0 | 0 | 0 | 0 | 0 | 0 | 0 | 0 | 0 | 0 | 0 | 0 | 0 | 0 | 0 | 0 | 0 | 0 | 0 | 0 | 0 | 0 | 0 | 0
F4_Industrial_Instruments_Existing_Space Heating_Natural Gas_Insulation - Wall Cavity_A_Technical Potential | F4 | Industrial | Instruments | Existing | Space Heating | Natural Gas | Insulation - Wall Cavity | A | Standalone Impact on Baseline Energy (%) | Technical Potential | 0% | 0% | 0% | 0% | 0% | 0.08068% | 0.2219% | 0.4428% | 0.7501% | 1.141% | 1.612% | 2.108% | 2.604% | 3.105% | 3.495% | 3.859% | 4.116% | 4.326% | 4.497% | 4.581% | 4.656% | 4.708% | 4.749% | 4.765% | 0.0478 | 0.047939 | 0.048068 | 0.048184 | 0 | 0 | 0
F5_Industrial_Instruments_Existing_Space Heating_Natural Gas_Insulation - Wall Cavity_A_Technical Potential | F5 | Industrial | Instruments | Existing | Space Heating | Natural Gas | Insulation - Wall Cavity | A | Standalone Impact on Baseline Summer Peak (%) | Technical Potential | 0% | 0% | 0% | 0% | 0% | 0% | 0% | 0% | 0% | 0% | 0% | 0% | 0% | 0% | 0% | 0% | 0% | 0% | 0% | 0% | 0% | 0% | 0% | 0% | 0 | 0 | 0 | 0 | 0 | 0 | 0
F6_Industrial_Instruments_Existing_Space Heating_Natural Gas_Insulation - Wall Cavity_A_Technical Potential | F6 | Industrial | Instruments | Existing | Space Heating | Natural Gas | Insulation - Wall Cavity | A | Standalone Impact on Baseline Winter Peak (%) | Technical Potential | 0% | 0% | 0% | 0% | 0% | 0% | 0% | 0% | 0% | 0% | 0% | 0% | 0% | 0% | 0% | 0% | 0% | 0% | 0% | 0% | 0% | 0% | 0% | 0% | 0 | 0 | 0 | 0 | 0 | 0 | 0
F7_Industrial_Instruments_Existing_Space Heating_Natural Gas_Insulation - Wall Cavity_A_Technical Potential | F7 | Industrial | Instruments | Existing | Space Heating | Natural Gas | Insulation - Wall Cavity | A | Incremental Energy Savings (MWh or mTherms) | Technical Potential | 0 | 0 | 0 | 0 | 0 | 0.28856 | 0.50224 | 0.77193 | 1.0743 | 1.3591 | 1.5546 | 1.6576 | 1.6423 | 1.4976 | 1.305 | 1.0567 | 0.81596 | 0.59413 | 0.40954 | 0.27163 | 0.17112 | 0.10312 | 0.069176 | 0 | 0 | 0 | 0 | 0 | 0 | 0 | 0
F8_Industrial_Instruments_Existing_Space Heating_Natural Gas_Insulation - Wall Cavity_A_Technical Potential | F8 | Industrial | Instruments | Existing | Space Heating | Natural Gas | Insulation - Wall Cavity | A | Incremental Summer Peak Savings (MW) | Technical Potential | 0 | 0 | 0 | 0 | 0 | 0 | 0 | 0 | 0 | 0 | 0 | 0 | 0 | 0 | 0 | 0 | 0 | 0 | 0 | 0 | 0 | 0 | 0 | 0 | 0 | 0 | 0 | 0 | 0 | 0 | 0
F9_Industrial_Instruments_Existing_Space Heating_Natural Gas_Insulation - Wall Cavity_A_Technical Potential | F9 | Industrial | Instruments | Existing | Space Heating | Natural Gas | Insulation - Wall Cavity | A | Incremental Winter Peak Savings (MW) | Technical Potential | 0 | 0 | 0 | 0 | 0 | 0 | 0 | 0 | 0 | 0 | 0 | 0 | 0 | 0 | 0 | 0 | 0 | 0 | 0 | 0 | 0 | 0 | 0 | 0 | 0 | 0 | 0 | 0 | 0 | 0 | 0
F10_Industrial_Instruments_Existing_Space Heating_Natural Gas_Insulation - Wall Cavity_A_Technical Potential | F10 | Industrial | Instruments | Existing | Space Heating | Natural Gas | Insulation - Wall Cavity | A | Cumulative Energy Savings (MWh or mTherms) | Technical Potential | 0 | 0 | 0 | 0 | 0 | 0.28856 | 0.78939 | 1.5565 | 2.6207 | 3.962 | 5.489 | 7.1071 | 8.6982 | 10.1328 | 11.3581 | 12.3315 | 13.0574 | 13.5625 | 13.8852 | 14.0697 | 14.1568 | 14.1731 | 14.1633 | 14.0883 | 14.017 | 13.9509 | 13.8898 | 13.8332 | 0 | 0 | 0
F11_Industrial_Instruments_Existing_Space Heating_Natural Gas_Insulation - Wall Cavity_A_Technical Potential | F11 | Industrial | Instruments | Existing | Space Heating | Natural Gas | Insulation - Wall Cavity | A | Cumulative Summer Peak Savings (MW) | Technical Potential | 0 | 0 | 0 | 0 | 0 | 0 | 0 | 0 | 0 | 0 | 0 | 0 | 0 | 0 | 0 | 0 | 0 | 0 | 0 | 0 | 0 | 0 | 0 | 0 | 0 | 0 | 0 | 0 | 0 | 0 | 0
F12_Industrial_Instruments_Existing_Space Heating_Natural Gas_Insulation - Wall Cavity_A_Technical Potential | F12 | Industrial | Instruments | Existing | Space Heating | Natural Gas | Insulation - Wall Cavity | A | Cumulative Winter Peak Savings (MW) | Technical Potential | 0 | 0 | 0 | 0 | 0 | 0 | 0 | 0 | 0 | 0 | 0 | 0 | 0 | 0 | 0 | 0 | 0 | 0 | 0 | 0 | 0 | 0 | 0 | 0 | 0 | 0 | 0 | 0 | 0 | 0 | 0
F13_Industrial_Instruments_Existing_Space Heating_Natural Gas_Insulation - Wall Cavity_A_Technical Potential | F13 | Industrial | Instruments | Existing | Space Heating | Natural Gas | Insulation - Wall Cavity | A | Purchases (Incremental) | Technical Potential | 0 | 0 | 0 | 0 | 0 | 16088.8089 | 28139.9629 | 43515.1288 | 60954.1169 | 77642.1147 | 89432.163 | 96048.3724 | 95853.3528 | 88042.4856 | 77331.3055 | 63077.2888 | 49066.4803 | 35972.2827 | 24955.9885 | 16657.0335 | 10556.0971 | 6400.4597 | 4317.8567 | 0 | 0 | 0 | 0 | 0 | 0 | 0 | 0
F14_Industrial_Instruments_Existing_Space Heating_Natural Gas_Insulation - Wall Cavity_A_Technical Potential | F14 | Industrial | Instruments | Existing | Space Heating | Natural Gas | Insulation - Wall Cavity | A | Purchases (Cumulative) | Technical Potential | 0 | 0 | 0 | 0 | 0 | 16088.8089 | 44228.7718 | 87743.9007 | 148698.0176 | 226340.1323 | 315772.2952 | 411820.6676 | 507674.0204 | 595716.506 | 673047.8115 | 736125.1003 | 785191.5806 | 821163.8633 | 846119.8518 | 862776.8853 | 873332.9824 | 879733.4421 | 884051.2988 | 884051.2988 | 884051.2988 | 884051.2988 | 884051.2988 | 884051.2988 | 884051.2988 | 884051.2988 | 884051.2988
F1_Industrial_Instruments_Existing_Space Heating_Natural Gas_Insulation - Ducting_A_Technical Potential | F1 | Industrial | Instruments | Existing | Space Heating | Natural Gas | Insulation - Ducting | A | Original Unit Energy Savings (kWh or therms) | Technical Potential | 0 | 0 | 0 | 0 | 0 | 0.0016309 | 0.0016162 | 0.0015975 | 0.0015784 | 0.0015594 | 0.0015407 | 0.0015222 | 0.0015048 | 0.0014884 | 0.0014718 | 0.0014574 | 0.0014437 | 0.0014309 | 0.0014188 | 0.0014066 | 0.0013948 | 0.001383 | 0.0013709 | 0.0013593 | 0.0013481 | 0.0013376 | 0.0013278 | 0.0013186 | 0.00131 | 0.0013019 | 0.0012943
F2_Industrial_Instruments_Existing_Space Heating_Natural Gas_Insulation - Ducting_A_Technical Potential | F2 | Industrial | Instruments | Existing | Space Heating | Natural Gas | Insulation - Ducting | A | Original Unit Summer Peak Savings (kW) | Technical Potential | 0 | 0 | 0 | 0 | 0 | 0 | 0 | 0 | 0 | 0 | 0 | 0 | 0 | 0 | 0 | 0 | 0 | 0 | 0 | 0 | 0 | 0 | 0 | 0 | 0 | 0 | 0 | 0 | 0 | 0 | 0
F3_Industrial_Instruments_Existing_Space Heating_Natural Gas_Insulation - Ducting_A_Technical Potential | F3 | Industrial | Instruments | Existing | Space Heating | Natural Gas | Insulation - Ducting | A | Original Unit Winter Peak Savings (kW) | Technical Potential | 0 | 0 | 0 | 0 | 0 | 0 | 0 | 0 | 0 | 0 | 0 | 0 | 0 | 0 | 0 | 0 | 0 | 0 | 0 | 0 | 0 | 0 | 0 | 0 | 0 | 0 | 0 | 0 | 0 | 0 | 0
F4_Industrial_Instruments_Existing_Space Heating_Natural Gas_Insulation - Ducting_A_Technical Potential | F4 | Industrial | Instruments | Existing | Space Heating | Natural Gas | Insulation - Ducting | A | Standalone Impact on Baseline Energy (%) | Technical Potential | 0% | 0% | 0% | 0% | 0% | 0.0009263% | 0.002055% | 0.003434% | 0.005005% | 0.00678% | 0.008932% | 0.01121% | 0.01351% | 0.01587% | 0.01763% | 0.01921% | 0.02012% | 0.02073% | 0.02114% | 0.02118% | 0.02126% | 0.0213% | 0.02132% | 0.02132% | 0.00021321 | 0.00021317 | 0.0002131 | 0.00021301 | 0 | 0 | 0
F5_Industrial_Instruments_Existing_Space Heating_Natural Gas_Insulation - Ducting_A_Technical Potential | F5 | Industrial | Instruments | Existing | Space Heating | Natural Gas | Insulation - Ducting | A | Standalone Impact on Baseline Summer Peak (%) | Technical Potential | 0% | 0% | 0% | 0% | 0% | 0% | 0% | 0% | 0% | 0% | 0% | 0% | 0% | 0% | 0% | 0% | 0% | 0% | 0% | 0% | 0% | 0% | 0% | 0% | 0 | 0 | 0 | 0 | 0 | 0 | 0
F6_Industrial_Instruments_Existing_Space Heating_Natural Gas_Insulation - Ducting_A_Technical Potential | F6 | Industrial | Instruments | Existing | Space Heating | Natural Gas | Insulation - Ducting | A | Standalone Impact on Baseline Winter Peak (%) | Technical Potential | 0% | 0% | 0% | 0% | 0% | 0% | 0% | 0% | 0% | 0% | 0% | 0% | 0% | 0% | 0% | 0% | 0% | 0% | 0% | 0% | 0% | 0% | 0% | 0% | 0 | 0 | 0 | 0 | 0 | 0 | 0
F7_Industrial_Instruments_Existing_Space Heating_Natural Gas_Insulation - Ducting_A_Technical Potential | F7 | Industrial | Instruments | Existing | Space Heating | Natural Gas | Insulation - Ducting | A | Incremental Energy Savings (MWh or mTherms) | Technical Potential | 0 | 0 | 0 | 0 | 0 | 0.003313 | 0.0040289 | 0.0048444 | 0.0055596 | 0.00627 | 0.0071507 | 0.007729 | 0.0077895 | 0.0071454 | 0.0060969 | 0.0046271 | 0.003034 | 0.0017373 | 0.00082202 | 0.00034519 | 0.00012396 | 3.8242e-05 | 8.232e-06 | 1.3371e-06 | 1.5867e-07 | 0 | 0 | 0 | 0 | 0 | 0
F8_Industrial_Instruments_Existing_Space Heating_Natural Gas_Insulation - Ducting_A_Technical Potential | F8 | Industrial | Instruments | Existing | Space Heating | Natural Gas | Insulation - Ducting | A | Incremental Summer Peak Savings (MW) | Technical Potential | 0 | 0 | 0 | 0 | 0 | 0 | 0 | 0 | 0 | 0 | 0 | 0 | 0 | 0 | 0 | 0 | 0 | 0 | 0 | 0 | 0 | 0 | 0 | 0 | 0 | 0 | 0 | 0 | 0 | 0 | 0
F9_Industrial_Instruments_Existing_Space Heating_Natural Gas_Insulation - Ducting_A_Technical Potential | F9 | Industrial | Instruments | Existing | Space Heating | Natural Gas | Insulation - Ducting | A | Incremental Winter Peak Savings (MW) | Technical Potential | 0 | 0 | 0 | 0 | 0 | 0 | 0 | 0 | 0 | 0 | 0 | 0 | 0 | 0 | 0 | 0 | 0 | 0 | 0 | 0 | 0 | 0 | 0 | 0 | 0 | 0 | 0 | 0 | 0 | 0 | 0
F10_Industrial_Instruments_Existing_Space Heating_Natural Gas_Insulation - Ducting_A_Technical Potential | F10 | Industrial | Instruments | Existing | Space Heating | Natural Gas | Insulation - Ducting | A | Cumulative Energy Savings (MWh or mTherms) | Technical Potential | 0 | 0 | 0 | 0 | 0 | 0.003313 | 0.007312 | 0.012072 | 0.017488 | 0.023546 | 0.030415 | 0.037779 | 0.045136 | 0.051789 | 0.05731 | 0.061374 | 0.063833 | 0.065004 | 0.065278 | 0.065062 | 0.064639 | 0.064132 | 0.063579 | 0.063041 | 0.062521 | 0.062035 | 0.061579 | 0.061152 | 0.060753 | 0.060378 | 0.060027
F11_Industrial_Instruments_Existing_Space Heating_Natural Gas_Insulation - Ducting_A_Technical Potential | F11 | Industrial | Instruments | Existing | Space Heating | Natural Gas | Insulation - Ducting | A | Cumulative Summer Peak Savings (MW) | Technical Potential | 0 | 0 | 0 | 0 | 0 | 0 | 0 | 0 | 0 | 0 | 0 | 0 | 0 | 0 | 0 | 0 | 0 | 0 | 0 | 0 | 0 | 0 | 0 | 0 | 0 | 0 | 0 | 0 | 0 | 0 | 0
F12_Industrial_Instruments_Existing_Space Heating_Natural Gas_Insulation - Ducting_A_Technical Potential | F12 | Industrial | Instruments | Existing | Space Heating | Natural Gas | Insulation - Ducting | A | Cumulative Winter Peak Savings (MW) | Technical Potential | 0 | 0 | 0 | 0 | 0 | 0 | 0 | 0 | 0 | 0 | 0 | 0 | 0 | 0 | 0 | 0 | 0 | 0 | 0 | 0 | 0 | 0 | 0 | 0 | 0 | 0 | 0 | 0 | 0 | 0 | 0
F13_Industrial_Instruments_Existing_Space Heating_Natural Gas_Insulation - Ducting_A_Technical Potential | F13 | Industrial | Instruments | Existing | Space Heating | Natural Gas | Insulation - Ducting | A | Purchases (Incremental) | Technical Potential | 0 | 0 | 0 | 0 | 0 | 2031.4049 | 2492.8723 | 3032.556 | 3522.223 | 4020.8633 | 4641.1763 | 5077.5293 | 5176.5228 | 4800.7866 | 4142.4385 | 3175.0243 | 2101.5711 | 1214.1255 | 579.3645 | 245.4061 | 88.8696 | 27.6509 | 6.0047 | 0.98365 | 0.1177 | 0 | 0 | 0 | 0 | 0 | 0
F14_Industrial_Instruments_Existing_Space Heating_Natural Gas_Insulation - Ducting_A_Technical Potential | F14 | Industrial | Instruments | Existing | Space Heating | Natural Gas | Insulation - Ducting | A | Purchases (Cumulative) | Technical Potential | 0 | 0 | 0 | 0 | 0 | 2031.4049 | 4524.2772 | 7556.8333 | 11079.0562 | 15099.9196 | 19741.0959 | 24818.6251 | 29995.148 | 34795.9346 | 38938.3731 | 42113.3974 | 44214.9686 | 45429.094 | 46008.4585 | 46253.8646 | 46342.7342 | 46370.3851 | 46376.3898 | 46377.3734 | 46377.4911 | 46377.4911 | 46377.4911 | 46377.4911 | 46377.4911 | 46377.4911 | 46377.4911
F1_Industrial_Instruments_Existing_Space Heating_Natural Gas_HVAC - Duct Repair and Sealing_A_Technical Potential | F1 | Industrial | Instruments | Existing | Space Heating | Natural Gas | HVAC - Duct Repair and Sealing | A | Original Unit Energy Savings (kWh or therms) | Technical Potential | 0 | 0 | 0 | 0 | 0 | 0.0038394 | 0.0038048 | 0.0037607 | 0.003716 | 0.0036711 | 0.0036271 | 0.0035835 | 0.0035425 | 0.0035039 | 0.003465 | 0.0034309 | 0.0033988 | 0.0033686 | 0.0033402 | 0.0033115 | 0.0032836 | 0.003256 | 0.0032274 | 0.0032 | 0.0031737 | 0.003149 | 0.0031259 | 0.0031042 | 0.0030839 | 0.0030649 | 0.0030471
F2_Industrial_Instruments_Existing_Space Heating_Natural Gas_HVAC - Duct Repair and Sealing_A_Technical Potential | F2 | Industrial | Instruments | Existing | Space Heating | Natural Gas | HVAC - Duct Repair and Sealing | A | Original Unit Summer Peak Savings (kW) | Technical Potential | 0 | 0 | 0 | 0 | 0 | 0 | 0 | 0 | 0 | 0 | 0 | 0 | 0 | 0 | 0 | 0 | 0 | 0 | 0 | 0 | 0 | 0 | 0 | 0 | 0 | 0 | 0 | 0 | 0 | 0 | 0
F3_Industrial_Instruments_Existing_Space Heating_Natural Gas_HVAC - Duct Repair and Sealing_A_Technical Potential | F3 | Industrial | Instruments | Existing | Space Heating | Natural Gas | HVAC - Duct Repair and Sealing | A | Original Unit Winter Peak Savings (kW) | Technical Potential | 0 | 0 | 0 | 0 | 0 | 0 | 0 | 0 | 0 | 0 | 0 | 0 | 0 | 0 | 0 | 0 | 0 | 0 | 0 | 0 | 0 | 0 | 0 | 0 | 0 | 0 | 0 | 0 | 0 | 0 | 0
F4_Industrial_Instruments_Existing_Space Heating_Natural Gas_HVAC - Duct Repair and Sealing_A_Technical Potential | F4 | Industrial | Instruments | Existing | Space Heating | Natural Gas | HVAC - Duct Repair and Sealing | A | Standalone Impact on Baseline Energy (%) | Technical Potential | 0% | 0% | 0% | 0% | 0% | 0.004437% | 0.00884% | 0.01324% | 0.01753% | 0.02177% | 0.02626% | 0.03051% | 0.03473% | 0.03943% | 0.0434% | 0.04796% | 0.05209% | 0.05647% | 0.06108% | 0.06508% | 0.06938% | 0.07368% | 0.07789% | 0.08207% | 0.00086214 | 0.00086199 | 0.00086172 | 0.00086133 | 0 | 0 | 0
F5_Industrial_Instruments_Existing_Space Heating_Natural Gas_HVAC - Duct Repair and Sealing_A_Technical Potential | F5 | Industrial | Instruments | Existing | Space Heating | Natural Gas | HVAC - Duct Repair and Sealing | A | Standalone Impact on Baseline Summer Peak (%) | Technical Potential | 0% | 0% | 0% | 0% | 0% | 0% | 0% | 0% | 0% | 0% | 0% | 0% | 0% | 0% | 0% | 0% | 0% | 0% | 0% | 0% | 0% | 0% | 0% | 0% | 0 | 0 | 0 | 0 | 0 | 0 | 0
F6_Industrial_Instruments_Existing_Space Heating_Natural Gas_HVAC - Duct Repair and Sealing_A_Technical Potential | F6 | Industrial | Instruments | Existing | Space Heating | Natural Gas | HVAC - Duct Repair and Sealing | A | Standalone Impact on Baseline Winter Peak (%) | Technical Potential | 0% | 0% | 0% | 0% | 0% | 0% | 0% | 0% | 0% | 0% | 0% | 0% | 0% | 0% | 0% | 0% | 0% | 0% | 0% | 0% | 0% | 0% | 0% | 0% | 0 | 0 | 0 | 0 | 0 | 0 | 0
F7_Industrial_Instruments_Existing_Space Heating_Natural Gas_HVAC - Duct Repair and Sealing_A_Technical Potential | F7 | Industrial | Instruments | Existing | Space Heating | Natural Gas | HVAC - Duct Repair and Sealing | A | Incremental Energy Savings (MWh or mTherms) | Technical Potential | 0 | 0 | 0 | 0 | 0 | 0.015871 | 0.015719 | 0.015445 | 0.01527 | 0.015098 | 0.014728 | 0.014511 | 0.014316 | 0.013935 | 0.013833 | 0.013566 | 0.013441 | 0.013254 | 0.013025 | 0.012929 | 0.012767 | 0.01261 | 0.012454 | 0.012306 | 0.012167 | 0 | 0 | 0 | 0 | 0 | 0
F8_Industrial_Instruments_Existing_Space Heating_Natural Gas_HVAC - Duct Repair and Sealing_A_Technical Potential | F8 | Industrial | Instruments | Existing | Space Heating | Natural Gas | HVAC - Duct Repair and Sealing | A | Incremental Summer Peak Savings (MW) | Technical Potential | 0 | 0 | 0 | 0 | 0 | 0 | 0 | 0 | 0 | 0 | 0 | 0 | 0 | 0 | 0 | 0 | 0 | 0 | 0 | 0 | 0 | 0 | 0 | 0 | 0 | 0 | 0 | 0 | 0 | 0 | 0
F9_Industrial_Instruments_Existing_Space Heating_Natural Gas_HVAC - Duct Repair and Sealing_A_Technical Potential | F9 | Industrial | Instruments | Existing | Space Heating | Natural Gas | HVAC - Duct Repair and Sealing | A | Incremental Winter Peak Savings (MW) | Technical Potential | 0 | 0 | 0 | 0 | 0 | 0 | 0 | 0 | 0 | 0 | 0 | 0 | 0 | 0 | 0 | 0 | 0 | 0 | 0 | 0 | 0 | 0 | 0 | 0 | 0 | 0 | 0 | 0 | 0 | 0 | 0
F10_Industrial_Instruments_Existing_Space Heating_Natural Gas_HVAC - Duct Repair and Sealing_A_Technical Potential | F10 | Industrial | Instruments | Existing | Space Heating | Natural Gas | HVAC - Duct Repair and Sealing | A | Cumulative Energy Savings (MWh or mTherms) | Technical Potential | 0 | 0 | 0 | 0 | 0 | 0.015871 | 0.031447 | 0.046528 | 0.061244 | 0.075602 | 0.089424 | 0.10286 | 0.116 | 0.12867 | 0.14107 | 0.15325 | 0.16526 | 0.17704 | 0.18858 | 0.19988 | 0.21097 | 0.2218 | 0.23231 | 0.24265 | 0.25282 | 0.25085 | 0.24901 | 0.24728 | 0.24566 | 0.24415 | 0.24273
F11_Industrial_Instruments_Existing_Space Heating_Natural Gas_HVAC - Duct Repair and Sealing_A_Technical Potential | F11 | Industrial | Instruments | Existing | Space Heating | Natural Gas | HVAC - Duct Repair and Sealing | A | Cumulative Summer Peak Savings (MW) | Technical Potential | 0 | 0 | 0 | 0 | 0 | 0 | 0 | 0 | 0 | 0 | 0 | 0 | 0 | 0 | 0 | 0 | 0 | 0 | 0 | 0 | 0 | 0 | 0 | 0 | 0 | 0 | 0 | 0 | 0 | 0 | 0
F12_Industrial_Instruments_Existing_Space Heating_Natural Gas_HVAC - Duct Repair and Sealing_A_Technical Potential | F12 | Industrial | Instruments | Existing | Space Heating | Natural Gas | HVAC - Duct Repair and Sealing | A | Cumulative Winter Peak Savings (MW) | Technical Potential | 0 | 0 | 0 | 0 | 0 | 0 | 0 | 0 | 0 | 0 | 0 | 0 | 0 | 0 | 0 | 0 | 0 | 0 | 0 | 0 | 0 | 0 | 0 | 0 | 0 | 0 | 0 | 0 | 0 | 0 | 0
F13_Industrial_Instruments_Existing_Space Heating_Natural Gas_HVAC - Duct Repair and Sealing_A_Technical Potential | F13 | Industrial | Instruments | Existing | Space Heating | Natural Gas | HVAC - Duct Repair and Sealing | A | Purchases (Incremental) | Technical Potential | 0 | 0 | 0 | 0 | 0 | 4133.6728 | 4131.4041 | 4107.0397 | 4109.2601 | 4112.658 | 4060.4315 | 4049.3356 | 4041.1137 | 3976.9422 | 3992.1264 | 3954.0562 | 3954.5694 | 3934.6658 | 3899.5689 | 3904.1881 | 3888.0434 | 3872.9215 | 3858.8099 | 3845.6964 | 3833.5692 | 0 | 0 | 0 | 0 | 0 | 0
F14_Industrial_Instruments_Existing_Space Heating_Natural Gas_HVAC - Duct Repair and Sealing_A_Technical Potential | F14 | Industrial | Instruments | Existing | Space Heating | Natural Gas | HVAC - Duct Repair and Sealing | A | Purchases (Cumulative) | Technical Potential | 0 | 0 | 0 | 0 | 0 | 4133.6728 | 8265.0768 | 12372.1165 | 16481.3766 | 20594.0346 | 24654.4661 | 28703.8017 | 32744.9155 | 36721.8577 | 40713.9841 | 44668.0403 | 48622.6096 | 52557.2755 | 56456.8443 | 60361.0324 | 64249.0758 | 68121.9973 | 71980.8072 | 75826.5036 | 79660.0728 | 79660.0728 | 79660.0728 | 79660.0728 | 79660.0728 | 79660.0728 | 79660.0728
F1_Industrial_Instruments_Existing_Space Heating_Natural Gas_Windows - High Efficiency_A_Technical Potential | F1 | Industrial | Instruments | Existing | Space Heating | Natural Gas | Windows - High Efficiency | A | Original Unit Energy Savings (kWh or therms) | Technical Potential | 0 | 0 | 0 | 0 | 0 | 0.0056921 | 0.0056642 | 0.0056298 | 0.0055934 | 0.0055553 | 0.0055167 | 0.005477 | 0.0054375 | 0.0053982 | 0.0053557 | 0.0053164 | 0.0052777 | 0.0052417 | 0.0052081 | 0.0051754 | 0.0051445 | 0.005113 | 0.0050845 | 0.0050575 | 0.0050319 | 0.0050082 | 0.0049863 | 0.004966 | 0 | 0 | 0
F2_Industrial_Instruments_Existing_Space Heating_Natural Gas_Windows - High Efficiency_A_Technical Potential | F2 | Industrial | Instruments | Existing | Space Heating | Natural Gas | Windows - High Efficiency | A | Original Unit Summer Peak Savings (kW) | Technical Potential | 0 | 0 | 0 | 0 | 0 | 0 | 0 | 0 | 0 | 0 | 0 | 0 | 0 | 0 | 0 | 0 | 0 | 0 | 0 | 0 | 0 | 0 | 0 | 0 | 0 | 0 | 0 | 0 | 0 | 0 | 0
F3_Industrial_Instruments_Existing_Space Heating_Natural Gas_Windows - High Efficiency_A_Technical Potential | F3 | Industrial | Instruments | Existing | Space Heating | Natural Gas | Windows - High Efficiency | A | Original Unit Winter Peak Savings (kW) | Technical Potential | 0 | 0 | 0 | 0 | 0 | 0 | 0 | 0 | 0 | 0 | 0 | 0 | 0 | 0 | 0 | 0 | 0 | 0 | 0 | 0 | 0 | 0 | 0 | 0 | 0 | 0 | 0 | 0 | 0 | 0 | 0
F4_Industrial_Instruments_Existing_Space Heating_Natural Gas_Windows - High Efficiency_A_Technical Potential | F4 | Industrial | Instruments | Existing | Space Heating | Natural Gas | Windows - High Efficiency | A | Standalone Impact on Baseline Energy (%) | Technical Potential | 0% | 0% | 0% | 0% | 0% | 0.005191% | 0.01557% | 0.03409% | 0.06404% | 0.1095% | 0.176% | 0.2651% | 0.3806% | 0.5288% | 0.6943% | 0.889% | 1.089% | 1.295% | 1.496% | 1.661% | 1.805% | 1.918% | 1.998% | 2.051% | 0.020878 | 0.020939 | 0.020995 | 0.021046 | 0 | 0 | 0
F5_Industrial_Instruments_Existing_Space Heating_Natural Gas_Windows - High Efficiency_A_Technical Potential | F5 | Industrial | Instruments | Existing | Space Heating | Natural Gas | Windows - High Efficiency | A | Standalone Impact on Baseline Summer Peak (%) | Technical Potential | 0% | 0% | 0% | 0% | 0% | 0% | 0% | 0% | 0% | 0% | 0% | 0% | 0% | 0% | 0% | 0% | 0% | 0% | 0% | 0% | 0% | 0% | 0% | 0% | 0 | 0 | 0 | 0 | 0 | 0 | 0
F6_Industrial_Instruments_Existing_Space Heating_Natural Gas_Windows - High Efficiency_A_Technical Potential | F6 | Industrial | Instruments | Existing | Space Heating | Natural Gas | Windows - High Efficiency | A | Standalone Impact on Baseline Winter Peak (%) | Technical Potential | 0% | 0% | 0% | 0% | 0% | 0% | 0% | 0% | 0% | 0% | 0% | 0% | 0% | 0% | 0% | 0% | 0% | 0% | 0% | 0% | 0% | 0% | 0% | 0% | 0 | 0 | 0 | 0 | 0 | 0 | 0
F7_Industrial_Instruments_Existing_Space Heating_Natural Gas_Windows - High Efficiency_A_Technical Potential | F7 | Industrial | Instruments | Existing | Space Heating | Natural Gas | Windows - High Efficiency | A | Incremental Energy Savings (MWh or mTherms) | Technical Potential | 0 | 0 | 0 | 0 | 0 | 0.018567 | 0.036912 | 0.064757 | 0.10471 | 0.15799 | 0.22184 | 0.29878 | 0.38375 | 0.46372 | 0.5446 | 0.60074 | 0.6345 | 0.62961 | 0.58446 | 0.51125 | 0.41854 | 0.31686 | 0.21734 | 0.13765 | 0.089038 | 0 | 0 | 0 | 0 | 0 | 0
F8_Industrial_Instruments_Existing_Space Heating_Natural Gas_Windows - High Efficiency_A_Technical Potential | F8 | Industrial | Instruments | Existing | Space Heating | Natural Gas | Windows - High Efficiency | A | Incremental Summer Peak Savings (MW) | Technical Potential | 0 | 0 | 0 | 0 | 0 | 0 | 0 | 0 | 0 | 0 | 0 | 0 | 0 | 0 | 0 | 0 | 0 | 0 | 0 | 0 | 0 | 0 | 0 | 0 | 0 | 0 | 0 | 0 | 0 | 0 | 0
F9_Industrial_Instruments_Existing_Space Heating_Natural Gas_Windows - High Efficiency_A_Technical Potential | F9 | Industrial | Instruments | Existing | Space Heating | Natural Gas | Windows - High Efficiency | A | Incremental Winter Peak Savings (MW) | Technical Potential | 0 | 0 | 0 | 0 | 0 | 0 | 0 | 0 | 0 | 0 | 0 | 0 | 0 | 0 | 0 | 0 | 0 | 0 | 0 | 0 | 0 | 0 | 0 | 0 | 0 | 0 | 0 | 0 | 0 | 0 | 0
F10_Industrial_Instruments_Existing_Space Heating_Natural Gas_Windows - High Efficiency_A_Technical Potential | F10 | Industrial | Instruments | Existing | Space Heating | Natural Gas | Windows - High Efficiency | A | Cumulative Energy Savings (MWh or mTherms) | Technical Potential | 0 | 0 | 0 | 0 | 0 | 0.018567 | 0.055388 | 0.11981 | 0.22375 | 0.38021 | 0.59941 | 0.89387 | 1.2712 | 1.7257 | 2.2567 | 2.8409 | 3.4547 | 4.0607 | 4.6192 | 5.1014 | 5.4895 | 5.7727 | 5.9579 | 6.064 | 6.1223 | 6.0935 | 6.0668 | 6.0421 | 0 | 0 | 0
F11_Industrial_Instruments_Existing_Space Heating_Natural Gas_Windows - High Efficiency_A_Technical Potential | F11 | Industrial | Instruments | Existing | Space Heating | Natural Gas | Windows - High Efficiency | A | Cumulative Summer Peak Savings (MW) | Technical Potential | 0 | 0 | 0 | 0 | 0 | 0 | 0 | 0 | 0 | 0 | 0 | 0 | 0 | 0 | 0 | 0 | 0 | 0 | 0 | 0 | 0 | 0 | 0 | 0 | 0 | 0 | 0 | 0 | 0 | 0 | 0
F12_Industrial_Instruments_Existing_Space Heating_Natural Gas_Windows - High Efficiency_A_Technical Potential | F12 | Industrial | Instruments | Existing | Space Heating | Natural Gas | Windows - High Efficiency | A | Cumulative Winter Peak Savings (MW) | Technical Potential | 0 | 0 | 0 | 0 | 0 | 0 | 0 | 0 | 0 | 0 | 0 | 0 | 0 | 0 | 0 | 0 | 0 | 0 | 0 | 0 | 0 | 0 | 0 | 0 | 0 | 0 | 0 | 0 | 0 | 0 | 0
F13_Industrial_Instruments_Existing_Space Heating_Natural Gas_Windows - High Efficiency_A_Technical Potential | F13 | Industrial | Instruments | Existing | Space Heating | Natural Gas | Windows - High Efficiency | A | Purchases (Incremental) | Technical Potential | 0 | 0 | 0 | 0 | 0 | 3261.8869 | 6516.7194 | 11502.4936 | 18720.498 | 28438.5971 | 40212.9168 | 54551.1314 | 70574.3809 | 85902.237 | 101685.9072 | 112997.0305 | 120223.1656 | 120117.4668 | 112220.9564 | 98784.1964 | 81355.617 | 61971.1515 | 42746.781 | 27217.6339 | 17694.655 | 0 | 0 | 0 | 0 | 0 | 0
F14_Industrial_Instruments_Existing_Space Heating_Natural Gas_Windows - High Efficiency_A_Technical Potential | F14 | Industrial | Instruments | Existing | Space Heating | Natural Gas | Windows - High Efficiency | A | Purchases (Cumulative) | Technical Potential | 0 | 0 | 0 | 0 | 0 | 3261.8869 | 9778.6063 | 21281.0999 | 40001.5979 | 68440.195 | 108653.1118 | 163204.2433 | 233778.6241 | 319680.8611 | 421366.7682 | 534363.7988 | 654586.9643 | 774704.4311 | 886925.3875 | 985709.5839 | 1067065.2009 | 1129036.3523 | 1171783.1333 | 1199000.7672 | 1216695.4222 | 1216695.4222 | 1216695.4222 | 1216695.4222 | 1216695.4222 | 1216695.4222 | 1216695.4222
F1_Industrial_Instruments_Existing_Space Heating_Natural Gas_Gas Boiler - Maintenance_A_Technical Potential | F1 | Industrial | Instruments | Existing | Space Heating | Natural Gas | Gas Boiler - Maintenance | A | Original Unit Energy Savings (kWh or therms) | Technical Potential | 0 | 0 | 0 | 0 | 0 | 4.0813 | 4.0536 | 4.0261 | 3.9985 | 3.971 | 3.9442 | 3.9177 | 3.8915 | 3.8655 | 3.8381 | 3.8129 | 3.788 | 3.7635 | 3.7394 | 3.7152 | 3.6919 | 3.6675 | 3.6441 | 3.6213 | 3.5985 | 3.5776 | 3.5585 | 3.5412 | 3.5253 | 3.5108 | 3.4976
F2_Industrial_Instruments_Existing_Space Heating_Natural Gas_Gas Boiler - Maintenance_A_Technical Potential | F2 | Industrial | Instruments | Existing | Space Heating | Natural Gas | Gas Boiler - Maintenance | A | Original Unit Summer Peak Savings (kW) | Technical Potential | 0 | 0 | 0 | 0 | 0 | 0 | 0 | 0 | 0 | 0 | 0 | 0 | 0 | 0 | 0 | 0 | 0 | 0 | 0 | 0 | 0 | 0 | 0 | 0 | 0 | 0 | 0 | 0 | 0 | 0 | 0
F3_Industrial_Instruments_Existing_Space Heating_Natural Gas_Gas Boiler - Maintenance_A_Technical Potential | F3 | Industrial | Instruments | Existing | Space Heating | Natural Gas | Gas Boiler - Maintenance | A | Original Unit Winter Peak Savings (kW) | Technical Potential | 0 | 0 | 0 | 0 | 0 | 0 | 0 | 0 | 0 | 0 | 0 | 0 | 0 | 0 | 0 | 0 | 0 | 0 | 0 | 0 | 0 | 0 | 0 | 0 | 0 | 0 | 0 | 0 | 0 | 0 | 0
F4_Industrial_Instruments_Existing_Space Heating_Natural Gas_Gas Boiler - Maintenance_A_Technical Potential | F4 | Industrial | Instruments | Existing | Space Heating | Natural Gas | Gas Boiler - Maintenance | A | Standalone Impact on Baseline Energy (%) | Technical Potential | 0% | 0% | 0% | 0% | 0% | 0.004916% | 0.008349% | 0.01077% | 0.01261% | 0.01423% | 0.01582% | 0.01707% | 0.01814% | 0.01931% | 0.01997% | 0.02079% | 0.02127% | 0.02175% | 0.02224% | 0.02243% | 0.02272% | 0.02296% | 0.02316% | 0.02333% | 0.0002347 | 0.00023512 | 0.00023553 | 0.00023591 | 0 | 0 | 0
F5_Industrial_Instruments_Existing_Space Heating_Natural Gas_Gas Boiler - Maintenance_A_Technical Potential | F5 | Industrial | Instruments | Existing | Space Heating | Natural Gas | Gas Boiler - Maintenance | A | Standalone Impact on Baseline Summer Peak (%) | Technical Potential | 0% | 0% | 0% | 0% | 0% | 0% | 0% | 0% | 0% | 0% | 0% | 0% | 0% | 0% | 0% | 0% | 0% | 0% | 0% | 0% | 0% | 0% | 0% | 0% | 0 | 0 | 0 | 0 | 0 | 0 | 0
F6_Industrial_Instruments_Existing_Space Heating_Natural Gas_Gas Boiler - Maintenance_A_Technical Potential | F6 | Industrial | Instruments | Existing | Space Heating | Natural Gas | Gas Boiler - Maintenance | A | Standalone Impact on Baseline Winter Peak (%) | Technical Potential | 0% | 0% | 0% | 0% | 0% | 0% | 0% | 0% | 0% | 0% | 0% | 0% | 0% | 0% | 0% | 0% | 0% | 0% | 0% | 0% | 0% | 0% | 0% | 0% | 0 | 0 | 0 | 0 | 0 | 0 | 0
F7_Industrial_Instruments_Existing_Space Heating_Natural Gas_Gas Boiler - Maintenance_A_Technical Potential | F7 | Industrial | Instruments | Existing | Space Heating | Natural Gas | Gas Boiler - Maintenance | A | Incremental Energy Savings (MWh or mTherms) | Technical Potential | 0 | 0 | 0 | 0 | 0 | 0.017585 | 0.012236 | 0.0083633 | 0.0064722 | 0.0056362 | 0.0047828 | 0.0040587 | 0.0034182 | 0.0028192 | 0.0023567 | 0.001935 | 0.0014973 | 0.0011527 | 0.00088404 | 0.00068485 | 0.0006223 | 0.00048193 | 0.00041084 | 0.00034126 | 0.00027303 | 0 | 0 | 0 | 0 | 0 | 0
F8_Industrial_Instruments_Existing_Space Heating_Natural Gas_Gas Boiler - Maintenance_A_Technical Potential | F8 | Industrial | Instruments | Existing | Space Heating | Natural Gas | Gas Boiler - Maintenance | A | Incremental Summer Peak Savings (MW) | Technical Potential | 0 | 0 | 0 | 0 | 0 | 0 | 0 | 0 | 0 | 0 | 0 | 0 | 0 | 0 | 0 | 0 | 0 | 0 | 0 | 0 | 0 | 0 | 0 | 0 | 0 | 0 | 0 | 0 | 0 | 0 | 0
F9_Industrial_Instruments_Existing_Space Heating_Natural Gas_Gas Boiler - Maintenance_A_Technical Potential | F9 | Industrial | Instruments | Existing | Space Heating | Natural Gas | Gas Boiler - Maintenance | A | Incremental Winter Peak Savings (MW) | Technical Potential | 0 | 0 | 0 | 0 | 0 | 0 | 0 | 0 | 0 | 0 | 0 | 0 | 0 | 0 | 0 | 0 | 0 | 0 | 0 | 0 | 0 | 0 | 0 | 0 | 0 | 0 | 0 | 0 | 0 | 0 | 0
F10_Industrial_Instruments_Existing_Space Heating_Natural Gas_Gas Boiler - Maintenance_A_Technical Potential | F10 | Industrial | Instruments | Existing | Space Heating | Natural Gas | Gas Boiler - Maintenance | A | Cumulative Energy Savings (MWh or mTherms) | Technical Potential | 0 | 0 | 0 | 0 | 0 | 0.017585 | 0.029702 | 0.037864 | 0.044076 | 0.049409 | 0.053858 | 0.057555 | 0.060588 | 0.063004 | 0.064913 | 0.066422 | 0.067486 | 0.068202 | 0.068649 | 0.06889 | 0.069079 | 0.069106 | 0.069075 | 0.068985 | 0.068822 | 0.068423 | 0.068059 | 0.067726 | 0.067423 | 0.067146 | 0.066893
F11_Industrial_Instruments_Existing_Space Heating_Natural Gas_Gas Boiler - Maintenance_A_Technical Potential | F11 | Industrial | Instruments | Existing | Space Heating | Natural Gas | Gas Boiler - Maintenance | A | Cumulative Summer Peak Savings (MW) | Technical Potential | 0 | 0 | 0 | 0 | 0 | 0 | 0 | 0 | 0 | 0 | 0 | 0 | 0 | 0 | 0 | 0 | 0 | 0 | 0 | 0 | 0 | 0 | 0 | 0 | 0 | 0 | 0 | 0 | 0 | 0 | 0
F12_Industrial_Instruments_Existing_Space Heating_Natural Gas_Gas Boiler - Maintenance_A_Technical Potential | F12 | Industrial | Instruments | Existing | Space Heating | Natural Gas | Gas Boiler - Maintenance | A | Cumulative Winter Peak Savings (MW) | Technical Potential | 0 | 0 | 0 | 0 | 0 | 0 | 0 | 0 | 0 | 0 | 0 | 0 | 0 | 0 | 0 | 0 | 0 | 0 | 0 | 0 | 0 | 0 | 0 | 0 | 0 | 0 | 0 | 0 | 0 | 0 | 0
F13_Industrial_Instruments_Existing_Space Heating_Natural Gas_Gas Boiler - Maintenance_A_Technical Potential | F13 | Industrial | Instruments | Existing | Space Heating | Natural Gas | Gas Boiler - Maintenance | A | Purchases (Incremental) | Technical Potential | 0 | 0 | 0 | 0 | 0 | 4.3088 | 3.0185 | 2.0773 | 1.6186 | 1.4194 | 1.2126 | 1.036 | 0.87839 | 0.72933 | 0.61403 | 0.50748 | 0.39528 | 0.30629 | 0.23641 | 0.18434 | 0.16856 | 0.1314 | 0.11274 | 0.094235 | 0.075873 | 0 | 0 | 0 | 0 | 0 | 0
F14_Industrial_Instruments_Existing_Space Heating_Natural Gas_Gas Boiler - Maintenance_A_Technical Potential | F14 | Industrial | Instruments | Existing | Space Heating | Natural Gas | Gas Boiler - Maintenance | A | Purchases (Cumulative) | Technical Potential | 0 | 0 | 0 | 0 | 0 | 4.3088 | 7.3273 | 9.4045 | 11.0232 | 12.4425 | 13.6551 | 14.6911 | 15.5695 | 16.2988 | 16.9129 | 17.4203 | 17.8156 | 18.1219 | 18.3583 | 18.5427 | 18.7112 | 18.8426 | 18.9554 | 19.0496 | 19.1255 | 19.1255 | 19.1255 | 19.1255 | 19.1255 | 19.1255 | 19.1255
F1_Industrial_Instruments_Existing_Process_Natural Gas_Gas Boiler - Maintenance_A_Technical Potential | F1 | Industrial | Instruments | Existing | Process | Natural Gas | Gas Boiler - Maintenance | A | Original Unit Energy Savings (kWh or therms) | Technical Potential | 0 | 0 | 0 | 0 | 0 | 2.58 | 2.58 | 2.58 | 2.58 | 2.58 | 2.58 | 2.58 | 2.58 | 2.58 | 2.58 | 2.58 | 2.58 | 2.58 | 2.58 | 2.58 | 2.58 | 2.58 | 2.58 | 2.58 | 2.58 | 2.58 | 2.58 | 2.58 | 2.58 | 2.58 | 2.58
F2_Industrial_Instruments_Existing_Process_Natural Gas_Gas Boiler - Maintenance_A_Technical Potential | F2 | Industrial | Instruments | Existing | Process | Natural Gas | Gas Boiler - Maintenance | A | Original Unit Summer Peak Savings (kW) | Technical Potential | 0 | 0 | 0 | 0 | 0 | 0 | 0 | 0 | 0 | 0 | 0 | 0 | 0 | 0 | 0 | 0 | 0 | 0 | 0 | 0 | 0 | 0 | 0 | 0 | 0 | 0 | 0 | 0 | 0 | 0 | 0
F3_Industrial_Instruments_Existing_Process_Natural Gas_Gas Boiler - Maintenance_A_Technical Potential | F3 | Industrial | Instruments | Existing | Process | Natural Gas | Gas Boiler - Maintenance | A | Original Unit Winter Peak Savings (kW) | Technical Potential | 0 | 0 | 0 | 0 | 0 | 0 | 0 | 0 | 0 | 0 | 0 | 0 | 0 | 0 | 0 | 0 | 0 | 0 | 0 | 0 | 0 | 0 | 0 | 0 | 0 | 0 | 0 | 0 | 0 | 0 | 0
F4_Industrial_Instruments_Existing_Process_Natural Gas_Gas Boiler - Maintenance_A_Technical Potential | F4 | Industrial | Instruments | Existing | Process | Natural Gas | Gas Boiler - Maintenance | A | Standalone Impact on Baseline Energy (%) | Technical Potential | 0% | 0% | 0% | 0% | 0% | 0.0361% | 0.06143% | 0.07931% | 0.09291% | 0.1048% | 0.1165% | 0.1257% | 0.1334% | 0.1419% | 0.1467% | 0.1526% | 0.156% | 0.1595% | 0.1631% | 0.1645% | 0.1667% | 0.1685% | 0.1701% | 0.1716% | 0.0017279 | 0.0017329 | 0.0017376 | 0.0017418 | 0 | 0 | 0
F5_Industrial_Instruments_Existing_Process_Natural Gas_Gas Boiler - Maintenance_A_Technical Potential | F5 | Industrial | Instruments | Existing | Process | Natural Gas | Gas Boiler - Maintenance | A | Standalone Impact on Baseline Summer Peak (%) | Technical Potential | 0% | 0% | 0% | 0% | 0% | 0% | 0% | 0% | 0% | 0% | 0% | 0% | 0% | 0% | 0% | 0% | 0% | 0% | 0% | 0% | 0% | 0% | 0% | 0% | 0 | 0 | 0 | 0 | 0 | 0 | 0
F6_Industrial_Instruments_Existing_Process_Natural Gas_Gas Boiler - Maintenance_A_Technical Potential | F6 | Industrial | Instruments | Existing | Process | Natural Gas | Gas Boiler - Maintenance | A | Standalone Impact on Baseline Winter Peak (%) | Technical Potential | 0% | 0% | 0% | 0% | 0% | 0% | 0% | 0% | 0% | 0% | 0% | 0% | 0% | 0% | 0% | 0% | 0% | 0% | 0% | 0% | 0% | 0% | 0% | 0% | 0 | 0 | 0 | 0 | 0 | 0 | 0
F7_Industrial_Instruments_Existing_Process_Natural Gas_Gas Boiler - Maintenance_A_Technical Potential | F7 | Industrial | Instruments | Existing | Process | Natural Gas | Gas Boiler - Maintenance | A | Incremental Energy Savings (MWh or mTherms) | Technical Potential | 0 | 0 | 0 | 0 | 0 | 0.33722 | 0.23624 | 0.16258 | 0.12668 | 0.11108 | 0.094905 | 0.081081 | 0.068746 | 0.05708 | 0.048057 | 0.039717 | 0.030936 | 0.023972 | 0.018503 | 0.014427 | 0.013192 | 0.010284 | 0.0088236 | 0.0073753 | 0.0059382 | 0 | 0 | 0 | 0 | 0 | 0
F8_Industrial_Instruments_Existing_Process_Natural Gas_Gas Boiler - Maintenance_A_Technical Potential | F8 | Industrial | Instruments | Existing | Process | Natural Gas | Gas Boiler - Maintenance | A | Incremental Summer Peak Savings (MW) | Technical Potential | 0 | 0 | 0 | 0 | 0 | 0 | 0 | 0 | 0 | 0 | 0 | 0 | 0 | 0 | 0 | 0 | 0 | 0 | 0 | 0 | 0 | 0 | 0 | 0 | 0 | 0 | 0 | 0 | 0 | 0 | 0
F9_Industrial_Instruments_Existing_Process_Natural Gas_Gas Boiler - Maintenance_A_Technical Potential | F9 | Industrial | Instruments | Existing | Process | Natural Gas | Gas Boiler - Maintenance | A | Incremental Winter Peak Savings (MW) | Technical Potential | 0 | 0 | 0 | 0 | 0 | 0 | 0 | 0 | 0 | 0 | 0 | 0 | 0 | 0 | 0 | 0 | 0 | 0 | 0 | 0 | 0 | 0 | 0 | 0 | 0 | 0 | 0 | 0 | 0 | 0 | 0
F10_Industrial_Instruments_Existing_Process_Natural Gas_Gas Boiler - Maintenance_A_Technical Potential | F10 | Industrial | Instruments | Existing | Process | Natural Gas | Gas Boiler - Maintenance | A | Cumulative Energy Savings (MWh or mTherms) | Technical Potential | 0 | 0 | 0 | 0 | 0 | 0.33722 | 0.57346 | 0.73604 | 0.86272 | 0.9738 | 1.0687 | 1.1498 | 1.2185 | 1.2756 | 1.3237 | 1.3634 | 1.3943 | 1.4183 | 1.4368 | 1.4512 | 1.4644 | 1.4747 | 1.4835 | 1.4909 | 1.4968 | 1.4968 | 1.4968 | 1.4968 | 1.4968 | 1.4968 | 1.4968
F11_Industrial_Instruments_Existing_Process_Natural Gas_Gas Boiler - Maintenance_A_Technical Potential | F11 | Industrial | Instruments | Existing | Process | Natural Gas | Gas Boiler - Maintenance | A | Cumulative Summer Peak Savings (MW) | Technical Potential | 0 | 0 | 0 | 0 | 0 | 0 | 0 | 0 | 0 | 0 | 0 | 0 | 0 | 0 | 0 | 0 | 0 | 0 | 0 | 0 | 0 | 0 | 0 | 0 | 0 | 0 | 0 | 0 | 0 | 0 | 0
F12_Industrial_Instruments_Existing_Process_Natural Gas_Gas Boiler - Maintenance_A_Technical Potential | F12 | Industrial | Instruments | Existing | Process | Natural Gas | Gas Boiler - Maintenance | A | Cumulative Winter Peak Savings (MW) | Technical Potential | 0 | 0 | 0 | 0 | 0 | 0 | 0 | 0 | 0 | 0 | 0 | 0 | 0 | 0 | 0 | 0 | 0 | 0 | 0 | 0 | 0 | 0 | 0 | 0 | 0 | 0 | 0 | 0 | 0 | 0 | 0
F13_Industrial_Instruments_Existing_Process_Natural Gas_Gas Boiler - Maintenance_A_Technical Potential | F13 | Industrial | Instruments | Existing | Process | Natural Gas | Gas Boiler - Maintenance | A | Purchases (Incremental) | Technical Potential | 0 | 0 | 0 | 0 | 0 | 130.7063 | 91.5645 | 63.0133 | 49.1013 | 43.0557 | 36.7845 | 31.4264 | 26.6457 | 22.124 | 18.6265 | 15.3942 | 11.9906 | 9.2913 | 7.1715 | 5.5918 | 5.1132 | 3.9861 | 3.42 | 2.8586 | 2.3016 | 0 | 0 | 0 | 0 | 0 | 0
F14_Industrial_Instruments_Existing_Process_Natural Gas_Gas Boiler - Maintenance_A_Technical Potential | F14 | Industrial | Instruments | Existing | Process | Natural Gas | Gas Boiler - Maintenance | A | Purchases (Cumulative) | Technical Potential | 0 | 0 | 0 | 0 | 0 | 130.7063 | 222.2708 | 285.2841 | 334.3855 | 377.4412 | 414.2257 | 445.6521 | 472.2978 | 494.4219 | 513.0483 | 528.4426 | 540.4332 | 549.7245 | 556.896 | 562.4878 | 567.601 | 571.5871 | 575.0071 | 577.8657 | 580.1673 | 580.1673 | 580.1673 | 580.1673 | 580.1673 | 580.1673 | 580.1673
F1_Industrial_Instruments_Existing_Space Heating_Natural Gas_Gas Furnace - Maintenance_A_Technical Potential | F1 | Industrial | Instruments | Existing | Space Heating | Natural Gas | Gas Furnace - Maintenance | A | Original Unit Energy Savings (kWh or therms) | Technical Potential | 0 | 0 | 0 | 0 | 0 | 0.0091939 | 0.0091109 | 0.0090054 | 0.0088982 | 0.0087907 | 0.0086854 | 0.0085811 | 0.0084829 | 0.0083904 | 0.0082972 | 0.0082156 | 0.0081386 | 0.0080664 | 0.0079984 | 0.0079296 | 0.007863 | 0.0077967 | 0.0077284 | 0.0076628 | 0.0075997 | 0.0075405 | 0.0074852 | 0.0074333 | 0.0073847 | 0.0073392 | 0.0072965
F2_Industrial_Instruments_Existing_Space Heating_Natural Gas_Gas Furnace - Maintenance_A_Technical Potential | F2 | Industrial | Instruments | Existing | Space Heating | Natural Gas | Gas Furnace - Maintenance | A | Original Unit Summer Peak Savings (kW) | Technical Potential | 0 | 0 | 0 | 0 | 0 | 0 | 0 | 0 | 0 | 0 | 0 | 0 | 0 | 0 | 0 | 0 | 0 | 0 | 0 | 0 | 0 | 0 | 0 | 0 | 0 | 0 | 0 | 0 | 0 | 0 | 0
F3_Industrial_Instruments_Existing_Space Heating_Natural Gas_Gas Furnace - Maintenance_A_Technical Potential | F3 | Industrial | Instruments | Existing | Space Heating | Natural Gas | Gas Furnace - Maintenance | A | Original Unit Winter Peak Savings (kW) | Technical Potential | 0 | 0 | 0 | 0 | 0 | 0 | 0 | 0 | 0 | 0 | 0 | 0 | 0 | 0 | 0 | 0 | 0 | 0 | 0 | 0 | 0 | 0 | 0 | 0 | 0 | 0 | 0 | 0 | 0 | 0 | 0
F4_Industrial_Instruments_Existing_Space Heating_Natural Gas_Gas Furnace - Maintenance_A_Technical Potential | F4 | Industrial | Instruments | Existing | Space Heating | Natural Gas | Gas Furnace - Maintenance | A | Standalone Impact on Baseline Energy (%) | Technical Potential | 0% | 0% | 0% | 0% | 0% | 0.0001335% | 0.0002262% | 0.0002904% | 0.0003384% | 0.0003796% | 0.0004198% | 0.0004507% | 0.0004766% | 0.0005051% | 0.0005204% | 0.0005398% | 0.0005508% | 0.000562% | 0.0005733% | 0.000577% | 0.0005832% | 0.0005883% | 0.000592% | 0.0005951% | 5.9743e-06 | 5.9733e-06 | 5.9714e-06 | 5.9688e-06 | 0 | 0 | 0
F5_Industrial_Instruments_Existing_Space Heating_Natural Gas_Gas Furnace - Maintenance_A_Technical Potential | F5 | Industrial | Instruments | Existing | Space Heating | Natural Gas | Gas Furnace - Maintenance | A | Standalone Impact on Baseline Summer Peak (%) | Technical Potential | 0% | 0% | 0% | 0% | 0% | 0% | 0% | 0% | 0% | 0% | 0% | 0% | 0% | 0% | 0% | 0% | 0% | 0% | 0% | 0% | 0% | 0% | 0% | 0% | 0 | 0 | 0 | 0 | 0 | 0 | 0
F6_Industrial_Instruments_Existing_Space Heating_Natural Gas_Gas Furnace - Maintenance_A_Technical Potential | F6 | Industrial | Instruments | Existing | Space Heating | Natural Gas | Gas Furnace - Maintenance | A | Standalone Impact on Baseline Winter Peak (%) | Technical Potential | 0% | 0% | 0% | 0% | 0% | 0% | 0% | 0% | 0% | 0% | 0% | 0% | 0% | 0% | 0% | 0% | 0% | 0% | 0% | 0% | 0% | 0% | 0% | 0% | 0 | 0 | 0 | 0 | 0 | 0 | 0
F7_Industrial_Instruments_Existing_Space Heating_Natural Gas_Gas Furnace - Maintenance_A_Technical Potential | F7 | Industrial | Instruments | Existing | Space Heating | Natural Gas | Gas Furnace - Maintenance | A | Incremental Energy Savings (MWh or mTherms) | Technical Potential | 0 | 0 | 0 | 0 | 0 | 0.00047749 | 0.00033148 | 0.00022548 | 0.00017361 | 0.00015039 | 0.00012695 | 0.00010715 | 8.9813e-05 | 7.3759e-05 | 6.1408e-05 | 5.0253e-05 | 3.8776e-05 | 2.978e-05 | 2.2792e-05 | 1.7619e-05 | 1.5975e-05 | 1.2349e-05 | 1.0502e-05 | 8.7038e-06 | 6.9501e-06 | 0 | 0 | 0 | 0 | 0 | 0
F8_Industrial_Instruments_Existing_Space Heating_Natural Gas_Gas Furnace - Maintenance_A_Technical Potential | F8 | Industrial | Instruments | Existing | Space Heating | Natural Gas | Gas Furnace - Maintenance | A | Incremental Summer Peak Savings (MW) | Technical Potential | 0 | 0 | 0 | 0 | 0 | 0 | 0 | 0 | 0 | 0 | 0 | 0 | 0 | 0 | 0 | 0 | 0 | 0 | 0 | 0 | 0 | 0 | 0 | 0 | 0 | 0 | 0 | 0 | 0 | 0 | 0
F9_Industrial_Instruments_Existing_Space Heating_Natural Gas_Gas Furnace - Maintenance_A_Technical Potential | F9 | Industrial | Instruments | Existing | Space Heating | Natural Gas | Gas Furnace - Maintenance | A | Incremental Winter Peak Savings (MW) | Technical Potential | 0 | 0 | 0 | 0 | 0 | 0 | 0 | 0 | 0 | 0 | 0 | 0 | 0 | 0 | 0 | 0 | 0 | 0 | 0 | 0 | 0 | 0 | 0 | 0 | 0 | 0 | 0 | 0 | 0 | 0 | 0
F10_Industrial_Instruments_Existing_Space Heating_Natural Gas_Gas Furnace - Maintenance_A_Technical Potential | F10 | Industrial | Instruments | Existing | Space Heating | Natural Gas | Gas Furnace - Maintenance | A | Cumulative Energy Savings (MWh or mTherms) | Technical Potential | 0 | 0 | 0 | 0 | 0 | 0.00047749 | 0.00080466 | 0.0010208 | 0.0011823 | 0.0013184 | 0.0014295 | 0.0015195 | 0.0015919 | 0.0016484 | 0.0016914 | 0.0017251 | 0.0017477 | 0.0017619 | 0.0017699 | 0.0017723 | 0.0017734 | 0.0017708 | 0.0017658 | 0.0017595 | 0.0017519 | 0.0017383 | 0.0017255 | 0.0017136 | 0.0017024 | 0.0016919 | 0.001682
F11_Industrial_Instruments_Existing_Space Heating_Natural Gas_Gas Furnace - Maintenance_A_Technical Potential | F11 | Industrial | Instruments | Existing | Space Heating | Natural Gas | Gas Furnace - Maintenance | A | Cumulative Summer Peak Savings (MW) | Technical Potential | 0 | 0 | 0 | 0 | 0 | 0 | 0 | 0 | 0 | 0 | 0 | 0 | 0 | 0 | 0 | 0 | 0 | 0 | 0 | 0 | 0 | 0 | 0 | 0 | 0 | 0 | 0 | 0 | 0 | 0 | 0
F12_Industrial_Instruments_Existing_Space Heating_Natural Gas_Gas Furnace - Maintenance_A_Technical Potential | F12 | Industrial | Instruments | Existing | Space Heating | Natural Gas | Gas Furnace - Maintenance | A | Cumulative Winter Peak Savings (MW) | Technical Potential | 0 | 0 | 0 | 0 | 0 | 0 | 0 | 0 | 0 | 0 | 0 | 0 | 0 | 0 | 0 | 0 | 0 | 0 | 0 | 0 | 0 | 0 | 0 | 0 | 0 | 0 | 0 | 0 | 0 | 0 | 0
F13_Industrial_Instruments_Existing_Space Heating_Natural Gas_Gas Furnace - Maintenance_A_Technical Potential | F13 | Industrial | Instruments | Existing | Space Heating | Natural Gas | Gas Furnace - Maintenance | A | Purchases (Incremental) | Technical Potential | 0 | 0 | 0 | 0 | 0 | 51.9355 | 36.3827 | 25.038 | 19.5102 | 17.108 | 14.6161 | 12.4871 | 10.5875 | 8.7909 | 7.4011 | 6.1168 | 4.7644 | 3.6918 | 2.8496 | 2.2219 | 2.0317 | 1.5839 | 1.3589 | 1.1359 | 0.91453 | 0 | 0 | 0 | 0 | 0 | 0
F14_Industrial_Instruments_Existing_Space Heating_Natural Gas_Gas Furnace - Maintenance_A_Technical Potential | F14 | Industrial | Instruments | Existing | Space Heating | Natural Gas | Gas Furnace - Maintenance | A | Purchases (Cumulative) | Technical Potential | 0 | 0 | 0 | 0 | 0 | 51.9355 | 88.3182 | 113.3562 | 132.8663 | 149.9743 | 164.5904 | 177.0776 | 187.6651 | 196.456 | 203.8571 | 209.9739 | 214.7383 | 218.4302 | 221.2797 | 223.5016 | 225.5333 | 227.1172 | 228.4761 | 229.612 | 230.5265 | 230.5265 | 230.5265 | 230.5265 | 230.5265 | 230.5265 | 230.5265
F1_Industrial_Instruments_Existing_Space Heating_Natural Gas_Gas Boiler - Hot Water Reset_A_Technical Potential | F1 | Industrial | Instruments | Existing | Space Heating | Natural Gas | Gas Boiler - Hot Water Reset | A | Original Unit Energy Savings (kWh or therms) | Technical Potential | 0 | 0 | 0 | 0 | 0 | 14.841 | 14.7404 | 14.6405 | 14.54 | 14.4398 | 14.3425 | 14.2461 | 14.1508 | 14.0565 | 13.9567 | 13.8651 | 13.7746 | 13.6855 | 13.5978 | 13.5098 | 13.4249 | 13.3365 | 13.2512 | 13.1685 | 13.0854 | 13.0094 | 12.9402 | 12.877 | 12.8193 | 12.7666 | 12.7186
F2_Industrial_Instruments_Existing_Space Heating_Natural Gas_Gas Boiler - Hot Water Reset_A_Technical Potential | F2 | Industrial | Instruments | Existing | Space Heating | Natural Gas | Gas Boiler - Hot Water Reset | A | Original Unit Summer Peak Savings (kW) | Technical Potential | 0 | 0 | 0 | 0 | 0 | 0 | 0 | 0 | 0 | 0 | 0 | 0 | 0 | 0 | 0 | 0 | 0 | 0 | 0 | 0 | 0 | 0 | 0 | 0 | 0 | 0 | 0 | 0 | 0 | 0 | 0
F3_Industrial_Instruments_Existing_Space Heating_Natural Gas_Gas Boiler - Hot Water Reset_A_Technical Potential | F3 | Industrial | Instruments | Existing | Space Heating | Natural Gas | Gas Boiler - Hot Water Reset | A | Original Unit Winter Peak Savings (kW) | Technical Potential | 0 | 0 | 0 | 0 | 0 | 0 | 0 | 0 | 0 | 0 | 0 | 0 | 0 | 0 | 0 | 0 | 0 | 0 | 0 | 0 | 0 | 0 | 0 | 0 | 0 | 0 | 0 | 0 | 0 | 0 | 0
F4_Industrial_Instruments_Existing_Space Heating_Natural Gas_Gas Boiler - Hot Water Reset_A_Technical Potential | F4 | Industrial | Instruments | Existing | Space Heating | Natural Gas | Gas Boiler - Hot Water Reset | A | Standalone Impact on Baseline Energy (%) | Technical Potential | 0% | 0% | 0% | 0% | 0% | 0.008689% | 0.01932% | 0.03245% | 0.04752% | 0.06471% | 0.08571% | 0.1081% | 0.131% | 0.1545% | 0.1724% | 0.1884% | 0.1979% | 0.2044% | 0.2089% | 0.2097% | 0.2109% | 0.2118% | 0.2124% | 0.2129% | 0.0021333 | 0.0021372 | 0.0021409 | 0.0021443 | 0 | 0 | 0
F5_Industrial_Instruments_Existing_Space Heating_Natural Gas_Gas Boiler - Hot Water Reset_A_Technical Potential | F5 | Industrial | Instruments | Existing | Space Heating | Natural Gas | Gas Boiler - Hot Water Reset | A | Standalone Impact on Baseline Summer Peak (%) | Technical Potential | 0% | 0% | 0% | 0% | 0% | 0% | 0% | 0% | 0% | 0% | 0% | 0% | 0% | 0% | 0% | 0% | 0% | 0% | 0% | 0% | 0% | 0% | 0% | 0% | 0 | 0 | 0 | 0 | 0 | 0 | 0
F6_Industrial_Instruments_Existing_Space Heating_Natural Gas_Gas Boiler - Hot Water Reset_A_Technical Potential | F6 | Industrial | Instruments | Existing | Space Heating | Natural Gas | Gas Boiler - Hot Water Reset | A | Standalone Impact on Baseline Winter Peak (%) | Technical Potential | 0% | 0% | 0% | 0% | 0% | 0% | 0% | 0% | 0% | 0% | 0% | 0% | 0% | 0% | 0% | 0% | 0% | 0% | 0% | 0% | 0% | 0% | 0% | 0% | 0 | 0 | 0 | 0 | 0 | 0 | 0
F7_Industrial_Instruments_Existing_Space Heating_Natural Gas_Gas Boiler - Hot Water Reset_A_Technical Potential | F7 | Industrial | Instruments | Existing | Space Heating | Natural Gas | Gas Boiler - Hot Water Reset | A | Incremental Energy Savings (MWh or mTherms) | Technical Potential | 0 | 0 | 0 | 0 | 0 | 0.031077 | 0.037879 | 0.045767 | 0.052792 | 0.05985 | 0.068618 | 0.074565 | 0.07551 | 0.069562 | 0.059597 | 0.045379 | 0.029841 | 0.017128 | 0.0081209 | 0.0034176 | 0.0012298 | 0.00038013 | 8.2022e-05 | 1.3352e-05 | 1.5876e-06 | 0 | 0 | 0 | 0 | 0 | 0
F8_Industrial_Instruments_Existing_Space Heating_Natural Gas_Gas Boiler - Hot Water Reset_A_Technical Potential | F8 | Industrial | Instruments | Existing | Space Heating | Natural Gas | Gas Boiler - Hot Water Reset | A | Incremental Summer Peak Savings (MW) | Technical Potential | 0 | 0 | 0 | 0 | 0 | 0 | 0 | 0 | 0 | 0 | 0 | 0 | 0 | 0 | 0 | 0 | 0 | 0 | 0 | 0 | 0 | 0 | 0 | 0 | 0 | 0 | 0 | 0 | 0 | 0 | 0
F9_Industrial_Instruments_Existing_Space Heating_Natural Gas_Gas Boiler - Hot Water Reset_A_Technical Potential | F9 | Industrial | Instruments | Existing | Space Heating | Natural Gas | Gas Boiler - Hot Water Reset | A | Incremental Winter Peak Savings (MW) | Technical Potential | 0 | 0 | 0 | 0 | 0 | 0 | 0 | 0 | 0 | 0 | 0 | 0 | 0 | 0 | 0 | 0 | 0 | 0 | 0 | 0 | 0 | 0 | 0 | 0 | 0 | 0 | 0 | 0 | 0 | 0 | 0
F10_Industrial_Instruments_Existing_Space Heating_Natural Gas_Gas Boiler - Hot Water Reset_A_Technical Potential | F10 | Industrial | Instruments | Existing | Space Heating | Natural Gas | Gas Boiler - Hot Water Reset | A | Cumulative Energy Savings (MWh or mTherms) | Technical Potential | 0 | 0 | 0 | 0 | 0 | 0.031077 | 0.068745 | 0.11405 | 0.16605 | 0.22476 | 0.29186 | 0.36447 | 0.43754 | 0.50418 | 0.5602 | 0.60191 | 0.62782 | 0.64088 | 0.6449 | 0.64414 | 0.64132 | 0.63748 | 0.63348 | 0.62955 | 0.62557 | 0.62194 | 0.61863 | 0.61561 | 0.61285 | 0.61033 | 0.60804
F11_Industrial_Instruments_Existing_Space Heating_Natural Gas_Gas Boiler - Hot Water Reset_A_Technical Potential | F11 | Industrial | Instruments | Existing | Space Heating | Natural Gas | Gas Boiler - Hot Water Reset | A | Cumulative Summer Peak Savings (MW) | Technical Potential | 0 | 0 | 0 | 0 | 0 | 0 | 0 | 0 | 0 | 0 | 0 | 0 | 0 | 0 | 0 | 0 | 0 | 0 | 0 | 0 | 0 | 0 | 0 | 0 | 0 | 0 | 0 | 0 | 0 | 0 | 0
F12_Industrial_Instruments_Existing_Space Heating_Natural Gas_Gas Boiler - Hot Water Reset_A_Technical Potential | F12 | Industrial | Instruments | Existing | Space Heating | Natural Gas | Gas Boiler - Hot Water Reset | A | Cumulative Winter Peak Savings (MW) | Technical Potential | 0 | 0 | 0 | 0 | 0 | 0 | 0 | 0 | 0 | 0 | 0 | 0 | 0 | 0 | 0 | 0 | 0 | 0 | 0 | 0 | 0 | 0 | 0 | 0 | 0 | 0 | 0 | 0 | 0 | 0 | 0
F13_Industrial_Instruments_Existing_Space Heating_Natural Gas_Gas Boiler - Hot Water Reset_A_Technical Potential | F13 | Industrial | Instruments | Existing | Space Heating | Natural Gas | Gas Boiler - Hot Water Reset | A | Purchases (Incremental) | Technical Potential | 0 | 0 | 0 | 0 | 0 | 2.094 | 2.5697 | 3.126 | 3.6308 | 4.1448 | 4.7842 | 5.234 | 5.3361 | 4.9488 | 4.2701 | 3.2729 | 2.1663 | 1.2515 | 0.59722 | 0.25297 | 0.091609 | 0.028503 | 0.0061898 | 0.001014 | 0.00012133 | 0 | 0 | 0 | 0 | 0 | 0
F14_Industrial_Instruments_Existing_Space Heating_Natural Gas_Gas Boiler - Hot Water Reset_A_Technical Potential | F14 | Industrial | Instruments | Existing | Space Heating | Natural Gas | Gas Boiler - Hot Water Reset | A | Purchases (Cumulative) | Technical Potential | 0 | 0 | 0 | 0 | 0 | 2.094 | 4.6637 | 7.7898 | 11.4205 | 15.5653 | 20.3496 | 25.5836 | 30.9197 | 35.8684 | 40.1386 | 43.4114 | 45.5778 | 46.8293 | 47.4266 | 47.6795 | 47.7711 | 47.7996 | 47.8058 | 47.8069 | 47.807 | 47.807 | 47.807 | 47.807 | 47.807 | 47.807 | 47.807
F1_Industrial_Instruments_Existing_Process_Natural Gas_Gas Boiler - Hot Water Reset_A_Technical Potential | F1 | Industrial | Instruments | Existing | Process | Natural Gas | Gas Boiler - Hot Water Reset | A | Original Unit Energy Savings (kWh or therms) | Technical Potential | 0 | 0 | 0 | 0 | 0 | 4.6909 | 4.6909 | 4.6909 | 4.6909 | 4.6909 | 4.6909 | 4.6909 | 4.6909 | 4.6909 | 4.6909 | 4.6909 | 4.6909 | 4.6909 | 4.6909 | 4.6909 | 4.6909 | 4.6909 | 4.6909 | 4.6909 | 4.6909 | 4.6909 | 4.6909 | 4.6909 | 4.6909 | 4.6909 | 4.6909
F2_Industrial_Instruments_Existing_Process_Natural Gas_Gas Boiler - Hot Water Reset_A_Technical Potential | F2 | Industrial | Instruments | Existing | Process | Natural Gas | Gas Boiler - Hot Water Reset | A | Original Unit Summer Peak Savings (kW) | Technical Potential | 0 | 0 | 0 | 0 | 0 | 0 | 0 | 0 | 0 | 0 | 0 | 0 | 0 | 0 | 0 | 0 | 0 | 0 | 0 | 0 | 0 | 0 | 0 | 0 | 0 | 0 | 0 | 0 | 0 | 0 | 0
F3_Industrial_Instruments_Existing_Process_Natural Gas_Gas Boiler - Hot Water Reset_A_Technical Potential | F3 | Industrial | Instruments | Existing | Process | Natural Gas | Gas Boiler - Hot Water Reset | A | Original Unit Winter Peak Savings (kW) | Technical Potential | 0 | 0 | 0 | 0 | 0 | 0 | 0 | 0 | 0 | 0 | 0 | 0 | 0 | 0 | 0 | 0 | 0 | 0 | 0 | 0 | 0 | 0 | 0 | 0 | 0 | 0 | 0 | 0 | 0 | 0 | 0
F4_Industrial_Instruments_Existing_Process_Natural Gas_Gas Boiler - Hot Water Reset_A_Technical Potential | F4 | Industrial | Instruments | Existing | Process | Natural Gas | Gas Boiler - Hot Water Reset | A | Standalone Impact on Baseline Energy (%) | Technical Potential | 0% | 0% | 0% | 0% | 0% | 0.0319% | 0.07109% | 0.1194% | 0.175% | 0.2383% | 0.3156% | 0.3979% | 0.4818% | 0.5679% | 0.6331% | 0.6914% | 0.7258% | 0.7495% | 0.7659% | 0.769% | 0.7737% | 0.7772% | 0.7801% | 0.7828% | 0.0078529 | 0.0078759 | 0.0078969 | 0.0079161 | 0 | 0 | 0
F5_Industrial_Instruments_Existing_Process_Natural Gas_Gas Boiler - Hot Water Reset_A_Technical Potential | F5 | Industrial | Instruments | Existing | Process | Natural Gas | Gas Boiler - Hot Water Reset | A | Standalone Impact on Baseline Summer Peak (%) | Technical Potential | 0% | 0% | 0% | 0% | 0% | 0% | 0% | 0% | 0% | 0% | 0% | 0% | 0% | 0% | 0% | 0% | 0% | 0% | 0% | 0% | 0% | 0% | 0% | 0% | 0 | 0 | 0 | 0 | 0 | 0 | 0
F6_Industrial_Instruments_Existing_Process_Natural Gas_Gas Boiler - Hot Water Reset_A_Technical Potential | F6 | Industrial | Instruments | Existing | Process | Natural Gas | Gas Boiler - Hot Water Reset | A | Standalone Impact on Baseline Winter Peak (%) | Technical Potential | 0% | 0% | 0% | 0% | 0% | 0% | 0% | 0% | 0% | 0% | 0% | 0% | 0% | 0% | 0% | 0% | 0% | 0% | 0% | 0% | 0% | 0% | 0% | 0% | 0 | 0 | 0 | 0 | 0 | 0 | 0
F7_Industrial_Instruments_Existing_Process_Natural Gas_Gas Boiler - Hot Water Reset_A_Technical Potential | F7 | Industrial | Instruments | Existing | Process | Natural Gas | Gas Boiler - Hot Water Reset | A | Incremental Energy Savings (MWh or mTherms) | Technical Potential | 0 | 0 | 0 | 0 | 0 | 0.29798 | 0.36567 | 0.44483 | 0.51666 | 0.5898 | 0.68079 | 0.7448 | 0.75932 | 0.7042 | 0.60763 | 0.46573 | 0.30827 | 0.17809 | 0.084984 | 0.035997 | 0.013036 | 0.004056 | 0.00088079 | 0.00014429 | 1.7265e-05 | 0 | 0 | 0 | 0 | 0 | 0
F8_Industrial_Instruments_Existing_Process_Natural Gas_Gas Boiler - Hot Water Reset_A_Technical Potential | F8 | Industrial | Instruments | Existing | Process | Natural Gas | Gas Boiler - Hot Water Reset | A | Incremental Summer Peak Savings (MW) | Technical Potential | 0 | 0 | 0 | 0 | 0 | 0 | 0 | 0 | 0 | 0 | 0 | 0 | 0 | 0 | 0 | 0 | 0 | 0 | 0 | 0 | 0 | 0 | 0 | 0 | 0 | 0 | 0 | 0 | 0 | 0 | 0
F9_Industrial_Instruments_Existing_Process_Natural Gas_Gas Boiler - Hot Water Reset_A_Technical Potential | F9 | Industrial | Instruments | Existing | Process | Natural Gas | Gas Boiler - Hot Water Reset | A | Incremental Winter Peak Savings (MW) | Technical Potential | 0 | 0 | 0 | 0 | 0 | 0 | 0 | 0 | 0 | 0 | 0 | 0 | 0 | 0 | 0 | 0 | 0 | 0 | 0 | 0 | 0 | 0 | 0 | 0 | 0 | 0 | 0 | 0 | 0 | 0 | 0
F10_Industrial_Instruments_Existing_Process_Natural Gas_Gas Boiler - Hot Water Reset_A_Technical Potential | F10 | Industrial | Instruments | Existing | Process | Natural Gas | Gas Boiler - Hot Water Reset | A | Cumulative Energy Savings (MWh or mTherms) | Technical Potential | 0 | 0 | 0 | 0 | 0 | 0.29798 | 0.66364 | 1.1085 | 1.6251 | 2.2149 | 2.8957 | 3.6405 | 4.3998 | 5.104 | 5.7117 | 6.1774 | 6.4857 | 6.6638 | 6.7487 | 6.7847 | 6.7978 | 6.8018 | 6.8027 | 6.8028 | 6.8029 | 6.8029 | 6.8029 | 6.8029 | 6.8029 | 6.8029 | 6.8029
F11_Industrial_Instruments_Existing_Process_Natural Gas_Gas Boiler - Hot Water Reset_A_Technical Potential | F11 | Industrial | Instruments | Existing | Process | Natural Gas | Gas Boiler - Hot Water Reset | A | Cumulative Summer Peak Savings (MW) | Technical Potential | 0 | 0 | 0 | 0 | 0 | 0 | 0 | 0 | 0 | 0 | 0 | 0 | 0 | 0 | 0 | 0 | 0 | 0 | 0 | 0 | 0 | 0 | 0 | 0 | 0 | 0 | 0 | 0 | 0 | 0 | 0
F12_Industrial_Instruments_Existing_Process_Natural Gas_Gas Boiler - Hot Water Reset_A_Technical Potential | F12 | Industrial | Instruments | Existing | Process | Natural Gas | Gas Boiler - Hot Water Reset | A | Cumulative Winter Peak Savings (MW) | Technical Potential | 0 | 0 | 0 | 0 | 0 | 0 | 0 | 0 | 0 | 0 | 0 | 0 | 0 | 0 | 0 | 0 | 0 | 0 | 0 | 0 | 0 | 0 | 0 | 0 | 0 | 0 | 0 | 0 | 0 | 0 | 0
F13_Industrial_Instruments_Existing_Process_Natural Gas_Gas Boiler - Hot Water Reset_A_Technical Potential | F13 | Industrial | Instruments | Existing | Process | Natural Gas | Gas Boiler - Hot Water Reset | A | Purchases (Incremental) | Technical Potential | 0 | 0 | 0 | 0 | 0 | 63.5216 | 77.9516 | 94.8274 | 110.1392 | 125.7316 | 145.1286 | 158.7733 | 161.8688 | 150.1196 | 129.5332 | 99.2824 | 65.7157 | 37.9655 | 18.1166 | 7.6738 | 2.7789 | 0.86464 | 0.18777 | 0.030758 | 0.0036804 | 0 | 0 | 0 | 0 | 0 | 0
F14_Industrial_Instruments_Existing_Process_Natural Gas_Gas Boiler - Hot Water Reset_A_Technical Potential | F14 | Industrial | Instruments | Existing | Process | Natural Gas | Gas Boiler - Hot Water Reset | A | Purchases (Cumulative) | Technical Potential | 0 | 0 | 0 | 0 | 0 | 63.5216 | 141.4732 | 236.3006 | 346.4398 | 472.1714 | 617.3 | 776.0733 | 937.9421 | 1088.0617 | 1217.5949 | 1316.8772 | 1382.5929 | 1420.5584 | 1438.675 | 1446.3488 | 1449.1277 | 1449.9923 | 1450.1801 | 1450.2109 | 1450.2145 | 1450.2145 | 1450.2145 | 1450.2145 | 1450.2145 | 1450.2145 | 1450.2145
F1_Industrial_Instruments_Existing_Space Heating_Natural Gas_Steam Trap Maintenance_A_Technical Potential | F1 | Industrial | Instruments | Existing | Space Heating | Natural Gas | Steam Trap Maintenance | A | Original Unit Energy Savings (kWh or therms) | Technical Potential | 0 | 0 | 0 | 0 | 0 | 5.243 | 5.2075 | 5.1722 | 5.1367 | 5.1013 | 5.0669 | 5.0329 | 4.9992 | 4.9659 | 4.9306 | 4.8983 | 4.8663 | 4.8348 | 4.8038 | 4.7727 | 4.7427 | 4.7115 | 4.6814 | 4.6522 | 4.6228 | 4.596 | 4.5715 | 4.5492 | 4.5288 | 4.5102 | 4.4932
F2_Industrial_Instruments_Existing_Space Heating_Natural Gas_Steam Trap Maintenance_A_Technical Potential | F2 | Industrial | Instruments | Existing | Space Heating | Natural Gas | Steam Trap Maintenance | A | Original Unit Summer Peak Savings (kW) | Technical Potential | 0 | 0 | 0 | 0 | 0 | 0 | 0 | 0 | 0 | 0 | 0 | 0 | 0 | 0 | 0 | 0 | 0 | 0 | 0 | 0 | 0 | 0 | 0 | 0 | 0 | 0 | 0 | 0 | 0 | 0 | 0
F3_Industrial_Instruments_Existing_Space Heating_Natural Gas_Steam Trap Maintenance_A_Technical Potential | F3 | Industrial | Instruments | Existing | Space Heating | Natural Gas | Steam Trap Maintenance | A | Original Unit Winter Peak Savings (kW) | Technical Potential | 0 | 0 | 0 | 0 | 0 | 0 | 0 | 0 | 0 | 0 | 0 | 0 | 0 | 0 | 0 | 0 | 0 | 0 | 0 | 0 | 0 | 0 | 0 | 0 | 0 | 0 | 0 | 0 | 0 | 0 | 0
F4_Industrial_Instruments_Existing_Space Heating_Natural Gas_Steam Trap Maintenance_A_Technical Potential | F4 | Industrial | Instruments | Existing | Space Heating | Natural Gas | Steam Trap Maintenance | A | Standalone Impact on Baseline Energy (%) | Technical Potential | 0% | 0% | 0% | 0% | 0% | 0.001713% | 0.003421% | 0.005147% | 0.006851% | 0.008552% | 0.01037% | 0.01212% | 0.01386% | 0.0158% | 0.01746% | 0.01936% | 0.02109% | 0.02292% | 0.02484% | 0.02652% | 0.02833% | 0.03015% | 0.03194% | 0.03373% | 0.00035506 | 0.00035571 | 0.00035632 | 0.0003569 | 0 | 0 | 0
F5_Industrial_Instruments_Existing_Space Heating_Natural Gas_Steam Trap Maintenance_A_Technical Potential | F5 | Industrial | Instruments | Existing | Space Heating | Natural Gas | Steam Trap Maintenance | A | Standalone Impact on Baseline Summer Peak (%) | Technical Potential | 0% | 0% | 0% | 0% | 0% | 0% | 0% | 0% | 0% | 0% | 0% | 0% | 0% | 0% | 0% | 0% | 0% | 0% | 0% | 0% | 0% | 0% | 0% | 0% | 0 | 0 | 0 | 0 | 0 | 0 | 0
F6_Industrial_Instruments_Existing_Space Heating_Natural Gas_Steam Trap Maintenance_A_Technical Potential | F6 | Industrial | Instruments | Existing | Space Heating | Natural Gas | Steam Trap Maintenance | A | Standalone Impact on Baseline Winter Peak (%) | Technical Potential | 0% | 0% | 0% | 0% | 0% | 0% | 0% | 0% | 0% | 0% | 0% | 0% | 0% | 0% | 0% | 0% | 0% | 0% | 0% | 0% | 0% | 0% | 0% | 0% | 0 | 0 | 0 | 0 | 0 | 0 | 0
F7_Industrial_Instruments_Existing_Space Heating_Natural Gas_Steam Trap Maintenance_A_Technical Potential | F7 | Industrial | Instruments | Existing | Space Heating | Natural Gas | Steam Trap Maintenance | A | Incremental Energy Savings (MWh or mTherms) | Technical Potential | 0 | 0 | 0 | 0 | 0 | 0.0061278 | 0.0060829 | 0.0060061 | 0.0059681 | 0.0059319 | 0.005817 | 0.0057622 | 0.005712 | 0.0055838 | 0.0055654 | 0.0054761 | 0.0054411 | 0.0053787 | 0.0052965 | 0.0052685 | 0.0052137 | 0.0051592 | 0.0051076 | 0.0050585 | 0.0050106 | 0 | 0 | 0 | 0 | 0 | 0
F8_Industrial_Instruments_Existing_Space Heating_Natural Gas_Steam Trap Maintenance_A_Technical Potential | F8 | Industrial | Instruments | Existing | Space Heating | Natural Gas | Steam Trap Maintenance | A | Incremental Summer Peak Savings (MW) | Technical Potential | 0 | 0 | 0 | 0 | 0 | 0 | 0 | 0 | 0 | 0 | 0 | 0 | 0 | 0 | 0 | 0 | 0 | 0 | 0 | 0 | 0 | 0 | 0 | 0 | 0 | 0 | 0 | 0 | 0 | 0 | 0
F9_Industrial_Instruments_Existing_Space Heating_Natural Gas_Steam Trap Maintenance_A_Technical Potential | F9 | Industrial | Instruments | Existing | Space Heating | Natural Gas | Steam Trap Maintenance | A | Incremental Winter Peak Savings (MW) | Technical Potential | 0 | 0 | 0 | 0 | 0 | 0 | 0 | 0 | 0 | 0 | 0 | 0 | 0 | 0 | 0 | 0 | 0 | 0 | 0 | 0 | 0 | 0 | 0 | 0 | 0 | 0 | 0 | 0 | 0 | 0 | 0
F10_Industrial_Instruments_Existing_Space Heating_Natural Gas_Steam Trap Maintenance_A_Technical Potential | F10 | Industrial | Instruments | Existing | Space Heating | Natural Gas | Steam Trap Maintenance | A | Cumulative Energy Savings (MWh or mTherms) | Technical Potential | 0 | 0 | 0 | 0 | 0 | 0.0061278 | 0.012169 | 0.018093 | 0.023937 | 0.029704 | 0.03532 | 0.040845 | 0.046284 | 0.051559 | 0.056759 | 0.061862 | 0.066899 | 0.071846 | 0.076681 | 0.081454 | 0.086156 | 0.090748 | 0.095274 | 0.099739 | 0.10412 | 0.10352 | 0.10296 | 0.10246 | 0.102 | 0.10158 | 0.1012
F11_Industrial_Instruments_Existing_Space Heating_Natural Gas_Steam Trap Maintenance_A_Technical Potential | F11 | Industrial | Instruments | Existing | Space Heating | Natural Gas | Steam Trap Maintenance | A | Cumulative Summer Peak Savings (MW) | Technical Potential | 0 | 0 | 0 | 0 | 0 | 0 | 0 | 0 | 0 | 0 | 0 | 0 | 0 | 0 | 0 | 0 | 0 | 0 | 0 | 0 | 0 | 0 | 0 | 0 | 0 | 0 | 0 | 0 | 0 | 0 | 0
F12_Industrial_Instruments_Existing_Space Heating_Natural Gas_Steam Trap Maintenance_A_Technical Potential | F12 | Industrial | Instruments | Existing | Space Heating | Natural Gas | Steam Trap Maintenance | A | Cumulative Winter Peak Savings (MW) | Technical Potential | 0 | 0 | 0 | 0 | 0 | 0 | 0 | 0 | 0 | 0 | 0 | 0 | 0 | 0 | 0 | 0 | 0 | 0 | 0 | 0 | 0 | 0 | 0 | 0 | 0 | 0 | 0 | 0 | 0 | 0 | 0
F13_Industrial_Instruments_Existing_Space Heating_Natural Gas_Steam Trap Maintenance_A_Technical Potential | F13 | Industrial | Instruments | Existing | Space Heating | Natural Gas | Steam Trap Maintenance | A | Purchases (Incremental) | Technical Potential | 0 | 0 | 0 | 0 | 0 | 1.1688 | 1.1681 | 1.1612 | 1.1619 | 1.1628 | 1.148 | 1.1449 | 1.1426 | 1.1244 | 1.1287 | 1.118 | 1.1181 | 1.1125 | 1.1026 | 1.1039 | 1.0993 | 1.095 | 1.091 | 1.0873 | 1.0839 | 0 | 0 | 0 | 0 | 0 | 0
F14_Industrial_Instruments_Existing_Space Heating_Natural Gas_Steam Trap Maintenance_A_Technical Potential | F14 | Industrial | Instruments | Existing | Space Heating | Natural Gas | Steam Trap Maintenance | A | Purchases (Cumulative) | Technical Potential | 0 | 0 | 0 | 0 | 0 | 1.1688 | 2.3369 | 3.4981 | 4.6599 | 5.8228 | 6.9708 | 8.1157 | 9.2583 | 10.3827 | 11.5115 | 12.6294 | 13.7476 | 14.86 | 15.9626 | 17.0665 | 18.1658 | 19.2608 | 20.3519 | 21.4392 | 22.5231 | 22.5231 | 22.5231 | 22.5231 | 22.5231 | 22.5231 | 22.5231
F1_Industrial_Instruments_Existing_Process_Natural Gas_Steam Trap Maintenance_A_Technical Potential | F1 | Industrial | Instruments | Existing | Process | Natural Gas | Steam Trap Maintenance | A | Original Unit Energy Savings (kWh or therms) | Technical Potential | 0 | 0 | 0 | 0 | 0 | 3.3144 | 3.3144 | 3.3144 | 3.3144 | 3.3144 | 3.3144 | 3.3144 | 3.3144 | 3.3144 | 3.3144 | 3.3144 | 3.3144 | 3.3144 | 3.3144 | 3.3144 | 3.3144 | 3.3144 | 3.3144 | 3.3144 | 3.3144 | 3.3144 | 3.3144 | 3.3144 | 3.3144 | 3.3144 | 3.3144
F2_Industrial_Instruments_Existing_Process_Natural Gas_Steam Trap Maintenance_A_Technical Potential | F2 | Industrial | Instruments | Existing | Process | Natural Gas | Steam Trap Maintenance | A | Original Unit Summer Peak Savings (kW) | Technical Potential | 0 | 0 | 0 | 0 | 0 | 0 | 0 | 0 | 0 | 0 | 0 | 0 | 0 | 0 | 0 | 0 | 0 | 0 | 0 | 0 | 0 | 0 | 0 | 0 | 0 | 0 | 0 | 0 | 0 | 0 | 0
F3_Industrial_Instruments_Existing_Process_Natural Gas_Steam Trap Maintenance_A_Technical Potential | F3 | Industrial | Instruments | Existing | Process | Natural Gas | Steam Trap Maintenance | A | Original Unit Winter Peak Savings (kW) | Technical Potential | 0 | 0 | 0 | 0 | 0 | 0 | 0 | 0 | 0 | 0 | 0 | 0 | 0 | 0 | 0 | 0 | 0 | 0 | 0 | 0 | 0 | 0 | 0 | 0 | 0 | 0 | 0 | 0 | 0 | 0 | 0
F4_Industrial_Instruments_Existing_Process_Natural Gas_Steam Trap Maintenance_A_Technical Potential | F4 | Industrial | Instruments | Existing | Process | Natural Gas | Steam Trap Maintenance | A | Standalone Impact on Baseline Energy (%) | Technical Potential | 0% | 0% | 0% | 0% | 0% | 0.01258% | 0.02517% | 0.0379% | 0.05046% | 0.06299% | 0.07638% | 0.08917% | 0.1019% | 0.1162% | 0.1283% | 0.1421% | 0.1547% | 0.168% | 0.1821% | 0.1945% | 0.2079% | 0.2213% | 0.2347% | 0.248% | 0.0026141 | 0.0026217 | 0.0026287 | 0.0026351 | 0 | 0 | 0
F5_Industrial_Instruments_Existing_Process_Natural Gas_Steam Trap Maintenance_A_Technical Potential | F5 | Industrial | Instruments | Existing | Process | Natural Gas | Steam Trap Maintenance | A | Standalone Impact on Baseline Summer Peak (%) | Technical Potential | 0% | 0% | 0% | 0% | 0% | 0% | 0% | 0% | 0% | 0% | 0% | 0% | 0% | 0% | 0% | 0% | 0% | 0% | 0% | 0% | 0% | 0% | 0% | 0% | 0 | 0 | 0 | 0 | 0 | 0 | 0
F6_Industrial_Instruments_Existing_Process_Natural Gas_Steam Trap Maintenance_A_Technical Potential | F6 | Industrial | Instruments | Existing | Process | Natural Gas | Steam Trap Maintenance | A | Standalone Impact on Baseline Winter Peak (%) | Technical Potential | 0% | 0% | 0% | 0% | 0% | 0% | 0% | 0% | 0% | 0% | 0% | 0% | 0% | 0% | 0% | 0% | 0% | 0% | 0% | 0% | 0% | 0% | 0% | 0% | 0 | 0 | 0 | 0 | 0 | 0 | 0
F7_Industrial_Instruments_Existing_Process_Natural Gas_Steam Trap Maintenance_A_Technical Potential | F7 | Industrial | Instruments | Existing | Process | Natural Gas | Steam Trap Maintenance | A | Incremental Energy Savings (MWh or mTherms) | Technical Potential | 0 | 0 | 0 | 0 | 0 | 0.11751 | 0.11744 | 0.11675 | 0.11682 | 0.11691 | 0.11543 | 0.11511 | 0.11488 | 0.11305 | 0.11349 | 0.1124 | 0.11242 | 0.11185 | 0.11085 | 0.11099 | 0.11053 | 0.1101 | 0.1097 | 0.10932 | 0.10898 | 0 | 0 | 0 | 0 | 0 | 0
F8_Industrial_Instruments_Existing_Process_Natural Gas_Steam Trap Maintenance_A_Technical Potential | F8 | Industrial | Instruments | Existing | Process | Natural Gas | Steam Trap Maintenance | A | Incremental Summer Peak Savings (MW) | Technical Potential | 0 | 0 | 0 | 0 | 0 | 0 | 0 | 0 | 0 | 0 | 0 | 0 | 0 | 0 | 0 | 0 | 0 | 0 | 0 | 0 | 0 | 0 | 0 | 0 | 0 | 0 | 0 | 0 | 0 | 0 | 0
F9_Industrial_Instruments_Existing_Process_Natural Gas_Steam Trap Maintenance_A_Technical Potential | F9 | Industrial | Instruments | Existing | Process | Natural Gas | Steam Trap Maintenance | A | Incremental Winter Peak Savings (MW) | Technical Potential | 0 | 0 | 0 | 0 | 0 | 0 | 0 | 0 | 0 | 0 | 0 | 0 | 0 | 0 | 0 | 0 | 0 | 0 | 0 | 0 | 0 | 0 | 0 | 0 | 0 | 0 | 0 | 0 | 0 | 0 | 0
F10_Industrial_Instruments_Existing_Process_Natural Gas_Steam Trap Maintenance_A_Technical Potential | F10 | Industrial | Instruments | Existing | Process | Natural Gas | Steam Trap Maintenance | A | Cumulative Energy Savings (MWh or mTherms) | Technical Potential | 0 | 0 | 0 | 0 | 0 | 0.11751 | 0.23495 | 0.35171 | 0.46852 | 0.58543 | 0.70086 | 0.81597 | 0.93085 | 1.0439 | 1.1574 | 1.2698 | 1.3822 | 1.4941 | 1.6049 | 1.7159 | 1.8264 | 1.9365 | 2.0462 | 2.1555 | 2.2645 | 2.2645 | 2.2645 | 2.2645 | 2.2645 | 2.2645 | 2.2645
F11_Industrial_Instruments_Existing_Process_Natural Gas_Steam Trap Maintenance_A_Technical Potential | F11 | Industrial | Instruments | Existing | Process | Natural Gas | Steam Trap Maintenance | A | Cumulative Summer Peak Savings (MW) | Technical Potential | 0 | 0 | 0 | 0 | 0 | 0 | 0 | 0 | 0 | 0 | 0 | 0 | 0 | 0 | 0 | 0 | 0 | 0 | 0 | 0 | 0 | 0 | 0 | 0 | 0 | 0 | 0 | 0 | 0 | 0 | 0
F12_Industrial_Instruments_Existing_Process_Natural Gas_Steam Trap Maintenance_A_Technical Potential | F12 | Industrial | Instruments | Existing | Process | Natural Gas | Steam Trap Maintenance | A | Cumulative Winter Peak Savings (MW) | Technical Potential | 0 | 0 | 0 | 0 | 0 | 0 | 0 | 0 | 0 | 0 | 0 | 0 | 0 | 0 | 0 | 0 | 0 | 0 | 0 | 0 | 0 | 0 | 0 | 0 | 0 | 0 | 0 | 0 | 0 | 0 | 0
F13_Industrial_Instruments_Existing_Process_Natural Gas_Steam Trap Maintenance_A_Technical Potential | F13 | Industrial | Instruments | Existing | Process | Natural Gas | Steam Trap Maintenance | A | Purchases (Incremental) | Technical Potential | 0 | 0 | 0 | 0 | 0 | 35.4539 | 35.4345 | 35.2255 | 35.2445 | 35.2737 | 34.8257 | 34.7306 | 34.6601 | 34.1097 | 34.2399 | 33.9134 | 33.9178 | 33.7471 | 33.446 | 33.4857 | 33.3472 | 33.2175 | 33.0965 | 32.984 | 32.88 | 0 | 0 | 0 | 0 | 0 | 0
F14_Industrial_Instruments_Existing_Process_Natural Gas_Steam Trap Maintenance_A_Technical Potential | F14 | Industrial | Instruments | Existing | Process | Natural Gas | Steam Trap Maintenance | A | Purchases (Cumulative) | Technical Potential | 0 | 0 | 0 | 0 | 0 | 35.4539 | 70.8884 | 106.1139 | 141.3584 | 176.6321 | 211.4578 | 246.1884 | 280.8485 | 314.9581 | 349.198 | 383.1114 | 417.0292 | 450.7763 | 484.2223 | 517.708 | 551.0552 | 584.2727 | 617.3691 | 650.3531 | 683.2331 | 683.2331 | 683.2331 | 683.2331 | 683.2331 | 683.2331 | 683.2331
F1_Industrial_Instruments_Existing_Space Heating_Natural Gas_Gas Boiler - High Turndown_A_Technical Potential | F1 | Industrial | Instruments | Existing | Space Heating | Natural Gas | Gas Boiler - High Turndown | A | Original Unit Energy Savings (kWh or therms) | Technical Potential | 0 | 0 | 0 | 0 | 0 | 5.5654 | 5.5276 | 5.4902 | 5.4525 | 5.4149 | 5.3784 | 5.3423 | 5.3065 | 5.2712 | 5.2338 | 5.1994 | 5.1655 | 5.1321 | 5.0992 | 5.0662 | 5.0343 | 5.0012 | 4.9692 | 4.9382 | 4.907 | 4.8785 | 4.8526 | 4.8289 | 4.8072 | 4.7875 | 4.7695
F2_Industrial_Instruments_Existing_Space Heating_Natural Gas_Gas Boiler - High Turndown_A_Technical Potential | F2 | Industrial | Instruments | Existing | Space Heating | Natural Gas | Gas Boiler - High Turndown | A | Original Unit Summer Peak Savings (kW) | Technical Potential | 0 | 0 | 0 | 0 | 0 | 0 | 0 | 0 | 0 | 0 | 0 | 0 | 0 | 0 | 0 | 0 | 0 | 0 | 0 | 0 | 0 | 0 | 0 | 0 | 0 | 0 | 0 | 0 | 0 | 0 | 0
F3_Industrial_Instruments_Existing_Space Heating_Natural Gas_Gas Boiler - High Turndown_A_Technical Potential | F3 | Industrial | Instruments | Existing | Space Heating | Natural Gas | Gas Boiler - High Turndown | A | Original Unit Winter Peak Savings (kW) | Technical Potential | 0 | 0 | 0 | 0 | 0 | 0 | 0 | 0 | 0 | 0 | 0 | 0 | 0 | 0 | 0 | 0 | 0 | 0 | 0 | 0 | 0 | 0 | 0 | 0 | 0 | 0 | 0 | 0 | 0 | 0 | 0
F4_Industrial_Instruments_Existing_Space Heating_Natural Gas_Gas Boiler - High Turndown_A_Technical Potential | F4 | Industrial | Instruments | Existing | Space Heating | Natural Gas | Gas Boiler - High Turndown | A | Standalone Impact on Baseline Energy (%) | Technical Potential | 0% | 0% | 0% | 0% | 0% | 0.004973% | 0.009929% | 0.01494% | 0.01988% | 0.02482% | 0.02961% | 0.03328% | 0.03622% | 0.03912% | 0.04083% | 0.04272% | 0.04392% | 0.0451% | 0.04626% | 0.0468% | 0.04746% | 0.04762% | 0.04776% | 0.04788% | 0.00047967 | 0.00048055 | 0.00048138 | 0.00048215 | 0 | 0 | 0
F5_Industrial_Instruments_Existing_Space Heating_Natural Gas_Gas Boiler - High Turndown_A_Technical Potential | F5 | Industrial | Instruments | Existing | Space Heating | Natural Gas | Gas Boiler - High Turndown | A | Standalone Impact on Baseline Summer Peak (%) | Technical Potential | 0% | 0% | 0% | 0% | 0% | 0% | 0% | 0% | 0% | 0% | 0% | 0% | 0% | 0% | 0% | 0% | 0% | 0% | 0% | 0% | 0% | 0% | 0% | 0% | 0 | 0 | 0 | 0 | 0 | 0 | 0
F6_Industrial_Instruments_Existing_Space Heating_Natural Gas_Gas Boiler - High Turndown_A_Technical Potential | F6 | Industrial | Instruments | Existing | Space Heating | Natural Gas | Gas Boiler - High Turndown | A | Standalone Impact on Baseline Winter Peak (%) | Technical Potential | 0% | 0% | 0% | 0% | 0% | 0% | 0% | 0% | 0% | 0% | 0% | 0% | 0% | 0% | 0% | 0% | 0% | 0% | 0% | 0% | 0% | 0% | 0% | 0% | 0 | 0 | 0 | 0 | 0 | 0 | 0
F7_Industrial_Instruments_Existing_Space Heating_Natural Gas_Gas Boiler - High Turndown_A_Technical Potential | F7 | Industrial | Instruments | Existing | Space Heating | Natural Gas | Gas Boiler - High Turndown | A | Incremental Energy Savings (MWh or mTherms) | Technical Potential | 0 | 0 | 0 | 0 | 0 | 0.017786 | 0.017656 | 0.017432 | 0.017322 | 0.017217 | 0.015195 | 0.012042 | 0.0095494 | 0.0074682 | 0.0059548 | 0.0046874 | 0.0037259 | 0.0029466 | 0.0023213 | 0.0018472 | 0.0014624 | 9.8703e-06 | 3.4898e-06 | 1.1783e-06 | 3.8059e-07 | 3.2069e-07 | 3.1813e-07 | 3.1581e-07 | 3.1371e-07 | 3.1181e-07 | 3.1011e-07
F8_Industrial_Instruments_Existing_Space Heating_Natural Gas_Gas Boiler - High Turndown_A_Technical Potential | F8 | Industrial | Instruments | Existing | Space Heating | Natural Gas | Gas Boiler - High Turndown | A | Incremental Summer Peak Savings (MW) | Technical Potential | 0 | 0 | 0 | 0 | 0 | 0 | 0 | 0 | 0 | 0 | 0 | 0 | 0 | 0 | 0 | 0 | 0 | 0 | 0 | 0 | 0 | 0 | 0 | 0 | 0 | 0 | 0 | 0 | 0 | 0 | 0
F9_Industrial_Instruments_Existing_Space Heating_Natural Gas_Gas Boiler - High Turndown_A_Technical Potential | F9 | Industrial | Instruments | Existing | Space Heating | Natural Gas | Gas Boiler - High Turndown | A | Incremental Winter Peak Savings (MW) | Technical Potential | 0 | 0 | 0 | 0 | 0 | 0 | 0 | 0 | 0 | 0 | 0 | 0 | 0 | 0 | 0 | 0 | 0 | 0 | 0 | 0 | 0 | 0 | 0 | 0 | 0 | 0 | 0 | 0 | 0 | 0 | 0
F10_Industrial_Instruments_Existing_Space Heating_Natural Gas_Gas Boiler - High Turndown_A_Technical Potential | F10 | Industrial | Instruments | Existing | Space Heating | Natural Gas | Gas Boiler - High Turndown | A | Cumulative Energy Savings (MWh or mTherms) | Technical Potential | 0 | 0 | 0 | 0 | 0 | 0.017786 | 0.035321 | 0.052514 | 0.069476 | 0.086214 | 0.10083 | 0.11219 | 0.12099 | 0.12765 | 0.1327 | 0.13652 | 0.13935 | 0.1414 | 0.14281 | 0.14374 | 0.1443 | 0.14336 | 0.14244 | 0.14155 | 0.14066 | 0.13984 | 0.1391 | 0.13842 | 0.1378 | 0.13724 | 0.13672
F11_Industrial_Instruments_Existing_Space Heating_Natural Gas_Gas Boiler - High Turndown_A_Technical Potential | F11 | Industrial | Instruments | Existing | Space Heating | Natural Gas | Gas Boiler - High Turndown | A | Cumulative Summer Peak Savings (MW) | Technical Potential | 0 | 0 | 0 | 0 | 0 | 0 | 0 | 0 | 0 | 0 | 0 | 0 | 0 | 0 | 0 | 0 | 0 | 0 | 0 | 0 | 0 | 0 | 0 | 0 | 0 | 0 | 0 | 0 | 0 | 0 | 0
F12_Industrial_Instruments_Existing_Space Heating_Natural Gas_Gas Boiler - High Turndown_A_Technical Potential | F12 | Industrial | Instruments | Existing | Space Heating | Natural Gas | Gas Boiler - High Turndown | A | Cumulative Winter Peak Savings (MW) | Technical Potential | 0 | 0 | 0 | 0 | 0 | 0 | 0 | 0 | 0 | 0 | 0 | 0 | 0 | 0 | 0 | 0 | 0 | 0 | 0 | 0 | 0 | 0 | 0 | 0 | 0 | 0 | 0 | 0 | 0 | 0 | 0
F13_Industrial_Instruments_Existing_Space Heating_Natural Gas_Gas Boiler - High Turndown_A_Technical Potential | F13 | Industrial | Instruments | Existing | Space Heating | Natural Gas | Gas Boiler - High Turndown | A | Purchases (Incremental) | Technical Potential | 0 | 0 | 0 | 0 | 0 | 3.1958 | 3.194 | 3.1752 | 3.1769 | 3.1796 | 2.8253 | 2.254 | 1.7996 | 1.4168 | 1.1378 | 0.90153 | 0.72132 | 0.57415 | 0.45522 | 0.36461 | 0.29048 | 0.0019736 | 0.00070229 | 0.0002386 | 7.756e-05 | 6.5734e-05 | 6.5559e-05 | 6.54e-05 | 6.5257e-05 | 6.5131e-05 | 6.502e-05
F14_Industrial_Instruments_Existing_Space Heating_Natural Gas_Gas Boiler - High Turndown_A_Technical Potential | F14 | Industrial | Instruments | Existing | Space Heating | Natural Gas | Gas Boiler - High Turndown | A | Purchases (Cumulative) | Technical Potential | 0 | 0 | 0 | 0 | 0 | 3.1958 | 6.3898 | 9.5651 | 12.742 | 15.9215 | 18.7468 | 21.0008 | 22.8004 | 24.2172 | 25.3549 | 26.2565 | 26.9778 | 27.5519 | 28.0072 | 28.3718 | 28.6622 | 28.6642 | 28.6649 | 28.6652 | 28.6652 | 28.6653 | 28.6654 | 28.6654 | 28.6655 | 28.6656 | 28.6656
F1_Industrial_Instruments_Existing_Process_Natural Gas_Gas Boiler - High Turndown_A_Technical Potential | F1 | Industrial | Instruments | Existing | Process | Natural Gas | Gas Boiler - High Turndown | A | Original Unit Energy Savings (kWh or therms) | Technical Potential | 0 | 0 | 0 | 0 | 0 | 3.5182 | 3.5182 | 3.5182 | 3.5182 | 3.5182 | 3.5182 | 3.5182 | 3.5182 | 3.5182 | 3.5182 | 3.5182 | 3.5182 | 3.5182 | 3.5182 | 3.5182 | 3.5182 | 3.5182 | 3.5182 | 3.5182 | 3.5182 | 3.5182 | 3.5182 | 3.5182 | 3.5182 | 3.5182 | 3.5182
F2_Industrial_Instruments_Existing_Process_Natural Gas_Gas Boiler - High Turndown_A_Technical Potential | F2 | Industrial | Instruments | Existing | Process | Natural Gas | Gas Boiler - High Turndown | A | Original Unit Summer Peak Savings (kW) | Technical Potential | 0 | 0 | 0 | 0 | 0 | 0 | 0 | 0 | 0 | 0 | 0 | 0 | 0 | 0 | 0 | 0 | 0 | 0 | 0 | 0 | 0 | 0 | 0 | 0 | 0 | 0 | 0 | 0 | 0 | 0 | 0
F3_Industrial_Instruments_Existing_Process_Natural Gas_Gas Boiler - High Turndown_A_Technical Potential | F3 | Industrial | Instruments | Existing | Process | Natural Gas | Gas Boiler - High Turndown | A | Original Unit Winter Peak Savings (kW) | Technical Potential | 0 | 0 | 0 | 0 | 0 | 0 | 0 | 0 | 0 | 0 | 0 | 0 | 0 | 0 | 0 | 0 | 0 | 0 | 0 | 0 | 0 | 0 | 0 | 0 | 0 | 0 | 0 | 0 | 0 | 0 | 0
F4_Industrial_Instruments_Existing_Process_Natural Gas_Gas Boiler - High Turndown_A_Technical Potential | F4 | Industrial | Instruments | Existing | Process | Natural Gas | Gas Boiler - High Turndown | A | Standalone Impact on Baseline Energy (%) | Technical Potential | 0% | 0% | 0% | 0% | 0% | 0.03651% | 0.07305% | 0.11% | 0.1464% | 0.1828% | 0.2181% | 0.2449% | 0.2665% | 0.2876% | 0.3% | 0.3136% | 0.3222% | 0.3307% | 0.3392% | 0.3432% | 0.3482% | 0.3495% | 0.3508% | 0.352% | 0.0035315 | 0.0035418 | 0.0035513 | 0.0035599 | 0 | 0 | 0
F5_Industrial_Instruments_Existing_Process_Natural Gas_Gas Boiler - High Turndown_A_Technical Potential | F5 | Industrial | Instruments | Existing | Process | Natural Gas | Gas Boiler - High Turndown | A | Standalone Impact on Baseline Summer Peak (%) | Technical Potential | 0% | 0% | 0% | 0% | 0% | 0% | 0% | 0% | 0% | 0% | 0% | 0% | 0% | 0% | 0% | 0% | 0% | 0% | 0% | 0% | 0% | 0% | 0% | 0% | 0 | 0 | 0 | 0 | 0 | 0 | 0
F6_Industrial_Instruments_Existing_Process_Natural Gas_Gas Boiler - High Turndown_A_Technical Potential | F6 | Industrial | Instruments | Existing | Process | Natural Gas | Gas Boiler - High Turndown | A | Standalone Impact on Baseline Winter Peak (%) | Technical Potential | 0% | 0% | 0% | 0% | 0% | 0% | 0% | 0% | 0% | 0% | 0% | 0% | 0% | 0% | 0% | 0% | 0% | 0% | 0% | 0% | 0% | 0% | 0% | 0% | 0 | 0 | 0 | 0 | 0 | 0 | 0
F7_Industrial_Instruments_Existing_Process_Natural Gas_Gas Boiler - High Turndown_A_Technical Potential | F7 | Industrial | Instruments | Existing | Process | Natural Gas | Gas Boiler - High Turndown | A | Incremental Energy Savings (MWh or mTherms) | Technical Potential | 0 | 0 | 0 | 0 | 0 | 0.34107 | 0.34088 | 0.33887 | 0.33905 | 0.33933 | 0.30152 | 0.24056 | 0.19206 | 0.15121 | 0.12143 | 0.096215 | 0.076982 | 0.061275 | 0.048583 | 0.038912 | 0.031001 | 0.00021063 | 7.4951e-05 | 2.5465e-05 | 8.2775e-06 | 7.0154e-06 | 6.9967e-06 | 6.9797e-06 | 6.9645e-06 | 6.951e-06 | 6.9392e-06
F8_Industrial_Instruments_Existing_Process_Natural Gas_Gas Boiler - High Turndown_A_Technical Potential | F8 | Industrial | Instruments | Existing | Process | Natural Gas | Gas Boiler - High Turndown | A | Incremental Summer Peak Savings (MW) | Technical Potential | 0 | 0 | 0 | 0 | 0 | 0 | 0 | 0 | 0 | 0 | 0 | 0 | 0 | 0 | 0 | 0 | 0 | 0 | 0 | 0 | 0 | 0 | 0 | 0 | 0 | 0 | 0 | 0 | 0 | 0 | 0
F9_Industrial_Instruments_Existing_Process_Natural Gas_Gas Boiler - High Turndown_A_Technical Potential | F9 | Industrial | Instruments | Existing | Process | Natural Gas | Gas Boiler - High Turndown | A | Incremental Winter Peak Savings (MW) | Technical Potential | 0 | 0 | 0 | 0 | 0 | 0 | 0 | 0 | 0 | 0 | 0 | 0 | 0 | 0 | 0 | 0 | 0 | 0 | 0 | 0 | 0 | 0 | 0 | 0 | 0 | 0 | 0 | 0 | 0 | 0 | 0
F10_Industrial_Instruments_Existing_Process_Natural Gas_Gas Boiler - High Turndown_A_Technical Potential | F10 | Industrial | Instruments | Existing | Process | Natural Gas | Gas Boiler - High Turndown | A | Cumulative Energy Savings (MWh or mTherms) | Technical Potential | 0 | 0 | 0 | 0 | 0 | 0.34107 | 0.68195 | 1.0208 | 1.3599 | 1.6992 | 2.0007 | 2.2413 | 2.4333 | 2.5846 | 2.706 | 2.8022 | 2.8792 | 2.9405 | 2.989 | 3.0279 | 3.0589 | 3.0592 | 3.0592 | 3.0593 | 3.0593 | 3.0593 | 3.0593 | 3.0593 | 3.0593 | 3.0593 | 3.0593
F11_Industrial_Instruments_Existing_Process_Natural Gas_Gas Boiler - High Turndown_A_Technical Potential | F11 | Industrial | Instruments | Existing | Process | Natural Gas | Gas Boiler - High Turndown | A | Cumulative Summer Peak Savings (MW) | Technical Potential | 0 | 0 | 0 | 0 | 0 | 0 | 0 | 0 | 0 | 0 | 0 | 0 | 0 | 0 | 0 | 0 | 0 | 0 | 0 | 0 | 0 | 0 | 0 | 0 | 0 | 0 | 0 | 0 | 0 | 0 | 0
F12_Industrial_Instruments_Existing_Process_Natural Gas_Gas Boiler - High Turndown_A_Technical Potential | F12 | Industrial | Instruments | Existing | Process | Natural Gas | Gas Boiler - High Turndown | A | Cumulative Winter Peak Savings (MW) | Technical Potential | 0 | 0 | 0 | 0 | 0 | 0 | 0 | 0 | 0 | 0 | 0 | 0 | 0 | 0 | 0 | 0 | 0 | 0 | 0 | 0 | 0 | 0 | 0 | 0 | 0 | 0 | 0 | 0 | 0 | 0 | 0
F13_Industrial_Instruments_Existing_Process_Natural Gas_Gas Boiler - High Turndown_A_Technical Potential | F13 | Industrial | Instruments | Existing | Process | Natural Gas | Gas Boiler - High Turndown | A | Purchases (Incremental) | Technical Potential | 0 | 0 | 0 | 0 | 0 | 96.944 | 96.8908 | 96.3194 | 96.3714 | 96.4511 | 85.7037 | 68.3756 | 54.5894 | 42.978 | 34.5137 | 27.3476 | 21.881 | 17.4167 | 13.809 | 11.0603 | 8.8117 | 0.059869 | 0.021304 | 0.007238 | 0.0023528 | 0.001994 | 0.0019887 | 0.0019839 | 0.0019796 | 0.0019757 | 0.0019724
F14_Industrial_Instruments_Existing_Process_Natural Gas_Gas Boiler - High Turndown_A_Technical Potential | F14 | Industrial | Instruments | Existing | Process | Natural Gas | Gas Boiler - High Turndown | A | Purchases (Cumulative) | Technical Potential | 0 | 0 | 0 | 0 | 0 | 96.944 | 193.8347 | 290.1541 | 386.5255 | 482.9766 | 568.6803 | 637.0558 | 691.6452 | 734.6232 | 769.1369 | 796.4846 | 818.3655 | 835.7822 | 849.5912 | 860.6516 | 869.4632 | 869.5231 | 869.5444 | 869.5516 | 869.554 | 869.556 | 869.558 | 869.56 | 869.5619 | 869.5639 | 869.5659
F1_Industrial_Instruments_Existing_Space Heating_Natural Gas_Gas Boiler - Burner Control Optimization_A_Technical Potential | F1 | Industrial | Instruments | Existing | Space Heating | Natural Gas | Gas Boiler - Burner Control Optimization | A | Original Unit Energy Savings (kWh or therms) | Technical Potential | 0 | 0 | 0 | 0 | 0 | 1.614 | 1.603 | 1.5922 | 1.5812 | 1.5703 | 1.5597 | 1.5493 | 1.5389 | 1.5286 | 1.5178 | 1.5078 | 1.498 | 1.4883 | 1.4788 | 1.4692 | 1.46 | 1.4503 | 1.4411 | 1.4321 | 1.423 | 1.4148 | 1.4072 | 1.4004 | 1.3941 | 1.3884 | 1.3831
F2_Industrial_Instruments_Existing_Space Heating_Natural Gas_Gas Boiler - Burner Control Optimization_A_Technical Potential | F2 | Industrial | Instruments | Existing | Space Heating | Natural Gas | Gas Boiler - Burner Control Optimization | A | Original Unit Summer Peak Savings (kW) | Technical Potential | 0 | 0 | 0 | 0 | 0 | 0 | 0 | 0 | 0 | 0 | 0 | 0 | 0 | 0 | 0 | 0 | 0 | 0 | 0 | 0 | 0 | 0 | 0 | 0 | 0 | 0 | 0 | 0 | 0 | 0 | 0
F3_Industrial_Instruments_Existing_Space Heating_Natural Gas_Gas Boiler - Burner Control Optimization_A_Technical Potential | F3 | Industrial | Instruments | Existing | Space Heating | Natural Gas | Gas Boiler - Burner Control Optimization | A | Original Unit Winter Peak Savings (kW) | Technical Potential | 0 | 0 | 0 | 0 | 0 | 0 | 0 | 0 | 0 | 0 | 0 | 0 | 0 | 0 | 0 | 0 | 0 | 0 | 0 | 0 | 0 | 0 | 0 | 0 | 0 | 0 | 0 | 0 | 0 | 0 | 0
F4_Industrial_Instruments_Existing_Space Heating_Natural Gas_Gas Boiler - Burner Control Optimization_A_Technical Potential | F4 | Industrial | Instruments | Existing | Space Heating | Natural Gas | Gas Boiler - Burner Control Optimization | A | Standalone Impact on Baseline Energy (%) | Technical Potential | 0% | 0% | 0% | 0% | 0% | 0.000389% | 0.0009988% | 0.002224% | 0.004355% | 0.00767% | 0.01242% | 0.01838% | 0.02533% | 0.0332% | 0.04055% | 0.04793% | 0.05405% | 0.05936% | 0.0638% | 0.06659% | 0.06885% | 0.07043% | 0.07148% | 0.07218% | 0.00072667 | 0.00072799 | 0.00072924 | 0.00073042 | 0 | 0 | 0
F5_Industrial_Instruments_Existing_Space Heating_Natural Gas_Gas Boiler - Burner Control Optimization_A_Technical Potential | F5 | Industrial | Instruments | Existing | Space Heating | Natural Gas | Gas Boiler - Burner Control Optimization | A | Standalone Impact on Baseline Summer Peak (%) | Technical Potential | 0% | 0% | 0% | 0% | 0% | 0% | 0% | 0% | 0% | 0% | 0% | 0% | 0% | 0% | 0% | 0% | 0% | 0% | 0% | 0% | 0% | 0% | 0% | 0% | 0 | 0 | 0 | 0 | 0 | 0 | 0
F6_Industrial_Instruments_Existing_Space Heating_Natural Gas_Gas Boiler - Burner Control Optimization_A_Technical Potential | F6 | Industrial | Instruments | Existing | Space Heating | Natural Gas | Gas Boiler - Burner Control Optimization | A | Standalone Impact on Baseline Winter Peak (%) | Technical Potential | 0% | 0% | 0% | 0% | 0% | 0% | 0% | 0% | 0% | 0% | 0% | 0% | 0% | 0% | 0% | 0% | 0% | 0% | 0% | 0% | 0% | 0% | 0% | 0% | 0 | 0 | 0 | 0 | 0 | 0 | 0
F7_Industrial_Instruments_Existing_Space Heating_Natural Gas_Gas Boiler - Burner Control Optimization_A_Technical Potential | F7 | Industrial | Instruments | Existing | Space Heating | Natural Gas | Gas Boiler - Burner Control Optimization | A | Incremental Energy Savings (MWh or mTherms) | Technical Potential | 0 | 0 | 0 | 0 | 0 | 0.0013914 | 0.0021711 | 0.0042873 | 0.0074553 | 0.011527 | 0.015825 | 0.019951 | 0.023073 | 0.024291 | 0.024211 | 0.022234 | 0.01933 | 0.015737 | 0.012053 | 0.0088339 | 0.0061194 | 0.004037 | 0.0025433 | 0.0015332 | 0.0010283 | 0 | 0 | 0 | 0 | 0 | 0
F8_Industrial_Instruments_Existing_Space Heating_Natural Gas_Gas Boiler - Burner Control Optimization_A_Technical Potential | F8 | Industrial | Instruments | Existing | Space Heating | Natural Gas | Gas Boiler - Burner Control Optimization | A | Incremental Summer Peak Savings (MW) | Technical Potential | 0 | 0 | 0 | 0 | 0 | 0 | 0 | 0 | 0 | 0 | 0 | 0 | 0 | 0 | 0 | 0 | 0 | 0 | 0 | 0 | 0 | 0 | 0 | 0 | 0 | 0 | 0 | 0 | 0 | 0 | 0
F9_Industrial_Instruments_Existing_Space Heating_Natural Gas_Gas Boiler - Burner Control Optimization_A_Technical Potential | F9 | Industrial | Instruments | Existing | Space Heating | Natural Gas | Gas Boiler - Burner Control Optimization | A | Incremental Winter Peak Savings (MW) | Technical Potential | 0 | 0 | 0 | 0 | 0 | 0 | 0 | 0 | 0 | 0 | 0 | 0 | 0 | 0 | 0 | 0 | 0 | 0 | 0 | 0 | 0 | 0 | 0 | 0 | 0 | 0 | 0 | 0 | 0 | 0 | 0
F10_Industrial_Instruments_Existing_Space Heating_Natural Gas_Gas Boiler - Burner Control Optimization_A_Technical Potential | F10 | Industrial | Instruments | Existing | Space Heating | Natural Gas | Gas Boiler - Burner Control Optimization | A | Cumulative Energy Savings (MWh or mTherms) | Technical Potential | 0 | 0 | 0 | 0 | 0 | 0.0013914 | 0.003553 | 0.0078162 | 0.015218 | 0.02664 | 0.042285 | 0.061952 | 0.084611 | 0.10834 | 0.13178 | 0.15315 | 0.17148 | 0.18611 | 0.19697 | 0.20453 | 0.20936 | 0.21202 | 0.21321 | 0.21341 | 0.21309 | 0.21185 | 0.21072 | 0.2097 | 0.20876 | 0.2079 | 0.20712
F11_Industrial_Instruments_Existing_Space Heating_Natural Gas_Gas Boiler - Burner Control Optimization_A_Technical Potential | F11 | Industrial | Instruments | Existing | Space Heating | Natural Gas | Gas Boiler - Burner Control Optimization | A | Cumulative Summer Peak Savings (MW) | Technical Potential | 0 | 0 | 0 | 0 | 0 | 0 | 0 | 0 | 0 | 0 | 0 | 0 | 0 | 0 | 0 | 0 | 0 | 0 | 0 | 0 | 0 | 0 | 0 | 0 | 0 | 0 | 0 | 0 | 0 | 0 | 0
F12_Industrial_Instruments_Existing_Space Heating_Natural Gas_Gas Boiler - Burner Control Optimization_A_Technical Potential | F12 | Industrial | Instruments | Existing | Space Heating | Natural Gas | Gas Boiler - Burner Control Optimization | A | Cumulative Winter Peak Savings (MW) | Technical Potential | 0 | 0 | 0 | 0 | 0 | 0 | 0 | 0 | 0 | 0 | 0 | 0 | 0 | 0 | 0 | 0 | 0 | 0 | 0 | 0 | 0 | 0 | 0 | 0 | 0 | 0 | 0 | 0 | 0 | 0 | 0
F13_Industrial_Instruments_Existing_Space Heating_Natural Gas_Gas Boiler - Burner Control Optimization_A_Technical Potential | F13 | Industrial | Instruments | Existing | Space Heating | Natural Gas | Gas Boiler - Burner Control Optimization | A | Purchases (Incremental) | Technical Potential | 0 | 0 | 0 | 0 | 0 | 0.86208 | 1.3544 | 2.6928 | 4.7149 | 7.3403 | 10.1459 | 12.8777 | 14.9935 | 15.8905 | 15.9511 | 14.7458 | 12.9042 | 10.5735 | 8.1505 | 6.0127 | 4.1915 | 2.7835 | 1.7648 | 1.0706 | 0.7226 | 0 | 0 | 0 | 0 | 0 | 0
F14_Industrial_Instruments_Existing_Space Heating_Natural Gas_Gas Boiler - Burner Control Optimization_A_Technical Potential | F14 | Industrial | Instruments | Existing | Space Heating | Natural Gas | Gas Boiler - Burner Control Optimization | A | Purchases (Cumulative) | Technical Potential | 0 | 0 | 0 | 0 | 0 | 0.86208 | 2.2164 | 4.9092 | 9.6241 | 16.9644 | 27.1104 | 39.9881 | 54.9816 | 70.8721 | 86.8232 | 101.569 | 114.4732 | 125.0467 | 133.1972 | 139.2099 | 143.4014 | 146.1849 | 147.9497 | 149.0203 | 149.7429 | 149.7429 | 149.7429 | 149.7429 | 149.7429 | 149.7429 | 149.7429
F1_Industrial_Instruments_Existing_Process_Natural Gas_Gas Boiler - Burner Control Optimization_A_Technical Potential | F1 | Industrial | Instruments | Existing | Process | Natural Gas | Gas Boiler - Burner Control Optimization | A | Original Unit Energy Savings (kWh or therms) | Technical Potential | 0 | 0 | 0 | 0 | 0 | 1.0203 | 1.0203 | 1.0203 | 1.0203 | 1.0203 | 1.0203 | 1.0203 | 1.0203 | 1.0203 | 1.0203 | 1.0203 | 1.0203 | 1.0203 | 1.0203 | 1.0203 | 1.0203 | 1.0203 | 1.0203 | 1.0203 | 1.0203 | 1.0203 | 1.0203 | 1.0203 | 1.0203 | 1.0203 | 1.0203
F2_Industrial_Instruments_Existing_Process_Natural Gas_Gas Boiler - Burner Control Optimization_A_Technical Potential | F2 | Industrial | Instruments | Existing | Process | Natural Gas | Gas Boiler - Burner Control Optimization | A | Original Unit Summer Peak Savings (kW) | Technical Potential | 0 | 0 | 0 | 0 | 0 | 0 | 0 | 0 | 0 | 0 | 0 | 0 | 0 | 0 | 0 | 0 | 0 | 0 | 0 | 0 | 0 | 0 | 0 | 0 | 0 | 0 | 0 | 0 | 0 | 0 | 0
F3_Industrial_Instruments_Existing_Process_Natural Gas_Gas Boiler - Burner Control Optimization_A_Technical Potential | F3 | Industrial | Instruments | Existing | Process | Natural Gas | Gas Boiler - Burner Control Optimization | A | Original Unit Winter Peak Savings (kW) | Technical Potential | 0 | 0 | 0 | 0 | 0 | 0 | 0 | 0 | 0 | 0 | 0 | 0 | 0 | 0 | 0 | 0 | 0 | 0 | 0 | 0 | 0 | 0 | 0 | 0 | 0 | 0 | 0 | 0 | 0 | 0 | 0
F4_Industrial_Instruments_Existing_Process_Natural Gas_Gas Boiler - Burner Control Optimization_A_Technical Potential | F4 | Industrial | Instruments | Existing | Process | Natural Gas | Gas Boiler - Burner Control Optimization | A | Standalone Impact on Baseline Energy (%) | Technical Potential | 0% | 0% | 0% | 0% | 0% | 0.002856% | 0.007348% | 0.01637% | 0.03208% | 0.0565% | 0.09145% | 0.1353% | 0.1863% | 0.2441% | 0.2979% | 0.3518% | 0.3965% | 0.4353% | 0.4678% | 0.4884% | 0.5052% | 0.517% | 0.5251% | 0.5307% | 0.0053499 | 0.0053655 | 0.0053799 | 0.0053929 | 0 | 0 | 0
F5_Industrial_Instruments_Existing_Process_Natural Gas_Gas Boiler - Burner Control Optimization_A_Technical Potential | F5 | Industrial | Instruments | Existing | Process | Natural Gas | Gas Boiler - Burner Control Optimization | A | Standalone Impact on Baseline Summer Peak (%) | Technical Potential | 0% | 0% | 0% | 0% | 0% | 0% | 0% | 0% | 0% | 0% | 0% | 0% | 0% | 0% | 0% | 0% | 0% | 0% | 0% | 0% | 0% | 0% | 0% | 0% | 0 | 0 | 0 | 0 | 0 | 0 | 0
F6_Industrial_Instruments_Existing_Process_Natural Gas_Gas Boiler - Burner Control Optimization_A_Technical Potential | F6 | Industrial | Instruments | Existing | Process | Natural Gas | Gas Boiler - Burner Control Optimization | A | Standalone Impact on Baseline Winter Peak (%) | Technical Potential | 0% | 0% | 0% | 0% | 0% | 0% | 0% | 0% | 0% | 0% | 0% | 0% | 0% | 0% | 0% | 0% | 0% | 0% | 0% | 0% | 0% | 0% | 0% | 0% | 0 | 0 | 0 | 0 | 0 | 0 | 0
F7_Industrial_Instruments_Existing_Process_Natural Gas_Gas Boiler - Burner Control Optimization_A_Technical Potential | F7 | Industrial | Instruments | Existing | Process | Natural Gas | Gas Boiler - Burner Control Optimization | A | Incremental Energy Savings (MWh or mTherms) | Technical Potential | 0 | 0 | 0 | 0 | 0 | 0.026681 | 0.041918 | 0.083341 | 0.14593 | 0.22718 | 0.31402 | 0.39857 | 0.46405 | 0.49181 | 0.49369 | 0.45638 | 0.39938 | 0.32725 | 0.25226 | 0.18609 | 0.12973 | 0.086148 | 0.054622 | 0.033135 | 0.022365 | 0 | 0 | 0 | 0 | 0 | 0
F8_Industrial_Instruments_Existing_Process_Natural Gas_Gas Boiler - Burner Control Optimization_A_Technical Potential | F8 | Industrial | Instruments | Existing | Process | Natural Gas | Gas Boiler - Burner Control Optimization | A | Incremental Summer Peak Savings (MW) | Technical Potential | 0 | 0 | 0 | 0 | 0 | 0 | 0 | 0 | 0 | 0 | 0 | 0 | 0 | 0 | 0 | 0 | 0 | 0 | 0 | 0 | 0 | 0 | 0 | 0 | 0 | 0 | 0 | 0 | 0 | 0 | 0
F9_Industrial_Instruments_Existing_Process_Natural Gas_Gas Boiler - Burner Control Optimization_A_Technical Potential | F9 | Industrial | Instruments | Existing | Process | Natural Gas | Gas Boiler - Burner Control Optimization | A | Incremental Winter Peak Savings (MW) | Technical Potential | 0 | 0 | 0 | 0 | 0 | 0 | 0 | 0 | 0 | 0 | 0 | 0 | 0 | 0 | 0 | 0 | 0 | 0 | 0 | 0 | 0 | 0 | 0 | 0 | 0 | 0 | 0 | 0 | 0 | 0 | 0
F10_Industrial_Instruments_Existing_Process_Natural Gas_Gas Boiler - Burner Control Optimization_A_Technical Potential | F10 | Industrial | Instruments | Existing | Process | Natural Gas | Gas Boiler - Burner Control Optimization | A | Cumulative Energy Savings (MWh or mTherms) | Technical Potential | 0 | 0 | 0 | 0 | 0 | 0.026681 | 0.068599 | 0.15194 | 0.29787 | 0.52505 | 0.83906 | 1.2376 | 1.7017 | 2.1935 | 2.6872 | 3.1436 | 3.5429 | 3.8702 | 4.1224 | 4.3085 | 4.4383 | 4.5244 | 4.579 | 4.6122 | 4.6345 | 4.6345 | 4.6345 | 4.6345 | 4.6345 | 4.6345 | 4.6345
F11_Industrial_Instruments_Existing_Process_Natural Gas_Gas Boiler - Burner Control Optimization_A_Technical Potential | F11 | Industrial | Instruments | Existing | Process | Natural Gas | Gas Boiler - Burner Control Optimization | A | Cumulative Summer Peak Savings (MW) | Technical Potential | 0 | 0 | 0 | 0 | 0 | 0 | 0 | 0 | 0 | 0 | 0 | 0 | 0 | 0 | 0 | 0 | 0 | 0 | 0 | 0 | 0 | 0 | 0 | 0 | 0 | 0 | 0 | 0 | 0 | 0 | 0
F12_Industrial_Instruments_Existing_Process_Natural Gas_Gas Boiler - Burner Control Optimization_A_Technical Potential | F12 | Industrial | Instruments | Existing | Process | Natural Gas | Gas Boiler - Burner Control Optimization | A | Cumulative Winter Peak Savings (MW) | Technical Potential | 0 | 0 | 0 | 0 | 0 | 0 | 0 | 0 | 0 | 0 | 0 | 0 | 0 | 0 | 0 | 0 | 0 | 0 | 0 | 0 | 0 | 0 | 0 | 0 | 0 | 0 | 0 | 0 | 0 | 0 | 0
F13_Industrial_Instruments_Existing_Process_Natural Gas_Gas Boiler - Burner Control Optimization_A_Technical Potential | F13 | Industrial | Instruments | Existing | Process | Natural Gas | Gas Boiler - Burner Control Optimization | A | Purchases (Incremental) | Technical Potential | 0 | 0 | 0 | 0 | 0 | 26.151 | 41.0845 | 81.6843 | 143.0249 | 222.6671 | 307.7753 | 390.6435 | 454.8254 | 482.0339 | 483.8744 | 447.3093 | 391.4465 | 320.7452 | 247.2432 | 182.395 | 127.1485 | 84.436 | 53.5362 | 32.4765 | 21.92 | 0 | 0 | 0 | 0 | 0 | 0
F14_Industrial_Instruments_Existing_Process_Natural Gas_Gas Boiler - Burner Control Optimization_A_Technical Potential | F14 | Industrial | Instruments | Existing | Process | Natural Gas | Gas Boiler - Burner Control Optimization | A | Purchases (Cumulative) | Technical Potential | 0 | 0 | 0 | 0 | 0 | 26.151 | 67.2355 | 148.9198 | 291.9447 | 514.6118 | 822.3871 | 1213.0306 | 1667.856 | 2149.89 | 2633.7643 | 3081.0737 | 3472.5201 | 3793.2653 | 4040.5085 | 4222.9035 | 4350.0521 | 4434.4881 | 4488.0243 | 4520.5008 | 4542.4208 | 4542.4208 | 4542.4208 | 4542.4208 | 4542.4208 | 4542.4208 | 4542.4208
F1_Industrial_Instruments_Existing_Space Heating_Natural Gas_HVAC - Demand Controlled Ventilation_A_Technical Potential | F1 | Industrial | Instruments | Existing | Space Heating | Natural Gas | HVAC - Demand Controlled Ventilation | A | Original Unit Energy Savings (kWh or therms) | Technical Potential | 0 | 0 | 0 | 0 | 0 | 0.045714 | 0.045302 | 0.044777 | 0.044244 | 0.043709 | 0.043186 | 0.042667 | 0.042179 | 0.041719 | 0.041255 | 0.04085 | 0.040467 | 0.040108 | 0.03977 | 0.039428 | 0.039096 | 0.038767 | 0.038427 | 0.038101 | 0.037787 | 0.037493 | 0.037218 | 0.03696 | 0.036718 | 0.036492 | 0.03628
F2_Industrial_Instruments_Existing_Space Heating_Natural Gas_HVAC - Demand Controlled Ventilation_A_Technical Potential | F2 | Industrial | Instruments | Existing | Space Heating | Natural Gas | HVAC - Demand Controlled Ventilation | A | Original Unit Summer Peak Savings (kW) | Technical Potential | 0 | 0 | 0 | 0 | 0 | 0 | 0 | 0 | 0 | 0 | 0 | 0 | 0 | 0 | 0 | 0 | 0 | 0 | 0 | 0 | 0 | 0 | 0 | 0 | 0 | 0 | 0 | 0 | 0 | 0 | 0
F3_Industrial_Instruments_Existing_Space Heating_Natural Gas_HVAC - Demand Controlled Ventilation_A_Technical Potential | F3 | Industrial | Instruments | Existing | Space Heating | Natural Gas | HVAC - Demand Controlled Ventilation | A | Original Unit Winter Peak Savings (kW) | Technical Potential | 0 | 0 | 0 | 0 | 0 | 0 | 0 | 0 | 0 | 0 | 0 | 0 | 0 | 0 | 0 | 0 | 0 | 0 | 0 | 0 | 0 | 0 | 0 | 0 | 0 | 0 | 0 | 0 | 0 | 0 | 0
F4_Industrial_Instruments_Existing_Space Heating_Natural Gas_HVAC - Demand Controlled Ventilation_A_Technical Potential | F4 | Industrial | Instruments | Existing | Space Heating | Natural Gas | HVAC - Demand Controlled Ventilation | A | Standalone Impact on Baseline Energy (%) | Technical Potential | 0% | 0% | 0% | 0% | 0% | 0.03019% | 0.06014% | 0.09006% | 0.1193% | 0.1481% | 0.1787% | 0.2076% | 0.2363% | 0.2682% | 0.2953% | 0.3263% | 0.3544% | 0.3842% | 0.4156% | 0.4427% | 0.4721% | 0.5013% | 0.5299% | 0.5584% | 0.0058657 | 0.0058647 | 0.0058629 | 0.0058602 | 0 | 0 | 0
F5_Industrial_Instruments_Existing_Space Heating_Natural Gas_HVAC - Demand Controlled Ventilation_A_Technical Potential | F5 | Industrial | Instruments | Existing | Space Heating | Natural Gas | HVAC - Demand Controlled Ventilation | A | Standalone Impact on Baseline Summer Peak (%) | Technical Potential | 0% | 0% | 0% | 0% | 0% | 0% | 0% | 0% | 0% | 0% | 0% | 0% | 0% | 0% | 0% | 0% | 0% | 0% | 0% | 0% | 0% | 0% | 0% | 0% | 0 | 0 | 0 | 0 | 0 | 0 | 0
F6_Industrial_Instruments_Existing_Space Heating_Natural Gas_HVAC - Demand Controlled Ventilation_A_Technical Potential | F6 | Industrial | Instruments | Existing | Space Heating | Natural Gas | HVAC - Demand Controlled Ventilation | A | Standalone Impact on Baseline Winter Peak (%) | Technical Potential | 0% | 0% | 0% | 0% | 0% | 0% | 0% | 0% | 0% | 0% | 0% | 0% | 0% | 0% | 0% | 0% | 0% | 0% | 0% | 0% | 0% | 0% | 0% | 0% | 0 | 0 | 0 | 0 | 0 | 0 | 0
F7_Industrial_Instruments_Existing_Space Heating_Natural Gas_HVAC - Demand Controlled Ventilation_A_Technical Potential | F7 | Industrial | Instruments | Existing | Space Heating | Natural Gas | HVAC - Demand Controlled Ventilation | A | Incremental Energy Savings (MWh or mTherms) | Technical Potential | 0 | 0 | 0 | 0 | 0 | 0.10798 | 0.10695 | 0.10509 | 0.10389 | 0.10272 | 0.1002 | 0.098728 | 0.097399 | 0.094808 | 0.094112 | 0.092298 | 0.091445 | 0.090178 | 0.08862 | 0.087962 | 0.086862 | 0.085795 | 0.084733 | 0.083729 | 0.082777 | 0 | 0 | 0 | 0 | 0 | 0
F8_Industrial_Instruments_Existing_Space Heating_Natural Gas_HVAC - Demand Controlled Ventilation_A_Technical Potential | F8 | Industrial | Instruments | Existing | Space Heating | Natural Gas | HVAC - Demand Controlled Ventilation | A | Incremental Summer Peak Savings (MW) | Technical Potential | 0 | 0 | 0 | 0 | 0 | 0 | 0 | 0 | 0 | 0 | 0 | 0 | 0 | 0 | 0 | 0 | 0 | 0 | 0 | 0 | 0 | 0 | 0 | 0 | 0 | 0 | 0 | 0 | 0 | 0 | 0
F9_Industrial_Instruments_Existing_Space Heating_Natural Gas_HVAC - Demand Controlled Ventilation_A_Technical Potential | F9 | Industrial | Instruments | Existing | Space Heating | Natural Gas | HVAC - Demand Controlled Ventilation | A | Incremental Winter Peak Savings (MW) | Technical Potential | 0 | 0 | 0 | 0 | 0 | 0 | 0 | 0 | 0 | 0 | 0 | 0 | 0 | 0 | 0 | 0 | 0 | 0 | 0 | 0 | 0 | 0 | 0 | 0 | 0 | 0 | 0 | 0 | 0 | 0 | 0
F10_Industrial_Instruments_Existing_Space Heating_Natural Gas_HVAC - Demand Controlled Ventilation_A_Technical Potential | F10 | Industrial | Instruments | Existing | Space Heating | Natural Gas | HVAC - Demand Controlled Ventilation | A | Cumulative Energy Savings (MWh or mTherms) | Technical Potential | 0 | 0 | 0 | 0 | 0 | 0.10798 | 0.21395 | 0.31656 | 0.41669 | 0.51437 | 0.60841 | 0.69983 | 0.78922 | 0.87543 | 0.95981 | 1.0427 | 1.1243 | 1.2045 | 1.283 | 1.3599 | 1.4354 | 1.5091 | 1.5806 | 1.6509 | 1.7201 | 1.7067 | 1.6942 | 1.6824 | 1.6714 | 1.6611 | 1.6515
F11_Industrial_Instruments_Existing_Space Heating_Natural Gas_HVAC - Demand Controlled Ventilation_A_Technical Potential | F11 | Industrial | Instruments | Existing | Space Heating | Natural Gas | HVAC - Demand Controlled Ventilation | A | Cumulative Summer Peak Savings (MW) | Technical Potential | 0 | 0 | 0 | 0 | 0 | 0 | 0 | 0 | 0 | 0 | 0 | 0 | 0 | 0 | 0 | 0 | 0 | 0 | 0 | 0 | 0 | 0 | 0 | 0 | 0 | 0 | 0 | 0 | 0 | 0 | 0
F12_Industrial_Instruments_Existing_Space Heating_Natural Gas_HVAC - Demand Controlled Ventilation_A_Technical Potential | F12 | Industrial | Instruments | Existing | Space Heating | Natural Gas | HVAC - Demand Controlled Ventilation | A | Cumulative Winter Peak Savings (MW) | Technical Potential | 0 | 0 | 0 | 0 | 0 | 0 | 0 | 0 | 0 | 0 | 0 | 0 | 0 | 0 | 0 | 0 | 0 | 0 | 0 | 0 | 0 | 0 | 0 | 0 | 0 | 0 | 0 | 0 | 0 | 0 | 0
F13_Industrial_Instruments_Existing_Space Heating_Natural Gas_HVAC - Demand Controlled Ventilation_A_Technical Potential | F13 | Industrial | Instruments | Existing | Space Heating | Natural Gas | HVAC - Demand Controlled Ventilation | A | Purchases (Incremental) | Technical Potential | 0 | 0 | 0 | 0 | 0 | 2362.0987 | 2360.8023 | 2346.8798 | 2348.1486 | 2350.0903 | 2320.2465 | 2313.9061 | 2309.2079 | 2272.5384 | 2281.2151 | 2259.4607 | 2259.7539 | 2248.3805 | 2228.3251 | 2230.9646 | 2221.7391 | 2213.098 | 2205.0342 | 2197.5408 | 2190.611 | 0 | 0 | 0 | 0 | 0 | 0
F14_Industrial_Instruments_Existing_Space Heating_Natural Gas_HVAC - Demand Controlled Ventilation_A_Technical Potential | F14 | Industrial | Instruments | Existing | Space Heating | Natural Gas | HVAC - Demand Controlled Ventilation | A | Purchases (Cumulative) | Technical Potential | 0 | 0 | 0 | 0 | 0 | 2362.0987 | 4722.901 | 7069.7809 | 9417.9295 | 11768.0198 | 14088.2663 | 16402.1724 | 18711.3803 | 20983.9187 | 23265.1337 | 25524.5944 | 27784.3484 | 30032.7288 | 32261.0539 | 34492.0185 | 36713.7576 | 38926.8556 | 41131.8898 | 43329.4306 | 45520.0416 | 45520.0416 | 45520.0416 | 45520.0416 | 45520.0416 | 45520.0416 | 45520.0416
F1_Industrial_Instruments_Existing_Space Heating_Natural Gas_Gas Boiler - Stack Economizer_A_Technical Potential | F1 | Industrial | Instruments | Existing | Space Heating | Natural Gas | Gas Boiler - Stack Economizer | A | Original Unit Energy Savings (kWh or therms) | Technical Potential | 0 | 0 | 0 | 0 | 0 | 4.0627 | 4.0352 | 4.0078 | 3.9803 | 3.9529 | 3.9263 | 3.8999 | 3.8738 | 3.848 | 3.8207 | 3.7956 | 3.7708 | 3.7464 | 3.7224 | 3.6983 | 3.6751 | 3.6509 | 3.6275 | 3.6049 | 3.5821 | 3.5613 | 3.5424 | 3.5251 | 3.5093 | 3.4949 | 3.4817
F2_Industrial_Instruments_Existing_Space Heating_Natural Gas_Gas Boiler - Stack Economizer_A_Technical Potential | F2 | Industrial | Instruments | Existing | Space Heating | Natural Gas | Gas Boiler - Stack Economizer | A | Original Unit Summer Peak Savings (kW) | Technical Potential | 0 | 0 | 0 | 0 | 0 | 0 | 0 | 0 | 0 | 0 | 0 | 0 | 0 | 0 | 0 | 0 | 0 | 0 | 0 | 0 | 0 | 0 | 0 | 0 | 0 | 0 | 0 | 0 | 0 | 0 | 0
F3_Industrial_Instruments_Existing_Space Heating_Natural Gas_Gas Boiler - Stack Economizer_A_Technical Potential | F3 | Industrial | Instruments | Existing | Space Heating | Natural Gas | Gas Boiler - Stack Economizer | A | Original Unit Winter Peak Savings (kW) | Technical Potential | 0 | 0 | 0 | 0 | 0 | 0 | 0 | 0 | 0 | 0 | 0 | 0 | 0 | 0 | 0 | 0 | 0 | 0 | 0 | 0 | 0 | 0 | 0 | 0 | 0 | 0 | 0 | 0 | 0 | 0 | 0
F4_Industrial_Instruments_Existing_Space Heating_Natural Gas_Gas Boiler - Stack Economizer_A_Technical Potential | F4 | Industrial | Instruments | Existing | Space Heating | Natural Gas | Gas Boiler - Stack Economizer | A | Standalone Impact on Baseline Energy (%) | Technical Potential | 0% | 0% | 0% | 0% | 0% | 0.00968% | 0.01933% | 0.02908% | 0.03871% | 0.04832% | 0.05764% | 0.06478% | 0.07051% | 0.07614% | 0.07948% | 0.08316% | 0.0855% | 0.0878% | 0.09005% | 0.0911% | 0.09238% | 0.09271% | 0.09297% | 0.0932% | 0.00093377 | 0.00093547 | 0.00093708 | 0.00093859 | 0 | 0 | 0
F5_Industrial_Instruments_Existing_Space Heating_Natural Gas_Gas Boiler - Stack Economizer_A_Technical Potential | F5 | Industrial | Instruments | Existing | Space Heating | Natural Gas | Gas Boiler - Stack Economizer | A | Standalone Impact on Baseline Summer Peak (%) | Technical Potential | 0% | 0% | 0% | 0% | 0% | 0% | 0% | 0% | 0% | 0% | 0% | 0% | 0% | 0% | 0% | 0% | 0% | 0% | 0% | 0% | 0% | 0% | 0% | 0% | 0 | 0 | 0 | 0 | 0 | 0 | 0
F6_Industrial_Instruments_Existing_Space Heating_Natural Gas_Gas Boiler - Stack Economizer_A_Technical Potential | F6 | Industrial | Instruments | Existing | Space Heating | Natural Gas | Gas Boiler - Stack Economizer | A | Standalone Impact on Baseline Winter Peak (%) | Technical Potential | 0% | 0% | 0% | 0% | 0% | 0% | 0% | 0% | 0% | 0% | 0% | 0% | 0% | 0% | 0% | 0% | 0% | 0% | 0% | 0% | 0% | 0% | 0% | 0% | 0 | 0 | 0 | 0 | 0 | 0 | 0
F7_Industrial_Instruments_Existing_Space Heating_Natural Gas_Gas Boiler - Stack Economizer_A_Technical Potential | F7 | Industrial | Instruments | Existing | Space Heating | Natural Gas | Gas Boiler - Stack Economizer | A | Incremental Energy Savings (MWh or mTherms) | Technical Potential | 0 | 0 | 0 | 0 | 0 | 0.034623 | 0.03437 | 0.033935 | 0.033721 | 0.033516 | 0.029581 | 0.023441 | 0.01859 | 0.014538 | 0.011592 | 0.0091249 | 0.0072532 | 0.005736 | 0.0045187 | 0.0035958 | 0.0028468 | 1.9214e-05 | 6.7935e-06 | 2.2937e-06 | 7.4087e-07 | 6.2427e-07 | 6.1929e-07 | 6.1477e-07 | 6.1068e-07 | 6.0699e-07 | 6.0368e-07
F8_Industrial_Instruments_Existing_Space Heating_Natural Gas_Gas Boiler - Stack Economizer_A_Technical Potential | F8 | Industrial | Instruments | Existing | Space Heating | Natural Gas | Gas Boiler - Stack Economizer | A | Incremental Summer Peak Savings (MW) | Technical Potential | 0 | 0 | 0 | 0 | 0 | 0 | 0 | 0 | 0 | 0 | 0 | 0 | 0 | 0 | 0 | 0 | 0 | 0 | 0 | 0 | 0 | 0 | 0 | 0 | 0 | 0 | 0 | 0 | 0 | 0 | 0
F9_Industrial_Instruments_Existing_Space Heating_Natural Gas_Gas Boiler - Stack Economizer_A_Technical Potential | F9 | Industrial | Instruments | Existing | Space Heating | Natural Gas | Gas Boiler - Stack Economizer | A | Incremental Winter Peak Savings (MW) | Technical Potential | 0 | 0 | 0 | 0 | 0 | 0 | 0 | 0 | 0 | 0 | 0 | 0 | 0 | 0 | 0 | 0 | 0 | 0 | 0 | 0 | 0 | 0 | 0 | 0 | 0 | 0 | 0 | 0 | 0 | 0 | 0
F10_Industrial_Instruments_Existing_Space Heating_Natural Gas_Gas Boiler - Stack Economizer_A_Technical Potential | F10 | Industrial | Instruments | Existing | Space Heating | Natural Gas | Gas Boiler - Stack Economizer | A | Cumulative Energy Savings (MWh or mTherms) | Technical Potential | 0 | 0 | 0 | 0 | 0 | 0.034623 | 0.068758 | 0.10223 | 0.13525 | 0.16783 | 0.19628 | 0.2184 | 0.23553 | 0.2485 | 0.25833 | 0.26576 | 0.27127 | 0.27526 | 0.27801 | 0.27981 | 0.2809 | 0.27907 | 0.27729 | 0.27556 | 0.27382 | 0.27223 | 0.27078 | 0.26946 | 0.26825 | 0.26715 | 0.26615
F11_Industrial_Instruments_Existing_Space Heating_Natural Gas_Gas Boiler - Stack Economizer_A_Technical Potential | F11 | Industrial | Instruments | Existing | Space Heating | Natural Gas | Gas Boiler - Stack Economizer | A | Cumulative Summer Peak Savings (MW) | Technical Potential | 0 | 0 | 0 | 0 | 0 | 0 | 0 | 0 | 0 | 0 | 0 | 0 | 0 | 0 | 0 | 0 | 0 | 0 | 0 | 0 | 0 | 0 | 0 | 0 | 0 | 0 | 0 | 0 | 0 | 0 | 0
F12_Industrial_Instruments_Existing_Space Heating_Natural Gas_Gas Boiler - Stack Economizer_A_Technical Potential | F12 | Industrial | Instruments | Existing | Space Heating | Natural Gas | Gas Boiler - Stack Economizer | A | Cumulative Winter Peak Savings (MW) | Technical Potential | 0 | 0 | 0 | 0 | 0 | 0 | 0 | 0 | 0 | 0 | 0 | 0 | 0 | 0 | 0 | 0 | 0 | 0 | 0 | 0 | 0 | 0 | 0 | 0 | 0 | 0 | 0 | 0 | 0 | 0 | 0
F13_Industrial_Instruments_Existing_Space Heating_Natural Gas_Gas Boiler - Stack Economizer_A_Technical Potential | F13 | Industrial | Instruments | Existing | Space Heating | Natural Gas | Gas Boiler - Stack Economizer | A | Purchases (Incremental) | Technical Potential | 0 | 0 | 0 | 0 | 0 | 8.5221 | 8.5175 | 8.4672 | 8.4718 | 8.4788 | 7.534 | 6.0107 | 4.7988 | 3.7781 | 3.034 | 2.4041 | 1.9235 | 1.5311 | 1.2139 | 0.97229 | 0.77461 | 0.0052629 | 0.0018728 | 0.00063627 | 0.00020683 | 0.00017529 | 0.00017482 | 0.0001744 | 0.00017402 | 0.00017368 | 0.00017339
F14_Industrial_Instruments_Existing_Space Heating_Natural Gas_Gas Boiler - Stack Economizer_A_Technical Potential | F14 | Industrial | Instruments | Existing | Space Heating | Natural Gas | Gas Boiler - Stack Economizer | A | Purchases (Cumulative) | Technical Potential | 0 | 0 | 0 | 0 | 0 | 8.5221 | 17.0396 | 25.5068 | 33.9786 | 42.4574 | 49.9915 | 56.0022 | 60.8011 | 64.5792 | 67.6132 | 70.0173 | 71.9408 | 73.4718 | 74.6858 | 75.658 | 76.4327 | 76.4379 | 76.4398 | 76.4404 | 76.4406 | 76.4408 | 76.441 | 76.4412 | 76.4413 | 76.4415 | 76.4417
F1_Industrial_Instruments_Existing_Process_Natural Gas_Gas Boiler - Stack Economizer_A_Technical Potential | F1 | Industrial | Instruments | Existing | Process | Natural Gas | Gas Boiler - Stack Economizer | A | Original Unit Energy Savings (kWh or therms) | Technical Potential | 0 | 0 | 0 | 0 | 0 | 3.3775 | 3.3775 | 3.3775 | 3.3775 | 3.3775 | 3.3775 | 3.3775 | 3.3775 | 3.3775 | 3.3775 | 3.3775 | 3.3775 | 3.3775 | 3.3775 | 3.3775 | 3.3775 | 3.3775 | 3.3775 | 3.3775 | 3.3775 | 3.3775 | 3.3775 | 3.3775 | 3.3775 | 3.3775 | 3.3775
F2_Industrial_Instruments_Existing_Process_Natural Gas_Gas Boiler - Stack Economizer_A_Technical Potential | F2 | Industrial | Instruments | Existing | Process | Natural Gas | Gas Boiler - Stack Economizer | A | Original Unit Summer Peak Savings (kW) | Technical Potential | 0 | 0 | 0 | 0 | 0 | 0 | 0 | 0 | 0 | 0 | 0 | 0 | 0 | 0 | 0 | 0 | 0 | 0 | 0 | 0 | 0 | 0 | 0 | 0 | 0 | 0 | 0 | 0 | 0 | 0 | 0
F3_Industrial_Instruments_Existing_Process_Natural Gas_Gas Boiler - Stack Economizer_A_Technical Potential | F3 | Industrial | Instruments | Existing | Process | Natural Gas | Gas Boiler - Stack Economizer | A | Original Unit Winter Peak Savings (kW) | Technical Potential | 0 | 0 | 0 | 0 | 0 | 0 | 0 | 0 | 0 | 0 | 0 | 0 | 0 | 0 | 0 | 0 | 0 | 0 | 0 | 0 | 0 | 0 | 0 | 0 | 0 | 0 | 0 | 0 | 0 | 0 | 0
F4_Industrial_Instruments_Existing_Process_Natural Gas_Gas Boiler - Stack Economizer_A_Technical Potential | F4 | Industrial | Instruments | Existing | Process | Natural Gas | Gas Boiler - Stack Economizer | A | Standalone Impact on Baseline Energy (%) | Technical Potential | 0% | 0% | 0% | 0% | 0% | 0.09347% | 0.187% | 0.2816% | 0.3749% | 0.4681% | 0.5582% | 0.627% | 0.6822% | 0.7362% | 0.7679% | 0.8029% | 0.8248% | 0.8466% | 0.8684% | 0.8786% | 0.8913% | 0.8948% | 0.8981% | 0.9012% | 0.0090406 | 0.009067 | 0.0090913 | 0.0091134 | 0 | 0 | 0
F5_Industrial_Instruments_Existing_Process_Natural Gas_Gas Boiler - Stack Economizer_A_Technical Potential | F5 | Industrial | Instruments | Existing | Process | Natural Gas | Gas Boiler - Stack Economizer | A | Standalone Impact on Baseline Summer Peak (%) | Technical Potential | 0% | 0% | 0% | 0% | 0% | 0% | 0% | 0% | 0% | 0% | 0% | 0% | 0% | 0% | 0% | 0% | 0% | 0% | 0% | 0% | 0% | 0% | 0% | 0% | 0 | 0 | 0 | 0 | 0 | 0 | 0
F6_Industrial_Instruments_Existing_Process_Natural Gas_Gas Boiler - Stack Economizer_A_Technical Potential | F6 | Industrial | Instruments | Existing | Process | Natural Gas | Gas Boiler - Stack Economizer | A | Standalone Impact on Baseline Winter Peak (%) | Technical Potential | 0% | 0% | 0% | 0% | 0% | 0% | 0% | 0% | 0% | 0% | 0% | 0% | 0% | 0% | 0% | 0% | 0% | 0% | 0% | 0% | 0% | 0% | 0% | 0% | 0 | 0 | 0 | 0 | 0 | 0 | 0
F7_Industrial_Instruments_Existing_Process_Natural Gas_Gas Boiler - Stack Economizer_A_Technical Potential | F7 | Industrial | Instruments | Existing | Process | Natural Gas | Gas Boiler - Stack Economizer | A | Incremental Energy Savings (MWh or mTherms) | Technical Potential | 0 | 0 | 0 | 0 | 0 | 0.87314 | 0.87266 | 0.86751 | 0.86798 | 0.8687 | 0.7719 | 0.61583 | 0.49166 | 0.38709 | 0.31085 | 0.24631 | 0.19707 | 0.15686 | 0.12437 | 0.099616 | 0.079363 | 0.00053921 | 0.00019187 | 6.5189e-05 | 2.119e-05 | 1.7959e-05 | 1.7912e-05 | 1.7868e-05 | 1.7829e-05 | 1.7795e-05 | 1.7764e-05
F8_Industrial_Instruments_Existing_Process_Natural Gas_Gas Boiler - Stack Economizer_A_Technical Potential | F8 | Industrial | Instruments | Existing | Process | Natural Gas | Gas Boiler - Stack Economizer | A | Incremental Summer Peak Savings (MW) | Technical Potential | 0 | 0 | 0 | 0 | 0 | 0 | 0 | 0 | 0 | 0 | 0 | 0 | 0 | 0 | 0 | 0 | 0 | 0 | 0 | 0 | 0 | 0 | 0 | 0 | 0 | 0 | 0 | 0 | 0 | 0 | 0
F9_Industrial_Instruments_Existing_Process_Natural Gas_Gas Boiler - Stack Economizer_A_Technical Potential | F9 | Industrial | Instruments | Existing | Process | Natural Gas | Gas Boiler - Stack Economizer | A | Incremental Winter Peak Savings (MW) | Technical Potential | 0 | 0 | 0 | 0 | 0 | 0 | 0 | 0 | 0 | 0 | 0 | 0 | 0 | 0 | 0 | 0 | 0 | 0 | 0 | 0 | 0 | 0 | 0 | 0 | 0 | 0 | 0 | 0 | 0 | 0 | 0
F10_Industrial_Instruments_Existing_Process_Natural Gas_Gas Boiler - Stack Economizer_A_Technical Potential | F10 | Industrial | Instruments | Existing | Process | Natural Gas | Gas Boiler - Stack Economizer | A | Cumulative Energy Savings (MWh or mTherms) | Technical Potential | 0 | 0 | 0 | 0 | 0 | 0.87314 | 1.7458 | 2.6133 | 3.4813 | 4.35 | 5.1219 | 5.7377 | 6.2294 | 6.6165 | 6.9273 | 7.1736 | 7.3707 | 7.5276 | 7.6519 | 7.7515 | 7.8309 | 7.8314 | 7.8316 | 7.8317 | 7.8317 | 7.8317 | 7.8318 | 7.8318 | 7.8318 | 7.8318 | 7.8318
F11_Industrial_Instruments_Existing_Process_Natural Gas_Gas Boiler - Stack Economizer_A_Technical Potential | F11 | Industrial | Instruments | Existing | Process | Natural Gas | Gas Boiler - Stack Economizer | A | Cumulative Summer Peak Savings (MW) | Technical Potential | 0 | 0 | 0 | 0 | 0 | 0 | 0 | 0 | 0 | 0 | 0 | 0 | 0 | 0 | 0 | 0 | 0 | 0 | 0 | 0 | 0 | 0 | 0 | 0 | 0 | 0 | 0 | 0 | 0 | 0 | 0
F12_Industrial_Instruments_Existing_Process_Natural Gas_Gas Boiler - Stack Economizer_A_Technical Potential | F12 | Industrial | Instruments | Existing | Process | Natural Gas | Gas Boiler - Stack Economizer | A | Cumulative Winter Peak Savings (MW) | Technical Potential | 0 | 0 | 0 | 0 | 0 | 0 | 0 | 0 | 0 | 0 | 0 | 0 | 0 | 0 | 0 | 0 | 0 | 0 | 0 | 0 | 0 | 0 | 0 | 0 | 0 | 0 | 0 | 0 | 0 | 0 | 0
F13_Industrial_Instruments_Existing_Process_Natural Gas_Gas Boiler - Stack Economizer_A_Technical Potential | F13 | Industrial | Instruments | Existing | Process | Natural Gas | Gas Boiler - Stack Economizer | A | Purchases (Incremental) | Technical Potential | 0 | 0 | 0 | 0 | 0 | 258.5172 | 258.3753 | 256.8516 | 256.9905 | 257.203 | 228.5431 | 182.3348 | 145.5717 | 114.6081 | 92.0365 | 72.9271 | 58.3492 | 46.4444 | 36.8241 | 29.4942 | 23.4978 | 0.15965 | 0.05681 | 0.019301 | 0.006274 | 0.0053174 | 0.0053032 | 0.0052904 | 0.0052788 | 0.0052686 | 0.0052596
F14_Industrial_Instruments_Existing_Process_Natural Gas_Gas Boiler - Stack Economizer_A_Technical Potential | F14 | Industrial | Instruments | Existing | Process | Natural Gas | Gas Boiler - Stack Economizer | A | Purchases (Cumulative) | Technical Potential | 0 | 0 | 0 | 0 | 0 | 258.5172 | 516.8926 | 773.7442 | 1030.7347 | 1287.9376 | 1516.4807 | 1698.8156 | 1844.3873 | 1958.9953 | 2051.0318 | 2123.9589 | 2182.3081 | 2228.7525 | 2265.5766 | 2295.0708 | 2318.5686 | 2318.7283 | 2318.7851 | 2318.8044 | 2318.8107 | 2318.816 | 2318.8213 | 2318.8266 | 2318.8318 | 2318.8371 | 2318.8424
F1_Industrial_Instruments_Existing_Space Heating_Natural Gas_Gas Furnace Tube Inserts_A_Technical Potential | F1 | Industrial | Instruments | Existing | Space Heating | Natural Gas | Gas Furnace Tube Inserts | A | Original Unit Energy Savings (kWh or therms) | Technical Potential | 0 | 0 | 0 | 0 | 0 | 0.086193 | 0.085415 | 0.084425 | 0.083421 | 0.082413 | 0.081426 | 0.080448 | 0.079527 | 0.07866 | 0.077786 | 0.077021 | 0.0763 | 0.075622 | 0.074985 | 0.07434 | 0.073715 | 0.073094 | 0.072454 | 0.071839 | 0.071247 | 0.070693 | 0.070173 | 0.069687 | 0.069231 | 0.068805 | 0.068405
F2_Industrial_Instruments_Existing_Space Heating_Natural Gas_Gas Furnace Tube Inserts_A_Technical Potential | F2 | Industrial | Instruments | Existing | Space Heating | Natural Gas | Gas Furnace Tube Inserts | A | Original Unit Summer Peak Savings (kW) | Technical Potential | 0 | 0 | 0 | 0 | 0 | 0 | 0 | 0 | 0 | 0 | 0 | 0 | 0 | 0 | 0 | 0 | 0 | 0 | 0 | 0 | 0 | 0 | 0 | 0 | 0 | 0 | 0 | 0 | 0 | 0 | 0
F3_Industrial_Instruments_Existing_Space Heating_Natural Gas_Gas Furnace Tube Inserts_A_Technical Potential | F3 | Industrial | Instruments | Existing | Space Heating | Natural Gas | Gas Furnace Tube Inserts | A | Original Unit Winter Peak Savings (kW) | Technical Potential | 0 | 0 | 0 | 0 | 0 | 0 | 0 | 0 | 0 | 0 | 0 | 0 | 0 | 0 | 0 | 0 | 0 | 0 | 0 | 0 | 0 | 0 | 0 | 0 | 0 | 0 | 0 | 0 | 0 | 0 | 0
F4_Industrial_Instruments_Existing_Space Heating_Natural Gas_Gas Furnace Tube Inserts_A_Technical Potential | F4 | Industrial | Instruments | Existing | Space Heating | Natural Gas | Gas Furnace Tube Inserts | A | Standalone Impact on Baseline Energy (%) | Technical Potential | 0% | 0% | 0% | 0% | 0% | 0% | 0% | 0% | 0% | 0% | 0% | 0% | 0% | 0% | 0% | 0% | 0% | 0% | 0% | 0% | 0% | 0% | 0% | 0% | 0 | 0 | 0 | 0 | 0 | 0 | 0
F5_Industrial_Instruments_Existing_Space Heating_Natural Gas_Gas Furnace Tube Inserts_A_Technical Potential | F5 | Industrial | Instruments | Existing | Space Heating | Natural Gas | Gas Furnace Tube Inserts | A | Standalone Impact on Baseline Summer Peak (%) | Technical Potential | 0% | 0% | 0% | 0% | 0% | 0% | 0% | 0% | 0% | 0% | 0% | 0% | 0% | 0% | 0% | 0% | 0% | 0% | 0% | 0% | 0% | 0% | 0% | 0% | 0 | 0 | 0 | 0 | 0 | 0 | 0
F6_Industrial_Instruments_Existing_Space Heating_Natural Gas_Gas Furnace Tube Inserts_A_Technical Potential | F6 | Industrial | Instruments | Existing | Space Heating | Natural Gas | Gas Furnace Tube Inserts | A | Standalone Impact on Baseline Winter Peak (%) | Technical Potential | 0% | 0% | 0% | 0% | 0% | 0% | 0% | 0% | 0% | 0% | 0% | 0% | 0% | 0% | 0% | 0% | 0% | 0% | 0% | 0% | 0% | 0% | 0% | 0% | 0 | 0 | 0 | 0 | 0 | 0 | 0
F7_Industrial_Instruments_Existing_Space Heating_Natural Gas_Gas Furnace Tube Inserts_A_Technical Potential | F7 | Industrial | Instruments | Existing | Space Heating | Natural Gas | Gas Furnace Tube Inserts | A | Incremental Energy Savings (MWh or mTherms) | Technical Potential | 0 | 0 | 0 | 0 | 0 | 0 | 0 | 0 | 0 | 0 | 0 | 0 | 0 | 0 | 0 | 0 | 0 | 0 | 0 | 0 | 0 | 0 | 0 | 0 | 0 | 0 | 0 | 0 | 0 | 0 | 0
F8_Industrial_Instruments_Existing_Space Heating_Natural Gas_Gas Furnace Tube Inserts_A_Technical Potential | F8 | Industrial | Instruments | Existing | Space Heating | Natural Gas | Gas Furnace Tube Inserts | A | Incremental Summer Peak Savings (MW) | Technical Potential | 0 | 0 | 0 | 0 | 0 | 0 | 0 | 0 | 0 | 0 | 0 | 0 | 0 | 0 | 0 | 0 | 0 | 0 | 0 | 0 | 0 | 0 | 0 | 0 | 0 | 0 | 0 | 0 | 0 | 0 | 0
F9_Industrial_Instruments_Existing_Space Heating_Natural Gas_Gas Furnace Tube Inserts_A_Technical Potential | F9 | Industrial | Instruments | Existing | Space Heating | Natural Gas | Gas Furnace Tube Inserts | A | Incremental Winter Peak Savings (MW) | Technical Potential | 0 | 0 | 0 | 0 | 0 | 0 | 0 | 0 | 0 | 0 | 0 | 0 | 0 | 0 | 0 | 0 | 0 | 0 | 0 | 0 | 0 | 0 | 0 | 0 | 0 | 0 | 0 | 0 | 0 | 0 | 0
F10_Industrial_Instruments_Existing_Space Heating_Natural Gas_Gas Furnace Tube Inserts_A_Technical Potential | F10 | Industrial | Instruments | Existing | Space Heating | Natural Gas | Gas Furnace Tube Inserts | A | Cumulative Energy Savings (MWh or mTherms) | Technical Potential | 0 | 0 | 0 | 0 | 0 | 0 | 0 | 0 | 0 | 0 | 0 | 0 | 0 | 0 | 0 | 0 | 0 | 0 | 0 | 0 | 0 | 0 | 0 | 0 | 0 | 0 | 0 | 0 | 0 | 0 | 0
F11_Industrial_Instruments_Existing_Space Heating_Natural Gas_Gas Furnace Tube Inserts_A_Technical Potential | F11 | Industrial | Instruments | Existing | Space Heating | Natural Gas | Gas Furnace Tube Inserts | A | Cumulative Summer Peak Savings (MW) | Technical Potential | 0 | 0 | 0 | 0 | 0 | 0 | 0 | 0 | 0 | 0 | 0 | 0 | 0 | 0 | 0 | 0 | 0 | 0 | 0 | 0 | 0 | 0 | 0 | 0 | 0 | 0 | 0 | 0 | 0 | 0 | 0
F12_Industrial_Instruments_Existing_Space Heating_Natural Gas_Gas Furnace Tube Inserts_A_Technical Potential | F12 | Industrial | Instruments | Existing | Space Heating | Natural Gas | Gas Furnace Tube Inserts | A | Cumulative Winter Peak Savings (MW) | Technical Potential | 0 | 0 | 0 | 0 | 0 | 0 | 0 | 0 | 0 | 0 | 0 | 0 | 0 | 0 | 0 | 0 | 0 | 0 | 0 | 0 | 0 | 0 | 0 | 0 | 0 | 0 | 0 | 0 | 0 | 0 | 0
F13_Industrial_Instruments_Existing_Space Heating_Natural Gas_Gas Furnace Tube Inserts_A_Technical Potential | F13 | Industrial | Instruments | Existing | Space Heating | Natural Gas | Gas Furnace Tube Inserts | A | Purchases (Incremental) | Technical Potential | 0 | 0 | 0 | 0 | 0 | 0 | 0 | 0 | 0 | 0 | 0 | 0 | 0 | 0 | 0 | 0 | 0 | 0 | 0 | 0 | 0 | 0 | 0 | 0 | 0 | 0 | 0 | 0 | 0 | 0 | 0
F14_Industrial_Instruments_Existing_Space Heating_Natural Gas_Gas Furnace Tube Inserts_A_Technical Potential | F14 | Industrial | Instruments | Existing | Space Heating | Natural Gas | Gas Furnace Tube Inserts | A | Purchases (Cumulative) | Technical Potential | 0 | 0 | 0 | 0 | 0 | 0 | 0 | 0 | 0 | 0 | 0 | 0 | 0 | 0 | 0 | 0 | 0 | 0 | 0 | 0 | 0 | 0 | 0 | 0 | 0 | 0 | 0 | 0 | 0 | 0 | 0
F1_Industrial_Instruments_Existing_Space Heating_Natural Gas_Space Heating - Heat Recovery Ventilator_A_Technical Potential | F1 | Industrial | Instruments | Existing | Space Heating | Natural Gas | Space Heating - Heat Recovery Ventilator | A | Original Unit Energy Savings (kWh or therms) | Technical Potential | 0 | 0 | 0 | 0 | 0 | 0.013225 | 0.01316 | 0.01308 | 0.012996 | 0.012907 | 0.012817 | 0.012725 | 0.012634 | 0.012542 | 0.012443 | 0.012352 | 0.012262 | 0.012178 | 0.0121 | 0.012025 | 0.011953 | 0.011879 | 0.011813 | 0.011751 | 0.011691 | 0.011636 | 0.011585 | 0.011538 | 0 | 0 | 0
F2_Industrial_Instruments_Existing_Space Heating_Natural Gas_Space Heating - Heat Recovery Ventilator_A_Technical Potential | F2 | Industrial | Instruments | Existing | Space Heating | Natural Gas | Space Heating - Heat Recovery Ventilator | A | Original Unit Summer Peak Savings (kW) | Technical Potential | 0 | 0 | 0 | 0 | 0 | 0 | 0 | 0 | 0 | 0 | 0 | 0 | 0 | 0 | 0 | 0 | 0 | 0 | 0 | 0 | 0 | 0 | 0 | 0 | 0 | 0 | 0 | 0 | 0 | 0 | 0
F3_Industrial_Instruments_Existing_Space Heating_Natural Gas_Space Heating - Heat Recovery Ventilator_A_Technical Potential | F3 | Industrial | Instruments | Existing | Space Heating | Natural Gas | Space Heating - Heat Recovery Ventilator | A | Original Unit Winter Peak Savings (kW) | Technical Potential | 0 | 0 | 0 | 0 | 0 | 0 | 0 | 0 | 0 | 0 | 0 | 0 | 0 | 0 | 0 | 0 | 0 | 0 | 0 | 0 | 0 | 0 | 0 | 0 | 0 | 0 | 0 | 0 | 0 | 0 | 0
F4_Industrial_Instruments_Existing_Space Heating_Natural Gas_Space Heating - Heat Recovery Ventilator_A_Technical Potential | F4 | Industrial | Instruments | Existing | Space Heating | Natural Gas | Space Heating - Heat Recovery Ventilator | A | Standalone Impact on Baseline Energy (%) | Technical Potential | 0% | 0% | 0% | 0% | 0% | 0.02138% | 0.04277% | 0.0644% | 0.08574% | 0.107% | 0.1298% | 0.1515% | 0.1732% | 0.1974% | 0.218% | 0.2415% | 0.2628% | 0.2856% | 0.3095% | 0.3305% | 0.3533% | 0.376% | 0.3988% | 0.4215% | 0.0044422 | 0.0044552 | 0.0044671 | 0.0044779 | 0 | 0 | 0
F5_Industrial_Instruments_Existing_Space Heating_Natural Gas_Space Heating - Heat Recovery Ventilator_A_Technical Potential | F5 | Industrial | Instruments | Existing | Space Heating | Natural Gas | Space Heating - Heat Recovery Ventilator | A | Standalone Impact on Baseline Summer Peak (%) | Technical Potential | 0% | 0% | 0% | 0% | 0% | 0% | 0% | 0% | 0% | 0% | 0% | 0% | 0% | 0% | 0% | 0% | 0% | 0% | 0% | 0% | 0% | 0% | 0% | 0% | 0 | 0 | 0 | 0 | 0 | 0 | 0
F6_Industrial_Instruments_Existing_Space Heating_Natural Gas_Space Heating - Heat Recovery Ventilator_A_Technical Potential | F6 | Industrial | Instruments | Existing | Space Heating | Natural Gas | Space Heating - Heat Recovery Ventilator | A | Standalone Impact on Baseline Winter Peak (%) | Technical Potential | 0% | 0% | 0% | 0% | 0% | 0% | 0% | 0% | 0% | 0% | 0% | 0% | 0% | 0% | 0% | 0% | 0% | 0% | 0% | 0% | 0% | 0% | 0% | 0% | 0 | 0 | 0 | 0 | 0 | 0 | 0
F7_Industrial_Instruments_Existing_Space Heating_Natural Gas_Space Heating - Heat Recovery Ventilator_A_Technical Potential | F7 | Industrial | Instruments | Existing | Space Heating | Natural Gas | Space Heating - Heat Recovery Ventilator | A | Incremental Energy Savings (MWh or mTherms) | Technical Potential | 0 | 0 | 0 | 0 | 0 | 0.076464 | 0.076048 | 0.07514 | 0.074695 | 0.074247 | 0.072795 | 0.072073 | 0.071409 | 0.069766 | 0.069482 | 0.068315 | 0.067825 | 0.067023 | 0.066 | 0.065663 | 0.065002 | 0.064352 | 0.06376 | 0.063207 | 0.062688 | 0 | 0 | 0 | 0 | 0 | 0
F8_Industrial_Instruments_Existing_Space Heating_Natural Gas_Space Heating - Heat Recovery Ventilator_A_Technical Potential | F8 | Industrial | Instruments | Existing | Space Heating | Natural Gas | Space Heating - Heat Recovery Ventilator | A | Incremental Summer Peak Savings (MW) | Technical Potential | 0 | 0 | 0 | 0 | 0 | 0 | 0 | 0 | 0 | 0 | 0 | 0 | 0 | 0 | 0 | 0 | 0 | 0 | 0 | 0 | 0 | 0 | 0 | 0 | 0 | 0 | 0 | 0 | 0 | 0 | 0
F9_Industrial_Instruments_Existing_Space Heating_Natural Gas_Space Heating - Heat Recovery Ventilator_A_Technical Potential | F9 | Industrial | Instruments | Existing | Space Heating | Natural Gas | Space Heating - Heat Recovery Ventilator | A | Incremental Winter Peak Savings (MW) | Technical Potential | 0 | 0 | 0 | 0 | 0 | 0 | 0 | 0 | 0 | 0 | 0 | 0 | 0 | 0 | 0 | 0 | 0 | 0 | 0 | 0 | 0 | 0 | 0 | 0 | 0 | 0 | 0 | 0 | 0 | 0 | 0
F10_Industrial_Instruments_Existing_Space Heating_Natural Gas_Space Heating - Heat Recovery Ventilator_A_Technical Potential | F10 | Industrial | Instruments | Existing | Space Heating | Natural Gas | Space Heating - Heat Recovery Ventilator | A | Cumulative Energy Savings (MWh or mTherms) | Technical Potential | 0 | 0 | 0 | 0 | 0 | 0.076464 | 0.15214 | 0.22635 | 0.29959 | 0.37179 | 0.442 | 0.51089 | 0.57862 | 0.6442 | 0.70861 | 0.77173 | 0.83393 | 0.89526 | 0.95553 | 1.0152 | 1.0741 | 1.1319 | 1.1894 | 1.2463 | 1.3026 | 1.2965 | 1.2908 | 1.2856 | 0 | 0 | 0
F11_Industrial_Instruments_Existing_Space Heating_Natural Gas_Space Heating - Heat Recovery Ventilator_A_Technical Potential | F11 | Industrial | Instruments | Existing | Space Heating | Natural Gas | Space Heating - Heat Recovery Ventilator | A | Cumulative Summer Peak Savings (MW) | Technical Potential | 0 | 0 | 0 | 0 | 0 | 0 | 0 | 0 | 0 | 0 | 0 | 0 | 0 | 0 | 0 | 0 | 0 | 0 | 0 | 0 | 0 | 0 | 0 | 0 | 0 | 0 | 0 | 0 | 0 | 0 | 0
F12_Industrial_Instruments_Existing_Space Heating_Natural Gas_Space Heating - Heat Recovery Ventilator_A_Technical Potential | F12 | Industrial | Instruments | Existing | Space Heating | Natural Gas | Space Heating - Heat Recovery Ventilator | A | Cumulative Winter Peak Savings (MW) | Technical Potential | 0 | 0 | 0 | 0 | 0 | 0 | 0 | 0 | 0 | 0 | 0 | 0 | 0 | 0 | 0 | 0 | 0 | 0 | 0 | 0 | 0 | 0 | 0 | 0 | 0 | 0 | 0 | 0 | 0 | 0 | 0
F13_Industrial_Instruments_Existing_Space Heating_Natural Gas_Space Heating - Heat Recovery Ventilator_A_Technical Potential | F13 | Industrial | Instruments | Existing | Space Heating | Natural Gas | Space Heating - Heat Recovery Ventilator | A | Purchases (Incremental) | Technical Potential | 0 | 0 | 0 | 0 | 0 | 5781.7718 | 5778.5985 | 5744.52 | 5747.6258 | 5752.3784 | 5679.3291 | 5663.8094 | 5652.3094 | 5562.5527 | 5583.7907 | 5530.5419 | 5531.2597 | 5503.4206 | 5454.3304 | 5460.7914 | 5438.2097 | 5417.0587 | 5397.3208 | 5378.979 | 5362.0167 | 0 | 0 | 0 | 0 | 0 | 0
F14_Industrial_Instruments_Existing_Space Heating_Natural Gas_Space Heating - Heat Recovery Ventilator_A_Technical Potential | F14 | Industrial | Instruments | Existing | Space Heating | Natural Gas | Space Heating - Heat Recovery Ventilator | A | Purchases (Cumulative) | Technical Potential | 0 | 0 | 0 | 0 | 0 | 5781.7718 | 11560.3703 | 17304.8903 | 23052.5161 | 28804.8945 | 34484.2236 | 40148.0329 | 45800.3423 | 51362.895 | 56946.6856 | 62477.2276 | 68008.4873 | 73511.9079 | 78966.2383 | 84427.0297 | 89865.2394 | 95282.2981 | 100679.6189 | 106058.5979 | 111420.6146 | 111420.6146 | 111420.6146 | 111420.6146 | 111420.6146 | 111420.6146 | 111420.6146
F1_Industrial_Instruments_Existing_Space Heating_Natural Gas_Thermostat - Programmable_A_Technical Potential | F1 | Industrial | Instruments | Existing | Space Heating | Natural Gas | Thermostat - Programmable | A | Original Unit Energy Savings (kWh or therms) | Technical Potential | 0 | 0 | 0 | 0 | 0 | 0.00657 | 0.0065379 | 0.0064981 | 0.0064561 | 0.0064121 | 0.0063676 | 0.0063217 | 0.0062762 | 0.0062308 | 0.0061817 | 0.0061364 | 0.0060916 | 0.0060501 | 0.0060114 | 0.0059736 | 0.005938 | 0.0059015 | 0.0058686 | 0.0058376 | 0.005808 | 0.0057807 | 0.0057553 | 0.0057319 | 0 | 0 | 0
F2_Industrial_Instruments_Existing_Space Heating_Natural Gas_Thermostat - Programmable_A_Technical Potential | F2 | Industrial | Instruments | Existing | Space Heating | Natural Gas | Thermostat - Programmable | A | Original Unit Summer Peak Savings (kW) | Technical Potential | 0 | 0 | 0 | 0 | 0 | 0 | 0 | 0 | 0 | 0 | 0 | 0 | 0 | 0 | 0 | 0 | 0 | 0 | 0 | 0 | 0 | 0 | 0 | 0 | 0 | 0 | 0 | 0 | 0 | 0 | 0
F3_Industrial_Instruments_Existing_Space Heating_Natural Gas_Thermostat - Programmable_A_Technical Potential | F3 | Industrial | Instruments | Existing | Space Heating | Natural Gas | Thermostat - Programmable | A | Original Unit Winter Peak Savings (kW) | Technical Potential | 0 | 0 | 0 | 0 | 0 | 0 | 0 | 0 | 0 | 0 | 0 | 0 | 0 | 0 | 0 | 0 | 0 | 0 | 0 | 0 | 0 | 0 | 0 | 0 | 0 | 0 | 0 | 0 | 0 | 0 | 0
F4_Industrial_Instruments_Existing_Space Heating_Natural Gas_Thermostat - Programmable_A_Technical Potential | F4 | Industrial | Instruments | Existing | Space Heating | Natural Gas | Thermostat - Programmable | A | Standalone Impact on Baseline Energy (%) | Technical Potential | 0% | 0% | 0% | 0% | 0% | 0.03186% | 0.06374% | 0.09598% | 0.1278% | 0.1595% | 0.1935% | 0.2258% | 0.2582% | 0.2942% | 0.3249% | 0.3599% | 0.3917% | 0.4256% | 0.4613% | 0.4926% | 0.5265% | 0.5604% | 0.5943% | 0.6282% | 0.0066205 | 0.0066398 | 0.0066575 | 0.0066737 | 0 | 0 | 0
F5_Industrial_Instruments_Existing_Space Heating_Natural Gas_Thermostat - Programmable_A_Technical Potential | F5 | Industrial | Instruments | Existing | Space Heating | Natural Gas | Thermostat - Programmable | A | Standalone Impact on Baseline Summer Peak (%) | Technical Potential | 0% | 0% | 0% | 0% | 0% | 0% | 0% | 0% | 0% | 0% | 0% | 0% | 0% | 0% | 0% | 0% | 0% | 0% | 0% | 0% | 0% | 0% | 0% | 0% | 0 | 0 | 0 | 0 | 0 | 0 | 0
F6_Industrial_Instruments_Existing_Space Heating_Natural Gas_Thermostat - Programmable_A_Technical Potential | F6 | Industrial | Instruments | Existing | Space Heating | Natural Gas | Thermostat - Programmable | A | Standalone Impact on Baseline Winter Peak (%) | Technical Potential | 0% | 0% | 0% | 0% | 0% | 0% | 0% | 0% | 0% | 0% | 0% | 0% | 0% | 0% | 0% | 0% | 0% | 0% | 0% | 0% | 0% | 0% | 0% | 0% | 0 | 0 | 0 | 0 | 0 | 0 | 0
F7_Industrial_Instruments_Existing_Space Heating_Natural Gas_Thermostat - Programmable_A_Technical Potential | F7 | Industrial | Instruments | Existing | Space Heating | Natural Gas | Thermostat - Programmable | A | Incremental Energy Savings (MWh or mTherms) | Technical Potential | 0 | 0 | 0 | 0 | 0 | 0.11396 | 0.11334 | 0.11199 | 0.11132 | 0.11066 | 0.10849 | 0.10742 | 0.10642 | 0.10398 | 0.10355 | 0.10181 | 0.10108 | 0.099889 | 0.098364 | 0.097862 | 0.096876 | 0.095907 | 0.095025 | 0.094201 | 0.093428 | 0 | 0 | 0 | 0 | 0 | 0
F8_Industrial_Instruments_Existing_Space Heating_Natural Gas_Thermostat - Programmable_A_Technical Potential | F8 | Industrial | Instruments | Existing | Space Heating | Natural Gas | Thermostat - Programmable | A | Incremental Summer Peak Savings (MW) | Technical Potential | 0 | 0 | 0 | 0 | 0 | 0 | 0 | 0 | 0 | 0 | 0 | 0 | 0 | 0 | 0 | 0 | 0 | 0 | 0 | 0 | 0 | 0 | 0 | 0 | 0 | 0 | 0 | 0 | 0 | 0 | 0
F9_Industrial_Instruments_Existing_Space Heating_Natural Gas_Thermostat - Programmable_A_Technical Potential | F9 | Industrial | Instruments | Existing | Space Heating | Natural Gas | Thermostat - Programmable | A | Incremental Winter Peak Savings (MW) | Technical Potential | 0 | 0 | 0 | 0 | 0 | 0 | 0 | 0 | 0 | 0 | 0 | 0 | 0 | 0 | 0 | 0 | 0 | 0 | 0 | 0 | 0 | 0 | 0 | 0 | 0 | 0 | 0 | 0 | 0 | 0 | 0
F10_Industrial_Instruments_Existing_Space Heating_Natural Gas_Thermostat - Programmable_A_Technical Potential | F10 | Industrial | Instruments | Existing | Space Heating | Natural Gas | Thermostat - Programmable | A | Cumulative Energy Savings (MWh or mTherms) | Technical Potential | 0 | 0 | 0 | 0 | 0 | 0.11396 | 0.22674 | 0.33735 | 0.44649 | 0.5541 | 0.65874 | 0.76141 | 0.86235 | 0.96009 | 1.0561 | 1.1502 | 1.2428 | 1.3343 | 1.4241 | 1.513 | 1.6008 | 1.6869 | 1.7726 | 1.8574 | 1.9414 | 1.9323 | 1.9238 | 1.916 | 0 | 0 | 0
F11_Industrial_Instruments_Existing_Space Heating_Natural Gas_Thermostat - Programmable_A_Technical Potential | F11 | Industrial | Instruments | Existing | Space Heating | Natural Gas | Thermostat - Programmable | A | Cumulative Summer Peak Savings (MW) | Technical Potential | 0 | 0 | 0 | 0 | 0 | 0 | 0 | 0 | 0 | 0 | 0 | 0 | 0 | 0 | 0 | 0 | 0 | 0 | 0 | 0 | 0 | 0 | 0 | 0 | 0 | 0 | 0 | 0 | 0 | 0 | 0
F12_Industrial_Instruments_Existing_Space Heating_Natural Gas_Thermostat - Programmable_A_Technical Potential | F12 | Industrial | Instruments | Existing | Space Heating | Natural Gas | Thermostat - Programmable | A | Cumulative Winter Peak Savings (MW) | Technical Potential | 0 | 0 | 0 | 0 | 0 | 0 | 0 | 0 | 0 | 0 | 0 | 0 | 0 | 0 | 0 | 0 | 0 | 0 | 0 | 0 | 0 | 0 | 0 | 0 | 0 | 0 | 0 | 0 | 0 | 0 | 0
F13_Industrial_Instruments_Existing_Space Heating_Natural Gas_Thermostat - Programmable_A_Technical Potential | F13 | Industrial | Instruments | Existing | Space Heating | Natural Gas | Thermostat - Programmable | A | Purchases (Incremental) | Technical Potential | 0 | 0 | 0 | 0 | 0 | 17345.3153 | 17335.7956 | 17233.5601 | 17242.8773 | 17257.1351 | 17037.9873 | 16991.4281 | 16956.9281 | 16687.658 | 16751.372 | 16591.6258 | 16593.779 | 16510.2618 | 16362.9913 | 16382.3741 | 16314.6291 | 16251.1761 | 16191.9625 | 16136.9371 | 16086.05 | 0 | 0 | 0 | 0 | 0 | 0
F14_Industrial_Instruments_Existing_Space Heating_Natural Gas_Thermostat - Programmable_A_Technical Potential | F14 | Industrial | Instruments | Existing | Space Heating | Natural Gas | Thermostat - Programmable | A | Purchases (Cumulative) | Technical Potential | 0 | 0 | 0 | 0 | 0 | 17345.3153 | 34681.1109 | 51914.671 | 69157.5484 | 86414.6835 | 103452.6708 | 120444.0988 | 137401.027 | 154088.6849 | 170840.0569 | 187431.6828 | 204025.4618 | 220535.7236 | 236898.7149 | 253281.089 | 269595.7181 | 285846.8942 | 302038.8567 | 318175.7937 | 334261.8438 | 334261.8438 | 334261.8438 | 334261.8438 | 334261.8438 | 334261.8438 | 334261.8438
F1_Industrial_Instruments_Existing_Space Heating_Natural Gas_ENERGY STAR Connected Thermostat_A_Technical Potential | F1 | Industrial | Instruments | Existing | Space Heating | Natural Gas | ENERGY STAR Connected Thermostat | A | Original Unit Energy Savings (kWh or therms) | Technical Potential | 0 | 0 | 0 | 0 | 0 | 0.015466 | 0.01539 | 0.015297 | 0.015198 | 0.015094 | 0.014989 | 0.014881 | 0.014774 | 0.014667 | 0.014552 | 0.014445 | 0.01434 | 0.014242 | 0.014151 | 0.014062 | 0.013978 | 0.013892 | 0.013815 | 0.013742 | 0.013672 | 0.013608 | 0.013548 | 0.013493 | 0 | 0 | 0
F2_Industrial_Instruments_Existing_Space Heating_Natural Gas_ENERGY STAR Connected Thermostat_A_Technical Potential | F2 | Industrial | Instruments | Existing | Space Heating | Natural Gas | ENERGY STAR Connected Thermostat | A | Original Unit Summer Peak Savings (kW) | Technical Potential | 0 | 0 | 0 | 0 | 0 | 0 | 0 | 0 | 0 | 0 | 0 | 0 | 0 | 0 | 0 | 0 | 0 | 0 | 0 | 0 | 0 | 0 | 0 | 0 | 0 | 0 | 0 | 0 | 0 | 0 | 0
F3_Industrial_Instruments_Existing_Space Heating_Natural Gas_ENERGY STAR Connected Thermostat_A_Technical Potential | F3 | Industrial | Instruments | Existing | Space Heating | Natural Gas | ENERGY STAR Connected Thermostat | A | Original Unit Winter Peak Savings (kW) | Technical Potential | 0 | 0 | 0 | 0 | 0 | 0 | 0 | 0 | 0 | 0 | 0 | 0 | 0 | 0 | 0 | 0 | 0 | 0 | 0 | 0 | 0 | 0 | 0 | 0 | 0 | 0 | 0 | 0 | 0 | 0 | 0
F4_Industrial_Instruments_Existing_Space Heating_Natural Gas_ENERGY STAR Connected Thermostat_A_Technical Potential | F4 | Industrial | Instruments | Existing | Space Heating | Natural Gas | ENERGY STAR Connected Thermostat | A | Standalone Impact on Baseline Energy (%) | Technical Potential | 0% | 0% | 0% | 0% | 0% | 0.075% | 0.15% | 0.2259% | 0.3008% | 0.3756% | 0.4554% | 0.5316% | 0.6077% | 0.6925% | 0.7649% | 0.8473% | 0.9221% | 1.002% | 1.086% | 1.16% | 1.239% | 1.319% | 1.399% | 1.479% | 0.015585 | 0.01563 | 0.015672 | 0.01571 | 0 | 0 | 0
F5_Industrial_Instruments_Existing_Space Heating_Natural Gas_ENERGY STAR Connected Thermostat_A_Technical Potential | F5 | Industrial | Instruments | Existing | Space Heating | Natural Gas | ENERGY STAR Connected Thermostat | A | Standalone Impact on Baseline Summer Peak (%) | Technical Potential | 0% | 0% | 0% | 0% | 0% | 0% | 0% | 0% | 0% | 0% | 0% | 0% | 0% | 0% | 0% | 0% | 0% | 0% | 0% | 0% | 0% | 0% | 0% | 0% | 0 | 0 | 0 | 0 | 0 | 0 | 0
F6_Industrial_Instruments_Existing_Space Heating_Natural Gas_ENERGY STAR Connected Thermostat_A_Technical Potential | F6 | Industrial | Instruments | Existing | Space Heating | Natural Gas | ENERGY STAR Connected Thermostat | A | Standalone Impact on Baseline Winter Peak (%) | Technical Potential | 0% | 0% | 0% | 0% | 0% | 0% | 0% | 0% | 0% | 0% | 0% | 0% | 0% | 0% | 0% | 0% | 0% | 0% | 0% | 0% | 0% | 0% | 0% | 0% | 0 | 0 | 0 | 0 | 0 | 0 | 0
F7_Industrial_Instruments_Existing_Space Heating_Natural Gas_ENERGY STAR Connected Thermostat_A_Technical Potential | F7 | Industrial | Instruments | Existing | Space Heating | Natural Gas | ENERGY STAR Connected Thermostat | A | Incremental Energy Savings (MWh or mTherms) | Technical Potential | 0 | 0 | 0 | 0 | 0 | 0.26826 | 0.2668 | 0.26362 | 0.26205 | 0.26048 | 0.25539 | 0.25286 | 0.25052 | 0.24476 | 0.24376 | 0.23967 | 0.23795 | 0.23514 | 0.23155 | 0.23037 | 0.22805 | 0.22577 | 0.22369 | 0.22175 | 0.21993 | 0 | 0 | 0 | 0 | 0 | 0
F8_Industrial_Instruments_Existing_Space Heating_Natural Gas_ENERGY STAR Connected Thermostat_A_Technical Potential | F8 | Industrial | Instruments | Existing | Space Heating | Natural Gas | ENERGY STAR Connected Thermostat | A | Incremental Summer Peak Savings (MW) | Technical Potential | 0 | 0 | 0 | 0 | 0 | 0 | 0 | 0 | 0 | 0 | 0 | 0 | 0 | 0 | 0 | 0 | 0 | 0 | 0 | 0 | 0 | 0 | 0 | 0 | 0 | 0 | 0 | 0 | 0 | 0 | 0
F9_Industrial_Instruments_Existing_Space Heating_Natural Gas_ENERGY STAR Connected Thermostat_A_Technical Potential | F9 | Industrial | Instruments | Existing | Space Heating | Natural Gas | ENERGY STAR Connected Thermostat | A | Incremental Winter Peak Savings (MW) | Technical Potential | 0 | 0 | 0 | 0 | 0 | 0 | 0 | 0 | 0 | 0 | 0 | 0 | 0 | 0 | 0 | 0 | 0 | 0 | 0 | 0 | 0 | 0 | 0 | 0 | 0 | 0 | 0 | 0 | 0 | 0 | 0
F10_Industrial_Instruments_Existing_Space Heating_Natural Gas_ENERGY STAR Connected Thermostat_A_Technical Potential | F10 | Industrial | Instruments | Existing | Space Heating | Natural Gas | ENERGY STAR Connected Thermostat | A | Cumulative Energy Savings (MWh or mTherms) | Technical Potential | 0 | 0 | 0 | 0 | 0 | 0.26826 | 0.53375 | 0.79412 | 1.051 | 1.3044 | 1.5507 | 1.7924 | 2.03 | 2.2601 | 2.4861 | 2.7075 | 2.9257 | 3.1409 | 3.3523 | 3.5616 | 3.7684 | 3.9711 | 4.1726 | 4.3723 | 4.5701 | 4.5486 | 4.5286 | 4.5102 | 0 | 0 | 0
F11_Industrial_Instruments_Existing_Space Heating_Natural Gas_ENERGY STAR Connected Thermostat_A_Technical Potential | F11 | Industrial | Instruments | Existing | Space Heating | Natural Gas | ENERGY STAR Connected Thermostat | A | Cumulative Summer Peak Savings (MW) | Technical Potential | 0 | 0 | 0 | 0 | 0 | 0 | 0 | 0 | 0 | 0 | 0 | 0 | 0 | 0 | 0 | 0 | 0 | 0 | 0 | 0 | 0 | 0 | 0 | 0 | 0 | 0 | 0 | 0 | 0 | 0 | 0
F12_Industrial_Instruments_Existing_Space Heating_Natural Gas_ENERGY STAR Connected Thermostat_A_Technical Potential | F12 | Industrial | Instruments | Existing | Space Heating | Natural Gas | ENERGY STAR Connected Thermostat | A | Cumulative Winter Peak Savings (MW) | Technical Potential | 0 | 0 | 0 | 0 | 0 | 0 | 0 | 0 | 0 | 0 | 0 | 0 | 0 | 0 | 0 | 0 | 0 | 0 | 0 | 0 | 0 | 0 | 0 | 0 | 0 | 0 | 0 | 0 | 0 | 0 | 0
F13_Industrial_Instruments_Existing_Space Heating_Natural Gas_ENERGY STAR Connected Thermostat_A_Technical Potential | F13 | Industrial | Instruments | Existing | Space Heating | Natural Gas | ENERGY STAR Connected Thermostat | A | Purchases (Incremental) | Technical Potential | 0 | 0 | 0 | 0 | 0 | 17345.3153 | 17335.7956 | 17233.5601 | 17242.8773 | 17257.1351 | 17037.9873 | 16991.4281 | 16956.9281 | 16687.658 | 16751.372 | 16591.6258 | 16593.779 | 16510.2618 | 16362.9913 | 16382.3741 | 16314.6291 | 16251.1761 | 16191.9625 | 16136.9371 | 16086.05 | 0 | 0 | 0 | 0 | 0 | 0
F14_Industrial_Instruments_Existing_Space Heating_Natural Gas_ENERGY STAR Connected Thermostat_A_Technical Potential | F14 | Industrial | Instruments | Existing | Space Heating | Natural Gas | ENERGY STAR Connected Thermostat | A | Purchases (Cumulative) | Technical Potential | 0 | 0 | 0 | 0 | 0 | 17345.3153 | 34681.1109 | 51914.671 | 69157.5484 | 86414.6835 | 103452.6708 | 120444.0988 | 137401.027 | 154088.6849 | 170840.0569 | 187431.6828 | 204025.4618 | 220535.7236 | 236898.7149 | 253281.089 | 269595.7181 | 285846.8942 | 302038.8567 | 318175.7937 | 334261.8438 | 334261.8438 | 334261.8438 | 334261.8438 | 334261.8438 | 334261.8438 | 334261.8438
F1_Industrial_Instruments_Existing_Space Heating_Natural Gas_Destratification Fans (HVLS)_A_Technical Potential | F1 | Industrial | Instruments | Existing | Space Heating | Natural Gas | Destratification Fans (HVLS) | A | Original Unit Energy Savings (kWh or therms) | Technical Potential | 0 | 0 | 0 | 0 | 0 | 0.015466 | 0.01539 | 0.015297 | 0.015198 | 0.015094 | 0.014989 | 0.014881 | 0.014774 | 0.014667 | 0.014552 | 0.014445 | 0.01434 | 0.014242 | 0.014151 | 0.014062 | 0.013978 | 0.013892 | 0.013815 | 0.013742 | 0.013672 | 0.013608 | 0.013548 | 0.013493 | 0 | 0 | 0
F2_Industrial_Instruments_Existing_Space Heating_Natural Gas_Destratification Fans (HVLS)_A_Technical Potential | F2 | Industrial | Instruments | Existing | Space Heating | Natural Gas | Destratification Fans (HVLS) | A | Original Unit Summer Peak Savings (kW) | Technical Potential | 0 | 0 | 0 | 0 | 0 | 0 | 0 | 0 | 0 | 0 | 0 | 0 | 0 | 0 | 0 | 0 | 0 | 0 | 0 | 0 | 0 | 0 | 0 | 0 | 0 | 0 | 0 | 0 | 0 | 0 | 0
F3_Industrial_Instruments_Existing_Space Heating_Natural Gas_Destratification Fans (HVLS)_A_Technical Potential | F3 | Industrial | Instruments | Existing | Space Heating | Natural Gas | Destratification Fans (HVLS) | A | Original Unit Winter Peak Savings (kW) | Technical Potential | 0 | 0 | 0 | 0 | 0 | 0 | 0 | 0 | 0 | 0 | 0 | 0 | 0 | 0 | 0 | 0 | 0 | 0 | 0 | 0 | 0 | 0 | 0 | 0 | 0 | 0 | 0 | 0 | 0 | 0 | 0
F4_Industrial_Instruments_Existing_Space Heating_Natural Gas_Destratification Fans (HVLS)_A_Technical Potential | F4 | Industrial | Instruments | Existing | Space Heating | Natural Gas | Destratification Fans (HVLS) | A | Standalone Impact on Baseline Energy (%) | Technical Potential | 0% | 0% | 0% | 0% | 0% | 0.075% | 0.15% | 0.2259% | 0.3008% | 0.3756% | 0.4554% | 0.5316% | 0.6077% | 0.6925% | 0.7649% | 0.8473% | 0.9221% | 1.002% | 1.086% | 1.16% | 1.239% | 1.319% | 1.399% | 1.479% | 0.015585 | 0.01563 | 0.015672 | 0.01571 | 0 | 0 | 0
F5_Industrial_Instruments_Existing_Space Heating_Natural Gas_Destratification Fans (HVLS)_A_Technical Potential | F5 | Industrial | Instruments | Existing | Space Heating | Natural Gas | Destratification Fans (HVLS) | A | Standalone Impact on Baseline Summer Peak (%) | Technical Potential | 0% | 0% | 0% | 0% | 0% | 0% | 0% | 0% | 0% | 0% | 0% | 0% | 0% | 0% | 0% | 0% | 0% | 0% | 0% | 0% | 0% | 0% | 0% | 0% | 0 | 0 | 0 | 0 | 0 | 0 | 0
F6_Industrial_Instruments_Existing_Space Heating_Natural Gas_Destratification Fans (HVLS)_A_Technical Potential | F6 | Industrial | Instruments | Existing | Space Heating | Natural Gas | Destratification Fans (HVLS) | A | Standalone Impact on Baseline Winter Peak (%) | Technical Potential | 0% | 0% | 0% | 0% | 0% | 0% | 0% | 0% | 0% | 0% | 0% | 0% | 0% | 0% | 0% | 0% | 0% | 0% | 0% | 0% | 0% | 0% | 0% | 0% | 0 | 0 | 0 | 0 | 0 | 0 | 0
F7_Industrial_Instruments_Existing_Space Heating_Natural Gas_Destratification Fans (HVLS)_A_Technical Potential | F7 | Industrial | Instruments | Existing | Space Heating | Natural Gas | Destratification Fans (HVLS) | A | Incremental Energy Savings (MWh or mTherms) | Technical Potential | 0 | 0 | 0 | 0 | 0 | 0.26826 | 0.2668 | 0.26362 | 0.26205 | 0.26048 | 0.25539 | 0.25286 | 0.25052 | 0.24476 | 0.24376 | 0.23967 | 0.23795 | 0.23514 | 0.23155 | 0.23037 | 0.22805 | 0.22577 | 0.22369 | 0.22175 | 0.21993 | 0 | 0 | 0 | 0 | 0 | 0
F8_Industrial_Instruments_Existing_Space Heating_Natural Gas_Destratification Fans (HVLS)_A_Technical Potential | F8 | Industrial | Instruments | Existing | Space Heating | Natural Gas | Destratification Fans (HVLS) | A | Incremental Summer Peak Savings (MW) | Technical Potential | 0 | 0 | 0 | 0 | 0 | 0 | 0 | 0 | 0 | 0 | 0 | 0 | 0 | 0 | 0 | 0 | 0 | 0 | 0 | 0 | 0 | 0 | 0 | 0 | 0 | 0 | 0 | 0 | 0 | 0 | 0
F9_Industrial_Instruments_Existing_Space Heating_Natural Gas_Destratification Fans (HVLS)_A_Technical Potential | F9 | Industrial | Instruments | Existing | Space Heating | Natural Gas | Destratification Fans (HVLS) | A | Incremental Winter Peak Savings (MW) | Technical Potential | 0 | 0 | 0 | 0 | 0 | 0 | 0 | 0 | 0 | 0 | 0 | 0 | 0 | 0 | 0 | 0 | 0 | 0 | 0 | 0 | 0 | 0 | 0 | 0 | 0 | 0 | 0 | 0 | 0 | 0 | 0
F10_Industrial_Instruments_Existing_Space Heating_Natural Gas_Destratification Fans (HVLS)_A_Technical Potential | F10 | Industrial | Instruments | Existing | Space Heating | Natural Gas | Destratification Fans (HVLS) | A | Cumulative Energy Savings (MWh or mTherms) | Technical Potential | 0 | 0 | 0 | 0 | 0 | 0.26826 | 0.53375 | 0.79412 | 1.051 | 1.3044 | 1.5507 | 1.7924 | 2.03 | 2.2601 | 2.4861 | 2.7075 | 2.9257 | 3.1409 | 3.3523 | 3.5616 | 3.7684 | 3.9711 | 4.1726 | 4.3723 | 4.5701 | 4.5486 | 4.5286 | 4.5102 | 0 | 0 | 0
F11_Industrial_Instruments_Existing_Space Heating_Natural Gas_Destratification Fans (HVLS)_A_Technical Potential | F11 | Industrial | Instruments | Existing | Space Heating | Natural Gas | Destratification Fans (HVLS) | A | Cumulative Summer Peak Savings (MW) | Technical Potential | 0 | 0 | 0 | 0 | 0 | 0 | 0 | 0 | 0 | 0 | 0 | 0 | 0 | 0 | 0 | 0 | 0 | 0 | 0 | 0 | 0 | 0 | 0 | 0 | 0 | 0 | 0 | 0 | 0 | 0 | 0
F12_Industrial_Instruments_Existing_Space Heating_Natural Gas_Destratification Fans (HVLS)_A_Technical Potential | F12 | Industrial | Instruments | Existing | Space Heating | Natural Gas | Destratification Fans (HVLS) | A | Cumulative Winter Peak Savings (MW) | Technical Potential | 0 | 0 | 0 | 0 | 0 | 0 | 0 | 0 | 0 | 0 | 0 | 0 | 0 | 0 | 0 | 0 | 0 | 0 | 0 | 0 | 0 | 0 | 0 | 0 | 0 | 0 | 0 | 0 | 0 | 0 | 0
F13_Industrial_Instruments_Existing_Space Heating_Natural Gas_Destratification Fans (HVLS)_A_Technical Potential | F13 | Industrial | Instruments | Existing | Space Heating | Natural Gas | Destratification Fans (HVLS) | A | Purchases (Incremental) | Technical Potential | 0 | 0 | 0 | 0 | 0 | 17345.3153 | 17335.7956 | 17233.5601 | 17242.8773 | 17257.1351 | 17037.9873 | 16991.4281 | 16956.9281 | 16687.658 | 16751.372 | 16591.6258 | 16593.779 | 16510.2618 | 16362.9913 | 16382.3741 | 16314.6291 | 16251.1761 | 16191.9625 | 16136.9371 | 16086.05 | 0 | 0 | 0 | 0 | 0 | 0
F14_Industrial_Instruments_Existing_Space Heating_Natural Gas_Destratification Fans (HVLS)_A_Technical Potential | F14 | Industrial | Instruments | Existing | Space Heating | Natural Gas | Destratification Fans (HVLS) | A | Purchases (Cumulative) | Technical Potential | 0 | 0 | 0 | 0 | 0 | 17345.3153 | 34681.1109 | 51914.671 | 69157.5484 | 86414.6835 | 103452.6708 | 120444.0988 | 137401.027 | 154088.6849 | 170840.0569 | 187431.6828 | 204025.4618 | 220535.7236 | 236898.7149 | 253281.089 | 269595.7181 | 285846.8942 | 302038.8567 | 318175.7937 | 334261.8438 | 334261.8438 | 334261.8438 | 334261.8438 | 334261.8438 | 334261.8438 | 334261.8438
F1_Industrial_Instruments_Existing_Space Heating_Natural Gas_Gas Boiler - Insulate Steam Lines/Condensate Tank_A_Technical Potential | F1 | Industrial | Instruments | Existing | Space Heating | Natural Gas | Gas Boiler - Insulate Steam Lines/Condensate Tank | A | Original Unit Energy Savings (kWh or therms) | Technical Potential | 0 | 0 | 0 | 0 | 0 | 44.1995 | 43.9 | 43.6024 | 43.3032 | 43.0049 | 42.715 | 42.4279 | 42.1439 | 41.8632 | 41.566 | 41.2933 | 41.0236 | 40.7584 | 40.4971 | 40.2352 | 39.9822 | 39.719 | 39.4648 | 39.2187 | 38.9709 | 38.7449 | 38.5386 | 38.3503 | 38.1785 | 38.0217 | 37.8785
F2_Industrial_Instruments_Existing_Space Heating_Natural Gas_Gas Boiler - Insulate Steam Lines/Condensate Tank_A_Technical Potential | F2 | Industrial | Instruments | Existing | Space Heating | Natural Gas | Gas Boiler - Insulate Steam Lines/Condensate Tank | A | Original Unit Summer Peak Savings (kW) | Technical Potential | 0 | 0 | 0 | 0 | 0 | 0 | 0 | 0 | 0 | 0 | 0 | 0 | 0 | 0 | 0 | 0 | 0 | 0 | 0 | 0 | 0 | 0 | 0 | 0 | 0 | 0 | 0 | 0 | 0 | 0 | 0
F3_Industrial_Instruments_Existing_Space Heating_Natural Gas_Gas Boiler - Insulate Steam Lines/Condensate Tank_A_Technical Potential | F3 | Industrial | Instruments | Existing | Space Heating | Natural Gas | Gas Boiler - Insulate Steam Lines/Condensate Tank | A | Original Unit Winter Peak Savings (kW) | Technical Potential | 0 | 0 | 0 | 0 | 0 | 0 | 0 | 0 | 0 | 0 | 0 | 0 | 0 | 0 | 0 | 0 | 0 | 0 | 0 | 0 | 0 | 0 | 0 | 0 | 0 | 0 | 0 | 0 | 0 | 0 | 0
F4_Industrial_Instruments_Existing_Space Heating_Natural Gas_Gas Boiler - Insulate Steam Lines/Condensate Tank_A_Technical Potential | F4 | Industrial | Instruments | Existing | Space Heating | Natural Gas | Gas Boiler - Insulate Steam Lines/Condensate Tank | A | Standalone Impact on Baseline Energy (%) | Technical Potential | 0% | 0% | 0% | 0% | 0% | 0.006018% | 0.01202% | 0.01808% | 0.02406% | 0.03004% | 0.03643% | 0.04256% | 0.04867% | 0.05549% | 0.06134% | 0.068% | 0.07407% | 0.08049% | 0.08724% | 0.09315% | 0.09953% | 0.1059% | 0.1122% | 0.1185% | 0.0012472 | 0.0012495 | 0.0012516 | 0.0012536 | 0 | 0 | 0
F5_Industrial_Instruments_Existing_Space Heating_Natural Gas_Gas Boiler - Insulate Steam Lines/Condensate Tank_A_Technical Potential | F5 | Industrial | Instruments | Existing | Space Heating | Natural Gas | Gas Boiler - Insulate Steam Lines/Condensate Tank | A | Standalone Impact on Baseline Summer Peak (%) | Technical Potential | 0% | 0% | 0% | 0% | 0% | 0% | 0% | 0% | 0% | 0% | 0% | 0% | 0% | 0% | 0% | 0% | 0% | 0% | 0% | 0% | 0% | 0% | 0% | 0% | 0 | 0 | 0 | 0 | 0 | 0 | 0
F6_Industrial_Instruments_Existing_Space Heating_Natural Gas_Gas Boiler - Insulate Steam Lines/Condensate Tank_A_Technical Potential | F6 | Industrial | Instruments | Existing | Space Heating | Natural Gas | Gas Boiler - Insulate Steam Lines/Condensate Tank | A | Standalone Impact on Baseline Winter Peak (%) | Technical Potential | 0% | 0% | 0% | 0% | 0% | 0% | 0% | 0% | 0% | 0% | 0% | 0% | 0% | 0% | 0% | 0% | 0% | 0% | 0% | 0% | 0% | 0% | 0% | 0% | 0 | 0 | 0 | 0 | 0 | 0 | 0
F7_Industrial_Instruments_Existing_Space Heating_Natural Gas_Gas Boiler - Insulate Steam Lines/Condensate Tank_A_Technical Potential | F7 | Industrial | Instruments | Existing | Space Heating | Natural Gas | Gas Boiler - Insulate Steam Lines/Condensate Tank | A | Incremental Energy Savings (MWh or mTherms) | Technical Potential | 0 | 0 | 0 | 0 | 0 | 0.021524 | 0.021367 | 0.021097 | 0.020963 | 0.020836 | 0.020433 | 0.02024 | 0.020064 | 0.019614 | 0.019549 | 0.019235 | 0.019112 | 0.018893 | 0.018604 | 0.018506 | 0.018314 | 0.018122 | 0.017941 | 0.017768 | 0.0176 | 0 | 0 | 0 | 0 | 0 | 0
F8_Industrial_Instruments_Existing_Space Heating_Natural Gas_Gas Boiler - Insulate Steam Lines/Condensate Tank_A_Technical Potential | F8 | Industrial | Instruments | Existing | Space Heating | Natural Gas | Gas Boiler - Insulate Steam Lines/Condensate Tank | A | Incremental Summer Peak Savings (MW) | Technical Potential | 0 | 0 | 0 | 0 | 0 | 0 | 0 | 0 | 0 | 0 | 0 | 0 | 0 | 0 | 0 | 0 | 0 | 0 | 0 | 0 | 0 | 0 | 0 | 0 | 0 | 0 | 0 | 0 | 0 | 0 | 0
F9_Industrial_Instruments_Existing_Space Heating_Natural Gas_Gas Boiler - Insulate Steam Lines/Condensate Tank_A_Technical Potential | F9 | Industrial | Instruments | Existing | Space Heating | Natural Gas | Gas Boiler - Insulate Steam Lines/Condensate Tank | A | Incremental Winter Peak Savings (MW) | Technical Potential | 0 | 0 | 0 | 0 | 0 | 0 | 0 | 0 | 0 | 0 | 0 | 0 | 0 | 0 | 0 | 0 | 0 | 0 | 0 | 0 | 0 | 0 | 0 | 0 | 0 | 0 | 0 | 0 | 0 | 0 | 0
F10_Industrial_Instruments_Existing_Space Heating_Natural Gas_Gas Boiler - Insulate Steam Lines/Condensate Tank_A_Technical Potential | F10 | Industrial | Instruments | Existing | Space Heating | Natural Gas | Gas Boiler - Insulate Steam Lines/Condensate Tank | A | Cumulative Energy Savings (MWh or mTherms) | Technical Potential | 0 | 0 | 0 | 0 | 0 | 0.021524 | 0.042745 | 0.063552 | 0.084079 | 0.10434 | 0.12407 | 0.14347 | 0.16258 | 0.18111 | 0.19937 | 0.2173 | 0.23499 | 0.25236 | 0.26935 | 0.28611 | 0.30263 | 0.31876 | 0.33466 | 0.35034 | 0.36573 | 0.36361 | 0.36167 | 0.3599 | 0.35829 | 0.35682 | 0.35548
F11_Industrial_Instruments_Existing_Space Heating_Natural Gas_Gas Boiler - Insulate Steam Lines/Condensate Tank_A_Technical Potential | F11 | Industrial | Instruments | Existing | Space Heating | Natural Gas | Gas Boiler - Insulate Steam Lines/Condensate Tank | A | Cumulative Summer Peak Savings (MW) | Technical Potential | 0 | 0 | 0 | 0 | 0 | 0 | 0 | 0 | 0 | 0 | 0 | 0 | 0 | 0 | 0 | 0 | 0 | 0 | 0 | 0 | 0 | 0 | 0 | 0 | 0 | 0 | 0 | 0 | 0 | 0 | 0
F12_Industrial_Instruments_Existing_Space Heating_Natural Gas_Gas Boiler - Insulate Steam Lines/Condensate Tank_A_Technical Potential | F12 | Industrial | Instruments | Existing | Space Heating | Natural Gas | Gas Boiler - Insulate Steam Lines/Condensate Tank | A | Cumulative Winter Peak Savings (MW) | Technical Potential | 0 | 0 | 0 | 0 | 0 | 0 | 0 | 0 | 0 | 0 | 0 | 0 | 0 | 0 | 0 | 0 | 0 | 0 | 0 | 0 | 0 | 0 | 0 | 0 | 0 | 0 | 0 | 0 | 0 | 0 | 0
F13_Industrial_Instruments_Existing_Space Heating_Natural Gas_Gas Boiler - Insulate Steam Lines/Condensate Tank_A_Technical Potential | F13 | Industrial | Instruments | Existing | Space Heating | Natural Gas | Gas Boiler - Insulate Steam Lines/Condensate Tank | A | Purchases (Incremental) | Technical Potential | 0 | 0 | 0 | 0 | 0 | 0.48698 | 0.48671 | 0.48384 | 0.48411 | 0.48451 | 0.47835 | 0.47705 | 0.47608 | 0.46852 | 0.47031 | 0.46582 | 0.46588 | 0.46354 | 0.4594 | 0.45995 | 0.45804 | 0.45626 | 0.4546 | 0.45306 | 0.45163 | 0 | 0 | 0 | 0 | 0 | 0
F14_Industrial_Instruments_Existing_Space Heating_Natural Gas_Gas Boiler - Insulate Steam Lines/Condensate Tank_A_Technical Potential | F14 | Industrial | Instruments | Existing | Space Heating | Natural Gas | Gas Boiler - Insulate Steam Lines/Condensate Tank | A | Purchases (Cumulative) | Technical Potential | 0 | 0 | 0 | 0 | 0 | 0.48698 | 0.97369 | 1.4575 | 1.9416 | 2.4261 | 2.9045 | 3.3815 | 3.8576 | 4.3261 | 4.7964 | 5.2623 | 5.7281 | 6.1917 | 6.6511 | 7.111 | 7.5691 | 8.0253 | 8.4799 | 8.933 | 9.3846 | 9.3846 | 9.3846 | 9.3846 | 9.3846 | 9.3846 | 9.3846
F1_Industrial_Instruments_Existing_Process_Natural Gas_Gas Boiler - Insulate Steam Lines/Condensate Tank_A_Technical Potential | F1 | Industrial | Instruments | Existing | Process | Natural Gas | Gas Boiler - Insulate Steam Lines/Condensate Tank | A | Original Unit Energy Savings (kWh or therms) | Technical Potential | 0 | 0 | 0 | 0 | 0 | 27.9412 | 27.9412 | 27.9412 | 27.9412 | 27.9412 | 27.9412 | 27.9412 | 27.9412 | 27.9412 | 27.9412 | 27.9412 | 27.9412 | 27.9412 | 27.9412 | 27.9412 | 27.9412 | 27.9412 | 27.9412 | 27.9412 | 27.9412 | 27.9412 | 27.9412 | 27.9412 | 27.9412 | 27.9412 | 27.9412
F2_Industrial_Instruments_Existing_Process_Natural Gas_Gas Boiler - Insulate Steam Lines/Condensate Tank_A_Technical Potential | F2 | Industrial | Instruments | Existing | Process | Natural Gas | Gas Boiler - Insulate Steam Lines/Condensate Tank | A | Original Unit Summer Peak Savings (kW) | Technical Potential | 0 | 0 | 0 | 0 | 0 | 0 | 0 | 0 | 0 | 0 | 0 | 0 | 0 | 0 | 0 | 0 | 0 | 0 | 0 | 0 | 0 | 0 | 0 | 0 | 0 | 0 | 0 | 0 | 0 | 0 | 0
F3_Industrial_Instruments_Existing_Process_Natural Gas_Gas Boiler - Insulate Steam Lines/Condensate Tank_A_Technical Potential | F3 | Industrial | Instruments | Existing | Process | Natural Gas | Gas Boiler - Insulate Steam Lines/Condensate Tank | A | Original Unit Winter Peak Savings (kW) | Technical Potential | 0 | 0 | 0 | 0 | 0 | 0 | 0 | 0 | 0 | 0 | 0 | 0 | 0 | 0 | 0 | 0 | 0 | 0 | 0 | 0 | 0 | 0 | 0 | 0 | 0 | 0 | 0 | 0 | 0 | 0 | 0
F4_Industrial_Instruments_Existing_Process_Natural Gas_Gas Boiler - Insulate Steam Lines/Condensate Tank_A_Technical Potential | F4 | Industrial | Instruments | Existing | Process | Natural Gas | Gas Boiler - Insulate Steam Lines/Condensate Tank | A | Standalone Impact on Baseline Energy (%) | Technical Potential | 0% | 0% | 0% | 0% | 0% | 0.04419% | 0.0884% | 0.1331% | 0.1772% | 0.2213% | 0.2683% | 0.3132% | 0.3581% | 0.408% | 0.4507% | 0.4992% | 0.5433% | 0.5902% | 0.6397% | 0.6832% | 0.7302% | 0.7772% | 0.8243% | 0.8713% | 0.0091821 | 0.0092089 | 0.0092335 | 0.009256 | 0 | 0 | 0
F5_Industrial_Instruments_Existing_Process_Natural Gas_Gas Boiler - Insulate Steam Lines/Condensate Tank_A_Technical Potential | F5 | Industrial | Instruments | Existing | Process | Natural Gas | Gas Boiler - Insulate Steam Lines/Condensate Tank | A | Standalone Impact on Baseline Summer Peak (%) | Technical Potential | 0% | 0% | 0% | 0% | 0% | 0% | 0% | 0% | 0% | 0% | 0% | 0% | 0% | 0% | 0% | 0% | 0% | 0% | 0% | 0% | 0% | 0% | 0% | 0% | 0 | 0 | 0 | 0 | 0 | 0 | 0
F6_Industrial_Instruments_Existing_Process_Natural Gas_Gas Boiler - Insulate Steam Lines/Condensate Tank_A_Technical Potential | F6 | Industrial | Instruments | Existing | Process | Natural Gas | Gas Boiler - Insulate Steam Lines/Condensate Tank | A | Standalone Impact on Baseline Winter Peak (%) | Technical Potential | 0% | 0% | 0% | 0% | 0% | 0% | 0% | 0% | 0% | 0% | 0% | 0% | 0% | 0% | 0% | 0% | 0% | 0% | 0% | 0% | 0% | 0% | 0% | 0% | 0 | 0 | 0 | 0 | 0 | 0 | 0
F7_Industrial_Instruments_Existing_Process_Natural Gas_Gas Boiler - Insulate Steam Lines/Condensate Tank_A_Technical Potential | F7 | Industrial | Instruments | Existing | Process | Natural Gas | Gas Boiler - Insulate Steam Lines/Condensate Tank | A | Incremental Energy Savings (MWh or mTherms) | Technical Potential | 0 | 0 | 0 | 0 | 0 | 0.41276 | 0.41253 | 0.4101 | 0.41032 | 0.41066 | 0.40545 | 0.40434 | 0.40352 | 0.39711 | 0.39863 | 0.39483 | 0.39488 | 0.39289 | 0.38938 | 0.38985 | 0.38823 | 0.38672 | 0.38531 | 0.38401 | 0.38279 | 0 | 0 | 0 | 0 | 0 | 0
F8_Industrial_Instruments_Existing_Process_Natural Gas_Gas Boiler - Insulate Steam Lines/Condensate Tank_A_Technical Potential | F8 | Industrial | Instruments | Existing | Process | Natural Gas | Gas Boiler - Insulate Steam Lines/Condensate Tank | A | Incremental Summer Peak Savings (MW) | Technical Potential | 0 | 0 | 0 | 0 | 0 | 0 | 0 | 0 | 0 | 0 | 0 | 0 | 0 | 0 | 0 | 0 | 0 | 0 | 0 | 0 | 0 | 0 | 0 | 0 | 0 | 0 | 0 | 0 | 0 | 0 | 0
F9_Industrial_Instruments_Existing_Process_Natural Gas_Gas Boiler - Insulate Steam Lines/Condensate Tank_A_Technical Potential | F9 | Industrial | Instruments | Existing | Process | Natural Gas | Gas Boiler - Insulate Steam Lines/Condensate Tank | A | Incremental Winter Peak Savings (MW) | Technical Potential | 0 | 0 | 0 | 0 | 0 | 0 | 0 | 0 | 0 | 0 | 0 | 0 | 0 | 0 | 0 | 0 | 0 | 0 | 0 | 0 | 0 | 0 | 0 | 0 | 0 | 0 | 0 | 0 | 0 | 0 | 0
F10_Industrial_Instruments_Existing_Process_Natural Gas_Gas Boiler - Insulate Steam Lines/Condensate Tank_A_Technical Potential | F10 | Industrial | Instruments | Existing | Process | Natural Gas | Gas Boiler - Insulate Steam Lines/Condensate Tank | A | Cumulative Energy Savings (MWh or mTherms) | Technical Potential | 0 | 0 | 0 | 0 | 0 | 0.41276 | 0.82529 | 1.2354 | 1.6457 | 2.0564 | 2.4618 | 2.8662 | 3.2697 | 3.6668 | 4.0654 | 4.4602 | 4.8551 | 5.248 | 5.6374 | 6.0272 | 6.4155 | 6.8022 | 7.1875 | 7.5715 | 7.9543 | 7.9543 | 7.9543 | 7.9543 | 7.9543 | 7.9543 | 7.9543
F11_Industrial_Instruments_Existing_Process_Natural Gas_Gas Boiler - Insulate Steam Lines/Condensate Tank_A_Technical Potential | F11 | Industrial | Instruments | Existing | Process | Natural Gas | Gas Boiler - Insulate Steam Lines/Condensate Tank | A | Cumulative Summer Peak Savings (MW) | Technical Potential | 0 | 0 | 0 | 0 | 0 | 0 | 0 | 0 | 0 | 0 | 0 | 0 | 0 | 0 | 0 | 0 | 0 | 0 | 0 | 0 | 0 | 0 | 0 | 0 | 0 | 0 | 0 | 0 | 0 | 0 | 0
F12_Industrial_Instruments_Existing_Process_Natural Gas_Gas Boiler - Insulate Steam Lines/Condensate Tank_A_Technical Potential | F12 | Industrial | Instruments | Existing | Process | Natural Gas | Gas Boiler - Insulate Steam Lines/Condensate Tank | A | Cumulative Winter Peak Savings (MW) | Technical Potential | 0 | 0 | 0 | 0 | 0 | 0 | 0 | 0 | 0 | 0 | 0 | 0 | 0 | 0 | 0 | 0 | 0 | 0 | 0 | 0 | 0 | 0 | 0 | 0 | 0 | 0 | 0 | 0 | 0 | 0 | 0
F13_Industrial_Instruments_Existing_Process_Natural Gas_Gas Boiler - Insulate Steam Lines/Condensate Tank_A_Technical Potential | F13 | Industrial | Instruments | Existing | Process | Natural Gas | Gas Boiler - Insulate Steam Lines/Condensate Tank | A | Purchases (Incremental) | Technical Potential | 0 | 0 | 0 | 0 | 0 | 14.7725 | 14.7644 | 14.6773 | 14.6852 | 14.6974 | 14.5107 | 14.4711 | 14.4417 | 14.2124 | 14.2666 | 14.1306 | 14.1324 | 14.0613 | 13.9359 | 13.9524 | 13.8947 | 13.8406 | 13.7902 | 13.7433 | 13.7 | 0 | 0 | 0 | 0 | 0 | 0
F14_Industrial_Instruments_Existing_Process_Natural Gas_Gas Boiler - Insulate Steam Lines/Condensate Tank_A_Technical Potential | F14 | Industrial | Instruments | Existing | Process | Natural Gas | Gas Boiler - Insulate Steam Lines/Condensate Tank | A | Purchases (Cumulative) | Technical Potential | 0 | 0 | 0 | 0 | 0 | 14.7725 | 29.5368 | 44.2141 | 58.8993 | 73.5967 | 88.1074 | 102.5785 | 117.0202 | 131.2326 | 145.4992 | 159.6298 | 173.7622 | 187.8234 | 201.7593 | 215.7117 | 229.6063 | 243.4469 | 257.2371 | 270.9805 | 284.6805 | 284.6805 | 284.6805 | 284.6805 | 284.6805 | 284.6805 | 284.6805
F1_Industrial_Instruments_Existing_Space Heating_Natural Gas_Gas Boiler - Insulate Hot Water Lines_A_Technical Potential | F1 | Industrial | Instruments | Existing | Space Heating | Natural Gas | Gas Boiler - Insulate Hot Water Lines | A | Original Unit Energy Savings (kWh or therms) | Technical Potential | 0 | 0 | 0 | 0 | 0 | 49.9593 | 49.6208 | 49.2844 | 48.9463 | 48.6091 | 48.2814 | 47.9569 | 47.6359 | 47.3186 | 46.9827 | 46.6744 | 46.3696 | 46.0698 | 45.7744 | 45.4784 | 45.1925 | 44.8949 | 44.6077 | 44.3294 | 44.0494 | 43.7939 | 43.5607 | 43.3479 | 43.1537 | 42.9764 | 42.8146
F2_Industrial_Instruments_Existing_Space Heating_Natural Gas_Gas Boiler - Insulate Hot Water Lines_A_Technical Potential | F2 | Industrial | Instruments | Existing | Space Heating | Natural Gas | Gas Boiler - Insulate Hot Water Lines | A | Original Unit Summer Peak Savings (kW) | Technical Potential | 0 | 0 | 0 | 0 | 0 | 0 | 0 | 0 | 0 | 0 | 0 | 0 | 0 | 0 | 0 | 0 | 0 | 0 | 0 | 0 | 0 | 0 | 0 | 0 | 0 | 0 | 0 | 0 | 0 | 0 | 0
F3_Industrial_Instruments_Existing_Space Heating_Natural Gas_Gas Boiler - Insulate Hot Water Lines_A_Technical Potential | F3 | Industrial | Instruments | Existing | Space Heating | Natural Gas | Gas Boiler - Insulate Hot Water Lines | A | Original Unit Winter Peak Savings (kW) | Technical Potential | 0 | 0 | 0 | 0 | 0 | 0 | 0 | 0 | 0 | 0 | 0 | 0 | 0 | 0 | 0 | 0 | 0 | 0 | 0 | 0 | 0 | 0 | 0 | 0 | 0 | 0 | 0 | 0 | 0 | 0 | 0
F4_Industrial_Instruments_Existing_Space Heating_Natural Gas_Gas Boiler - Insulate Hot Water Lines_A_Technical Potential | F4 | Industrial | Instruments | Existing | Space Heating | Natural Gas | Gas Boiler - Insulate Hot Water Lines | A | Standalone Impact on Baseline Energy (%) | Technical Potential | 0% | 0% | 0% | 0% | 0% | 0.0136% | 0.02716% | 0.04087% | 0.0544% | 0.06791% | 0.08236% | 0.0962% | 0.11% | 0.1255% | 0.1387% | 0.1537% | 0.1674% | 0.182% | 0.1972% | 0.2106% | 0.225% | 0.2394% | 0.2537% | 0.2679% | 0.0028194 | 0.0028246 | 0.0028294 | 0.002834 | 0 | 0 | 0
F5_Industrial_Instruments_Existing_Space Heating_Natural Gas_Gas Boiler - Insulate Hot Water Lines_A_Technical Potential | F5 | Industrial | Instruments | Existing | Space Heating | Natural Gas | Gas Boiler - Insulate Hot Water Lines | A | Standalone Impact on Baseline Summer Peak (%) | Technical Potential | 0% | 0% | 0% | 0% | 0% | 0% | 0% | 0% | 0% | 0% | 0% | 0% | 0% | 0% | 0% | 0% | 0% | 0% | 0% | 0% | 0% | 0% | 0% | 0% | 0 | 0 | 0 | 0 | 0 | 0 | 0
F6_Industrial_Instruments_Existing_Space Heating_Natural Gas_Gas Boiler - Insulate Hot Water Lines_A_Technical Potential | F6 | Industrial | Instruments | Existing | Space Heating | Natural Gas | Gas Boiler - Insulate Hot Water Lines | A | Standalone Impact on Baseline Winter Peak (%) | Technical Potential | 0% | 0% | 0% | 0% | 0% | 0% | 0% | 0% | 0% | 0% | 0% | 0% | 0% | 0% | 0% | 0% | 0% | 0% | 0% | 0% | 0% | 0% | 0% | 0% | 0 | 0 | 0 | 0 | 0 | 0 | 0
F7_Industrial_Instruments_Existing_Space Heating_Natural Gas_Gas Boiler - Insulate Hot Water Lines_A_Technical Potential | F7 | Industrial | Instruments | Existing | Space Heating | Natural Gas | Gas Boiler - Insulate Hot Water Lines | A | Incremental Energy Savings (MWh or mTherms) | Technical Potential | 0 | 0 | 0 | 0 | 0 | 0.048659 | 0.048302 | 0.047692 | 0.04739 | 0.047103 | 0.046191 | 0.045755 | 0.045357 | 0.044339 | 0.044192 | 0.043484 | 0.043205 | 0.04271 | 0.042058 | 0.041835 | 0.0414 | 0.040968 | 0.040557 | 0.040167 | 0.039788 | 0 | 0 | 0 | 0 | 0 | 0
F8_Industrial_Instruments_Existing_Space Heating_Natural Gas_Gas Boiler - Insulate Hot Water Lines_A_Technical Potential | F8 | Industrial | Instruments | Existing | Space Heating | Natural Gas | Gas Boiler - Insulate Hot Water Lines | A | Incremental Summer Peak Savings (MW) | Technical Potential | 0 | 0 | 0 | 0 | 0 | 0 | 0 | 0 | 0 | 0 | 0 | 0 | 0 | 0 | 0 | 0 | 0 | 0 | 0 | 0 | 0 | 0 | 0 | 0 | 0 | 0 | 0 | 0 | 0 | 0 | 0
F9_Industrial_Instruments_Existing_Space Heating_Natural Gas_Gas Boiler - Insulate Hot Water Lines_A_Technical Potential | F9 | Industrial | Instruments | Existing | Space Heating | Natural Gas | Gas Boiler - Insulate Hot Water Lines | A | Incremental Winter Peak Savings (MW) | Technical Potential | 0 | 0 | 0 | 0 | 0 | 0 | 0 | 0 | 0 | 0 | 0 | 0 | 0 | 0 | 0 | 0 | 0 | 0 | 0 | 0 | 0 | 0 | 0 | 0 | 0 | 0 | 0 | 0 | 0 | 0 | 0
F10_Industrial_Instruments_Existing_Space Heating_Natural Gas_Gas Boiler - Insulate Hot Water Lines_A_Technical Potential | F10 | Industrial | Instruments | Existing | Space Heating | Natural Gas | Gas Boiler - Insulate Hot Water Lines | A | Cumulative Energy Savings (MWh or mTherms) | Technical Potential | 0 | 0 | 0 | 0 | 0 | 0.048659 | 0.096631 | 0.14367 | 0.19007 | 0.23587 | 0.28047 | 0.32434 | 0.36752 | 0.40941 | 0.4507 | 0.49123 | 0.53122 | 0.5705 | 0.6089 | 0.6468 | 0.68413 | 0.72059 | 0.75654 | 0.79199 | 0.82677 | 0.82198 | 0.8176 | 0.81361 | 0.80996 | 0.80663 | 0.8036
F11_Industrial_Instruments_Existing_Space Heating_Natural Gas_Gas Boiler - Insulate Hot Water Lines_A_Technical Potential | F11 | Industrial | Instruments | Existing | Space Heating | Natural Gas | Gas Boiler - Insulate Hot Water Lines | A | Cumulative Summer Peak Savings (MW) | Technical Potential | 0 | 0 | 0 | 0 | 0 | 0 | 0 | 0 | 0 | 0 | 0 | 0 | 0 | 0 | 0 | 0 | 0 | 0 | 0 | 0 | 0 | 0 | 0 | 0 | 0 | 0 | 0 | 0 | 0 | 0 | 0
F12_Industrial_Instruments_Existing_Space Heating_Natural Gas_Gas Boiler - Insulate Hot Water Lines_A_Technical Potential | F12 | Industrial | Instruments | Existing | Space Heating | Natural Gas | Gas Boiler - Insulate Hot Water Lines | A | Cumulative Winter Peak Savings (MW) | Technical Potential | 0 | 0 | 0 | 0 | 0 | 0 | 0 | 0 | 0 | 0 | 0 | 0 | 0 | 0 | 0 | 0 | 0 | 0 | 0 | 0 | 0 | 0 | 0 | 0 | 0 | 0 | 0 | 0 | 0 | 0 | 0
F13_Industrial_Instruments_Existing_Space Heating_Natural Gas_Gas Boiler - Insulate Hot Water Lines_A_Technical Potential | F13 | Industrial | Instruments | Existing | Space Heating | Natural Gas | Gas Boiler - Insulate Hot Water Lines | A | Purchases (Incremental) | Technical Potential | 0 | 0 | 0 | 0 | 0 | 0.97396 | 0.97343 | 0.96769 | 0.96821 | 0.96901 | 0.95671 | 0.95409 | 0.95215 | 0.93703 | 0.94061 | 0.93164 | 0.93176 | 0.92707 | 0.9188 | 0.91989 | 0.91609 | 0.91252 | 0.9092 | 0.90611 | 0.90325 | 0 | 0 | 0 | 0 | 0 | 0
F14_Industrial_Instruments_Existing_Space Heating_Natural Gas_Gas Boiler - Insulate Hot Water Lines_A_Technical Potential | F14 | Industrial | Instruments | Existing | Space Heating | Natural Gas | Gas Boiler - Insulate Hot Water Lines | A | Purchases (Cumulative) | Technical Potential | 0 | 0 | 0 | 0 | 0 | 0.97396 | 1.9474 | 2.9151 | 3.8833 | 4.8523 | 5.809 | 6.7631 | 7.7152 | 8.6523 | 9.5929 | 10.5245 | 11.4563 | 12.3834 | 13.3022 | 14.2221 | 15.1382 | 16.0507 | 16.9599 | 17.866 | 18.7692 | 18.7692 | 18.7692 | 18.7692 | 18.7692 | 18.7692 | 18.7692
F1_Industrial_Instruments_Existing_Process_Natural Gas_Gas Boiler - Insulate Hot Water Lines_A_Technical Potential | F1 | Industrial | Instruments | Existing | Process | Natural Gas | Gas Boiler - Insulate Hot Water Lines | A | Original Unit Energy Savings (kWh or therms) | Technical Potential | 0 | 0 | 0 | 0 | 0 | 31.5823 | 31.5823 | 31.5823 | 31.5823 | 31.5823 | 31.5823 | 31.5823 | 31.5823 | 31.5823 | 31.5823 | 31.5823 | 31.5823 | 31.5823 | 31.5823 | 31.5823 | 31.5823 | 31.5823 | 31.5823 | 31.5823 | 31.5823 | 31.5823 | 31.5823 | 31.5823 | 31.5823 | 31.5823 | 31.5823
F2_Industrial_Instruments_Existing_Process_Natural Gas_Gas Boiler - Insulate Hot Water Lines_A_Technical Potential | F2 | Industrial | Instruments | Existing | Process | Natural Gas | Gas Boiler - Insulate Hot Water Lines | A | Original Unit Summer Peak Savings (kW) | Technical Potential | 0 | 0 | 0 | 0 | 0 | 0 | 0 | 0 | 0 | 0 | 0 | 0 | 0 | 0 | 0 | 0 | 0 | 0 | 0 | 0 | 0 | 0 | 0 | 0 | 0 | 0 | 0 | 0 | 0 | 0 | 0
F3_Industrial_Instruments_Existing_Process_Natural Gas_Gas Boiler - Insulate Hot Water Lines_A_Technical Potential | F3 | Industrial | Instruments | Existing | Process | Natural Gas | Gas Boiler - Insulate Hot Water Lines | A | Original Unit Winter Peak Savings (kW) | Technical Potential | 0 | 0 | 0 | 0 | 0 | 0 | 0 | 0 | 0 | 0 | 0 | 0 | 0 | 0 | 0 | 0 | 0 | 0 | 0 | 0 | 0 | 0 | 0 | 0 | 0 | 0 | 0 | 0 | 0 | 0 | 0
F4_Industrial_Instruments_Existing_Process_Natural Gas_Gas Boiler - Insulate Hot Water Lines_A_Technical Potential | F4 | Industrial | Instruments | Existing | Process | Natural Gas | Gas Boiler - Insulate Hot Water Lines | A | Standalone Impact on Baseline Energy (%) | Technical Potential | 0% | 0% | 0% | 0% | 0% | 0.09989% | 0.1998% | 0.3009% | 0.4006% | 0.5002% | 0.6065% | 0.7081% | 0.8094% | 0.9224% | 1.019% | 1.128% | 1.228% | 1.334% | 1.446% | 1.544% | 1.651% | 1.757% | 1.863% | 1.97% | 0.020757 | 0.020818 | 0.020874 | 0.020924 | 0 | 0 | 0
F5_Industrial_Instruments_Existing_Process_Natural Gas_Gas Boiler - Insulate Hot Water Lines_A_Technical Potential | F5 | Industrial | Instruments | Existing | Process | Natural Gas | Gas Boiler - Insulate Hot Water Lines | A | Standalone Impact on Baseline Summer Peak (%) | Technical Potential | 0% | 0% | 0% | 0% | 0% | 0% | 0% | 0% | 0% | 0% | 0% | 0% | 0% | 0% | 0% | 0% | 0% | 0% | 0% | 0% | 0% | 0% | 0% | 0% | 0 | 0 | 0 | 0 | 0 | 0 | 0
F6_Industrial_Instruments_Existing_Process_Natural Gas_Gas Boiler - Insulate Hot Water Lines_A_Technical Potential | F6 | Industrial | Instruments | Existing | Process | Natural Gas | Gas Boiler - Insulate Hot Water Lines | A | Standalone Impact on Baseline Winter Peak (%) | Technical Potential | 0% | 0% | 0% | 0% | 0% | 0% | 0% | 0% | 0% | 0% | 0% | 0% | 0% | 0% | 0% | 0% | 0% | 0% | 0% | 0% | 0% | 0% | 0% | 0% | 0 | 0 | 0 | 0 | 0 | 0 | 0
F7_Industrial_Instruments_Existing_Process_Natural Gas_Gas Boiler - Insulate Hot Water Lines_A_Technical Potential | F7 | Industrial | Instruments | Existing | Process | Natural Gas | Gas Boiler - Insulate Hot Water Lines | A | Incremental Energy Savings (MWh or mTherms) | Technical Potential | 0 | 0 | 0 | 0 | 0 | 0.9331 | 0.93259 | 0.92709 | 0.92759 | 0.92835 | 0.91657 | 0.91406 | 0.91221 | 0.89772 | 0.90115 | 0.89255 | 0.89267 | 0.88818 | 0.88025 | 0.8813 | 0.87765 | 0.87424 | 0.87105 | 0.86809 | 0.86536 | 0 | 0 | 0 | 0 | 0 | 0
F8_Industrial_Instruments_Existing_Process_Natural Gas_Gas Boiler - Insulate Hot Water Lines_A_Technical Potential | F8 | Industrial | Instruments | Existing | Process | Natural Gas | Gas Boiler - Insulate Hot Water Lines | A | Incremental Summer Peak Savings (MW) | Technical Potential | 0 | 0 | 0 | 0 | 0 | 0 | 0 | 0 | 0 | 0 | 0 | 0 | 0 | 0 | 0 | 0 | 0 | 0 | 0 | 0 | 0 | 0 | 0 | 0 | 0 | 0 | 0 | 0 | 0 | 0 | 0
F9_Industrial_Instruments_Existing_Process_Natural Gas_Gas Boiler - Insulate Hot Water Lines_A_Technical Potential | F9 | Industrial | Instruments | Existing | Process | Natural Gas | Gas Boiler - Insulate Hot Water Lines | A | Incremental Winter Peak Savings (MW) | Technical Potential | 0 | 0 | 0 | 0 | 0 | 0 | 0 | 0 | 0 | 0 | 0 | 0 | 0 | 0 | 0 | 0 | 0 | 0 | 0 | 0 | 0 | 0 | 0 | 0 | 0 | 0 | 0 | 0 | 0 | 0 | 0
F10_Industrial_Instruments_Existing_Process_Natural Gas_Gas Boiler - Insulate Hot Water Lines_A_Technical Potential | F10 | Industrial | Instruments | Existing | Process | Natural Gas | Gas Boiler - Insulate Hot Water Lines | A | Cumulative Energy Savings (MWh or mTherms) | Technical Potential | 0 | 0 | 0 | 0 | 0 | 0.9331 | 1.8657 | 2.7928 | 3.7204 | 4.6487 | 5.5653 | 6.4793 | 7.3915 | 8.2893 | 9.1904 | 10.083 | 10.9756 | 11.8638 | 12.7441 | 13.6254 | 14.503 | 15.3773 | 16.2483 | 17.1164 | 17.9818 | 17.9818 | 17.9818 | 17.9818 | 17.9818 | 17.9818 | 17.9818
F11_Industrial_Instruments_Existing_Process_Natural Gas_Gas Boiler - Insulate Hot Water Lines_A_Technical Potential | F11 | Industrial | Instruments | Existing | Process | Natural Gas | Gas Boiler - Insulate Hot Water Lines | A | Cumulative Summer Peak Savings (MW) | Technical Potential | 0 | 0 | 0 | 0 | 0 | 0 | 0 | 0 | 0 | 0 | 0 | 0 | 0 | 0 | 0 | 0 | 0 | 0 | 0 | 0 | 0 | 0 | 0 | 0 | 0 | 0 | 0 | 0 | 0 | 0 | 0
F12_Industrial_Instruments_Existing_Process_Natural Gas_Gas Boiler - Insulate Hot Water Lines_A_Technical Potential | F12 | Industrial | Instruments | Existing | Process | Natural Gas | Gas Boiler - Insulate Hot Water Lines | A | Cumulative Winter Peak Savings (MW) | Technical Potential | 0 | 0 | 0 | 0 | 0 | 0 | 0 | 0 | 0 | 0 | 0 | 0 | 0 | 0 | 0 | 0 | 0 | 0 | 0 | 0 | 0 | 0 | 0 | 0 | 0 | 0 | 0 | 0 | 0 | 0 | 0
F13_Industrial_Instruments_Existing_Process_Natural Gas_Gas Boiler - Insulate Hot Water Lines_A_Technical Potential | F13 | Industrial | Instruments | Existing | Process | Natural Gas | Gas Boiler - Insulate Hot Water Lines | A | Purchases (Incremental) | Technical Potential | 0 | 0 | 0 | 0 | 0 | 29.5449 | 29.5287 | 29.3546 | 29.3704 | 29.3947 | 29.0215 | 28.9421 | 28.8834 | 28.4247 | 28.5332 | 28.2611 | 28.2648 | 28.1226 | 27.8717 | 27.9047 | 27.7893 | 27.6812 | 27.5804 | 27.4867 | 27.4 | 0 | 0 | 0 | 0 | 0 | 0
F14_Industrial_Instruments_Existing_Process_Natural Gas_Gas Boiler - Insulate Hot Water Lines_A_Technical Potential | F14 | Industrial | Instruments | Existing | Process | Natural Gas | Gas Boiler - Insulate Hot Water Lines | A | Purchases (Cumulative) | Technical Potential | 0 | 0 | 0 | 0 | 0 | 29.5449 | 59.0737 | 88.4282 | 117.7987 | 147.1934 | 176.2149 | 205.157 | 234.0404 | 262.4651 | 290.9984 | 319.2595 | 347.5243 | 375.6469 | 403.5186 | 431.4233 | 459.2126 | 486.8939 | 514.4743 | 541.9609 | 569.3609 | 569.3609 | 569.3609 | 569.3609 | 569.3609 | 569.3609 | 569.3609
F1_Industrial_Instruments_Existing_Process_Natural Gas_Process - Insulate Heated Process Fluids_A_Technical Potential | F1 | Industrial | Instruments | Existing | Process | Natural Gas | Process - Insulate Heated Process Fluids | A | Original Unit Energy Savings (kWh or therms) | Technical Potential | 0 | 0 | 0 | 0 | 0 | 9.2315 | 9.2315 | 9.2315 | 9.2315 | 9.2315 | 9.2315 | 9.2315 | 9.2315 | 9.2315 | 9.2315 | 9.2315 | 9.2315 | 9.2315 | 9.2315 | 9.2315 | 9.2315 | 9.2315 | 9.2315 | 9.2315 | 9.2315 | 9.2315 | 9.2315 | 9.2315 | 9.2315 | 9.2315 | 9.2315
F2_Industrial_Instruments_Existing_Process_Natural Gas_Process - Insulate Heated Process Fluids_A_Technical Potential | F2 | Industrial | Instruments | Existing | Process | Natural Gas | Process - Insulate Heated Process Fluids | A | Original Unit Summer Peak Savings (kW) | Technical Potential | 0 | 0 | 0 | 0 | 0 | 0 | 0 | 0 | 0 | 0 | 0 | 0 | 0 | 0 | 0 | 0 | 0 | 0 | 0 | 0 | 0 | 0 | 0 | 0 | 0 | 0 | 0 | 0 | 0 | 0 | 0
F3_Industrial_Instruments_Existing_Process_Natural Gas_Process - Insulate Heated Process Fluids_A_Technical Potential | F3 | Industrial | Instruments | Existing | Process | Natural Gas | Process - Insulate Heated Process Fluids | A | Original Unit Winter Peak Savings (kW) | Technical Potential | 0 | 0 | 0 | 0 | 0 | 0 | 0 | 0 | 0 | 0 | 0 | 0 | 0 | 0 | 0 | 0 | 0 | 0 | 0 | 0 | 0 | 0 | 0 | 0 | 0 | 0 | 0 | 0 | 0 | 0 | 0
F4_Industrial_Instruments_Existing_Process_Natural Gas_Process - Insulate Heated Process Fluids_A_Technical Potential | F4 | Industrial | Instruments | Existing | Process | Natural Gas | Process - Insulate Heated Process Fluids | A | Standalone Impact on Baseline Energy (%) | Technical Potential | 0% | 0% | 0% | 0% | 0% | 0.03194% | 0.06389% | 0.0962% | 0.1281% | 0.1599% | 0.1907% | 0.2142% | 0.2331% | 0.2515% | 0.2624% | 0.2743% | 0.2818% | 0.2893% | 0.2967% | 0.3002% | 0.3045% | 0.3057% | 0.3069% | 0.3079% | 0.0030888 | 0.0030978 | 0.0031061 | 0.0031136 | 0 | 0 | 0
F5_Industrial_Instruments_Existing_Process_Natural Gas_Process - Insulate Heated Process Fluids_A_Technical Potential | F5 | Industrial | Instruments | Existing | Process | Natural Gas | Process - Insulate Heated Process Fluids | A | Standalone Impact on Baseline Summer Peak (%) | Technical Potential | 0% | 0% | 0% | 0% | 0% | 0% | 0% | 0% | 0% | 0% | 0% | 0% | 0% | 0% | 0% | 0% | 0% | 0% | 0% | 0% | 0% | 0% | 0% | 0% | 0 | 0 | 0 | 0 | 0 | 0 | 0
F6_Industrial_Instruments_Existing_Process_Natural Gas_Process - Insulate Heated Process Fluids_A_Technical Potential | F6 | Industrial | Instruments | Existing | Process | Natural Gas | Process - Insulate Heated Process Fluids | A | Standalone Impact on Baseline Winter Peak (%) | Technical Potential | 0% | 0% | 0% | 0% | 0% | 0% | 0% | 0% | 0% | 0% | 0% | 0% | 0% | 0% | 0% | 0% | 0% | 0% | 0% | 0% | 0% | 0% | 0% | 0% | 0 | 0 | 0 | 0 | 0 | 0 | 0
F7_Industrial_Instruments_Existing_Process_Natural Gas_Process - Insulate Heated Process Fluids_A_Technical Potential | F7 | Industrial | Instruments | Existing | Process | Natural Gas | Process - Insulate Heated Process Fluids | A | Incremental Energy Savings (MWh or mTherms) | Technical Potential | 0 | 0 | 0 | 0 | 0 | 0.29831 | 0.29815 | 0.29639 | 0.29655 | 0.2968 | 0.26372 | 0.2104 | 0.16798 | 0.13225 | 0.1062 | 0.084153 | 0.067331 | 0.053594 | 0.042493 | 0.034034 | 0.027115 | 0.00018423 | 6.5555e-05 | 2.2272e-05 | 7.2398e-06 | 6.136e-06 | 6.1196e-06 | 6.1048e-06 | 6.0915e-06 | 6.0796e-06 | 6.0693e-06
F8_Industrial_Instruments_Existing_Process_Natural Gas_Process - Insulate Heated Process Fluids_A_Technical Potential | F8 | Industrial | Instruments | Existing | Process | Natural Gas | Process - Insulate Heated Process Fluids | A | Incremental Summer Peak Savings (MW) | Technical Potential | 0 | 0 | 0 | 0 | 0 | 0 | 0 | 0 | 0 | 0 | 0 | 0 | 0 | 0 | 0 | 0 | 0 | 0 | 0 | 0 | 0 | 0 | 0 | 0 | 0 | 0 | 0 | 0 | 0 | 0 | 0
F9_Industrial_Instruments_Existing_Process_Natural Gas_Process - Insulate Heated Process Fluids_A_Technical Potential | F9 | Industrial | Instruments | Existing | Process | Natural Gas | Process - Insulate Heated Process Fluids | A | Incremental Winter Peak Savings (MW) | Technical Potential | 0 | 0 | 0 | 0 | 0 | 0 | 0 | 0 | 0 | 0 | 0 | 0 | 0 | 0 | 0 | 0 | 0 | 0 | 0 | 0 | 0 | 0 | 0 | 0 | 0 | 0 | 0 | 0 | 0 | 0 | 0
F10_Industrial_Instruments_Existing_Process_Natural Gas_Process - Insulate Heated Process Fluids_A_Technical Potential | F10 | Industrial | Instruments | Existing | Process | Natural Gas | Process - Insulate Heated Process Fluids | A | Cumulative Energy Savings (MWh or mTherms) | Technical Potential | 0 | 0 | 0 | 0 | 0 | 0.29831 | 0.59646 | 0.89285 | 1.1894 | 1.4862 | 1.7499 | 1.9603 | 2.1283 | 2.2606 | 2.3668 | 2.4509 | 2.5182 | 2.5718 | 2.6143 | 2.6484 | 2.6755 | 2.6757 | 2.6757 | 2.6758 | 2.6758 | 2.6758 | 2.6758 | 2.6758 | 2.6758 | 2.6758 | 2.6758
F11_Industrial_Instruments_Existing_Process_Natural Gas_Process - Insulate Heated Process Fluids_A_Technical Potential | F11 | Industrial | Instruments | Existing | Process | Natural Gas | Process - Insulate Heated Process Fluids | A | Cumulative Summer Peak Savings (MW) | Technical Potential | 0 | 0 | 0 | 0 | 0 | 0 | 0 | 0 | 0 | 0 | 0 | 0 | 0 | 0 | 0 | 0 | 0 | 0 | 0 | 0 | 0 | 0 | 0 | 0 | 0 | 0 | 0 | 0 | 0 | 0 | 0
F12_Industrial_Instruments_Existing_Process_Natural Gas_Process - Insulate Heated Process Fluids_A_Technical Potential | F12 | Industrial | Instruments | Existing | Process | Natural Gas | Process - Insulate Heated Process Fluids | A | Cumulative Winter Peak Savings (MW) | Technical Potential | 0 | 0 | 0 | 0 | 0 | 0 | 0 | 0 | 0 | 0 | 0 | 0 | 0 | 0 | 0 | 0 | 0 | 0 | 0 | 0 | 0 | 0 | 0 | 0 | 0 | 0 | 0 | 0 | 0 | 0 | 0
F13_Industrial_Instruments_Existing_Process_Natural Gas_Process - Insulate Heated Process Fluids_A_Technical Potential | F13 | Industrial | Instruments | Existing | Process | Natural Gas | Process - Insulate Heated Process Fluids | A | Purchases (Incremental) | Technical Potential | 0 | 0 | 0 | 0 | 0 | 32.3147 | 32.2969 | 32.1065 | 32.1238 | 32.1504 | 28.5679 | 22.7919 | 18.1965 | 14.326 | 11.5046 | 9.1159 | 7.2937 | 5.8056 | 4.603 | 3.6868 | 2.9372 | 0.019956 | 0.0071012 | 0.0024127 | 0.00078425 | 0.00066468 | 0.0006629 | 0.0006613 | 0.00065986 | 0.00065858 | 0.00065746
F14_Industrial_Instruments_Existing_Process_Natural Gas_Process - Insulate Heated Process Fluids_A_Technical Potential | F14 | Industrial | Instruments | Existing | Process | Natural Gas | Process - Insulate Heated Process Fluids | A | Purchases (Cumulative) | Technical Potential | 0 | 0 | 0 | 0 | 0 | 32.3147 | 64.6116 | 96.718 | 128.8418 | 160.9922 | 189.5601 | 212.3519 | 230.5484 | 244.8744 | 256.379 | 265.4949 | 272.7885 | 278.5941 | 283.1971 | 286.8839 | 289.8211 | 289.841 | 289.8481 | 289.8505 | 289.8513 | 289.852 | 289.8527 | 289.8533 | 289.854 | 289.8546 | 289.8553
F1_Industrial_Instruments_Existing_Process_Natural Gas_Process Heat Recovery_A_Technical Potential | F1 | Industrial | Instruments | Existing | Process | Natural Gas | Process Heat Recovery | A | Original Unit Energy Savings (kWh or therms) | Technical Potential | 0 | 0 | 0 | 0 | 0 | 0.14017 | 0.14017 | 0.14017 | 0.14017 | 0.14017 | 0.14017 | 0.14017 | 0.14017 | 0.14017 | 0.14017 | 0.14017 | 0.14017 | 0.14017 | 0.14017 | 0.14017 | 0.14017 | 0.14017 | 0.14017 | 0.14017 | 0.14017 | 0.14017 | 0.14017 | 0.14017 | 0 | 0 | 0
F2_Industrial_Instruments_Existing_Process_Natural Gas_Process Heat Recovery_A_Technical Potential | F2 | Industrial | Instruments | Existing | Process | Natural Gas | Process Heat Recovery | A | Original Unit Summer Peak Savings (kW) | Technical Potential | 0 | 0 | 0 | 0 | 0 | 0 | 0 | 0 | 0 | 0 | 0 | 0 | 0 | 0 | 0 | 0 | 0 | 0 | 0 | 0 | 0 | 0 | 0 | 0 | 0 | 0 | 0 | 0 | 0 | 0 | 0
F3_Industrial_Instruments_Existing_Process_Natural Gas_Process Heat Recovery_A_Technical Potential | F3 | Industrial | Instruments | Existing | Process | Natural Gas | Process Heat Recovery | A | Original Unit Winter Peak Savings (kW) | Technical Potential | 0 | 0 | 0 | 0 | 0 | 0 | 0 | 0 | 0 | 0 | 0 | 0 | 0 | 0 | 0 | 0 | 0 | 0 | 0 | 0 | 0 | 0 | 0 | 0 | 0 | 0 | 0 | 0 | 0 | 0 | 0
F4_Industrial_Instruments_Existing_Process_Natural Gas_Process Heat Recovery_A_Technical Potential | F4 | Industrial | Instruments | Existing | Process | Natural Gas | Process Heat Recovery | A | Standalone Impact on Baseline Energy (%) | Technical Potential | 0% | 0% | 0% | 0% | 0% | 0.01746% | 0.03492% | 0.05259% | 0.07001% | 0.08741% | 0.1042% | 0.1171% | 0.1274% | 0.1375% | 0.1434% | 0.1499% | 0.154% | 0.1581% | 0.1622% | 0.1641% | 0.1665% | 0.1671% | 0.1677% | 0.1683% | 0.0016883 | 0.0016933 | 0.0016978 | 0.0017019 | 0 | 0 | 0
F5_Industrial_Instruments_Existing_Process_Natural Gas_Process Heat Recovery_A_Technical Potential | F5 | Industrial | Instruments | Existing | Process | Natural Gas | Process Heat Recovery | A | Standalone Impact on Baseline Summer Peak (%) | Technical Potential | 0% | 0% | 0% | 0% | 0% | 0% | 0% | 0% | 0% | 0% | 0% | 0% | 0% | 0% | 0% | 0% | 0% | 0% | 0% | 0% | 0% | 0% | 0% | 0% | 0 | 0 | 0 | 0 | 0 | 0 | 0
F6_Industrial_Instruments_Existing_Process_Natural Gas_Process Heat Recovery_A_Technical Potential | F6 | Industrial | Instruments | Existing | Process | Natural Gas | Process Heat Recovery | A | Standalone Impact on Baseline Winter Peak (%) | Technical Potential | 0% | 0% | 0% | 0% | 0% | 0% | 0% | 0% | 0% | 0% | 0% | 0% | 0% | 0% | 0% | 0% | 0% | 0% | 0% | 0% | 0% | 0% | 0% | 0% | 0 | 0 | 0 | 0 | 0 | 0 | 0
F7_Industrial_Instruments_Existing_Process_Natural Gas_Process Heat Recovery_A_Technical Potential | F7 | Industrial | Instruments | Existing | Process | Natural Gas | Process Heat Recovery | A | Incremental Energy Savings (MWh or mTherms) | Technical Potential | 0 | 0 | 0 | 0 | 0 | 0.16306 | 0.16297 | 0.16201 | 0.1621 | 0.16223 | 0.14415 | 0.11501 | 0.091818 | 0.072288 | 0.058051 | 0.045998 | 0.036803 | 0.029295 | 0.023227 | 0.018603 | 0.014821 | 0.0001007 | 3.5832e-05 | 1.2174e-05 | 3.9573e-06 | 3.3539e-06 | 3.345e-06 | 3.3369e-06 | 0 | 0 | 0
F8_Industrial_Instruments_Existing_Process_Natural Gas_Process Heat Recovery_A_Technical Potential | F8 | Industrial | Instruments | Existing | Process | Natural Gas | Process Heat Recovery | A | Incremental Summer Peak Savings (MW) | Technical Potential | 0 | 0 | 0 | 0 | 0 | 0 | 0 | 0 | 0 | 0 | 0 | 0 | 0 | 0 | 0 | 0 | 0 | 0 | 0 | 0 | 0 | 0 | 0 | 0 | 0 | 0 | 0 | 0 | 0 | 0 | 0
F9_Industrial_Instruments_Existing_Process_Natural Gas_Process Heat Recovery_A_Technical Potential | F9 | Industrial | Instruments | Existing | Process | Natural Gas | Process Heat Recovery | A | Incremental Winter Peak Savings (MW) | Technical Potential | 0 | 0 | 0 | 0 | 0 | 0 | 0 | 0 | 0 | 0 | 0 | 0 | 0 | 0 | 0 | 0 | 0 | 0 | 0 | 0 | 0 | 0 | 0 | 0 | 0 | 0 | 0 | 0 | 0 | 0 | 0
F10_Industrial_Instruments_Existing_Process_Natural Gas_Process Heat Recovery_A_Technical Potential | F10 | Industrial | Instruments | Existing | Process | Natural Gas | Process Heat Recovery | A | Cumulative Energy Savings (MWh or mTherms) | Technical Potential | 0 | 0 | 0 | 0 | 0 | 0.16306 | 0.32603 | 0.48803 | 0.65013 | 0.81236 | 0.95651 | 1.0715 | 1.1633 | 1.2356 | 1.2937 | 1.3397 | 1.3765 | 1.4058 | 1.429 | 1.4476 | 1.4624 | 1.4625 | 1.4626 | 1.4626 | 1.4626 | 1.4626 | 1.4626 | 1.4626 | 0 | 0 | 0
F11_Industrial_Instruments_Existing_Process_Natural Gas_Process Heat Recovery_A_Technical Potential | F11 | Industrial | Instruments | Existing | Process | Natural Gas | Process Heat Recovery | A | Cumulative Summer Peak Savings (MW) | Technical Potential | 0 | 0 | 0 | 0 | 0 | 0 | 0 | 0 | 0 | 0 | 0 | 0 | 0 | 0 | 0 | 0 | 0 | 0 | 0 | 0 | 0 | 0 | 0 | 0 | 0 | 0 | 0 | 0 | 0 | 0 | 0
F12_Industrial_Instruments_Existing_Process_Natural Gas_Process Heat Recovery_A_Technical Potential | F12 | Industrial | Instruments | Existing | Process | Natural Gas | Process Heat Recovery | A | Cumulative Winter Peak Savings (MW) | Technical Potential | 0 | 0 | 0 | 0 | 0 | 0 | 0 | 0 | 0 | 0 | 0 | 0 | 0 | 0 | 0 | 0 | 0 | 0 | 0 | 0 | 0 | 0 | 0 | 0 | 0 | 0 | 0 | 0 | 0 | 0 | 0
F13_Industrial_Instruments_Existing_Process_Natural Gas_Process Heat Recovery_A_Technical Potential | F13 | Industrial | Instruments | Existing | Process | Natural Gas | Process Heat Recovery | A | Purchases (Incremental) | Technical Potential | 0 | 0 | 0 | 0 | 0 | 1163.3275 | 1162.689 | 1155.8322 | 1156.4571 | 1157.4134 | 1028.4439 | 820.5068 | 655.0726 | 515.7363 | 414.1643 | 328.1717 | 262.5715 | 208.9999 | 165.7085 | 132.7239 | 105.74 | 0.71842 | 0.25564 | 0.086855 | 0.028233 | 0.023928 | 0.023865 | 0.023807 | 1.0948e-06 | 1.0948e-06 | 1.0948e-06
F14_Industrial_Instruments_Existing_Process_Natural Gas_Process Heat Recovery_A_Technical Potential | F14 | Industrial | Instruments | Existing | Process | Natural Gas | Process Heat Recovery | A | Purchases (Cumulative) | Technical Potential | 0 | 0 | 0 | 0 | 0 | 1163.3275 | 2326.0166 | 3481.8488 | 4638.3059 | 5795.7193 | 6824.1632 | 7644.67 | 8299.7426 | 8815.4789 | 9229.6432 | 9557.8149 | 9820.3864 | 10029.3864 | 10195.0949 | 10327.8188 | 10433.5588 | 10434.2772 | 10434.5329 | 10434.6197 | 10434.6479 | 10434.6719 | 10434.6957 | 10434.7195 | 10434.7195 | 10434.7195 | 10434.7195
F1_Industrial_Instruments_Existing_Space Heating_Natural Gas_Building Automation System_A_Technical Potential | F1 | Industrial | Instruments | Existing | Space Heating | Natural Gas | Building Automation System | A | Original Unit Energy Savings (kWh or therms) | Technical Potential | 0 | 0 | 0 | 0 | 0 | 0.015466 | 0.01539 | 0.015297 | 0.015198 | 0.015094 | 0.014989 | 0.014881 | 0.014774 | 0.014667 | 0.014552 | 0.014445 | 0.01434 | 0.014242 | 0.014151 | 0.014062 | 0.013978 | 0.013892 | 0.013815 | 0.013742 | 0.013672 | 0.013608 | 0.013548 | 0.013493 | 0 | 0 | 0
F2_Industrial_Instruments_Existing_Space Heating_Natural Gas_Building Automation System_A_Technical Potential | F2 | Industrial | Instruments | Existing | Space Heating | Natural Gas | Building Automation System | A | Original Unit Summer Peak Savings (kW) | Technical Potential | 0 | 0 | 0 | 0 | 0 | 0 | 0 | 0 | 0 | 0 | 0 | 0 | 0 | 0 | 0 | 0 | 0 | 0 | 0 | 0 | 0 | 0 | 0 | 0 | 0 | 0 | 0 | 0 | 0 | 0 | 0
F3_Industrial_Instruments_Existing_Space Heating_Natural Gas_Building Automation System_A_Technical Potential | F3 | Industrial | Instruments | Existing | Space Heating | Natural Gas | Building Automation System | A | Original Unit Winter Peak Savings (kW) | Technical Potential | 0 | 0 | 0 | 0 | 0 | 0 | 0 | 0 | 0 | 0 | 0 | 0 | 0 | 0 | 0 | 0 | 0 | 0 | 0 | 0 | 0 | 0 | 0 | 0 | 0 | 0 | 0 | 0 | 0 | 0 | 0
F4_Industrial_Instruments_Existing_Space Heating_Natural Gas_Building Automation System_A_Technical Potential | F4 | Industrial | Instruments | Existing | Space Heating | Natural Gas | Building Automation System | A | Standalone Impact on Baseline Energy (%) | Technical Potential | 0% | 0% | 0% | 0% | 0% | 0.01539% | 0.04615% | 0.101% | 0.1898% | 0.3245% | 0.5218% | 0.7859% | 1.128% | 1.567% | 2.058% | 2.635% | 3.228% | 3.839% | 4.435% | 4.923% | 5.351% | 5.684% | 5.921% | 6.079% | 0.061885 | 0.062065 | 0.062231 | 0.062382 | 0 | 0 | 0
F5_Industrial_Instruments_Existing_Space Heating_Natural Gas_Building Automation System_A_Technical Potential | F5 | Industrial | Instruments | Existing | Space Heating | Natural Gas | Building Automation System | A | Standalone Impact on Baseline Summer Peak (%) | Technical Potential | 0% | 0% | 0% | 0% | 0% | 0% | 0% | 0% | 0% | 0% | 0% | 0% | 0% | 0% | 0% | 0% | 0% | 0% | 0% | 0% | 0% | 0% | 0% | 0% | 0 | 0 | 0 | 0 | 0 | 0 | 0
F6_Industrial_Instruments_Existing_Space Heating_Natural Gas_Building Automation System_A_Technical Potential | F6 | Industrial | Instruments | Existing | Space Heating | Natural Gas | Building Automation System | A | Standalone Impact on Baseline Winter Peak (%) | Technical Potential | 0% | 0% | 0% | 0% | 0% | 0% | 0% | 0% | 0% | 0% | 0% | 0% | 0% | 0% | 0% | 0% | 0% | 0% | 0% | 0% | 0% | 0% | 0% | 0% | 0 | 0 | 0 | 0 | 0 | 0 | 0
F7_Industrial_Instruments_Existing_Space Heating_Natural Gas_Building Automation System_A_Technical Potential | F7 | Industrial | Instruments | Existing | Space Heating | Natural Gas | Building Automation System | A | Incremental Energy Savings (MWh or mTherms) | Technical Potential | 0 | 0 | 0 | 0 | 0 | 0.055034 | 0.10941 | 0.19195 | 0.31038 | 0.46828 | 0.65756 | 0.8856 | 1.1375 | 1.3745 | 1.6142 | 1.7807 | 1.8807 | 1.8662 | 1.7324 | 1.5154 | 1.2406 | 0.93919 | 0.64423 | 0.40802 | 0.26392 | 0 | 0 | 0 | 0 | 0 | 0
F8_Industrial_Instruments_Existing_Space Heating_Natural Gas_Building Automation System_A_Technical Potential | F8 | Industrial | Instruments | Existing | Space Heating | Natural Gas | Building Automation System | A | Incremental Summer Peak Savings (MW) | Technical Potential | 0 | 0 | 0 | 0 | 0 | 0 | 0 | 0 | 0 | 0 | 0 | 0 | 0 | 0 | 0 | 0 | 0 | 0 | 0 | 0 | 0 | 0 | 0 | 0 | 0 | 0 | 0 | 0 | 0 | 0 | 0
F9_Industrial_Instruments_Existing_Space Heating_Natural Gas_Building Automation System_A_Technical Potential | F9 | Industrial | Instruments | Existing | Space Heating | Natural Gas | Building Automation System | A | Incremental Winter Peak Savings (MW) | Technical Potential | 0 | 0 | 0 | 0 | 0 | 0 | 0 | 0 | 0 | 0 | 0 | 0 | 0 | 0 | 0 | 0 | 0 | 0 | 0 | 0 | 0 | 0 | 0 | 0 | 0 | 0 | 0 | 0 | 0 | 0 | 0
F10_Industrial_Instruments_Existing_Space Heating_Natural Gas_Building Automation System_A_Technical Potential | F10 | Industrial | Instruments | Existing | Space Heating | Natural Gas | Building Automation System | A | Cumulative Energy Savings (MWh or mTherms) | Technical Potential | 0 | 0 | 0 | 0 | 0 | 0.055034 | 0.16418 | 0.35512 | 0.6632 | 1.127 | 1.7767 | 2.6495 | 3.7679 | 5.1151 | 6.6891 | 8.4207 | 10.24 | 12.0364 | 13.6917 | 15.1211 | 16.2715 | 17.1108 | 17.6597 | 17.9742 | 18.1471 | 18.0617 | 17.9825 | 17.9093 | 0 | 0 | 0
F11_Industrial_Instruments_Existing_Space Heating_Natural Gas_Building Automation System_A_Technical Potential | F11 | Industrial | Instruments | Existing | Space Heating | Natural Gas | Building Automation System | A | Cumulative Summer Peak Savings (MW) | Technical Potential | 0 | 0 | 0 | 0 | 0 | 0 | 0 | 0 | 0 | 0 | 0 | 0 | 0 | 0 | 0 | 0 | 0 | 0 | 0 | 0 | 0 | 0 | 0 | 0 | 0 | 0 | 0 | 0 | 0 | 0 | 0
F12_Industrial_Instruments_Existing_Space Heating_Natural Gas_Building Automation System_A_Technical Potential | F12 | Industrial | Instruments | Existing | Space Heating | Natural Gas | Building Automation System | A | Cumulative Winter Peak Savings (MW) | Technical Potential | 0 | 0 | 0 | 0 | 0 | 0 | 0 | 0 | 0 | 0 | 0 | 0 | 0 | 0 | 0 | 0 | 0 | 0 | 0 | 0 | 0 | 0 | 0 | 0 | 0 | 0 | 0 | 0 | 0 | 0 | 0
F13_Industrial_Instruments_Existing_Space Heating_Natural Gas_Building Automation System_A_Technical Potential | F13 | Industrial | Instruments | Existing | Space Heating | Natural Gas | Building Automation System | A | Purchases (Incremental) | Technical Potential | 0 | 0 | 0 | 0 | 0 | 3558.4221 | 7109.1484 | 12548.1748 | 20422.3615 | 31023.9241 | 43868.6365 | 59510.3252 | 76990.2337 | 93711.5312 | 110930.0805 | 123269.4878 | 131152.5442 | 131037.2365 | 122422.8615 | 107764.5778 | 88751.5822 | 67604.8925 | 46632.852 | 29691.9642 | 19303.26 | 0 | 0 | 0 | 0 | 0 | 0
F14_Industrial_Instruments_Existing_Space Heating_Natural Gas_Building Automation System_A_Technical Potential | F14 | Industrial | Instruments | Existing | Space Heating | Natural Gas | Building Automation System | A | Purchases (Cumulative) | Technical Potential | 0 | 0 | 0 | 0 | 0 | 3558.4221 | 10667.5705 | 23215.7453 | 43638.1068 | 74662.0309 | 118530.6674 | 178040.9926 | 255031.2263 | 348742.7575 | 459672.8381 | 582942.3259 | 714094.8702 | 845132.1067 | 967554.9682 | 1075319.546 | 1164071.1282 | 1231676.0207 | 1278308.8727 | 1308000.8369 | 1327304.097 | 1327304.097 | 1327304.097 | 1327304.097 | 1327304.097 | 1327304.097 | 1327304.097
F1_Industrial_Instruments_Existing_Space Heating_Natural Gas_Steam System Efficiency Improvements_A_Technical Potential | F1 | Industrial | Instruments | Existing | Space Heating | Natural Gas | Steam System Efficiency Improvements | A | Original Unit Energy Savings (kWh or therms) | Technical Potential | 0 | 0 | 0 | 0 | 0 | 0.13779 | 0.13686 | 0.13593 | 0.135 | 0.13407 | 0.13317 | 0.13227 | 0.13139 | 0.13051 | 0.12958 | 0.12873 | 0.12789 | 0.12707 | 0.12625 | 0.12544 | 0.12465 | 0.12383 | 0.12303 | 0.12227 | 0.12149 | 0.12079 | 0.12015 | 0.11956 | 0.11902 | 0.11854 | 0.11809
F2_Industrial_Instruments_Existing_Space Heating_Natural Gas_Steam System Efficiency Improvements_A_Technical Potential | F2 | Industrial | Instruments | Existing | Space Heating | Natural Gas | Steam System Efficiency Improvements | A | Original Unit Summer Peak Savings (kW) | Technical Potential | 0 | 0 | 0 | 0 | 0 | 0 | 0 | 0 | 0 | 0 | 0 | 0 | 0 | 0 | 0 | 0 | 0 | 0 | 0 | 0 | 0 | 0 | 0 | 0 | 0 | 0 | 0 | 0 | 0 | 0 | 0
F3_Industrial_Instruments_Existing_Space Heating_Natural Gas_Steam System Efficiency Improvements_A_Technical Potential | F3 | Industrial | Instruments | Existing | Space Heating | Natural Gas | Steam System Efficiency Improvements | A | Original Unit Winter Peak Savings (kW) | Technical Potential | 0 | 0 | 0 | 0 | 0 | 0 | 0 | 0 | 0 | 0 | 0 | 0 | 0 | 0 | 0 | 0 | 0 | 0 | 0 | 0 | 0 | 0 | 0 | 0 | 0 | 0 | 0 | 0 | 0 | 0 | 0
F4_Industrial_Instruments_Existing_Space Heating_Natural Gas_Steam System Efficiency Improvements_A_Technical Potential | F4 | Industrial | Instruments | Existing | Space Heating | Natural Gas | Steam System Efficiency Improvements | A | Standalone Impact on Baseline Energy (%) | Technical Potential | 0% | 0% | 0% | 0% | 0% | 0.0009716% | 0.002909% | 0.006363% | 0.01195% | 0.02043% | 0.03285% | 0.0495% | 0.07109% | 0.09884% | 0.1299% | 0.1664% | 0.204% | 0.2428% | 0.2804% | 0.3112% | 0.3382% | 0.3591% | 0.3737% | 0.3833% | 0.0038974 | 0.0039045 | 0.0039112 | 0.0039175 | 0 | 0 | 0
F5_Industrial_Instruments_Existing_Space Heating_Natural Gas_Steam System Efficiency Improvements_A_Technical Potential | F5 | Industrial | Instruments | Existing | Space Heating | Natural Gas | Steam System Efficiency Improvements | A | Standalone Impact on Baseline Summer Peak (%) | Technical Potential | 0% | 0% | 0% | 0% | 0% | 0% | 0% | 0% | 0% | 0% | 0% | 0% | 0% | 0% | 0% | 0% | 0% | 0% | 0% | 0% | 0% | 0% | 0% | 0% | 0 | 0 | 0 | 0 | 0 | 0 | 0
F6_Industrial_Instruments_Existing_Space Heating_Natural Gas_Steam System Efficiency Improvements_A_Technical Potential | F6 | Industrial | Instruments | Existing | Space Heating | Natural Gas | Steam System Efficiency Improvements | A | Standalone Impact on Baseline Winter Peak (%) | Technical Potential | 0% | 0% | 0% | 0% | 0% | 0% | 0% | 0% | 0% | 0% | 0% | 0% | 0% | 0% | 0% | 0% | 0% | 0% | 0% | 0% | 0% | 0% | 0% | 0% | 0 | 0 | 0 | 0 | 0 | 0 | 0
F7_Industrial_Instruments_Existing_Space Heating_Natural Gas_Steam System Efficiency Improvements_A_Technical Potential | F7 | Industrial | Instruments | Existing | Space Heating | Natural Gas | Steam System Efficiency Improvements | A | Incremental Energy Savings (MWh or mTherms) | Technical Potential | 0 | 0 | 0 | 0 | 0 | 0.003475 | 0.0068955 | 0.012089 | 0.019539 | 0.029478 | 0.041402 | 0.055787 | 0.07169 | 0.086678 | 0.10188 | 0.11247 | 0.11888 | 0.118 | 0.10954 | 0.0958 | 0.078402 | 0.059328 | 0.040662 | 0.025729 | 0.016621 | 0 | 0 | 0 | 0 | 0 | 0
F8_Industrial_Instruments_Existing_Space Heating_Natural Gas_Steam System Efficiency Improvements_A_Technical Potential | F8 | Industrial | Instruments | Existing | Space Heating | Natural Gas | Steam System Efficiency Improvements | A | Incremental Summer Peak Savings (MW) | Technical Potential | 0 | 0 | 0 | 0 | 0 | 0 | 0 | 0 | 0 | 0 | 0 | 0 | 0 | 0 | 0 | 0 | 0 | 0 | 0 | 0 | 0 | 0 | 0 | 0 | 0 | 0 | 0 | 0 | 0 | 0 | 0
F9_Industrial_Instruments_Existing_Space Heating_Natural Gas_Steam System Efficiency Improvements_A_Technical Potential | F9 | Industrial | Instruments | Existing | Space Heating | Natural Gas | Steam System Efficiency Improvements | A | Incremental Winter Peak Savings (MW) | Technical Potential | 0 | 0 | 0 | 0 | 0 | 0 | 0 | 0 | 0 | 0 | 0 | 0 | 0 | 0 | 0 | 0 | 0 | 0 | 0 | 0 | 0 | 0 | 0 | 0 | 0 | 0 | 0 | 0 | 0 | 0 | 0
F10_Industrial_Instruments_Existing_Space Heating_Natural Gas_Steam System Efficiency Improvements_A_Technical Potential | F10 | Industrial | Instruments | Existing | Space Heating | Natural Gas | Steam System Efficiency Improvements | A | Cumulative Energy Savings (MWh or mTherms) | Technical Potential | 0 | 0 | 0 | 0 | 0 | 0.003475 | 0.010347 | 0.022366 | 0.041751 | 0.070942 | 0.11187 | 0.1669 | 0.23747 | 0.32257 | 0.42216 | 0.53185 | 0.64726 | 0.76108 | 0.86574 | 0.95594 | 1.0283 | 1.0809 | 1.1146 | 1.1334 | 1.1429 | 1.1362 | 1.1302 | 1.1247 | 1.1196 | 1.115 | 1.1108
F11_Industrial_Instruments_Existing_Space Heating_Natural Gas_Steam System Efficiency Improvements_A_Technical Potential | F11 | Industrial | Instruments | Existing | Space Heating | Natural Gas | Steam System Efficiency Improvements | A | Cumulative Summer Peak Savings (MW) | Technical Potential | 0 | 0 | 0 | 0 | 0 | 0 | 0 | 0 | 0 | 0 | 0 | 0 | 0 | 0 | 0 | 0 | 0 | 0 | 0 | 0 | 0 | 0 | 0 | 0 | 0 | 0 | 0 | 0 | 0 | 0 | 0
F12_Industrial_Instruments_Existing_Space Heating_Natural Gas_Steam System Efficiency Improvements_A_Technical Potential | F12 | Industrial | Instruments | Existing | Space Heating | Natural Gas | Steam System Efficiency Improvements | A | Cumulative Winter Peak Savings (MW) | Technical Potential | 0 | 0 | 0 | 0 | 0 | 0 | 0 | 0 | 0 | 0 | 0 | 0 | 0 | 0 | 0 | 0 | 0 | 0 | 0 | 0 | 0 | 0 | 0 | 0 | 0 | 0 | 0 | 0 | 0 | 0 | 0
F13_Industrial_Instruments_Existing_Space Heating_Natural Gas_Steam System Efficiency Improvements_A_Technical Potential | F13 | Industrial | Instruments | Existing | Space Heating | Natural Gas | Steam System Efficiency Improvements | A | Purchases (Incremental) | Technical Potential | 0 | 0 | 0 | 0 | 0 | 25.219 | 50.3834 | 88.9304 | 144.7358 | 219.8703 | 310.9024 | 421.757 | 545.6392 | 664.1451 | 786.175 | 873.6259 | 929.4941 | 928.6769 | 867.6258 | 763.7407 | 628.9933 | 479.1241 | 330.4927 | 210.4306 | 136.8046 | 0 | 0 | 0 | 0 | 0 | 0
F14_Industrial_Instruments_Existing_Space Heating_Natural Gas_Steam System Efficiency Improvements_A_Technical Potential | F14 | Industrial | Instruments | Existing | Space Heating | Natural Gas | Steam System Efficiency Improvements | A | Purchases (Cumulative) | Technical Potential | 0 | 0 | 0 | 0 | 0 | 25.219 | 75.6024 | 164.5328 | 309.2686 | 529.1389 | 840.0413 | 1261.7983 | 1807.4375 | 2471.5826 | 3257.7576 | 4131.3836 | 5060.8777 | 5989.5546 | 6857.1804 | 7620.9212 | 8249.9145 | 8729.0386 | 9059.5313 | 9269.9619 | 9406.7665 | 9406.7665 | 9406.7665 | 9406.7665 | 9406.7665 | 9406.7665 | 9406.7665
F1_Industrial_Instruments_Existing_Process_Natural Gas_Steam System Efficiency Improvements_A_Technical Potential | F1 | Industrial | Instruments | Existing | Process | Natural Gas | Steam System Efficiency Improvements | A | Original Unit Energy Savings (kWh or therms) | Technical Potential | 0 | 0 | 0 | 0 | 0 | 0.087109 | 0.087109 | 0.087109 | 0.087109 | 0.087109 | 0.087109 | 0.087109 | 0.087109 | 0.087109 | 0.087109 | 0.087109 | 0.087109 | 0.087109 | 0.087109 | 0.087109 | 0.087109 | 0.087109 | 0.087109 | 0.087109 | 0.087109 | 0.087109 | 0.087109 | 0.087109 | 0.087109 | 0.087109 | 0.087109
F2_Industrial_Instruments_Existing_Process_Natural Gas_Steam System Efficiency Improvements_A_Technical Potential | F2 | Industrial | Instruments | Existing | Process | Natural Gas | Steam System Efficiency Improvements | A | Original Unit Summer Peak Savings (kW) | Technical Potential | 0 | 0 | 0 | 0 | 0 | 0 | 0 | 0 | 0 | 0 | 0 | 0 | 0 | 0 | 0 | 0 | 0 | 0 | 0 | 0 | 0 | 0 | 0 | 0 | 0 | 0 | 0 | 0 | 0 | 0 | 0
F3_Industrial_Instruments_Existing_Process_Natural Gas_Steam System Efficiency Improvements_A_Technical Potential | F3 | Industrial | Instruments | Existing | Process | Natural Gas | Steam System Efficiency Improvements | A | Original Unit Winter Peak Savings (kW) | Technical Potential | 0 | 0 | 0 | 0 | 0 | 0 | 0 | 0 | 0 | 0 | 0 | 0 | 0 | 0 | 0 | 0 | 0 | 0 | 0 | 0 | 0 | 0 | 0 | 0 | 0 | 0 | 0 | 0 | 0 | 0 | 0
F4_Industrial_Instruments_Existing_Process_Natural Gas_Steam System Efficiency Improvements_A_Technical Potential | F4 | Industrial | Instruments | Existing | Process | Natural Gas | Steam System Efficiency Improvements | A | Standalone Impact on Baseline Energy (%) | Technical Potential | 0% | 0% | 0% | 0% | 0% | 4.239e-05% | 0.0001272% | 0.0002784% | 0.000523% | 0.000894% | 0.001438% | 0.002165% | 0.003108% | 0.004318% | 0.00567% | 0.00726% | 0.008892% | 0.01058% | 0.01222% | 0.01356% | 0.01474% | 0.01566% | 0.01631% | 0.01675% | 0.0001705 | 0.000171 | 0.00017146 | 0.00017187 | 0 | 0 | 0
F5_Industrial_Instruments_Existing_Process_Natural Gas_Steam System Efficiency Improvements_A_Technical Potential | F5 | Industrial | Instruments | Existing | Process | Natural Gas | Steam System Efficiency Improvements | A | Standalone Impact on Baseline Summer Peak (%) | Technical Potential | 0% | 0% | 0% | 0% | 0% | 0% | 0% | 0% | 0% | 0% | 0% | 0% | 0% | 0% | 0% | 0% | 0% | 0% | 0% | 0% | 0% | 0% | 0% | 0% | 0 | 0 | 0 | 0 | 0 | 0 | 0
F6_Industrial_Instruments_Existing_Process_Natural Gas_Steam System Efficiency Improvements_A_Technical Potential | F6 | Industrial | Instruments | Existing | Process | Natural Gas | Steam System Efficiency Improvements | A | Standalone Impact on Baseline Winter Peak (%) | Technical Potential | 0% | 0% | 0% | 0% | 0% | 0% | 0% | 0% | 0% | 0% | 0% | 0% | 0% | 0% | 0% | 0% | 0% | 0% | 0% | 0% | 0% | 0% | 0% | 0% | 0 | 0 | 0 | 0 | 0 | 0 | 0
F7_Industrial_Instruments_Existing_Process_Natural Gas_Steam System Efficiency Improvements_A_Technical Potential | F7 | Industrial | Instruments | Existing | Process | Natural Gas | Steam System Efficiency Improvements | A | Incremental Energy Savings (MWh or mTherms) | Technical Potential | 0 | 0 | 0 | 0 | 0 | 0.00039599 | 0.00079112 | 0.0013964 | 0.0022726 | 0.0034524 | 0.0048818 | 0.0066224 | 0.0085676 | 0.010428 | 0.012344 | 0.013718 | 0.014595 | 0.014582 | 0.013623 | 0.011992 | 0.0098764 | 0.0075232 | 0.0051894 | 0.0033042 | 0.0021481 | 0 | 0 | 0 | 0 | 0 | 0
F8_Industrial_Instruments_Existing_Process_Natural Gas_Steam System Efficiency Improvements_A_Technical Potential | F8 | Industrial | Instruments | Existing | Process | Natural Gas | Steam System Efficiency Improvements | A | Incremental Summer Peak Savings (MW) | Technical Potential | 0 | 0 | 0 | 0 | 0 | 0 | 0 | 0 | 0 | 0 | 0 | 0 | 0 | 0 | 0 | 0 | 0 | 0 | 0 | 0 | 0 | 0 | 0 | 0 | 0 | 0 | 0 | 0 | 0 | 0 | 0
F9_Industrial_Instruments_Existing_Process_Natural Gas_Steam System Efficiency Improvements_A_Technical Potential | F9 | Industrial | Instruments | Existing | Process | Natural Gas | Steam System Efficiency Improvements | A | Incremental Winter Peak Savings (MW) | Technical Potential | 0 | 0 | 0 | 0 | 0 | 0 | 0 | 0 | 0 | 0 | 0 | 0 | 0 | 0 | 0 | 0 | 0 | 0 | 0 | 0 | 0 | 0 | 0 | 0 | 0 | 0 | 0 | 0 | 0 | 0 | 0
F10_Industrial_Instruments_Existing_Process_Natural Gas_Steam System Efficiency Improvements_A_Technical Potential | F10 | Industrial | Instruments | Existing | Process | Natural Gas | Steam System Efficiency Improvements | A | Cumulative Energy Savings (MWh or mTherms) | Technical Potential | 0 | 0 | 0 | 0 | 0 | 0.00039599 | 0.0011871 | 0.0025835 | 0.0048561 | 0.0083085 | 0.01319 | 0.019813 | 0.02838 | 0.038809 | 0.051153 | 0.064871 | 0.079466 | 0.094048 | 0.10767 | 0.11966 | 0.12954 | 0.13706 | 0.14225 | 0.14556 | 0.1477 | 0.1477 | 0.1477 | 0.1477 | 0.1477 | 0.1477 | 0.1477
F11_Industrial_Instruments_Existing_Process_Natural Gas_Steam System Efficiency Improvements_A_Technical Potential | F11 | Industrial | Instruments | Existing | Process | Natural Gas | Steam System Efficiency Improvements | A | Cumulative Summer Peak Savings (MW) | Technical Potential | 0 | 0 | 0 | 0 | 0 | 0 | 0 | 0 | 0 | 0 | 0 | 0 | 0 | 0 | 0 | 0 | 0 | 0 | 0 | 0 | 0 | 0 | 0 | 0 | 0 | 0 | 0 | 0 | 0 | 0 | 0
F12_Industrial_Instruments_Existing_Process_Natural Gas_Steam System Efficiency Improvements_A_Technical Potential | F12 | Industrial | Instruments | Existing | Process | Natural Gas | Steam System Efficiency Improvements | A | Cumulative Winter Peak Savings (MW) | Technical Potential | 0 | 0 | 0 | 0 | 0 | 0 | 0 | 0 | 0 | 0 | 0 | 0 | 0 | 0 | 0 | 0 | 0 | 0 | 0 | 0 | 0 | 0 | 0 | 0 | 0 | 0 | 0 | 0 | 0 | 0 | 0
F13_Industrial_Instruments_Existing_Process_Natural Gas_Steam System Efficiency Improvements_A_Technical Potential | F13 | Industrial | Instruments | Existing | Process | Natural Gas | Steam System Efficiency Improvements | A | Purchases (Incremental) | Technical Potential | 0 | 0 | 0 | 0 | 0 | 4.5459 | 9.082 | 16.0303 | 26.0896 | 39.6332 | 56.0423 | 76.0247 | 98.3553 | 119.7168 | 141.7136 | 157.4772 | 167.5478 | 167.4005 | 156.3956 | 137.6696 | 113.3805 | 86.3655 | 59.5736 | 37.9316 | 24.66 | 0 | 0 | 0 | 0 | 0 | 0
F14_Industrial_Instruments_Existing_Process_Natural Gas_Steam System Efficiency Improvements_A_Technical Potential | F14 | Industrial | Instruments | Existing | Process | Natural Gas | Steam System Efficiency Improvements | A | Purchases (Cumulative) | Technical Potential | 0 | 0 | 0 | 0 | 0 | 4.5459 | 13.6279 | 29.6582 | 55.7478 | 95.381 | 151.4233 | 227.448 | 325.8033 | 445.5201 | 587.2337 | 744.7109 | 912.2587 | 1079.6592 | 1236.0549 | 1373.7245 | 1487.105 | 1573.4705 | 1633.0441 | 1670.9757 | 1695.6357 | 1695.6357 | 1695.6357 | 1695.6357 | 1695.6357 | 1695.6357 | 1695.6357
F1_Industrial_Instruments_Existing_Space Heating_Natural Gas_Strategic Energy Management_A_Technical Potential | F1 | Industrial | Instruments | Existing | Space Heating | Natural Gas | Strategic Energy Management | A | Original Unit Energy Savings (kWh or therms) | Technical Potential | 0 | 0 | 0 | 0 | 0 | 3.1777 | 3.1622 | 3.143 | 3.1226 | 3.1014 | 3.0798 | 3.0576 | 3.0356 | 3.0136 | 2.9899 | 2.968 | 2.9463 | 2.9262 | 2.9075 | 2.8893 | 2.872 | 2.8544 | 2.8385 | 2.8235 | 2.8092 | 2.7959 | 2.7837 | 2.7723 | 0 | 0 | 0
F2_Industrial_Instruments_Existing_Space Heating_Natural Gas_Strategic Energy Management_A_Technical Potential | F2 | Industrial | Instruments | Existing | Space Heating | Natural Gas | Strategic Energy Management | A | Original Unit Summer Peak Savings (kW) | Technical Potential | 0 | 0 | 0 | 0 | 0 | 0 | 0 | 0 | 0 | 0 | 0 | 0 | 0 | 0 | 0 | 0 | 0 | 0 | 0 | 0 | 0 | 0 | 0 | 0 | 0 | 0 | 0 | 0 | 0 | 0 | 0
F3_Industrial_Instruments_Existing_Space Heating_Natural Gas_Strategic Energy Management_A_Technical Potential | F3 | Industrial | Instruments | Existing | Space Heating | Natural Gas | Strategic Energy Management | A | Original Unit Winter Peak Savings (kW) | Technical Potential | 0 | 0 | 0 | 0 | 0 | 0 | 0 | 0 | 0 | 0 | 0 | 0 | 0 | 0 | 0 | 0 | 0 | 0 | 0 | 0 | 0 | 0 | 0 | 0 | 0 | 0 | 0 | 0 | 0 | 0 | 0
F4_Industrial_Instruments_Existing_Space Heating_Natural Gas_Strategic Energy Management_A_Technical Potential | F4 | Industrial | Instruments | Existing | Space Heating | Natural Gas | Strategic Energy Management | A | Standalone Impact on Baseline Energy (%) | Technical Potential | 0% | 0% | 0% | 0% | 0% | 0.09675% | 0.1936% | 0.2915% | 0.388% | 0.4845% | 0.5875% | 0.6858% | 0.784% | 0.8934% | 0.9867% | 1.093% | 1.19% | 1.292% | 1.401% | 1.496% | 1.599% | 1.702% | 1.805% | 1.908% | 0.020104 | 0.020163 | 0.020217 | 0.020266 | 0 | 0 | 0
F5_Industrial_Instruments_Existing_Space Heating_Natural Gas_Strategic Energy Management_A_Technical Potential | F5 | Industrial | Instruments | Existing | Space Heating | Natural Gas | Strategic Energy Management | A | Standalone Impact on Baseline Summer Peak (%) | Technical Potential | 0% | 0% | 0% | 0% | 0% | 0% | 0% | 0% | 0% | 0% | 0% | 0% | 0% | 0% | 0% | 0% | 0% | 0% | 0% | 0% | 0% | 0% | 0% | 0% | 0 | 0 | 0 | 0 | 0 | 0 | 0
F6_Industrial_Instruments_Existing_Space Heating_Natural Gas_Strategic Energy Management_A_Technical Potential | F6 | Industrial | Instruments | Existing | Space Heating | Natural Gas | Strategic Energy Management | A | Standalone Impact on Baseline Winter Peak (%) | Technical Potential | 0% | 0% | 0% | 0% | 0% | 0% | 0% | 0% | 0% | 0% | 0% | 0% | 0% | 0% | 0% | 0% | 0% | 0% | 0% | 0% | 0% | 0% | 0% | 0% | 0 | 0 | 0 | 0 | 0 | 0 | 0
F7_Industrial_Instruments_Existing_Space Heating_Natural Gas_Strategic Energy Management_A_Technical Potential | F7 | Industrial | Instruments | Existing | Space Heating | Natural Gas | Strategic Energy Management | A | Incremental Energy Savings (MWh or mTherms) | Technical Potential | 0 | 0 | 0 | 0 | 0 | 0.34606 | 0.34417 | 0.34007 | 0.33805 | 0.33602 | 0.32945 | 0.32619 | 0.32318 | 0.31575 | 0.31446 | 0.30917 | 0.30696 | 0.30333 | 0.2987 | 0.29718 | 0.29418 | 0.29124 | 0.28856 | 0.28606 | 0.28371 | 0 | 0 | 0 | 0 | 0 | 0
F8_Industrial_Instruments_Existing_Space Heating_Natural Gas_Strategic Energy Management_A_Technical Potential | F8 | Industrial | Instruments | Existing | Space Heating | Natural Gas | Strategic Energy Management | A | Incremental Summer Peak Savings (MW) | Technical Potential | 0 | 0 | 0 | 0 | 0 | 0 | 0 | 0 | 0 | 0 | 0 | 0 | 0 | 0 | 0 | 0 | 0 | 0 | 0 | 0 | 0 | 0 | 0 | 0 | 0 | 0 | 0 | 0 | 0 | 0 | 0
F9_Industrial_Instruments_Existing_Space Heating_Natural Gas_Strategic Energy Management_A_Technical Potential | F9 | Industrial | Instruments | Existing | Space Heating | Natural Gas | Strategic Energy Management | A | Incremental Winter Peak Savings (MW) | Technical Potential | 0 | 0 | 0 | 0 | 0 | 0 | 0 | 0 | 0 | 0 | 0 | 0 | 0 | 0 | 0 | 0 | 0 | 0 | 0 | 0 | 0 | 0 | 0 | 0 | 0 | 0 | 0 | 0 | 0 | 0 | 0
F10_Industrial_Instruments_Existing_Space Heating_Natural Gas_Strategic Energy Management_A_Technical Potential | F10 | Industrial | Instruments | Existing | Space Heating | Natural Gas | Strategic Energy Management | A | Cumulative Energy Savings (MWh or mTherms) | Technical Potential | 0 | 0 | 0 | 0 | 0 | 0.34606 | 0.68854 | 1.0244 | 1.3558 | 1.6826 | 2.0004 | 2.3122 | 2.6187 | 2.9155 | 3.207 | 3.4927 | 3.7741 | 4.0517 | 4.3245 | 4.5945 | 4.8613 | 5.1227 | 5.3827 | 5.6403 | 5.8954 | 5.8676 | 5.8419 | 5.8181 | 0 | 0 | 0
F11_Industrial_Instruments_Existing_Space Heating_Natural Gas_Strategic Energy Management_A_Technical Potential | F11 | Industrial | Instruments | Existing | Space Heating | Natural Gas | Strategic Energy Management | A | Cumulative Summer Peak Savings (MW) | Technical Potential | 0 | 0 | 0 | 0 | 0 | 0 | 0 | 0 | 0 | 0 | 0 | 0 | 0 | 0 | 0 | 0 | 0 | 0 | 0 | 0 | 0 | 0 | 0 | 0 | 0 | 0 | 0 | 0 | 0 | 0 | 0
F12_Industrial_Instruments_Existing_Space Heating_Natural Gas_Strategic Energy Management_A_Technical Potential | F12 | Industrial | Instruments | Existing | Space Heating | Natural Gas | Strategic Energy Management | A | Cumulative Winter Peak Savings (MW) | Technical Potential | 0 | 0 | 0 | 0 | 0 | 0 | 0 | 0 | 0 | 0 | 0 | 0 | 0 | 0 | 0 | 0 | 0 | 0 | 0 | 0 | 0 | 0 | 0 | 0 | 0 | 0 | 0 | 0 | 0 | 0 | 0
F13_Industrial_Instruments_Existing_Space Heating_Natural Gas_Strategic Energy Management_A_Technical Potential | F13 | Industrial | Instruments | Existing | Space Heating | Natural Gas | Strategic Energy Management | A | Purchases (Incremental) | Technical Potential | 0 | 0 | 0 | 0 | 0 | 108.9011 | 108.8414 | 108.1995 | 108.258 | 108.3475 | 106.9716 | 106.6793 | 106.4627 | 104.7721 | 105.1721 | 104.1692 | 104.1827 | 103.6583 | 102.7337 | 102.8554 | 102.4301 | 102.0317 | 101.6599 | 101.3144 | 100.9949 | 0 | 0 | 0 | 0 | 0 | 0
F14_Industrial_Instruments_Existing_Space Heating_Natural Gas_Strategic Energy Management_A_Technical Potential | F14 | Industrial | Instruments | Existing | Space Heating | Natural Gas | Strategic Energy Management | A | Purchases (Cumulative) | Technical Potential | 0 | 0 | 0 | 0 | 0 | 108.9011 | 217.7425 | 325.942 | 434.2 | 542.5475 | 649.5191 | 756.1983 | 862.661 | 967.4331 | 1072.6052 | 1176.7744 | 1280.957 | 1384.6153 | 1487.349 | 1590.2044 | 1692.6345 | 1794.6661 | 1896.326 | 1997.6405 | 2098.6354 | 2098.6354 | 2098.6354 | 2098.6354 | 2098.6354 | 2098.6354 | 2098.6354
F1_Industrial_Instruments_Existing_Process_Natural Gas_Strategic Energy Management_A_Technical Potential | F1 | Industrial | Instruments | Existing | Process | Natural Gas | Strategic Energy Management | A | Original Unit Energy Savings (kWh or therms) | Technical Potential | 0 | 0 | 0 | 0 | 0 | 1.6994 | 1.6994 | 1.6994 | 1.6994 | 1.6994 | 1.6994 | 1.6994 | 1.6994 | 1.6994 | 1.6994 | 1.6994 | 1.6994 | 1.6994 | 1.6994 | 1.6994 | 1.6994 | 1.6994 | 1.6994 | 1.6994 | 1.6994 | 1.6994 | 1.6994 | 1.6994 | 0 | 0 | 0
F2_Industrial_Instruments_Existing_Process_Natural Gas_Strategic Energy Management_A_Technical Potential | F2 | Industrial | Instruments | Existing | Process | Natural Gas | Strategic Energy Management | A | Original Unit Summer Peak Savings (kW) | Technical Potential | 0 | 0 | 0 | 0 | 0 | 0 | 0 | 0 | 0 | 0 | 0 | 0 | 0 | 0 | 0 | 0 | 0 | 0 | 0 | 0 | 0 | 0 | 0 | 0 | 0 | 0 | 0 | 0 | 0 | 0 | 0
F3_Industrial_Instruments_Existing_Process_Natural Gas_Strategic Energy Management_A_Technical Potential | F3 | Industrial | Instruments | Existing | Process | Natural Gas | Strategic Energy Management | A | Original Unit Winter Peak Savings (kW) | Technical Potential | 0 | 0 | 0 | 0 | 0 | 0 | 0 | 0 | 0 | 0 | 0 | 0 | 0 | 0 | 0 | 0 | 0 | 0 | 0 | 0 | 0 | 0 | 0 | 0 | 0 | 0 | 0 | 0 | 0 | 0 | 0
F4_Industrial_Instruments_Existing_Process_Natural Gas_Strategic Energy Management_A_Technical Potential | F4 | Industrial | Instruments | Existing | Process | Natural Gas | Strategic Energy Management | A | Standalone Impact on Baseline Energy (%) | Technical Potential | 0% | 0% | 0% | 0% | 0% | 0.09675% | 0.1936% | 0.2915% | 0.388% | 0.4845% | 0.5875% | 0.6858% | 0.784% | 0.8934% | 0.9867% | 1.093% | 1.19% | 1.292% | 1.401% | 1.496% | 1.599% | 1.702% | 1.805% | 1.908% | 0.020104 | 0.020163 | 0.020217 | 0.020266 | 0 | 0 | 0
F5_Industrial_Instruments_Existing_Process_Natural Gas_Strategic Energy Management_A_Technical Potential | F5 | Industrial | Instruments | Existing | Process | Natural Gas | Strategic Energy Management | A | Standalone Impact on Baseline Summer Peak (%) | Technical Potential | 0% | 0% | 0% | 0% | 0% | 0% | 0% | 0% | 0% | 0% | 0% | 0% | 0% | 0% | 0% | 0% | 0% | 0% | 0% | 0% | 0% | 0% | 0% | 0% | 0 | 0 | 0 | 0 | 0 | 0 | 0
F6_Industrial_Instruments_Existing_Process_Natural Gas_Strategic Energy Management_A_Technical Potential | F6 | Industrial | Instruments | Existing | Process | Natural Gas | Strategic Energy Management | A | Standalone Impact on Baseline Winter Peak (%) | Technical Potential | 0% | 0% | 0% | 0% | 0% | 0% | 0% | 0% | 0% | 0% | 0% | 0% | 0% | 0% | 0% | 0% | 0% | 0% | 0% | 0% | 0% | 0% | 0% | 0% | 0 | 0 | 0 | 0 | 0 | 0 | 0
F7_Industrial_Instruments_Existing_Process_Natural Gas_Strategic Energy Management_A_Technical Potential | F7 | Industrial | Instruments | Existing | Process | Natural Gas | Strategic Energy Management | A | Incremental Energy Savings (MWh or mTherms) | Technical Potential | 0 | 0 | 0 | 0 | 0 | 0.90374 | 0.90324 | 0.89792 | 0.8984 | 0.89915 | 0.88773 | 0.8853 | 0.8835 | 0.86947 | 0.87279 | 0.86447 | 0.86458 | 0.86023 | 0.85256 | 0.85357 | 0.85004 | 0.84673 | 0.84365 | 0.84078 | 0.83813 | 0 | 0 | 0 | 0 | 0 | 0
F8_Industrial_Instruments_Existing_Process_Natural Gas_Strategic Energy Management_A_Technical Potential | F8 | Industrial | Instruments | Existing | Process | Natural Gas | Strategic Energy Management | A | Incremental Summer Peak Savings (MW) | Technical Potential | 0 | 0 | 0 | 0 | 0 | 0 | 0 | 0 | 0 | 0 | 0 | 0 | 0 | 0 | 0 | 0 | 0 | 0 | 0 | 0 | 0 | 0 | 0 | 0 | 0 | 0 | 0 | 0 | 0 | 0 | 0
F9_Industrial_Instruments_Existing_Process_Natural Gas_Strategic Energy Management_A_Technical Potential | F9 | Industrial | Instruments | Existing | Process | Natural Gas | Strategic Energy Management | A | Incremental Winter Peak Savings (MW) | Technical Potential | 0 | 0 | 0 | 0 | 0 | 0 | 0 | 0 | 0 | 0 | 0 | 0 | 0 | 0 | 0 | 0 | 0 | 0 | 0 | 0 | 0 | 0 | 0 | 0 | 0 | 0 | 0 | 0 | 0 | 0 | 0
F10_Industrial_Instruments_Existing_Process_Natural Gas_Strategic Energy Management_A_Technical Potential | F10 | Industrial | Instruments | Existing | Process | Natural Gas | Strategic Energy Management | A | Cumulative Energy Savings (MWh or mTherms) | Technical Potential | 0 | 0 | 0 | 0 | 0 | 0.90374 | 1.807 | 2.7049 | 3.6033 | 4.5024 | 5.3902 | 6.2755 | 7.159 | 8.0285 | 8.9012 | 9.7657 | 10.6303 | 11.4905 | 12.3431 | 13.1967 | 14.0467 | 14.8934 | 15.7371 | 16.5779 | 17.416 | 17.416 | 17.416 | 17.416 | 0 | 0 | 0
F11_Industrial_Instruments_Existing_Process_Natural Gas_Strategic Energy Management_A_Technical Potential | F11 | Industrial | Instruments | Existing | Process | Natural Gas | Strategic Energy Management | A | Cumulative Summer Peak Savings (MW) | Technical Potential | 0 | 0 | 0 | 0 | 0 | 0 | 0 | 0 | 0 | 0 | 0 | 0 | 0 | 0 | 0 | 0 | 0 | 0 | 0 | 0 | 0 | 0 | 0 | 0 | 0 | 0 | 0 | 0 | 0 | 0 | 0
F12_Industrial_Instruments_Existing_Process_Natural Gas_Strategic Energy Management_A_Technical Potential | F12 | Industrial | Instruments | Existing | Process | Natural Gas | Strategic Energy Management | A | Cumulative Winter Peak Savings (MW) | Technical Potential | 0 | 0 | 0 | 0 | 0 | 0 | 0 | 0 | 0 | 0 | 0 | 0 | 0 | 0 | 0 | 0 | 0 | 0 | 0 | 0 | 0 | 0 | 0 | 0 | 0 | 0 | 0 | 0 | 0 | 0 | 0
F13_Industrial_Instruments_Existing_Process_Natural Gas_Strategic Energy Management_A_Technical Potential | F13 | Industrial | Instruments | Existing | Process | Natural Gas | Strategic Energy Management | A | Purchases (Incremental) | Technical Potential | 0 | 0 | 0 | 0 | 0 | 531.8088 | 531.517 | 528.3824 | 528.6681 | 529.1052 | 522.3861 | 520.9586 | 519.9009 | 511.645 | 513.5985 | 508.7007 | 508.7667 | 506.206 | 501.6907 | 502.285 | 500.2079 | 498.2624 | 496.4469 | 494.7599 | 493.1997 | 0 | 0 | 0 | 0 | 0 | 0
F14_Industrial_Instruments_Existing_Process_Natural Gas_Strategic Energy Management_A_Technical Potential | F14 | Industrial | Instruments | Existing | Process | Natural Gas | Strategic Energy Management | A | Purchases (Cumulative) | Technical Potential | 0 | 0 | 0 | 0 | 0 | 531.8088 | 1063.3258 | 1591.7082 | 2120.3763 | 2649.4815 | 3171.8676 | 3692.8263 | 4212.7271 | 4724.3721 | 5237.9706 | 5746.6713 | 6255.4379 | 6761.644 | 7263.3347 | 7765.6196 | 8265.8275 | 8764.09 | 9260.5369 | 9755.2968 | 10248.4964 | 10248.4964 | 10248.4964 | 10248.4964 | 10248.4964 | 10248.4964 | 10248.4964
F1_Industrial_Instruments_Existing_Miscellaneous_Natural Gas_Strategic Energy Management_A_Technical Potential | F1 | Industrial | Instruments | Existing | Miscellaneous | Natural Gas | Strategic Energy Management | A | Original Unit Energy Savings (kWh or therms) | Technical Potential | 0 | 0 | 0 | 0 | 0 | 1.1153 | 1.1153 | 1.1153 | 1.1153 | 1.1153 | 1.1153 | 1.1153 | 1.1153 | 1.1153 | 1.1153 | 1.1153 | 1.1153 | 1.1153 | 1.1153 | 1.1153 | 1.1153 | 1.1153 | 1.1153 | 1.1153 | 1.1153 | 1.1153 | 1.1153 | 1.1153 | 0 | 0 | 0
F2_Industrial_Instruments_Existing_Miscellaneous_Natural Gas_Strategic Energy Management_A_Technical Potential | F2 | Industrial | Instruments | Existing | Miscellaneous | Natural Gas | Strategic Energy Management | A | Original Unit Summer Peak Savings (kW) | Technical Potential | 0 | 0 | 0 | 0 | 0 | 0 | 0 | 0 | 0 | 0 | 0 | 0 | 0 | 0 | 0 | 0 | 0 | 0 | 0 | 0 | 0 | 0 | 0 | 0 | 0 | 0 | 0 | 0 | 0 | 0 | 0
F3_Industrial_Instruments_Existing_Miscellaneous_Natural Gas_Strategic Energy Management_A_Technical Potential | F3 | Industrial | Instruments | Existing | Miscellaneous | Natural Gas | Strategic Energy Management | A | Original Unit Winter Peak Savings (kW) | Technical Potential | 0 | 0 | 0 | 0 | 0 | 0 | 0 | 0 | 0 | 0 | 0 | 0 | 0 | 0 | 0 | 0 | 0 | 0 | 0 | 0 | 0 | 0 | 0 | 0 | 0 | 0 | 0 | 0 | 0 | 0 | 0
F4_Industrial_Instruments_Existing_Miscellaneous_Natural Gas_Strategic Energy Management_A_Technical Potential | F4 | Industrial | Instruments | Existing | Miscellaneous | Natural Gas | Strategic Energy Management | A | Standalone Impact on Baseline Energy (%) | Technical Potential | 0% | 0% | 0% | 0% | 0% | 0.09675% | 0.1936% | 0.2915% | 0.388% | 0.4845% | 0.5875% | 0.6858% | 0.784% | 0.8934% | 0.9867% | 1.093% | 1.19% | 1.292% | 1.401% | 1.496% | 1.599% | 1.702% | 1.805% | 1.908% | 0.020104 | 0.020163 | 0.020217 | 0.020266 | 0 | 0 | 0
F5_Industrial_Instruments_Existing_Miscellaneous_Natural Gas_Strategic Energy Management_A_Technical Potential | F5 | Industrial | Instruments | Existing | Miscellaneous | Natural Gas | Strategic Energy Management | A | Standalone Impact on Baseline Summer Peak (%) | Technical Potential | 0% | 0% | 0% | 0% | 0% | 0% | 0% | 0% | 0% | 0% | 0% | 0% | 0% | 0% | 0% | 0% | 0% | 0% | 0% | 0% | 0% | 0% | 0% | 0% | 0 | 0 | 0 | 0 | 0 | 0 | 0
F6_Industrial_Instruments_Existing_Miscellaneous_Natural Gas_Strategic Energy Management_A_Technical Potential | F6 | Industrial | Instruments | Existing | Miscellaneous | Natural Gas | Strategic Energy Management | A | Standalone Impact on Baseline Winter Peak (%) | Technical Potential | 0% | 0% | 0% | 0% | 0% | 0% | 0% | 0% | 0% | 0% | 0% | 0% | 0% | 0% | 0% | 0% | 0% | 0% | 0% | 0% | 0% | 0% | 0% | 0% | 0 | 0 | 0 | 0 | 0 | 0 | 0
F7_Industrial_Instruments_Existing_Miscellaneous_Natural Gas_Strategic Energy Management_A_Technical Potential | F7 | Industrial | Instruments | Existing | Miscellaneous | Natural Gas | Strategic Energy Management | A | Incremental Energy Savings (MWh or mTherms) | Technical Potential | 0 | 0 | 0 | 0 | 0 | 0.14828 | 0.1482 | 0.14732 | 0.1474 | 0.14752 | 0.14565 | 0.14525 | 0.14496 | 0.14266 | 0.1432 | 0.14184 | 0.14185 | 0.14114 | 0.13988 | 0.14005 | 0.13947 | 0.13892 | 0.13842 | 0.13795 | 0.13751 | 0 | 0 | 0 | 0 | 0 | 0
F8_Industrial_Instruments_Existing_Miscellaneous_Natural Gas_Strategic Energy Management_A_Technical Potential | F8 | Industrial | Instruments | Existing | Miscellaneous | Natural Gas | Strategic Energy Management | A | Incremental Summer Peak Savings (MW) | Technical Potential | 0 | 0 | 0 | 0 | 0 | 0 | 0 | 0 | 0 | 0 | 0 | 0 | 0 | 0 | 0 | 0 | 0 | 0 | 0 | 0 | 0 | 0 | 0 | 0 | 0 | 0 | 0 | 0 | 0 | 0 | 0
F9_Industrial_Instruments_Existing_Miscellaneous_Natural Gas_Strategic Energy Management_A_Technical Potential | F9 | Industrial | Instruments | Existing | Miscellaneous | Natural Gas | Strategic Energy Management | A | Incremental Winter Peak Savings (MW) | Technical Potential | 0 | 0 | 0 | 0 | 0 | 0 | 0 | 0 | 0 | 0 | 0 | 0 | 0 | 0 | 0 | 0 | 0 | 0 | 0 | 0 | 0 | 0 | 0 | 0 | 0 | 0 | 0 | 0 | 0 | 0 | 0
F10_Industrial_Instruments_Existing_Miscellaneous_Natural Gas_Strategic Energy Management_A_Technical Potential | F10 | Industrial | Instruments | Existing | Miscellaneous | Natural Gas | Strategic Energy Management | A | Cumulative Energy Savings (MWh or mTherms) | Technical Potential | 0 | 0 | 0 | 0 | 0 | 0.14828 | 0.29648 | 0.4438 | 0.5912 | 0.73873 | 0.88438 | 1.0296 | 1.1746 | 1.3172 | 1.4604 | 1.6023 | 1.7441 | 1.8853 | 2.0252 | 2.1652 | 2.3047 | 2.4436 | 2.582 | 2.72 | 2.8575 | 2.8575 | 2.8575 | 2.8575 | 0 | 0 | 0
F11_Industrial_Instruments_Existing_Miscellaneous_Natural Gas_Strategic Energy Management_A_Technical Potential | F11 | Industrial | Instruments | Existing | Miscellaneous | Natural Gas | Strategic Energy Management | A | Cumulative Summer Peak Savings (MW) | Technical Potential | 0 | 0 | 0 | 0 | 0 | 0 | 0 | 0 | 0 | 0 | 0 | 0 | 0 | 0 | 0 | 0 | 0 | 0 | 0 | 0 | 0 | 0 | 0 | 0 | 0 | 0 | 0 | 0 | 0 | 0 | 0
F12_Industrial_Instruments_Existing_Miscellaneous_Natural Gas_Strategic Energy Management_A_Technical Potential | F12 | Industrial | Instruments | Existing | Miscellaneous | Natural Gas | Strategic Energy Management | A | Cumulative Winter Peak Savings (MW) | Technical Potential | 0 | 0 | 0 | 0 | 0 | 0 | 0 | 0 | 0 | 0 | 0 | 0 | 0 | 0 | 0 | 0 | 0 | 0 | 0 | 0 | 0 | 0 | 0 | 0 | 0 | 0 | 0 | 0 | 0 | 0 | 0
F13_Industrial_Instruments_Existing_Miscellaneous_Natural Gas_Strategic Energy Management_A_Technical Potential | F13 | Industrial | Instruments | Existing | Miscellaneous | Natural Gas | Strategic Energy Management | A | Purchases (Incremental) | Technical Potential | 0 | 0 | 0 | 0 | 0 | 132.9522 | 132.8792 | 132.0956 | 132.167 | 132.2763 | 130.5965 | 130.2397 | 129.9752 | 127.9113 | 128.3996 | 127.1752 | 127.1917 | 126.5515 | 125.4227 | 125.5712 | 125.052 | 124.5656 | 124.1117 | 123.69 | 123.2999 | 0 | 0 | 0 | 0 | 0 | 0
F14_Industrial_Instruments_Existing_Miscellaneous_Natural Gas_Strategic Energy Management_A_Technical Potential | F14 | Industrial | Instruments | Existing | Miscellaneous | Natural Gas | Strategic Energy Management | A | Purchases (Cumulative) | Technical Potential | 0 | 0 | 0 | 0 | 0 | 132.9522 | 265.8314 | 397.9271 | 530.0941 | 662.3704 | 792.9669 | 923.2066 | 1053.1818 | 1181.093 | 1309.4927 | 1436.6678 | 1563.8595 | 1690.411 | 1815.8337 | 1941.4049 | 2066.4569 | 2191.0225 | 2315.1342 | 2438.8242 | 2562.1241 | 2562.1241 | 2562.1241 | 2562.1241 | 2562.1241 | 2562.1241 | 2562.1241
F1_Industrial_Instruments_Existing_Space Heating_Natural Gas_Commissioning_A_Technical Potential | F1 | Industrial | Instruments | Existing | Space Heating | Natural Gas | Commissioning | A | Original Unit Energy Savings (kWh or therms) | Technical Potential | 0 | 0 | 0 | 0 | 0 | 3.6319 | 3.6141 | 3.5922 | 3.569 | 3.5446 | 3.52 | 3.4947 | 3.4695 | 3.4444 | 3.4173 | 3.3922 | 3.3675 | 3.3445 | 3.3231 | 3.3022 | 3.2825 | 3.2624 | 3.2442 | 3.227 | 3.2107 | 3.1956 | 3.1816 | 3.1686 | 0 | 0 | 0
F2_Industrial_Instruments_Existing_Space Heating_Natural Gas_Commissioning_A_Technical Potential | F2 | Industrial | Instruments | Existing | Space Heating | Natural Gas | Commissioning | A | Original Unit Summer Peak Savings (kW) | Technical Potential | 0 | 0 | 0 | 0 | 0 | 0 | 0 | 0 | 0 | 0 | 0 | 0 | 0 | 0 | 0 | 0 | 0 | 0 | 0 | 0 | 0 | 0 | 0 | 0 | 0 | 0 | 0 | 0 | 0 | 0 | 0
F3_Industrial_Instruments_Existing_Space Heating_Natural Gas_Commissioning_A_Technical Potential | F3 | Industrial | Instruments | Existing | Space Heating | Natural Gas | Commissioning | A | Original Unit Winter Peak Savings (kW) | Technical Potential | 0 | 0 | 0 | 0 | 0 | 0 | 0 | 0 | 0 | 0 | 0 | 0 | 0 | 0 | 0 | 0 | 0 | 0 | 0 | 0 | 0 | 0 | 0 | 0 | 0 | 0 | 0 | 0 | 0 | 0 | 0
F4_Industrial_Instruments_Existing_Space Heating_Natural Gas_Commissioning_A_Technical Potential | F4 | Industrial | Instruments | Existing | Space Heating | Natural Gas | Commissioning | A | Standalone Impact on Baseline Energy (%) | Technical Potential | 0% | 0% | 0% | 0% | 0% | 0% | 0% | 0% | 0% | 0% | 0% | 0% | 0% | 0% | 0% | 0% | 0% | 0% | 0% | 0% | 0% | 0% | 0% | 0% | 0 | 0 | 0 | 0 | 0 | 0 | 0
F5_Industrial_Instruments_Existing_Space Heating_Natural Gas_Commissioning_A_Technical Potential | F5 | Industrial | Instruments | Existing | Space Heating | Natural Gas | Commissioning | A | Standalone Impact on Baseline Summer Peak (%) | Technical Potential | 0% | 0% | 0% | 0% | 0% | 0% | 0% | 0% | 0% | 0% | 0% | 0% | 0% | 0% | 0% | 0% | 0% | 0% | 0% | 0% | 0% | 0% | 0% | 0% | 0 | 0 | 0 | 0 | 0 | 0 | 0
F6_Industrial_Instruments_Existing_Space Heating_Natural Gas_Commissioning_A_Technical Potential | F6 | Industrial | Instruments | Existing | Space Heating | Natural Gas | Commissioning | A | Standalone Impact on Baseline Winter Peak (%) | Technical Potential | 0% | 0% | 0% | 0% | 0% | 0% | 0% | 0% | 0% | 0% | 0% | 0% | 0% | 0% | 0% | 0% | 0% | 0% | 0% | 0% | 0% | 0% | 0% | 0% | 0 | 0 | 0 | 0 | 0 | 0 | 0
F7_Industrial_Instruments_Existing_Space Heating_Natural Gas_Commissioning_A_Technical Potential | F7 | Industrial | Instruments | Existing | Space Heating | Natural Gas | Commissioning | A | Incremental Energy Savings (MWh or mTherms) | Technical Potential | 0 | 0 | 0 | 0 | 0 | 0 | 0 | 0 | 0 | 0 | 0 | 0 | 0 | 0 | 0 | 0 | 0 | 0 | 0 | 0 | 0 | 0 | 0 | 0 | 0 | 0 | 0 | 0 | 0 | 0 | 0
F8_Industrial_Instruments_Existing_Space Heating_Natural Gas_Commissioning_A_Technical Potential | F8 | Industrial | Instruments | Existing | Space Heating | Natural Gas | Commissioning | A | Incremental Summer Peak Savings (MW) | Technical Potential | 0 | 0 | 0 | 0 | 0 | 0 | 0 | 0 | 0 | 0 | 0 | 0 | 0 | 0 | 0 | 0 | 0 | 0 | 0 | 0 | 0 | 0 | 0 | 0 | 0 | 0 | 0 | 0 | 0 | 0 | 0
F9_Industrial_Instruments_Existing_Space Heating_Natural Gas_Commissioning_A_Technical Potential | F9 | Industrial | Instruments | Existing | Space Heating | Natural Gas | Commissioning | A | Incremental Winter Peak Savings (MW) | Technical Potential | 0 | 0 | 0 | 0 | 0 | 0 | 0 | 0 | 0 | 0 | 0 | 0 | 0 | 0 | 0 | 0 | 0 | 0 | 0 | 0 | 0 | 0 | 0 | 0 | 0 | 0 | 0 | 0 | 0 | 0 | 0
F10_Industrial_Instruments_Existing_Space Heating_Natural Gas_Commissioning_A_Technical Potential | F10 | Industrial | Instruments | Existing | Space Heating | Natural Gas | Commissioning | A | Cumulative Energy Savings (MWh or mTherms) | Technical Potential | 0 | 0 | 0 | 0 | 0 | 0 | 0 | 0 | 0 | 0 | 0 | 0 | 0 | 0 | 0 | 0 | 0 | 0 | 0 | 0 | 0 | 0 | 0 | 0 | 0 | 0 | 0 | 0 | 0 | 0 | 0
F11_Industrial_Instruments_Existing_Space Heating_Natural Gas_Commissioning_A_Technical Potential | F11 | Industrial | Instruments | Existing | Space Heating | Natural Gas | Commissioning | A | Cumulative Summer Peak Savings (MW) | Technical Potential | 0 | 0 | 0 | 0 | 0 | 0 | 0 | 0 | 0 | 0 | 0 | 0 | 0 | 0 | 0 | 0 | 0 | 0 | 0 | 0 | 0 | 0 | 0 | 0 | 0 | 0 | 0 | 0 | 0 | 0 | 0
F12_Industrial_Instruments_Existing_Space Heating_Natural Gas_Commissioning_A_Technical Potential | F12 | Industrial | Instruments | Existing | Space Heating | Natural Gas | Commissioning | A | Cumulative Winter Peak Savings (MW) | Technical Potential | 0 | 0 | 0 | 0 | 0 | 0 | 0 | 0 | 0 | 0 | 0 | 0 | 0 | 0 | 0 | 0 | 0 | 0 | 0 | 0 | 0 | 0 | 0 | 0 | 0 | 0 | 0 | 0 | 0 | 0 | 0
F13_Industrial_Instruments_Existing_Space Heating_Natural Gas_Commissioning_A_Technical Potential | F13 | Industrial | Instruments | Existing | Space Heating | Natural Gas | Commissioning | A | Purchases (Incremental) | Technical Potential | 0 | 0 | 0 | 0 | 0 | 0 | 0 | 0 | 0 | 0 | 0 | 0 | 0 | 0 | 0 | 0 | 0 | 0 | 0 | 0 | 0 | 0 | 0 | 0 | 0 | 0 | 0 | 0 | 0 | 0 | 0
F14_Industrial_Instruments_Existing_Space Heating_Natural Gas_Commissioning_A_Technical Potential | F14 | Industrial | Instruments | Existing | Space Heating | Natural Gas | Commissioning | A | Purchases (Cumulative) | Technical Potential | 0 | 0 | 0 | 0 | 0 | 0 | 0 | 0 | 0 | 0 | 0 | 0 | 0 | 0 | 0 | 0 | 0 | 0 | 0 | 0 | 0 | 0 | 0 | 0 | 0 | 0 | 0 | 0 | 0 | 0 | 0
F1_Industrial_Instruments_Existing_Process_Natural Gas_Commissioning_A_Technical Potential | F1 | Industrial | Instruments | Existing | Process | Natural Gas | Commissioning | A | Original Unit Energy Savings (kWh or therms) | Technical Potential | 0 | 0 | 0 | 0 | 0 | 9.4849 | 9.4849 | 9.4849 | 9.4849 | 9.4849 | 9.4849 | 9.4849 | 9.4849 | 9.4849 | 9.4849 | 9.4849 | 9.4849 | 9.4849 | 9.4849 | 9.4849 | 9.4849 | 9.4849 | 9.4849 | 9.4849 | 9.4849 | 9.4849 | 9.4849 | 9.4849 | 0 | 0 | 0
F2_Industrial_Instruments_Existing_Process_Natural Gas_Commissioning_A_Technical Potential | F2 | Industrial | Instruments | Existing | Process | Natural Gas | Commissioning | A | Original Unit Summer Peak Savings (kW) | Technical Potential | 0 | 0 | 0 | 0 | 0 | 0 | 0 | 0 | 0 | 0 | 0 | 0 | 0 | 0 | 0 | 0 | 0 | 0 | 0 | 0 | 0 | 0 | 0 | 0 | 0 | 0 | 0 | 0 | 0 | 0 | 0
F3_Industrial_Instruments_Existing_Process_Natural Gas_Commissioning_A_Technical Potential | F3 | Industrial | Instruments | Existing | Process | Natural Gas | Commissioning | A | Original Unit Winter Peak Savings (kW) | Technical Potential | 0 | 0 | 0 | 0 | 0 | 0 | 0 | 0 | 0 | 0 | 0 | 0 | 0 | 0 | 0 | 0 | 0 | 0 | 0 | 0 | 0 | 0 | 0 | 0 | 0 | 0 | 0 | 0 | 0 | 0 | 0
F4_Industrial_Instruments_Existing_Process_Natural Gas_Commissioning_A_Technical Potential | F4 | Industrial | Instruments | Existing | Process | Natural Gas | Commissioning | A | Standalone Impact on Baseline Energy (%) | Technical Potential | 0% | 0% | 0% | 0% | 0% | 0% | 0% | 0% | 0% | 0% | 0% | 0% | 0% | 0% | 0% | 0% | 0% | 0% | 0% | 0% | 0% | 0% | 0% | 0% | 0 | 0 | 0 | 0 | 0 | 0 | 0
F5_Industrial_Instruments_Existing_Process_Natural Gas_Commissioning_A_Technical Potential | F5 | Industrial | Instruments | Existing | Process | Natural Gas | Commissioning | A | Standalone Impact on Baseline Summer Peak (%) | Technical Potential | 0% | 0% | 0% | 0% | 0% | 0% | 0% | 0% | 0% | 0% | 0% | 0% | 0% | 0% | 0% | 0% | 0% | 0% | 0% | 0% | 0% | 0% | 0% | 0% | 0 | 0 | 0 | 0 | 0 | 0 | 0
F6_Industrial_Instruments_Existing_Process_Natural Gas_Commissioning_A_Technical Potential | F6 | Industrial | Instruments | Existing | Process | Natural Gas | Commissioning | A | Standalone Impact on Baseline Winter Peak (%) | Technical Potential | 0% | 0% | 0% | 0% | 0% | 0% | 0% | 0% | 0% | 0% | 0% | 0% | 0% | 0% | 0% | 0% | 0% | 0% | 0% | 0% | 0% | 0% | 0% | 0% | 0 | 0 | 0 | 0 | 0 | 0 | 0
F7_Industrial_Instruments_Existing_Process_Natural Gas_Commissioning_A_Technical Potential | F7 | Industrial | Instruments | Existing | Process | Natural Gas | Commissioning | A | Incremental Energy Savings (MWh or mTherms) | Technical Potential | 0 | 0 | 0 | 0 | 0 | 0 | 0 | 0 | 0 | 0 | 0 | 0 | 0 | 0 | 0 | 0 | 0 | 0 | 0 | 0 | 0 | 0 | 0 | 0 | 0 | 0 | 0 | 0 | 0 | 0 | 0
F8_Industrial_Instruments_Existing_Process_Natural Gas_Commissioning_A_Technical Potential | F8 | Industrial | Instruments | Existing | Process | Natural Gas | Commissioning | A | Incremental Summer Peak Savings (MW) | Technical Potential | 0 | 0 | 0 | 0 | 0 | 0 | 0 | 0 | 0 | 0 | 0 | 0 | 0 | 0 | 0 | 0 | 0 | 0 | 0 | 0 | 0 | 0 | 0 | 0 | 0 | 0 | 0 | 0 | 0 | 0 | 0
F9_Industrial_Instruments_Existing_Process_Natural Gas_Commissioning_A_Technical Potential | F9 | Industrial | Instruments | Existing | Process | Natural Gas | Commissioning | A | Incremental Winter Peak Savings (MW) | Technical Potential | 0 | 0 | 0 | 0 | 0 | 0 | 0 | 0 | 0 | 0 | 0 | 0 | 0 | 0 | 0 | 0 | 0 | 0 | 0 | 0 | 0 | 0 | 0 | 0 | 0 | 0 | 0 | 0 | 0 | 0 | 0
F10_Industrial_Instruments_Existing_Process_Natural Gas_Commissioning_A_Technical Potential | F10 | Industrial | Instruments | Existing | Process | Natural Gas | Commissioning | A | Cumulative Energy Savings (MWh or mTherms) | Technical Potential | 0 | 0 | 0 | 0 | 0 | 0 | 0 | 0 | 0 | 0 | 0 | 0 | 0 | 0 | 0 | 0 | 0 | 0 | 0 | 0 | 0 | 0 | 0 | 0 | 0 | 0 | 0 | 0 | 0 | 0 | 0
F11_Industrial_Instruments_Existing_Process_Natural Gas_Commissioning_A_Technical Potential | F11 | Industrial | Instruments | Existing | Process | Natural Gas | Commissioning | A | Cumulative Summer Peak Savings (MW) | Technical Potential | 0 | 0 | 0 | 0 | 0 | 0 | 0 | 0 | 0 | 0 | 0 | 0 | 0 | 0 | 0 | 0 | 0 | 0 | 0 | 0 | 0 | 0 | 0 | 0 | 0 | 0 | 0 | 0 | 0 | 0 | 0
F12_Industrial_Instruments_Existing_Process_Natural Gas_Commissioning_A_Technical Potential | F12 | Industrial | Instruments | Existing | Process | Natural Gas | Commissioning | A | Cumulative Winter Peak Savings (MW) | Technical Potential | 0 | 0 | 0 | 0 | 0 | 0 | 0 | 0 | 0 | 0 | 0 | 0 | 0 | 0 | 0 | 0 | 0 | 0 | 0 | 0 | 0 | 0 | 0 | 0 | 0 | 0 | 0 | 0 | 0 | 0 | 0
F13_Industrial_Instruments_Existing_Process_Natural Gas_Commissioning_A_Technical Potential | F13 | Industrial | Instruments | Existing | Process | Natural Gas | Commissioning | A | Purchases (Incremental) | Technical Potential | 0 | 0 | 0 | 0 | 0 | 0 | 0 | 0 | 0 | 0 | 0 | 0 | 0 | 0 | 0 | 0 | 0 | 0 | 0 | 0 | 0 | 0 | 0 | 0 | 0 | 0 | 0 | 0 | 0 | 0 | 0
F14_Industrial_Instruments_Existing_Process_Natural Gas_Commissioning_A_Technical Potential | F14 | Industrial | Instruments | Existing | Process | Natural Gas | Commissioning | A | Purchases (Cumulative) | Technical Potential | 0 | 0 | 0 | 0 | 0 | 0 | 0 | 0 | 0 | 0 | 0 | 0 | 0 | 0 | 0 | 0 | 0 | 0 | 0 | 0 | 0 | 0 | 0 | 0 | 0 | 0 | 0 | 0 | 0 | 0 | 0
F1_Industrial_Instruments_Existing_Space Heating_Natural Gas_Retrocommissioning_A_Technical Potential | F1 | Industrial | Instruments | Existing | Space Heating | Natural Gas | Retrocommissioning | A | Original Unit Energy Savings (kWh or therms) | Technical Potential | 0 | 0 | 0 | 0 | 0 | 0.50444 | 0.50198 | 0.49893 | 0.4957 | 0.49233 | 0.4889 | 0.48538 | 0.48188 | 0.4784 | 0.47464 | 0.47116 | 0.46772 | 0.46453 | 0.46155 | 0.45866 | 0.45592 | 0.45312 | 0.4506 | 0.44821 | 0.44594 | 0.44384 | 0.4419 | 0.4401 | 0 | 0 | 0
F2_Industrial_Instruments_Existing_Space Heating_Natural Gas_Retrocommissioning_A_Technical Potential | F2 | Industrial | Instruments | Existing | Space Heating | Natural Gas | Retrocommissioning | A | Original Unit Summer Peak Savings (kW) | Technical Potential | 0 | 0 | 0 | 0 | 0 | 0 | 0 | 0 | 0 | 0 | 0 | 0 | 0 | 0 | 0 | 0 | 0 | 0 | 0 | 0 | 0 | 0 | 0 | 0 | 0 | 0 | 0 | 0 | 0 | 0 | 0
F3_Industrial_Instruments_Existing_Space Heating_Natural Gas_Retrocommissioning_A_Technical Potential | F3 | Industrial | Instruments | Existing | Space Heating | Natural Gas | Retrocommissioning | A | Original Unit Winter Peak Savings (kW) | Technical Potential | 0 | 0 | 0 | 0 | 0 | 0 | 0 | 0 | 0 | 0 | 0 | 0 | 0 | 0 | 0 | 0 | 0 | 0 | 0 | 0 | 0 | 0 | 0 | 0 | 0 | 0 | 0 | 0 | 0 | 0 | 0
F4_Industrial_Instruments_Existing_Space Heating_Natural Gas_Retrocommissioning_A_Technical Potential | F4 | Industrial | Instruments | Existing | Space Heating | Natural Gas | Retrocommissioning | A | Standalone Impact on Baseline Energy (%) | Technical Potential | 0% | 0% | 0% | 0% | 0% | 0.01458% | 0.02918% | 0.04393% | 0.05849% | 0.07303% | 0.08855% | 0.1034% | 0.1182% | 0.1347% | 0.1487% | 0.1647% | 0.1793% | 0.1948% | 0.2111% | 0.2255% | 0.241% | 0.2565% | 0.272% | 0.2876% | 0.0030304 | 0.0030393 | 0.0030474 | 0.0030548 | 0 | 0 | 0
F5_Industrial_Instruments_Existing_Space Heating_Natural Gas_Retrocommissioning_A_Technical Potential | F5 | Industrial | Instruments | Existing | Space Heating | Natural Gas | Retrocommissioning | A | Standalone Impact on Baseline Summer Peak (%) | Technical Potential | 0% | 0% | 0% | 0% | 0% | 0% | 0% | 0% | 0% | 0% | 0% | 0% | 0% | 0% | 0% | 0% | 0% | 0% | 0% | 0% | 0% | 0% | 0% | 0% | 0 | 0 | 0 | 0 | 0 | 0 | 0
F6_Industrial_Instruments_Existing_Space Heating_Natural Gas_Retrocommissioning_A_Technical Potential | F6 | Industrial | Instruments | Existing | Space Heating | Natural Gas | Retrocommissioning | A | Standalone Impact on Baseline Winter Peak (%) | Technical Potential | 0% | 0% | 0% | 0% | 0% | 0% | 0% | 0% | 0% | 0% | 0% | 0% | 0% | 0% | 0% | 0% | 0% | 0% | 0% | 0% | 0% | 0% | 0% | 0% | 0 | 0 | 0 | 0 | 0 | 0 | 0
F7_Industrial_Instruments_Existing_Space Heating_Natural Gas_Retrocommissioning_A_Technical Potential | F7 | Industrial | Instruments | Existing | Space Heating | Natural Gas | Retrocommissioning | A | Incremental Energy Savings (MWh or mTherms) | Technical Potential | 0 | 0 | 0 | 0 | 0 | 0.052163 | 0.05188 | 0.05126 | 0.050956 | 0.050651 | 0.04966 | 0.049168 | 0.048715 | 0.047594 | 0.0474 | 0.046604 | 0.04627 | 0.045723 | 0.045025 | 0.044795 | 0.044344 | 0.0439 | 0.043497 | 0.043119 | 0.042766 | 0 | 0 | 0 | 0 | 0 | 0
F8_Industrial_Instruments_Existing_Space Heating_Natural Gas_Retrocommissioning_A_Technical Potential | F8 | Industrial | Instruments | Existing | Space Heating | Natural Gas | Retrocommissioning | A | Incremental Summer Peak Savings (MW) | Technical Potential | 0 | 0 | 0 | 0 | 0 | 0 | 0 | 0 | 0 | 0 | 0 | 0 | 0 | 0 | 0 | 0 | 0 | 0 | 0 | 0 | 0 | 0 | 0 | 0 | 0 | 0 | 0 | 0 | 0 | 0 | 0
F9_Industrial_Instruments_Existing_Space Heating_Natural Gas_Retrocommissioning_A_Technical Potential | F9 | Industrial | Instruments | Existing | Space Heating | Natural Gas | Retrocommissioning | A | Incremental Winter Peak Savings (MW) | Technical Potential | 0 | 0 | 0 | 0 | 0 | 0 | 0 | 0 | 0 | 0 | 0 | 0 | 0 | 0 | 0 | 0 | 0 | 0 | 0 | 0 | 0 | 0 | 0 | 0 | 0 | 0 | 0 | 0 | 0 | 0 | 0
F10_Industrial_Instruments_Existing_Space Heating_Natural Gas_Retrocommissioning_A_Technical Potential | F10 | Industrial | Instruments | Existing | Space Heating | Natural Gas | Retrocommissioning | A | Cumulative Energy Savings (MWh or mTherms) | Technical Potential | 0 | 0 | 0 | 0 | 0 | 0.052163 | 0.10379 | 0.15442 | 0.20438 | 0.25363 | 0.30153 | 0.34853 | 0.39473 | 0.43947 | 0.48341 | 0.52647 | 0.5689 | 0.61074 | 0.65186 | 0.69256 | 0.73277 | 0.77218 | 0.81137 | 0.85019 | 0.88865 | 0.88447 | 0.88059 | 0.87701 | 0 | 0 | 0
F11_Industrial_Instruments_Existing_Space Heating_Natural Gas_Retrocommissioning_A_Technical Potential | F11 | Industrial | Instruments | Existing | Space Heating | Natural Gas | Retrocommissioning | A | Cumulative Summer Peak Savings (MW) | Technical Potential | 0 | 0 | 0 | 0 | 0 | 0 | 0 | 0 | 0 | 0 | 0 | 0 | 0 | 0 | 0 | 0 | 0 | 0 | 0 | 0 | 0 | 0 | 0 | 0 | 0 | 0 | 0 | 0 | 0 | 0 | 0
F12_Industrial_Instruments_Existing_Space Heating_Natural Gas_Retrocommissioning_A_Technical Potential | F12 | Industrial | Instruments | Existing | Space Heating | Natural Gas | Retrocommissioning | A | Cumulative Winter Peak Savings (MW) | Technical Potential | 0 | 0 | 0 | 0 | 0 | 0 | 0 | 0 | 0 | 0 | 0 | 0 | 0 | 0 | 0 | 0 | 0 | 0 | 0 | 0 | 0 | 0 | 0 | 0 | 0 | 0 | 0 | 0 | 0 | 0 | 0
F13_Industrial_Instruments_Existing_Space Heating_Natural Gas_Retrocommissioning_A_Technical Potential | F13 | Industrial | Instruments | Existing | Space Heating | Natural Gas | Retrocommissioning | A | Purchases (Incremental) | Technical Potential | 0 | 0 | 0 | 0 | 0 | 103.4073 | 103.3505 | 102.741 | 102.7966 | 102.8816 | 101.5751 | 101.2975 | 101.0918 | 99.4865 | 99.8664 | 98.914 | 98.9269 | 98.4289 | 97.551 | 97.6665 | 97.2626 | 96.8844 | 96.5313 | 96.2033 | 95.8999 | 0 | 0 | 0 | 0 | 0 | 0
F14_Industrial_Instruments_Existing_Space Heating_Natural Gas_Retrocommissioning_A_Technical Potential | F14 | Industrial | Instruments | Existing | Space Heating | Natural Gas | Retrocommissioning | A | Purchases (Cumulative) | Technical Potential | 0 | 0 | 0 | 0 | 0 | 103.4073 | 206.7578 | 309.4988 | 412.2954 | 515.177 | 616.752 | 718.0496 | 819.1414 | 918.6279 | 1018.4943 | 1117.4083 | 1216.3352 | 1314.7641 | 1412.3151 | 1509.9816 | 1607.2442 | 1704.1286 | 1800.66 | 1896.8633 | 1992.7632 | 1992.7632 | 1992.7632 | 1992.7632 | 1992.7632 | 1992.7632 | 1992.7632
F1_Industrial_Instruments_Existing_Process_Natural Gas_Retrocommissioning_A_Technical Potential | F1 | Industrial | Instruments | Existing | Process | Natural Gas | Retrocommissioning | A | Original Unit Energy Savings (kWh or therms) | Technical Potential | 0 | 0 | 0 | 0 | 0 | 0 | 0 | 0 | 0 | 0 | 0 | 0 | 0 | 0 | 0 | 0 | 0 | 0 | 0 | 0 | 0 | 0 | 0 | 0 | 0 | 0 | 0 | 0 | 0 | 0 | 0
F2_Industrial_Instruments_Existing_Process_Natural Gas_Retrocommissioning_A_Technical Potential | F2 | Industrial | Instruments | Existing | Process | Natural Gas | Retrocommissioning | A | Original Unit Summer Peak Savings (kW) | Technical Potential | 0 | 0 | 0 | 0 | 0 | 0 | 0 | 0 | 0 | 0 | 0 | 0 | 0 | 0 | 0 | 0 | 0 | 0 | 0 | 0 | 0 | 0 | 0 | 0 | 0 | 0 | 0 | 0 | 0 | 0 | 0
F3_Industrial_Instruments_Existing_Process_Natural Gas_Retrocommissioning_A_Technical Potential | F3 | Industrial | Instruments | Existing | Process | Natural Gas | Retrocommissioning | A | Original Unit Winter Peak Savings (kW) | Technical Potential | 0 | 0 | 0 | 0 | 0 | 0 | 0 | 0 | 0 | 0 | 0 | 0 | 0 | 0 | 0 | 0 | 0 | 0 | 0 | 0 | 0 | 0 | 0 | 0 | 0 | 0 | 0 | 0 | 0 | 0 | 0
F4_Industrial_Instruments_Existing_Process_Natural Gas_Retrocommissioning_A_Technical Potential | F4 | Industrial | Instruments | Existing | Process | Natural Gas | Retrocommissioning | A | Standalone Impact on Baseline Energy (%) | Technical Potential | 0% | 0% | 0% | 0% | 0% | 0% | 0% | 0% | 0% | 0% | 0% | 0% | 0% | 0% | 0% | 0% | 0% | 0% | 0% | 0% | 0% | 0% | 0% | 0% | 0 | 0 | 0 | 0 | 0 | 0 | 0
F5_Industrial_Instruments_Existing_Process_Natural Gas_Retrocommissioning_A_Technical Potential | F5 | Industrial | Instruments | Existing | Process | Natural Gas | Retrocommissioning | A | Standalone Impact on Baseline Summer Peak (%) | Technical Potential | 0% | 0% | 0% | 0% | 0% | 0% | 0% | 0% | 0% | 0% | 0% | 0% | 0% | 0% | 0% | 0% | 0% | 0% | 0% | 0% | 0% | 0% | 0% | 0% | 0 | 0 | 0 | 0 | 0 | 0 | 0
F6_Industrial_Instruments_Existing_Process_Natural Gas_Retrocommissioning_A_Technical Potential | F6 | Industrial | Instruments | Existing | Process | Natural Gas | Retrocommissioning | A | Standalone Impact on Baseline Winter Peak (%) | Technical Potential | 0% | 0% | 0% | 0% | 0% | 0% | 0% | 0% | 0% | 0% | 0% | 0% | 0% | 0% | 0% | 0% | 0% | 0% | 0% | 0% | 0% | 0% | 0% | 0% | 0 | 0 | 0 | 0 | 0 | 0 | 0
F7_Industrial_Instruments_Existing_Process_Natural Gas_Retrocommissioning_A_Technical Potential | F7 | Industrial | Instruments | Existing | Process | Natural Gas | Retrocommissioning | A | Incremental Energy Savings (MWh or mTherms) | Technical Potential | 0 | 0 | 0 | 0 | 0 | 0 | 0 | 0 | 0 | 0 | 0 | 0 | 0 | 0 | 0 | 0 | 0 | 0 | 0 | 0 | 0 | 0 | 0 | 0 | 0 | 0 | 0 | 0 | 0 | 0 | 0
F8_Industrial_Instruments_Existing_Process_Natural Gas_Retrocommissioning_A_Technical Potential | F8 | Industrial | Instruments | Existing | Process | Natural Gas | Retrocommissioning | A | Incremental Summer Peak Savings (MW) | Technical Potential | 0 | 0 | 0 | 0 | 0 | 0 | 0 | 0 | 0 | 0 | 0 | 0 | 0 | 0 | 0 | 0 | 0 | 0 | 0 | 0 | 0 | 0 | 0 | 0 | 0 | 0 | 0 | 0 | 0 | 0 | 0
F9_Industrial_Instruments_Existing_Process_Natural Gas_Retrocommissioning_A_Technical Potential | F9 | Industrial | Instruments | Existing | Process | Natural Gas | Retrocommissioning | A | Incremental Winter Peak Savings (MW) | Technical Potential | 0 | 0 | 0 | 0 | 0 | 0 | 0 | 0 | 0 | 0 | 0 | 0 | 0 | 0 | 0 | 0 | 0 | 0 | 0 | 0 | 0 | 0 | 0 | 0 | 0 | 0 | 0 | 0 | 0 | 0 | 0
F10_Industrial_Instruments_Existing_Process_Natural Gas_Retrocommissioning_A_Technical Potential | F10 | Industrial | Instruments | Existing | Process | Natural Gas | Retrocommissioning | A | Cumulative Energy Savings (MWh or mTherms) | Technical Potential | 0 | 0 | 0 | 0 | 0 | 0 | 0 | 0 | 0 | 0 | 0 | 0 | 0 | 0 | 0 | 0 | 0 | 0 | 0 | 0 | 0 | 0 | 0 | 0 | 0 | 0 | 0 | 0 | 0 | 0 | 0
F11_Industrial_Instruments_Existing_Process_Natural Gas_Retrocommissioning_A_Technical Potential | F11 | Industrial | Instruments | Existing | Process | Natural Gas | Retrocommissioning | A | Cumulative Summer Peak Savings (MW) | Technical Potential | 0 | 0 | 0 | 0 | 0 | 0 | 0 | 0 | 0 | 0 | 0 | 0 | 0 | 0 | 0 | 0 | 0 | 0 | 0 | 0 | 0 | 0 | 0 | 0 | 0 | 0 | 0 | 0 | 0 | 0 | 0
F12_Industrial_Instruments_Existing_Process_Natural Gas_Retrocommissioning_A_Technical Potential | F12 | Industrial | Instruments | Existing | Process | Natural Gas | Retrocommissioning | A | Cumulative Winter Peak Savings (MW) | Technical Potential | 0 | 0 | 0 | 0 | 0 | 0 | 0 | 0 | 0 | 0 | 0 | 0 | 0 | 0 | 0 | 0 | 0 | 0 | 0 | 0 | 0 | 0 | 0 | 0 | 0 | 0 | 0 | 0 | 0 | 0 | 0
F13_Industrial_Instruments_Existing_Process_Natural Gas_Retrocommissioning_A_Technical Potential | F13 | Industrial | Instruments | Existing | Process | Natural Gas | Retrocommissioning | A | Purchases (Incremental) | Technical Potential | 0 | 0 | 0 | 0 | 0 | 103.4073 | 103.3505 | 102.741 | 102.7966 | 102.8816 | 101.5751 | 101.2975 | 101.0918 | 99.4865 | 99.8664 | 98.914 | 98.9269 | 98.4289 | 97.551 | 97.6665 | 97.2626 | 96.8844 | 96.5313 | 96.2033 | 95.8999 | 0 | 0 | 0 | 0 | 0 | 0
F14_Industrial_Instruments_Existing_Process_Natural Gas_Retrocommissioning_A_Technical Potential | F14 | Industrial | Instruments | Existing | Process | Natural Gas | Retrocommissioning | A | Purchases (Cumulative) | Technical Potential | 0 | 0 | 0 | 0 | 0 | 103.4073 | 206.7578 | 309.4988 | 412.2954 | 515.177 | 616.752 | 718.0496 | 819.1414 | 918.6279 | 1018.4943 | 1117.4083 | 1216.3352 | 1314.7641 | 1412.3151 | 1509.9816 | 1607.2442 | 1704.1286 | 1800.66 | 1896.8633 | 1992.7632 | 1992.7632 | 1992.7632 | 1992.7632 | 1992.7632 | 1992.7632 | 1992.7632
F1_Industrial_Instruments_New_Space Heating_Natural Gas_Insulation - Roof/Ceiling_A_Technical Potential | F1 | Industrial | Instruments | New | Space Heating | Natural Gas | Insulation - Roof/Ceiling | A | Original Unit Energy Savings (kWh or therms) | Technical Potential | 0 | 0 | 0 | 0 | 0 | 0.093892 | 0.092679 | 0.091794 | 0.091122 | 0.090592 | 0.090164 | 0.089662 | 0.089136 | 0.088616 | 0.088114 | 0.08772 | 0.087409 | 0.087162 | 0.08677 | 0.086483 | 0.086275 | 0.086113 | 0.086113 | 0.086113 | 0.086113 | 0.086113 | 0.086113 | 0.086113 | 0 | 0 | 0
F2_Industrial_Instruments_New_Space Heating_Natural Gas_Insulation - Roof/Ceiling_A_Technical Potential | F2 | Industrial | Instruments | New | Space Heating | Natural Gas | Insulation - Roof/Ceiling | A | Original Unit Summer Peak Savings (kW) | Technical Potential | 0 | 0 | 0 | 0 | 0 | 0 | 0 | 0 | 0 | 0 | 0 | 0 | 0 | 0 | 0 | 0 | 0 | 0 | 0 | 0 | 0 | 0 | 0 | 0 | 0 | 0 | 0 | 0 | 0 | 0 | 0
F3_Industrial_Instruments_New_Space Heating_Natural Gas_Insulation - Roof/Ceiling_A_Technical Potential | F3 | Industrial | Instruments | New | Space Heating | Natural Gas | Insulation - Roof/Ceiling | A | Original Unit Winter Peak Savings (kW) | Technical Potential | 0 | 0 | 0 | 0 | 0 | 0 | 0 | 0 | 0 | 0 | 0 | 0 | 0 | 0 | 0 | 0 | 0 | 0 | 0 | 0 | 0 | 0 | 0 | 0 | 0 | 0 | 0 | 0 | 0 | 0 | 0
F4_Industrial_Instruments_New_Space Heating_Natural Gas_Insulation - Roof/Ceiling_A_Technical Potential | F4 | Industrial | Instruments | New | Space Heating | Natural Gas | Insulation - Roof/Ceiling | A | Standalone Impact on Baseline Energy (%) | Technical Potential | 0% | 0% | 0% | 0% | 0% | 0% | 0% | 0% | 0% | 0% | 0% | 0% | 0% | 0% | 0% | 0% | 0% | 0% | 0% | 0% | 0% | 0% | 0% | 0% | 0 | 0 | 0 | 0 | 0 | 0 | 0
F5_Industrial_Instruments_New_Space Heating_Natural Gas_Insulation - Roof/Ceiling_A_Technical Potential | F5 | Industrial | Instruments | New | Space Heating | Natural Gas | Insulation - Roof/Ceiling | A | Standalone Impact on Baseline Summer Peak (%) | Technical Potential | 0% | 0% | 0% | 0% | 0% | 0% | 0% | 0% | 0% | 0% | 0% | 0% | 0% | 0% | 0% | 0% | 0% | 0% | 0% | 0% | 0% | 0% | 0% | 0% | 0 | 0 | 0 | 0 | 0 | 0 | 0
F6_Industrial_Instruments_New_Space Heating_Natural Gas_Insulation - Roof/Ceiling_A_Technical Potential | F6 | Industrial | Instruments | New | Space Heating | Natural Gas | Insulation - Roof/Ceiling | A | Standalone Impact on Baseline Winter Peak (%) | Technical Potential | 0% | 0% | 0% | 0% | 0% | 0% | 0% | 0% | 0% | 0% | 0% | 0% | 0% | 0% | 0% | 0% | 0% | 0% | 0% | 0% | 0% | 0% | 0% | 0% | 0 | 0 | 0 | 0 | 0 | 0 | 0
F7_Industrial_Instruments_New_Space Heating_Natural Gas_Insulation - Roof/Ceiling_A_Technical Potential | F7 | Industrial | Instruments | New | Space Heating | Natural Gas | Insulation - Roof/Ceiling | A | Incremental Energy Savings (MWh or mTherms) | Technical Potential | 0 | 0 | 0 | 0 | 0 | 0 | 0 | 0 | 0 | 0 | 0 | 0 | 0 | 0 | 0 | 0 | 0 | 0 | 0 | 0 | 0 | 0 | 0 | 0 | 0 | 0 | 0 | 0 | 0 | 0 | 0
F8_Industrial_Instruments_New_Space Heating_Natural Gas_Insulation - Roof/Ceiling_A_Technical Potential | F8 | Industrial | Instruments | New | Space Heating | Natural Gas | Insulation - Roof/Ceiling | A | Incremental Summer Peak Savings (MW) | Technical Potential | 0 | 0 | 0 | 0 | 0 | 0 | 0 | 0 | 0 | 0 | 0 | 0 | 0 | 0 | 0 | 0 | 0 | 0 | 0 | 0 | 0 | 0 | 0 | 0 | 0 | 0 | 0 | 0 | 0 | 0 | 0
F9_Industrial_Instruments_New_Space Heating_Natural Gas_Insulation - Roof/Ceiling_A_Technical Potential | F9 | Industrial | Instruments | New | Space Heating | Natural Gas | Insulation - Roof/Ceiling | A | Incremental Winter Peak Savings (MW) | Technical Potential | 0 | 0 | 0 | 0 | 0 | 0 | 0 | 0 | 0 | 0 | 0 | 0 | 0 | 0 | 0 | 0 | 0 | 0 | 0 | 0 | 0 | 0 | 0 | 0 | 0 | 0 | 0 | 0 | 0 | 0 | 0
F10_Industrial_Instruments_New_Space Heating_Natural Gas_Insulation - Roof/Ceiling_A_Technical Potential | F10 | Industrial | Instruments | New | Space Heating | Natural Gas | Insulation - Roof/Ceiling | A | Cumulative Energy Savings (MWh or mTherms) | Technical Potential | 0 | 0 | 0 | 0 | 0 | 0 | 0 | 0 | 0 | 0 | 0 | 0 | 0 | 0 | 0 | 0 | 0 | 0 | 0 | 0 | 0 | 0 | 0 | 0 | 0 | 0 | 0 | 0 | 0 | 0 | 0
F11_Industrial_Instruments_New_Space Heating_Natural Gas_Insulation - Roof/Ceiling_A_Technical Potential | F11 | Industrial | Instruments | New | Space Heating | Natural Gas | Insulation - Roof/Ceiling | A | Cumulative Summer Peak Savings (MW) | Technical Potential | 0 | 0 | 0 | 0 | 0 | 0 | 0 | 0 | 0 | 0 | 0 | 0 | 0 | 0 | 0 | 0 | 0 | 0 | 0 | 0 | 0 | 0 | 0 | 0 | 0 | 0 | 0 | 0 | 0 | 0 | 0
F12_Industrial_Instruments_New_Space Heating_Natural Gas_Insulation - Roof/Ceiling_A_Technical Potential | F12 | Industrial | Instruments | New | Space Heating | Natural Gas | Insulation - Roof/Ceiling | A | Cumulative Winter Peak Savings (MW) | Technical Potential | 0 | 0 | 0 | 0 | 0 | 0 | 0 | 0 | 0 | 0 | 0 | 0 | 0 | 0 | 0 | 0 | 0 | 0 | 0 | 0 | 0 | 0 | 0 | 0 | 0 | 0 | 0 | 0 | 0 | 0 | 0
F13_Industrial_Instruments_New_Space Heating_Natural Gas_Insulation - Roof/Ceiling_A_Technical Potential | F13 | Industrial | Instruments | New | Space Heating | Natural Gas | Insulation - Roof/Ceiling | A | Purchases (Incremental) | Technical Potential | 0 | 0 | 0 | 0 | 0 | 0 | 0 | 0 | 0 | 0 | 0 | 0 | 0 | 0 | 0 | 0 | 0 | 0 | 0 | 0 | 0 | 0 | 0 | 0 | 0 | 0 | 0 | 0 | 0 | 0 | 0
F14_Industrial_Instruments_New_Space Heating_Natural Gas_Insulation - Roof/Ceiling_A_Technical Potential | F14 | Industrial | Instruments | New | Space Heating | Natural Gas | Insulation - Roof/Ceiling | A | Purchases (Cumulative) | Technical Potential | 0 | 0 | 0 | 0 | 0 | 0 | 0 | 0 | 0 | 0 | 0 | 0 | 0 | 0 | 0 | 0 | 0 | 0 | 0 | 0 | 0 | 0 | 0 | 0 | 0 | 0 | 0 | 0 | 0 | 0 | 0
F1_Industrial_Instruments_New_Space Heating_Natural Gas_Insulation - Wall Cavity_A_Technical Potential | F1 | Industrial | Instruments | New | Space Heating | Natural Gas | Insulation - Wall Cavity | A | Original Unit Energy Savings (kWh or therms) | Technical Potential | 0 | 0 | 0 | 0 | 0 | 0.016909 | 0.016691 | 0.016531 | 0.01641 | 0.016315 | 0.016238 | 0.016147 | 0.016053 | 0.015959 | 0.015869 | 0.015798 | 0.015742 | 0.015697 | 0.015627 | 0.015575 | 0.015537 | 0.015508 | 0.015508 | 0.015508 | 0.015508 | 0.015508 | 0.015508 | 0.015508 | 0 | 0 | 0
F2_Industrial_Instruments_New_Space Heating_Natural Gas_Insulation - Wall Cavity_A_Technical Potential | F2 | Industrial | Instruments | New | Space Heating | Natural Gas | Insulation - Wall Cavity | A | Original Unit Summer Peak Savings (kW) | Technical Potential | 0 | 0 | 0 | 0 | 0 | 0 | 0 | 0 | 0 | 0 | 0 | 0 | 0 | 0 | 0 | 0 | 0 | 0 | 0 | 0 | 0 | 0 | 0 | 0 | 0 | 0 | 0 | 0 | 0 | 0 | 0
F3_Industrial_Instruments_New_Space Heating_Natural Gas_Insulation - Wall Cavity_A_Technical Potential | F3 | Industrial | Instruments | New | Space Heating | Natural Gas | Insulation - Wall Cavity | A | Original Unit Winter Peak Savings (kW) | Technical Potential | 0 | 0 | 0 | 0 | 0 | 0 | 0 | 0 | 0 | 0 | 0 | 0 | 0 | 0 | 0 | 0 | 0 | 0 | 0 | 0 | 0 | 0 | 0 | 0 | 0 | 0 | 0 | 0 | 0 | 0 | 0
F4_Industrial_Instruments_New_Space Heating_Natural Gas_Insulation - Wall Cavity_A_Technical Potential | F4 | Industrial | Instruments | New | Space Heating | Natural Gas | Insulation - Wall Cavity | A | Standalone Impact on Baseline Energy (%) | Technical Potential | 0% | 0% | 0% | 0% | 0% | 0% | 0% | 0% | 0% | 0% | 0% | 0% | 0% | 0% | 0% | 0% | 0% | 0% | 0% | 0% | 0% | 0% | 0% | 0% | 0 | 0 | 0 | 0 | 0 | 0 | 0
F5_Industrial_Instruments_New_Space Heating_Natural Gas_Insulation - Wall Cavity_A_Technical Potential | F5 | Industrial | Instruments | New | Space Heating | Natural Gas | Insulation - Wall Cavity | A | Standalone Impact on Baseline Summer Peak (%) | Technical Potential | 0% | 0% | 0% | 0% | 0% | 0% | 0% | 0% | 0% | 0% | 0% | 0% | 0% | 0% | 0% | 0% | 0% | 0% | 0% | 0% | 0% | 0% | 0% | 0% | 0 | 0 | 0 | 0 | 0 | 0 | 0
F6_Industrial_Instruments_New_Space Heating_Natural Gas_Insulation - Wall Cavity_A_Technical Potential | F6 | Industrial | Instruments | New | Space Heating | Natural Gas | Insulation - Wall Cavity | A | Standalone Impact on Baseline Winter Peak (%) | Technical Potential | 0% | 0% | 0% | 0% | 0% | 0% | 0% | 0% | 0% | 0% | 0% | 0% | 0% | 0% | 0% | 0% | 0% | 0% | 0% | 0% | 0% | 0% | 0% | 0% | 0 | 0 | 0 | 0 | 0 | 0 | 0
F7_Industrial_Instruments_New_Space Heating_Natural Gas_Insulation - Wall Cavity_A_Technical Potential | F7 | Industrial | Instruments | New | Space Heating | Natural Gas | Insulation - Wall Cavity | A | Incremental Energy Savings (MWh or mTherms) | Technical Potential | 0 | 0 | 0 | 0 | 0 | 0 | 0 | 0 | 0 | 0 | 0 | 0 | 0 | 0 | 0 | 0 | 0 | 0 | 0 | 0 | 0 | 0 | 0 | 0 | 0 | 0 | 0 | 0 | 0 | 0 | 0
F8_Industrial_Instruments_New_Space Heating_Natural Gas_Insulation - Wall Cavity_A_Technical Potential | F8 | Industrial | Instruments | New | Space Heating | Natural Gas | Insulation - Wall Cavity | A | Incremental Summer Peak Savings (MW) | Technical Potential | 0 | 0 | 0 | 0 | 0 | 0 | 0 | 0 | 0 | 0 | 0 | 0 | 0 | 0 | 0 | 0 | 0 | 0 | 0 | 0 | 0 | 0 | 0 | 0 | 0 | 0 | 0 | 0 | 0 | 0 | 0
F9_Industrial_Instruments_New_Space Heating_Natural Gas_Insulation - Wall Cavity_A_Technical Potential | F9 | Industrial | Instruments | New | Space Heating | Natural Gas | Insulation - Wall Cavity | A | Incremental Winter Peak Savings (MW) | Technical Potential | 0 | 0 | 0 | 0 | 0 | 0 | 0 | 0 | 0 | 0 | 0 | 0 | 0 | 0 | 0 | 0 | 0 | 0 | 0 | 0 | 0 | 0 | 0 | 0 | 0 | 0 | 0 | 0 | 0 | 0 | 0
F10_Industrial_Instruments_New_Space Heating_Natural Gas_Insulation - Wall Cavity_A_Technical Potential | F10 | Industrial | Instruments | New | Space Heating | Natural Gas | Insulation - Wall Cavity | A | Cumulative Energy Savings (MWh or mTherms) | Technical Potential | 0 | 0 | 0 | 0 | 0 | 0 | 0 | 0 | 0 | 0 | 0 | 0 | 0 | 0 | 0 | 0 | 0 | 0 | 0 | 0 | 0 | 0 | 0 | 0 | 0 | 0 | 0 | 0 | 0 | 0 | 0
F11_Industrial_Instruments_New_Space Heating_Natural Gas_Insulation - Wall Cavity_A_Technical Potential | F11 | Industrial | Instruments | New | Space Heating | Natural Gas | Insulation - Wall Cavity | A | Cumulative Summer Peak Savings (MW) | Technical Potential | 0 | 0 | 0 | 0 | 0 | 0 | 0 | 0 | 0 | 0 | 0 | 0 | 0 | 0 | 0 | 0 | 0 | 0 | 0 | 0 | 0 | 0 | 0 | 0 | 0 | 0 | 0 | 0 | 0 | 0 | 0
F12_Industrial_Instruments_New_Space Heating_Natural Gas_Insulation - Wall Cavity_A_Technical Potential | F12 | Industrial | Instruments | New | Space Heating | Natural Gas | Insulation - Wall Cavity | A | Cumulative Winter Peak Savings (MW) | Technical Potential | 0 | 0 | 0 | 0 | 0 | 0 | 0 | 0 | 0 | 0 | 0 | 0 | 0 | 0 | 0 | 0 | 0 | 0 | 0 | 0 | 0 | 0 | 0 | 0 | 0 | 0 | 0 | 0 | 0 | 0 | 0
F13_Industrial_Instruments_New_Space Heating_Natural Gas_Insulation - Wall Cavity_A_Technical Potential | F13 | Industrial | Instruments | New | Space Heating | Natural Gas | Insulation - Wall Cavity | A | Purchases (Incremental) | Technical Potential | 0 | 0 | 0 | 0 | 0 | 0 | 0 | 0 | 0 | 0 | 0 | 0 | 0 | 0 | 0 | 0 | 0 | 0 | 0 | 0 | 0 | 0 | 0 | 0 | 0 | 0 | 0 | 0 | 0 | 0 | 0
F14_Industrial_Instruments_New_Space Heating_Natural Gas_Insulation - Wall Cavity_A_Technical Potential | F14 | Industrial | Instruments | New | Space Heating | Natural Gas | Insulation - Wall Cavity | A | Purchases (Cumulative) | Technical Potential | 0 | 0 | 0 | 0 | 0 | 0 | 0 | 0 | 0 | 0 | 0 | 0 | 0 | 0 | 0 | 0 | 0 | 0 | 0 | 0 | 0 | 0 | 0 | 0 | 0 | 0 | 0 | 0 | 0 | 0 | 0
F1_Industrial_Instruments_New_Space Heating_Natural Gas_Insulation - Ducting_A_Technical Potential | F1 | Industrial | Instruments | New | Space Heating | Natural Gas | Insulation - Ducting | A | Original Unit Energy Savings (kWh or therms) | Technical Potential | 0 | 0 | 0 | 0 | 0 | 0 | 0 | 0 | 0 | 0 | 0 | 0 | 0 | 0 | 0 | 0 | 0 | 0 | 0 | 0 | 0 | 0 | 0 | 0 | 0 | 0 | 0 | 0 | 0 | 0 | 0
F2_Industrial_Instruments_New_Space Heating_Natural Gas_Insulation - Ducting_A_Technical Potential | F2 | Industrial | Instruments | New | Space Heating | Natural Gas | Insulation - Ducting | A | Original Unit Summer Peak Savings (kW) | Technical Potential | 0 | 0 | 0 | 0 | 0 | 0 | 0 | 0 | 0 | 0 | 0 | 0 | 0 | 0 | 0 | 0 | 0 | 0 | 0 | 0 | 0 | 0 | 0 | 0 | 0 | 0 | 0 | 0 | 0 | 0 | 0
F3_Industrial_Instruments_New_Space Heating_Natural Gas_Insulation - Ducting_A_Technical Potential | F3 | Industrial | Instruments | New | Space Heating | Natural Gas | Insulation - Ducting | A | Original Unit Winter Peak Savings (kW) | Technical Potential | 0 | 0 | 0 | 0 | 0 | 0 | 0 | 0 | 0 | 0 | 0 | 0 | 0 | 0 | 0 | 0 | 0 | 0 | 0 | 0 | 0 | 0 | 0 | 0 | 0 | 0 | 0 | 0 | 0 | 0 | 0
F4_Industrial_Instruments_New_Space Heating_Natural Gas_Insulation - Ducting_A_Technical Potential | F4 | Industrial | Instruments | New | Space Heating | Natural Gas | Insulation - Ducting | A | Standalone Impact on Baseline Energy (%) | Technical Potential | 0% | 0% | 0% | 0% | 0% | 0% | 0% | 0% | 0% | 0% | 0% | 0% | 0% | 0% | 0% | 0% | 0% | 0% | 0% | 0% | 0% | 0% | 0% | 0% | 0 | 0 | 0 | 0 | 0 | 0 | 0
F5_Industrial_Instruments_New_Space Heating_Natural Gas_Insulation - Ducting_A_Technical Potential | F5 | Industrial | Instruments | New | Space Heating | Natural Gas | Insulation - Ducting | A | Standalone Impact on Baseline Summer Peak (%) | Technical Potential | 0% | 0% | 0% | 0% | 0% | 0% | 0% | 0% | 0% | 0% | 0% | 0% | 0% | 0% | 0% | 0% | 0% | 0% | 0% | 0% | 0% | 0% | 0% | 0% | 0 | 0 | 0 | 0 | 0 | 0 | 0
F6_Industrial_Instruments_New_Space Heating_Natural Gas_Insulation - Ducting_A_Technical Potential | F6 | Industrial | Instruments | New | Space Heating | Natural Gas | Insulation - Ducting | A | Standalone Impact on Baseline Winter Peak (%) | Technical Potential | 0% | 0% | 0% | 0% | 0% | 0% | 0% | 0% | 0% | 0% | 0% | 0% | 0% | 0% | 0% | 0% | 0% | 0% | 0% | 0% | 0% | 0% | 0% | 0% | 0 | 0 | 0 | 0 | 0 | 0 | 0
F7_Industrial_Instruments_New_Space Heating_Natural Gas_Insulation - Ducting_A_Technical Potential | F7 | Industrial | Instruments | New | Space Heating | Natural Gas | Insulation - Ducting | A | Incremental Energy Savings (MWh or mTherms) | Technical Potential | 0 | 0 | 0 | 0 | 0 | 0 | 0 | 0 | 0 | 0 | 0 | 0 | 0 | 0 | 0 | 0 | 0 | 0 | 0 | 0 | 0 | 0 | 0 | 0 | 0 | 0 | 0 | 0 | 0 | 0 | 0
F8_Industrial_Instruments_New_Space Heating_Natural Gas_Insulation - Ducting_A_Technical Potential | F8 | Industrial | Instruments | New | Space Heating | Natural Gas | Insulation - Ducting | A | Incremental Summer Peak Savings (MW) | Technical Potential | 0 | 0 | 0 | 0 | 0 | 0 | 0 | 0 | 0 | 0 | 0 | 0 | 0 | 0 | 0 | 0 | 0 | 0 | 0 | 0 | 0 | 0 | 0 | 0 | 0 | 0 | 0 | 0 | 0 | 0 | 0
F9_Industrial_Instruments_New_Space Heating_Natural Gas_Insulation - Ducting_A_Technical Potential | F9 | Industrial | Instruments | New | Space Heating | Natural Gas | Insulation - Ducting | A | Incremental Winter Peak Savings (MW) | Technical Potential | 0 | 0 | 0 | 0 | 0 | 0 | 0 | 0 | 0 | 0 | 0 | 0 | 0 | 0 | 0 | 0 | 0 | 0 | 0 | 0 | 0 | 0 | 0 | 0 | 0 | 0 | 0 | 0 | 0 | 0 | 0
F10_Industrial_Instruments_New_Space Heating_Natural Gas_Insulation - Ducting_A_Technical Potential | F10 | Industrial | Instruments | New | Space Heating | Natural Gas | Insulation - Ducting | A | Cumulative Energy Savings (MWh or mTherms) | Technical Potential | 0 | 0 | 0 | 0 | 0 | 0 | 0 | 0 | 0 | 0 | 0 | 0 | 0 | 0 | 0 | 0 | 0 | 0 | 0 | 0 | 0 | 0 | 0 | 0 | 0 | 0 | 0 | 0 | 0 | 0 | 0
F11_Industrial_Instruments_New_Space Heating_Natural Gas_Insulation - Ducting_A_Technical Potential | F11 | Industrial | Instruments | New | Space Heating | Natural Gas | Insulation - Ducting | A | Cumulative Summer Peak Savings (MW) | Technical Potential | 0 | 0 | 0 | 0 | 0 | 0 | 0 | 0 | 0 | 0 | 0 | 0 | 0 | 0 | 0 | 0 | 0 | 0 | 0 | 0 | 0 | 0 | 0 | 0 | 0 | 0 | 0 | 0 | 0 | 0 | 0
F12_Industrial_Instruments_New_Space Heating_Natural Gas_Insulation - Ducting_A_Technical Potential | F12 | Industrial | Instruments | New | Space Heating | Natural Gas | Insulation - Ducting | A | Cumulative Winter Peak Savings (MW) | Technical Potential | 0 | 0 | 0 | 0 | 0 | 0 | 0 | 0 | 0 | 0 | 0 | 0 | 0 | 0 | 0 | 0 | 0 | 0 | 0 | 0 | 0 | 0 | 0 | 0 | 0 | 0 | 0 | 0 | 0 | 0 | 0
F13_Industrial_Instruments_New_Space Heating_Natural Gas_Insulation - Ducting_A_Technical Potential | F13 | Industrial | Instruments | New | Space Heating | Natural Gas | Insulation - Ducting | A | Purchases (Incremental) | Technical Potential | 0 | 0 | 0 | 0 | 0 | 0 | 0 | 0 | 0 | 0 | 0 | 0 | 0 | 0 | 0 | 0 | 0 | 0 | 0 | 0 | 0 | 0 | 0 | 0 | 0 | 0 | 0 | 0 | 0 | 0 | 0
F14_Industrial_Instruments_New_Space Heating_Natural Gas_Insulation - Ducting_A_Technical Potential | F14 | Industrial | Instruments | New | Space Heating | Natural Gas | Insulation - Ducting | A | Purchases (Cumulative) | Technical Potential | 0 | 0 | 0 | 0 | 0 | 0 | 0 | 0 | 0 | 0 | 0 | 0 | 0 | 0 | 0 | 0 | 0 | 0 | 0 | 0 | 0 | 0 | 0 | 0 | 0 | 0 | 0 | 0 | 0 | 0 | 0
F1_Industrial_Instruments_New_Space Heating_Natural Gas_HVAC - Duct Repair and Sealing_A_Technical Potential | F1 | Industrial | Instruments | New | Space Heating | Natural Gas | HVAC - Duct Repair and Sealing | A | Original Unit Energy Savings (kWh or therms) | Technical Potential | 0 | 0 | 0 | 0 | 0 | 0 | 0 | 0 | 0 | 0 | 0 | 0 | 0 | 0 | 0 | 0 | 0 | 0 | 0 | 0 | 0 | 0 | 0 | 0 | 0 | 0 | 0 | 0 | 0 | 0 | 0
F2_Industrial_Instruments_New_Space Heating_Natural Gas_HVAC - Duct Repair and Sealing_A_Technical Potential | F2 | Industrial | Instruments | New | Space Heating | Natural Gas | HVAC - Duct Repair and Sealing | A | Original Unit Summer Peak Savings (kW) | Technical Potential | 0 | 0 | 0 | 0 | 0 | 0 | 0 | 0 | 0 | 0 | 0 | 0 | 0 | 0 | 0 | 0 | 0 | 0 | 0 | 0 | 0 | 0 | 0 | 0 | 0 | 0 | 0 | 0 | 0 | 0 | 0
F3_Industrial_Instruments_New_Space Heating_Natural Gas_HVAC - Duct Repair and Sealing_A_Technical Potential | F3 | Industrial | Instruments | New | Space Heating | Natural Gas | HVAC - Duct Repair and Sealing | A | Original Unit Winter Peak Savings (kW) | Technical Potential | 0 | 0 | 0 | 0 | 0 | 0 | 0 | 0 | 0 | 0 | 0 | 0 | 0 | 0 | 0 | 0 | 0 | 0 | 0 | 0 | 0 | 0 | 0 | 0 | 0 | 0 | 0 | 0 | 0 | 0 | 0
F4_Industrial_Instruments_New_Space Heating_Natural Gas_HVAC - Duct Repair and Sealing_A_Technical Potential | F4 | Industrial | Instruments | New | Space Heating | Natural Gas | HVAC - Duct Repair and Sealing | A | Standalone Impact on Baseline Energy (%) | Technical Potential | 0% | 0% | 0% | 0% | 0% | 0% | 0% | 0% | 0% | 0% | 0% | 0% | 0% | 0% | 0% | 0% | 0% | 0% | 0% | 0% | 0% | 0% | 0% | 0% | 0 | 0 | 0 | 0 | 0 | 0 | 0
F5_Industrial_Instruments_New_Space Heating_Natural Gas_HVAC - Duct Repair and Sealing_A_Technical Potential | F5 | Industrial | Instruments | New | Space Heating | Natural Gas | HVAC - Duct Repair and Sealing | A | Standalone Impact on Baseline Summer Peak (%) | Technical Potential | 0% | 0% | 0% | 0% | 0% | 0% | 0% | 0% | 0% | 0% | 0% | 0% | 0% | 0% | 0% | 0% | 0% | 0% | 0% | 0% | 0% | 0% | 0% | 0% | 0 | 0 | 0 | 0 | 0 | 0 | 0
F6_Industrial_Instruments_New_Space Heating_Natural Gas_HVAC - Duct Repair and Sealing_A_Technical Potential | F6 | Industrial | Instruments | New | Space Heating | Natural Gas | HVAC - Duct Repair and Sealing | A | Standalone Impact on Baseline Winter Peak (%) | Technical Potential | 0% | 0% | 0% | 0% | 0% | 0% | 0% | 0% | 0% | 0% | 0% | 0% | 0% | 0% | 0% | 0% | 0% | 0% | 0% | 0% | 0% | 0% | 0% | 0% | 0 | 0 | 0 | 0 | 0 | 0 | 0
F7_Industrial_Instruments_New_Space Heating_Natural Gas_HVAC - Duct Repair and Sealing_A_Technical Potential | F7 | Industrial | Instruments | New | Space Heating | Natural Gas | HVAC - Duct Repair and Sealing | A | Incremental Energy Savings (MWh or mTherms) | Technical Potential | 0 | 0 | 0 | 0 | 0 | 0 | 0 | 0 | 0 | 0 | 0 | 0 | 0 | 0 | 0 | 0 | 0 | 0 | 0 | 0 | 0 | 0 | 0 | 0 | 0 | 0 | 0 | 0 | 0 | 0 | 0
F8_Industrial_Instruments_New_Space Heating_Natural Gas_HVAC - Duct Repair and Sealing_A_Technical Potential | F8 | Industrial | Instruments | New | Space Heating | Natural Gas | HVAC - Duct Repair and Sealing | A | Incremental Summer Peak Savings (MW) | Technical Potential | 0 | 0 | 0 | 0 | 0 | 0 | 0 | 0 | 0 | 0 | 0 | 0 | 0 | 0 | 0 | 0 | 0 | 0 | 0 | 0 | 0 | 0 | 0 | 0 | 0 | 0 | 0 | 0 | 0 | 0 | 0
F9_Industrial_Instruments_New_Space Heating_Natural Gas_HVAC - Duct Repair and Sealing_A_Technical Potential | F9 | Industrial | Instruments | New | Space Heating | Natural Gas | HVAC - Duct Repair and Sealing | A | Incremental Winter Peak Savings (MW) | Technical Potential | 0 | 0 | 0 | 0 | 0 | 0 | 0 | 0 | 0 | 0 | 0 | 0 | 0 | 0 | 0 | 0 | 0 | 0 | 0 | 0 | 0 | 0 | 0 | 0 | 0 | 0 | 0 | 0 | 0 | 0 | 0
F10_Industrial_Instruments_New_Space Heating_Natural Gas_HVAC - Duct Repair and Sealing_A_Technical Potential | F10 | Industrial | Instruments | New | Space Heating | Natural Gas | HVAC - Duct Repair and Sealing | A | Cumulative Energy Savings (MWh or mTherms) | Technical Potential | 0 | 0 | 0 | 0 | 0 | 0 | 0 | 0 | 0 | 0 | 0 | 0 | 0 | 0 | 0 | 0 | 0 | 0 | 0 | 0 | 0 | 0 | 0 | 0 | 0 | 0 | 0 | 0 | 0 | 0 | 0
F11_Industrial_Instruments_New_Space Heating_Natural Gas_HVAC - Duct Repair and Sealing_A_Technical Potential | F11 | Industrial | Instruments | New | Space Heating | Natural Gas | HVAC - Duct Repair and Sealing | A | Cumulative Summer Peak Savings (MW) | Technical Potential | 0 | 0 | 0 | 0 | 0 | 0 | 0 | 0 | 0 | 0 | 0 | 0 | 0 | 0 | 0 | 0 | 0 | 0 | 0 | 0 | 0 | 0 | 0 | 0 | 0 | 0 | 0 | 0 | 0 | 0 | 0
F12_Industrial_Instruments_New_Space Heating_Natural Gas_HVAC - Duct Repair and Sealing_A_Technical Potential | F12 | Industrial | Instruments | New | Space Heating | Natural Gas | HVAC - Duct Repair and Sealing | A | Cumulative Winter Peak Savings (MW) | Technical Potential | 0 | 0 | 0 | 0 | 0 | 0 | 0 | 0 | 0 | 0 | 0 | 0 | 0 | 0 | 0 | 0 | 0 | 0 | 0 | 0 | 0 | 0 | 0 | 0 | 0 | 0 | 0 | 0 | 0 | 0 | 0
F13_Industrial_Instruments_New_Space Heating_Natural Gas_HVAC - Duct Repair and Sealing_A_Technical Potential | F13 | Industrial | Instruments | New | Space Heating | Natural Gas | HVAC - Duct Repair and Sealing | A | Purchases (Incremental) | Technical Potential | 0 | 0 | 0 | 0 | 0 | 0 | 0 | 0 | 0 | 0 | 0 | 0 | 0 | 0 | 0 | 0 | 0 | 0 | 0 | 0 | 0 | 0 | 0 | 0 | 0 | 0 | 0 | 0 | 0 | 0 | 0
F14_Industrial_Instruments_New_Space Heating_Natural Gas_HVAC - Duct Repair and Sealing_A_Technical Potential | F14 | Industrial | Instruments | New | Space Heating | Natural Gas | HVAC - Duct Repair and Sealing | A | Purchases (Cumulative) | Technical Potential | 0 | 0 | 0 | 0 | 0 | 0 | 0 | 0 | 0 | 0 | 0 | 0 | 0 | 0 | 0 | 0 | 0 | 0 | 0 | 0 | 0 | 0 | 0 | 0 | 0 | 0 | 0 | 0 | 0 | 0 | 0
F1_Industrial_Instruments_New_Space Heating_Natural Gas_Windows - High Efficiency_A_Technical Potential | F1 | Industrial | Instruments | New | Space Heating | Natural Gas | Windows - High Efficiency | A | Original Unit Energy Savings (kWh or therms) | Technical Potential | 0 | 0 | 0 | 0 | 0 | 0.0053664 | 0.005297 | 0.0052464 | 0.0052081 | 0.0051778 | 0.0051533 | 0.0051246 | 0.0050945 | 0.0050648 | 0.0050361 | 0.0050136 | 0.0049958 | 0.0049817 | 0.0049593 | 0.0049429 | 0.004931 | 0.0049217 | 0.0049217 | 0.0049217 | 0.0049217 | 0.0049217 | 0.0049217 | 0.0049217 | 0 | 0 | 0
F2_Industrial_Instruments_New_Space Heating_Natural Gas_Windows - High Efficiency_A_Technical Potential | F2 | Industrial | Instruments | New | Space Heating | Natural Gas | Windows - High Efficiency | A | Original Unit Summer Peak Savings (kW) | Technical Potential | 0 | 0 | 0 | 0 | 0 | 0 | 0 | 0 | 0 | 0 | 0 | 0 | 0 | 0 | 0 | 0 | 0 | 0 | 0 | 0 | 0 | 0 | 0 | 0 | 0 | 0 | 0 | 0 | 0 | 0 | 0
F3_Industrial_Instruments_New_Space Heating_Natural Gas_Windows - High Efficiency_A_Technical Potential | F3 | Industrial | Instruments | New | Space Heating | Natural Gas | Windows - High Efficiency | A | Original Unit Winter Peak Savings (kW) | Technical Potential | 0 | 0 | 0 | 0 | 0 | 0 | 0 | 0 | 0 | 0 | 0 | 0 | 0 | 0 | 0 | 0 | 0 | 0 | 0 | 0 | 0 | 0 | 0 | 0 | 0 | 0 | 0 | 0 | 0 | 0 | 0
F4_Industrial_Instruments_New_Space Heating_Natural Gas_Windows - High Efficiency_A_Technical Potential | F4 | Industrial | Instruments | New | Space Heating | Natural Gas | Windows - High Efficiency | A | Standalone Impact on Baseline Energy (%) | Technical Potential | 0% | 0% | 0% | 0% | 0% | 0% | 0% | 0% | 0% | 0% | 0% | 0% | 0% | 0% | 0% | 0% | 0% | 0% | 0% | 0% | 0% | 0% | 0% | 0% | 0 | 0 | 0 | 0 | 0 | 0 | 0
F5_Industrial_Instruments_New_Space Heating_Natural Gas_Windows - High Efficiency_A_Technical Potential | F5 | Industrial | Instruments | New | Space Heating | Natural Gas | Windows - High Efficiency | A | Standalone Impact on Baseline Summer Peak (%) | Technical Potential | 0% | 0% | 0% | 0% | 0% | 0% | 0% | 0% | 0% | 0% | 0% | 0% | 0% | 0% | 0% | 0% | 0% | 0% | 0% | 0% | 0% | 0% | 0% | 0% | 0 | 0 | 0 | 0 | 0 | 0 | 0
F6_Industrial_Instruments_New_Space Heating_Natural Gas_Windows - High Efficiency_A_Technical Potential | F6 | Industrial | Instruments | New | Space Heating | Natural Gas | Windows - High Efficiency | A | Standalone Impact on Baseline Winter Peak (%) | Technical Potential | 0% | 0% | 0% | 0% | 0% | 0% | 0% | 0% | 0% | 0% | 0% | 0% | 0% | 0% | 0% | 0% | 0% | 0% | 0% | 0% | 0% | 0% | 0% | 0% | 0 | 0 | 0 | 0 | 0 | 0 | 0
F7_Industrial_Instruments_New_Space Heating_Natural Gas_Windows - High Efficiency_A_Technical Potential | F7 | Industrial | Instruments | New | Space Heating | Natural Gas | Windows - High Efficiency | A | Incremental Energy Savings (MWh or mTherms) | Technical Potential | 0 | 0 | 0 | 0 | 0 | 0 | 0 | 0 | 0 | 0 | 0 | 0 | 0 | 0 | 0 | 0 | 0 | 0 | 0 | 0 | 0 | 0 | 0 | 0 | 0 | 0 | 0 | 0 | 0 | 0 | 0
F8_Industrial_Instruments_New_Space Heating_Natural Gas_Windows - High Efficiency_A_Technical Potential | F8 | Industrial | Instruments | New | Space Heating | Natural Gas | Windows - High Efficiency | A | Incremental Summer Peak Savings (MW) | Technical Potential | 0 | 0 | 0 | 0 | 0 | 0 | 0 | 0 | 0 | 0 | 0 | 0 | 0 | 0 | 0 | 0 | 0 | 0 | 0 | 0 | 0 | 0 | 0 | 0 | 0 | 0 | 0 | 0 | 0 | 0 | 0
F9_Industrial_Instruments_New_Space Heating_Natural Gas_Windows - High Efficiency_A_Technical Potential | F9 | Industrial | Instruments | New | Space Heating | Natural Gas | Windows - High Efficiency | A | Incremental Winter Peak Savings (MW) | Technical Potential | 0 | 0 | 0 | 0 | 0 | 0 | 0 | 0 | 0 | 0 | 0 | 0 | 0 | 0 | 0 | 0 | 0 | 0 | 0 | 0 | 0 | 0 | 0 | 0 | 0 | 0 | 0 | 0 | 0 | 0 | 0
F10_Industrial_Instruments_New_Space Heating_Natural Gas_Windows - High Efficiency_A_Technical Potential | F10 | Industrial | Instruments | New | Space Heating | Natural Gas | Windows - High Efficiency | A | Cumulative Energy Savings (MWh or mTherms) | Technical Potential | 0 | 0 | 0 | 0 | 0 | 0 | 0 | 0 | 0 | 0 | 0 | 0 | 0 | 0 | 0 | 0 | 0 | 0 | 0 | 0 | 0 | 0 | 0 | 0 | 0 | 0 | 0 | 0 | 0 | 0 | 0
F11_Industrial_Instruments_New_Space Heating_Natural Gas_Windows - High Efficiency_A_Technical Potential | F11 | Industrial | Instruments | New | Space Heating | Natural Gas | Windows - High Efficiency | A | Cumulative Summer Peak Savings (MW) | Technical Potential | 0 | 0 | 0 | 0 | 0 | 0 | 0 | 0 | 0 | 0 | 0 | 0 | 0 | 0 | 0 | 0 | 0 | 0 | 0 | 0 | 0 | 0 | 0 | 0 | 0 | 0 | 0 | 0 | 0 | 0 | 0
F12_Industrial_Instruments_New_Space Heating_Natural Gas_Windows - High Efficiency_A_Technical Potential | F12 | Industrial | Instruments | New | Space Heating | Natural Gas | Windows - High Efficiency | A | Cumulative Winter Peak Savings (MW) | Technical Potential | 0 | 0 | 0 | 0 | 0 | 0 | 0 | 0 | 0 | 0 | 0 | 0 | 0 | 0 | 0 | 0 | 0 | 0 | 0 | 0 | 0 | 0 | 0 | 0 | 0 | 0 | 0 | 0 | 0 | 0 | 0
F13_Industrial_Instruments_New_Space Heating_Natural Gas_Windows - High Efficiency_A_Technical Potential | F13 | Industrial | Instruments | New | Space Heating | Natural Gas | Windows - High Efficiency | A | Purchases (Incremental) | Technical Potential | 0 | 0 | 0 | 0 | 0 | 0 | 0 | 0 | 0 | 0 | 0 | 0 | 0 | 0 | 0 | 0 | 0 | 0 | 0 | 0 | 0 | 0 | 0 | 0 | 0 | 0 | 0 | 0 | 0 | 0 | 0
F14_Industrial_Instruments_New_Space Heating_Natural Gas_Windows - High Efficiency_A_Technical Potential | F14 | Industrial | Instruments | New | Space Heating | Natural Gas | Windows - High Efficiency | A | Purchases (Cumulative) | Technical Potential | 0 | 0 | 0 | 0 | 0 | 0 | 0 | 0 | 0 | 0 | 0 | 0 | 0 | 0 | 0 | 0 | 0 | 0 | 0 | 0 | 0 | 0 | 0 | 0 | 0 | 0 | 0 | 0 | 0 | 0 | 0
F1_Industrial_Instruments_New_Space Heating_Natural Gas_Gas Boiler - Maintenance_A_Technical Potential | F1 | Industrial | Instruments | New | Space Heating | Natural Gas | Gas Boiler - Maintenance | A | Original Unit Energy Savings (kWh or therms) | Technical Potential | 0 | 0 | 0 | 0 | 0 | 0 | 0 | 0 | 0 | 0 | 0 | 0 | 0 | 0 | 0 | 0 | 0 | 0 | 0 | 0 | 0 | 0 | 0 | 0 | 0 | 0 | 0 | 0 | 0 | 0 | 0
F2_Industrial_Instruments_New_Space Heating_Natural Gas_Gas Boiler - Maintenance_A_Technical Potential | F2 | Industrial | Instruments | New | Space Heating | Natural Gas | Gas Boiler - Maintenance | A | Original Unit Summer Peak Savings (kW) | Technical Potential | 0 | 0 | 0 | 0 | 0 | 0 | 0 | 0 | 0 | 0 | 0 | 0 | 0 | 0 | 0 | 0 | 0 | 0 | 0 | 0 | 0 | 0 | 0 | 0 | 0 | 0 | 0 | 0 | 0 | 0 | 0
F3_Industrial_Instruments_New_Space Heating_Natural Gas_Gas Boiler - Maintenance_A_Technical Potential | F3 | Industrial | Instruments | New | Space Heating | Natural Gas | Gas Boiler - Maintenance | A | Original Unit Winter Peak Savings (kW) | Technical Potential | 0 | 0 | 0 | 0 | 0 | 0 | 0 | 0 | 0 | 0 | 0 | 0 | 0 | 0 | 0 | 0 | 0 | 0 | 0 | 0 | 0 | 0 | 0 | 0 | 0 | 0 | 0 | 0 | 0 | 0 | 0
F4_Industrial_Instruments_New_Space Heating_Natural Gas_Gas Boiler - Maintenance_A_Technical Potential | F4 | Industrial | Instruments | New | Space Heating | Natural Gas | Gas Boiler - Maintenance | A | Standalone Impact on Baseline Energy (%) | Technical Potential | 0% | 0% | 0% | 0% | 0% | 0% | 0% | 0% | 0% | 0% | 0% | 0% | 0% | 0% | 0% | 0% | 0% | 0% | 0% | 0% | 0% | 0% | 0% | 0% | 0 | 0 | 0 | 0 | 0 | 0 | 0
F5_Industrial_Instruments_New_Space Heating_Natural Gas_Gas Boiler - Maintenance_A_Technical Potential | F5 | Industrial | Instruments | New | Space Heating | Natural Gas | Gas Boiler - Maintenance | A | Standalone Impact on Baseline Summer Peak (%) | Technical Potential | 0% | 0% | 0% | 0% | 0% | 0% | 0% | 0% | 0% | 0% | 0% | 0% | 0% | 0% | 0% | 0% | 0% | 0% | 0% | 0% | 0% | 0% | 0% | 0% | 0 | 0 | 0 | 0 | 0 | 0 | 0
F6_Industrial_Instruments_New_Space Heating_Natural Gas_Gas Boiler - Maintenance_A_Technical Potential | F6 | Industrial | Instruments | New | Space Heating | Natural Gas | Gas Boiler - Maintenance | A | Standalone Impact on Baseline Winter Peak (%) | Technical Potential | 0% | 0% | 0% | 0% | 0% | 0% | 0% | 0% | 0% | 0% | 0% | 0% | 0% | 0% | 0% | 0% | 0% | 0% | 0% | 0% | 0% | 0% | 0% | 0% | 0 | 0 | 0 | 0 | 0 | 0 | 0
F7_Industrial_Instruments_New_Space Heating_Natural Gas_Gas Boiler - Maintenance_A_Technical Potential | F7 | Industrial | Instruments | New | Space Heating | Natural Gas | Gas Boiler - Maintenance | A | Incremental Energy Savings (MWh or mTherms) | Technical Potential | 0 | 0 | 0 | 0 | 0 | 0 | 0 | 0 | 0 | 0 | 0 | 0 | 0 | 0 | 0 | 0 | 0 | 0 | 0 | 0 | 0 | 0 | 0 | 0 | 0 | 0 | 0 | 0 | 0 | 0 | 0
F8_Industrial_Instruments_New_Space Heating_Natural Gas_Gas Boiler - Maintenance_A_Technical Potential | F8 | Industrial | Instruments | New | Space Heating | Natural Gas | Gas Boiler - Maintenance | A | Incremental Summer Peak Savings (MW) | Technical Potential | 0 | 0 | 0 | 0 | 0 | 0 | 0 | 0 | 0 | 0 | 0 | 0 | 0 | 0 | 0 | 0 | 0 | 0 | 0 | 0 | 0 | 0 | 0 | 0 | 0 | 0 | 0 | 0 | 0 | 0 | 0
F9_Industrial_Instruments_New_Space Heating_Natural Gas_Gas Boiler - Maintenance_A_Technical Potential | F9 | Industrial | Instruments | New | Space Heating | Natural Gas | Gas Boiler - Maintenance | A | Incremental Winter Peak Savings (MW) | Technical Potential | 0 | 0 | 0 | 0 | 0 | 0 | 0 | 0 | 0 | 0 | 0 | 0 | 0 | 0 | 0 | 0 | 0 | 0 | 0 | 0 | 0 | 0 | 0 | 0 | 0 | 0 | 0 | 0 | 0 | 0 | 0
F10_Industrial_Instruments_New_Space Heating_Natural Gas_Gas Boiler - Maintenance_A_Technical Potential | F10 | Industrial | Instruments | New | Space Heating | Natural Gas | Gas Boiler - Maintenance | A | Cumulative Energy Savings (MWh or mTherms) | Technical Potential | 0 | 0 | 0 | 0 | 0 | 0 | 0 | 0 | 0 | 0 | 0 | 0 | 0 | 0 | 0 | 0 | 0 | 0 | 0 | 0 | 0 | 0 | 0 | 0 | 0 | 0 | 0 | 0 | 0 | 0 | 0
F11_Industrial_Instruments_New_Space Heating_Natural Gas_Gas Boiler - Maintenance_A_Technical Potential | F11 | Industrial | Instruments | New | Space Heating | Natural Gas | Gas Boiler - Maintenance | A | Cumulative Summer Peak Savings (MW) | Technical Potential | 0 | 0 | 0 | 0 | 0 | 0 | 0 | 0 | 0 | 0 | 0 | 0 | 0 | 0 | 0 | 0 | 0 | 0 | 0 | 0 | 0 | 0 | 0 | 0 | 0 | 0 | 0 | 0 | 0 | 0 | 0
F12_Industrial_Instruments_New_Space Heating_Natural Gas_Gas Boiler - Maintenance_A_Technical Potential | F12 | Industrial | Instruments | New | Space Heating | Natural Gas | Gas Boiler - Maintenance | A | Cumulative Winter Peak Savings (MW) | Technical Potential | 0 | 0 | 0 | 0 | 0 | 0 | 0 | 0 | 0 | 0 | 0 | 0 | 0 | 0 | 0 | 0 | 0 | 0 | 0 | 0 | 0 | 0 | 0 | 0 | 0 | 0 | 0 | 0 | 0 | 0 | 0
F13_Industrial_Instruments_New_Space Heating_Natural Gas_Gas Boiler - Maintenance_A_Technical Potential | F13 | Industrial | Instruments | New | Space Heating | Natural Gas | Gas Boiler - Maintenance | A | Purchases (Incremental) | Technical Potential | 0 | 0 | 0 | 0 | 0 | 0 | 0 | 0 | 0 | 0 | 0 | 0 | 0 | 0 | 0 | 0 | 0 | 0 | 0 | 0 | 0 | 0 | 0 | 0 | 0 | 0 | 0 | 0 | 0 | 0 | 0
F14_Industrial_Instruments_New_Space Heating_Natural Gas_Gas Boiler - Maintenance_A_Technical Potential | F14 | Industrial | Instruments | New | Space Heating | Natural Gas | Gas Boiler - Maintenance | A | Purchases (Cumulative) | Technical Potential | 0 | 0 | 0 | 0 | 0 | 0 | 0 | 0 | 0 | 0 | 0 | 0 | 0 | 0 | 0 | 0 | 0 | 0 | 0 | 0 | 0 | 0 | 0 | 0 | 0 | 0 | 0 | 0 | 0 | 0 | 0
F1_Industrial_Instruments_New_Process_Natural Gas_Gas Boiler - Maintenance_A_Technical Potential | F1 | Industrial | Instruments | New | Process | Natural Gas | Gas Boiler - Maintenance | A | Original Unit Energy Savings (kWh or therms) | Technical Potential | 0 | 0 | 0 | 0 | 0 | 2.58 | 2.58 | 2.58 | 2.58 | 2.58 | 2.58 | 2.58 | 2.58 | 2.58 | 2.58 | 2.58 | 2.58 | 2.58 | 2.58 | 2.58 | 2.58 | 2.58 | 2.58 | 2.58 | 2.58 | 2.58 | 2.58 | 2.58 | 2.58 | 2.58 | 2.58
F2_Industrial_Instruments_New_Process_Natural Gas_Gas Boiler - Maintenance_A_Technical Potential | F2 | Industrial | Instruments | New | Process | Natural Gas | Gas Boiler - Maintenance | A | Original Unit Summer Peak Savings (kW) | Technical Potential | 0 | 0 | 0 | 0 | 0 | 0 | 0 | 0 | 0 | 0 | 0 | 0 | 0 | 0 | 0 | 0 | 0 | 0 | 0 | 0 | 0 | 0 | 0 | 0 | 0 | 0 | 0 | 0 | 0 | 0 | 0
F3_Industrial_Instruments_New_Process_Natural Gas_Gas Boiler - Maintenance_A_Technical Potential | F3 | Industrial | Instruments | New | Process | Natural Gas | Gas Boiler - Maintenance | A | Original Unit Winter Peak Savings (kW) | Technical Potential | 0 | 0 | 0 | 0 | 0 | 0 | 0 | 0 | 0 | 0 | 0 | 0 | 0 | 0 | 0 | 0 | 0 | 0 | 0 | 0 | 0 | 0 | 0 | 0 | 0 | 0 | 0 | 0 | 0 | 0 | 0
F4_Industrial_Instruments_New_Process_Natural Gas_Gas Boiler - Maintenance_A_Technical Potential | F4 | Industrial | Instruments | New | Process | Natural Gas | Gas Boiler - Maintenance | A | Standalone Impact on Baseline Energy (%) | Technical Potential | 0% | 0% | 0% | 0% | 0% | 0.01805% | 0.02789% | 0.03289% | 0.029% | 0.02593% | 0.02345% | 0.02143% | 0.01973% | 0.01828% | 0.01705% | 0.01597% | 0.01503% | 0.01419% | 0.01345% | 0.01278% | 0.01218% | 0.01163% | 0.01114% | 0.01068% | 0.00010262 | 9.8761e-05 | 9.5195e-05 | 9.1886e-05 | 0 | 0 | 0
F5_Industrial_Instruments_New_Process_Natural Gas_Gas Boiler - Maintenance_A_Technical Potential | F5 | Industrial | Instruments | New | Process | Natural Gas | Gas Boiler - Maintenance | A | Standalone Impact on Baseline Summer Peak (%) | Technical Potential | 0% | 0% | 0% | 0% | 0% | 0% | 0% | 0% | 0% | 0% | 0% | 0% | 0% | 0% | 0% | 0% | 0% | 0% | 0% | 0% | 0% | 0% | 0% | 0% | 0 | 0 | 0 | 0 | 0 | 0 | 0
F6_Industrial_Instruments_New_Process_Natural Gas_Gas Boiler - Maintenance_A_Technical Potential | F6 | Industrial | Instruments | New | Process | Natural Gas | Gas Boiler - Maintenance | A | Standalone Impact on Baseline Winter Peak (%) | Technical Potential | 0% | 0% | 0% | 0% | 0% | 0% | 0% | 0% | 0% | 0% | 0% | 0% | 0% | 0% | 0% | 0% | 0% | 0% | 0% | 0% | 0% | 0% | 0% | 0% | 0 | 0 | 0 | 0 | 0 | 0 | 0
F7_Industrial_Instruments_New_Process_Natural Gas_Gas Boiler - Maintenance_A_Technical Potential | F7 | Industrial | Instruments | New | Process | Natural Gas | Gas Boiler - Maintenance | A | Incremental Energy Savings (MWh or mTherms) | Technical Potential | 0 | 0 | 0 | 0 | 0 | 0.018255 | 0.015159 | 0.01213 | 0.018255 | 0.015159 | 0.01213 | 0.018255 | 0.015159 | 0.01213 | 0.018255 | 0.015159 | 0.01213 | 0.018255 | 0.015159 | 0.01213 | 0.018255 | 0.015159 | 0.01213 | 0.018255 | 0.015159 | 0.01213 | 0.018255 | 0.015159 | 0.01213 | 0.018255 | 0.015159
F8_Industrial_Instruments_New_Process_Natural Gas_Gas Boiler - Maintenance_A_Technical Potential | F8 | Industrial | Instruments | New | Process | Natural Gas | Gas Boiler - Maintenance | A | Incremental Summer Peak Savings (MW) | Technical Potential | 0 | 0 | 0 | 0 | 0 | 0 | 0 | 0 | 0 | 0 | 0 | 0 | 0 | 0 | 0 | 0 | 0 | 0 | 0 | 0 | 0 | 0 | 0 | 0 | 0 | 0 | 0 | 0 | 0 | 0 | 0
F9_Industrial_Instruments_New_Process_Natural Gas_Gas Boiler - Maintenance_A_Technical Potential | F9 | Industrial | Instruments | New | Process | Natural Gas | Gas Boiler - Maintenance | A | Incremental Winter Peak Savings (MW) | Technical Potential | 0 | 0 | 0 | 0 | 0 | 0 | 0 | 0 | 0 | 0 | 0 | 0 | 0 | 0 | 0 | 0 | 0 | 0 | 0 | 0 | 0 | 0 | 0 | 0 | 0 | 0 | 0 | 0 | 0 | 0 | 0
F10_Industrial_Instruments_New_Process_Natural Gas_Gas Boiler - Maintenance_A_Technical Potential | F10 | Industrial | Instruments | New | Process | Natural Gas | Gas Boiler - Maintenance | A | Cumulative Energy Savings (MWh or mTherms) | Technical Potential | 0 | 0 | 0 | 0 | 0 | 0.018255 | 0.033414 | 0.045544 | 0.045544 | 0.045544 | 0.045544 | 0.045544 | 0.045544 | 0.045544 | 0.045544 | 0.045544 | 0.045544 | 0.045544 | 0.045544 | 0.045544 | 0.045544 | 0.045544 | 0.045544 | 0.045544 | 0.045544 | 0.045544 | 0.045544 | 0.045544 | 0.045544 | 0.045544 | 0.045544
F11_Industrial_Instruments_New_Process_Natural Gas_Gas Boiler - Maintenance_A_Technical Potential | F11 | Industrial | Instruments | New | Process | Natural Gas | Gas Boiler - Maintenance | A | Cumulative Summer Peak Savings (MW) | Technical Potential | 0 | 0 | 0 | 0 | 0 | 0 | 0 | 0 | 0 | 0 | 0 | 0 | 0 | 0 | 0 | 0 | 0 | 0 | 0 | 0 | 0 | 0 | 0 | 0 | 0 | 0 | 0 | 0 | 0 | 0 | 0
F12_Industrial_Instruments_New_Process_Natural Gas_Gas Boiler - Maintenance_A_Technical Potential | F12 | Industrial | Instruments | New | Process | Natural Gas | Gas Boiler - Maintenance | A | Cumulative Winter Peak Savings (MW) | Technical Potential | 0 | 0 | 0 | 0 | 0 | 0 | 0 | 0 | 0 | 0 | 0 | 0 | 0 | 0 | 0 | 0 | 0 | 0 | 0 | 0 | 0 | 0 | 0 | 0 | 0 | 0 | 0 | 0 | 0 | 0 | 0
F13_Industrial_Instruments_New_Process_Natural Gas_Gas Boiler - Maintenance_A_Technical Potential | F13 | Industrial | Instruments | New | Process | Natural Gas | Gas Boiler - Maintenance | A | Purchases (Incremental) | Technical Potential | 0 | 0 | 0 | 0 | 0 | 7.0756 | 5.8756 | 4.7014 | 7.0756 | 5.8756 | 4.7014 | 7.0756 | 5.8756 | 4.7014 | 7.0756 | 5.8756 | 4.7014 | 7.0756 | 5.8756 | 4.7014 | 7.0756 | 5.8756 | 4.7014 | 7.0756 | 5.8756 | 4.7014 | 7.0756 | 5.8756 | 4.7014 | 7.0756 | 5.8756
F14_Industrial_Instruments_New_Process_Natural Gas_Gas Boiler - Maintenance_A_Technical Potential | F14 | Industrial | Instruments | New | Process | Natural Gas | Gas Boiler - Maintenance | A | Purchases (Cumulative) | Technical Potential | 0 | 0 | 0 | 0 | 0 | 7.0756 | 12.9513 | 17.6526 | 17.6526 | 17.6526 | 17.6526 | 17.6526 | 17.6526 | 17.6526 | 17.6526 | 17.6526 | 17.6526 | 17.6526 | 17.6526 | 17.6526 | 17.6526 | 17.6526 | 17.6526 | 17.6526 | 17.6526 | 17.6526 | 17.6526 | 17.6526 | 17.6526 | 17.6526 | 17.6526
F1_Industrial_Instruments_New_Space Heating_Natural Gas_Gas Furnace - Maintenance_A_Technical Potential | F1 | Industrial | Instruments | New | Space Heating | Natural Gas | Gas Furnace - Maintenance | A | Original Unit Energy Savings (kWh or therms) | Technical Potential | 0 | 0 | 0 | 0 | 0 | 0 | 0 | 0 | 0 | 0 | 0 | 0 | 0 | 0 | 0 | 0 | 0 | 0 | 0 | 0 | 0 | 0 | 0 | 0 | 0 | 0 | 0 | 0 | 0 | 0 | 0
F2_Industrial_Instruments_New_Space Heating_Natural Gas_Gas Furnace - Maintenance_A_Technical Potential | F2 | Industrial | Instruments | New | Space Heating | Natural Gas | Gas Furnace - Maintenance | A | Original Unit Summer Peak Savings (kW) | Technical Potential | 0 | 0 | 0 | 0 | 0 | 0 | 0 | 0 | 0 | 0 | 0 | 0 | 0 | 0 | 0 | 0 | 0 | 0 | 0 | 0 | 0 | 0 | 0 | 0 | 0 | 0 | 0 | 0 | 0 | 0 | 0
F3_Industrial_Instruments_New_Space Heating_Natural Gas_Gas Furnace - Maintenance_A_Technical Potential | F3 | Industrial | Instruments | New | Space Heating | Natural Gas | Gas Furnace - Maintenance | A | Original Unit Winter Peak Savings (kW) | Technical Potential | 0 | 0 | 0 | 0 | 0 | 0 | 0 | 0 | 0 | 0 | 0 | 0 | 0 | 0 | 0 | 0 | 0 | 0 | 0 | 0 | 0 | 0 | 0 | 0 | 0 | 0 | 0 | 0 | 0 | 0 | 0
F4_Industrial_Instruments_New_Space Heating_Natural Gas_Gas Furnace - Maintenance_A_Technical Potential | F4 | Industrial | Instruments | New | Space Heating | Natural Gas | Gas Furnace - Maintenance | A | Standalone Impact on Baseline Energy (%) | Technical Potential | 0% | 0% | 0% | 0% | 0% | 0% | 0% | 0% | 0% | 0% | 0% | 0% | 0% | 0% | 0% | 0% | 0% | 0% | 0% | 0% | 0% | 0% | 0% | 0% | 0 | 0 | 0 | 0 | 0 | 0 | 0
F5_Industrial_Instruments_New_Space Heating_Natural Gas_Gas Furnace - Maintenance_A_Technical Potential | F5 | Industrial | Instruments | New | Space Heating | Natural Gas | Gas Furnace - Maintenance | A | Standalone Impact on Baseline Summer Peak (%) | Technical Potential | 0% | 0% | 0% | 0% | 0% | 0% | 0% | 0% | 0% | 0% | 0% | 0% | 0% | 0% | 0% | 0% | 0% | 0% | 0% | 0% | 0% | 0% | 0% | 0% | 0 | 0 | 0 | 0 | 0 | 0 | 0
F6_Industrial_Instruments_New_Space Heating_Natural Gas_Gas Furnace - Maintenance_A_Technical Potential | F6 | Industrial | Instruments | New | Space Heating | Natural Gas | Gas Furnace - Maintenance | A | Standalone Impact on Baseline Winter Peak (%) | Technical Potential | 0% | 0% | 0% | 0% | 0% | 0% | 0% | 0% | 0% | 0% | 0% | 0% | 0% | 0% | 0% | 0% | 0% | 0% | 0% | 0% | 0% | 0% | 0% | 0% | 0 | 0 | 0 | 0 | 0 | 0 | 0
F7_Industrial_Instruments_New_Space Heating_Natural Gas_Gas Furnace - Maintenance_A_Technical Potential | F7 | Industrial | Instruments | New | Space Heating | Natural Gas | Gas Furnace - Maintenance | A | Incremental Energy Savings (MWh or mTherms) | Technical Potential | 0 | 0 | 0 | 0 | 0 | 0 | 0 | 0 | 0 | 0 | 0 | 0 | 0 | 0 | 0 | 0 | 0 | 0 | 0 | 0 | 0 | 0 | 0 | 0 | 0 | 0 | 0 | 0 | 0 | 0 | 0
F8_Industrial_Instruments_New_Space Heating_Natural Gas_Gas Furnace - Maintenance_A_Technical Potential | F8 | Industrial | Instruments | New | Space Heating | Natural Gas | Gas Furnace - Maintenance | A | Incremental Summer Peak Savings (MW) | Technical Potential | 0 | 0 | 0 | 0 | 0 | 0 | 0 | 0 | 0 | 0 | 0 | 0 | 0 | 0 | 0 | 0 | 0 | 0 | 0 | 0 | 0 | 0 | 0 | 0 | 0 | 0 | 0 | 0 | 0 | 0 | 0
F9_Industrial_Instruments_New_Space Heating_Natural Gas_Gas Furnace - Maintenance_A_Technical Potential | F9 | Industrial | Instruments | New | Space Heating | Natural Gas | Gas Furnace - Maintenance | A | Incremental Winter Peak Savings (MW) | Technical Potential | 0 | 0 | 0 | 0 | 0 | 0 | 0 | 0 | 0 | 0 | 0 | 0 | 0 | 0 | 0 | 0 | 0 | 0 | 0 | 0 | 0 | 0 | 0 | 0 | 0 | 0 | 0 | 0 | 0 | 0 | 0
F10_Industrial_Instruments_New_Space Heating_Natural Gas_Gas Furnace - Maintenance_A_Technical Potential | F10 | Industrial | Instruments | New | Space Heating | Natural Gas | Gas Furnace - Maintenance | A | Cumulative Energy Savings (MWh or mTherms) | Technical Potential | 0 | 0 | 0 | 0 | 0 | 0 | 0 | 0 | 0 | 0 | 0 | 0 | 0 | 0 | 0 | 0 | 0 | 0 | 0 | 0 | 0 | 0 | 0 | 0 | 0 | 0 | 0 | 0 | 0 | 0 | 0
F11_Industrial_Instruments_New_Space Heating_Natural Gas_Gas Furnace - Maintenance_A_Technical Potential | F11 | Industrial | Instruments | New | Space Heating | Natural Gas | Gas Furnace - Maintenance | A | Cumulative Summer Peak Savings (MW) | Technical Potential | 0 | 0 | 0 | 0 | 0 | 0 | 0 | 0 | 0 | 0 | 0 | 0 | 0 | 0 | 0 | 0 | 0 | 0 | 0 | 0 | 0 | 0 | 0 | 0 | 0 | 0 | 0 | 0 | 0 | 0 | 0
F12_Industrial_Instruments_New_Space Heating_Natural Gas_Gas Furnace - Maintenance_A_Technical Potential | F12 | Industrial | Instruments | New | Space Heating | Natural Gas | Gas Furnace - Maintenance | A | Cumulative Winter Peak Savings (MW) | Technical Potential | 0 | 0 | 0 | 0 | 0 | 0 | 0 | 0 | 0 | 0 | 0 | 0 | 0 | 0 | 0 | 0 | 0 | 0 | 0 | 0 | 0 | 0 | 0 | 0 | 0 | 0 | 0 | 0 | 0 | 0 | 0
F13_Industrial_Instruments_New_Space Heating_Natural Gas_Gas Furnace - Maintenance_A_Technical Potential | F13 | Industrial | Instruments | New | Space Heating | Natural Gas | Gas Furnace - Maintenance | A | Purchases (Incremental) | Technical Potential | 0 | 0 | 0 | 0 | 0 | 0 | 0 | 0 | 0 | 0 | 0 | 0 | 0 | 0 | 0 | 0 | 0 | 0 | 0 | 0 | 0 | 0 | 0 | 0 | 0 | 0 | 0 | 0 | 0 | 0 | 0
F14_Industrial_Instruments_New_Space Heating_Natural Gas_Gas Furnace - Maintenance_A_Technical Potential | F14 | Industrial | Instruments | New | Space Heating | Natural Gas | Gas Furnace - Maintenance | A | Purchases (Cumulative) | Technical Potential | 0 | 0 | 0 | 0 | 0 | 0 | 0 | 0 | 0 | 0 | 0 | 0 | 0 | 0 | 0 | 0 | 0 | 0 | 0 | 0 | 0 | 0 | 0 | 0 | 0 | 0 | 0 | 0 | 0 | 0 | 0
F1_Industrial_Instruments_New_Space Heating_Natural Gas_Gas Boiler - Hot Water Reset_A_Technical Potential | F1 | Industrial | Instruments | New | Space Heating | Natural Gas | Gas Boiler - Hot Water Reset | A | Original Unit Energy Savings (kWh or therms) | Technical Potential | 0 | 0 | 0 | 0 | 0 | 0 | 0 | 0 | 0 | 0 | 0 | 0 | 0 | 0 | 0 | 0 | 0 | 0 | 0 | 0 | 0 | 0 | 0 | 0 | 0 | 0 | 0 | 0 | 0 | 0 | 0
F2_Industrial_Instruments_New_Space Heating_Natural Gas_Gas Boiler - Hot Water Reset_A_Technical Potential | F2 | Industrial | Instruments | New | Space Heating | Natural Gas | Gas Boiler - Hot Water Reset | A | Original Unit Summer Peak Savings (kW) | Technical Potential | 0 | 0 | 0 | 0 | 0 | 0 | 0 | 0 | 0 | 0 | 0 | 0 | 0 | 0 | 0 | 0 | 0 | 0 | 0 | 0 | 0 | 0 | 0 | 0 | 0 | 0 | 0 | 0 | 0 | 0 | 0
F3_Industrial_Instruments_New_Space Heating_Natural Gas_Gas Boiler - Hot Water Reset_A_Technical Potential | F3 | Industrial | Instruments | New | Space Heating | Natural Gas | Gas Boiler - Hot Water Reset | A | Original Unit Winter Peak Savings (kW) | Technical Potential | 0 | 0 | 0 | 0 | 0 | 0 | 0 | 0 | 0 | 0 | 0 | 0 | 0 | 0 | 0 | 0 | 0 | 0 | 0 | 0 | 0 | 0 | 0 | 0 | 0 | 0 | 0 | 0 | 0 | 0 | 0
F4_Industrial_Instruments_New_Space Heating_Natural Gas_Gas Boiler - Hot Water Reset_A_Technical Potential | F4 | Industrial | Instruments | New | Space Heating | Natural Gas | Gas Boiler - Hot Water Reset | A | Standalone Impact on Baseline Energy (%) | Technical Potential | 0% | 0% | 0% | 0% | 0% | 0% | 0% | 0% | 0% | 0% | 0% | 0% | 0% | 0% | 0% | 0% | 0% | 0% | 0% | 0% | 0% | 0% | 0% | 0% | 0 | 0 | 0 | 0 | 0 | 0 | 0
F5_Industrial_Instruments_New_Space Heating_Natural Gas_Gas Boiler - Hot Water Reset_A_Technical Potential | F5 | Industrial | Instruments | New | Space Heating | Natural Gas | Gas Boiler - Hot Water Reset | A | Standalone Impact on Baseline Summer Peak (%) | Technical Potential | 0% | 0% | 0% | 0% | 0% | 0% | 0% | 0% | 0% | 0% | 0% | 0% | 0% | 0% | 0% | 0% | 0% | 0% | 0% | 0% | 0% | 0% | 0% | 0% | 0 | 0 | 0 | 0 | 0 | 0 | 0
F6_Industrial_Instruments_New_Space Heating_Natural Gas_Gas Boiler - Hot Water Reset_A_Technical Potential | F6 | Industrial | Instruments | New | Space Heating | Natural Gas | Gas Boiler - Hot Water Reset | A | Standalone Impact on Baseline Winter Peak (%) | Technical Potential | 0% | 0% | 0% | 0% | 0% | 0% | 0% | 0% | 0% | 0% | 0% | 0% | 0% | 0% | 0% | 0% | 0% | 0% | 0% | 0% | 0% | 0% | 0% | 0% | 0 | 0 | 0 | 0 | 0 | 0 | 0
F7_Industrial_Instruments_New_Space Heating_Natural Gas_Gas Boiler - Hot Water Reset_A_Technical Potential | F7 | Industrial | Instruments | New | Space Heating | Natural Gas | Gas Boiler - Hot Water Reset | A | Incremental Energy Savings (MWh or mTherms) | Technical Potential | 0 | 0 | 0 | 0 | 0 | 0 | 0 | 0 | 0 | 0 | 0 | 0 | 0 | 0 | 0 | 0 | 0 | 0 | 0 | 0 | 0 | 0 | 0 | 0 | 0 | 0 | 0 | 0 | 0 | 0 | 0
F8_Industrial_Instruments_New_Space Heating_Natural Gas_Gas Boiler - Hot Water Reset_A_Technical Potential | F8 | Industrial | Instruments | New | Space Heating | Natural Gas | Gas Boiler - Hot Water Reset | A | Incremental Summer Peak Savings (MW) | Technical Potential | 0 | 0 | 0 | 0 | 0 | 0 | 0 | 0 | 0 | 0 | 0 | 0 | 0 | 0 | 0 | 0 | 0 | 0 | 0 | 0 | 0 | 0 | 0 | 0 | 0 | 0 | 0 | 0 | 0 | 0 | 0
F9_Industrial_Instruments_New_Space Heating_Natural Gas_Gas Boiler - Hot Water Reset_A_Technical Potential | F9 | Industrial | Instruments | New | Space Heating | Natural Gas | Gas Boiler - Hot Water Reset | A | Incremental Winter Peak Savings (MW) | Technical Potential | 0 | 0 | 0 | 0 | 0 | 0 | 0 | 0 | 0 | 0 | 0 | 0 | 0 | 0 | 0 | 0 | 0 | 0 | 0 | 0 | 0 | 0 | 0 | 0 | 0 | 0 | 0 | 0 | 0 | 0 | 0
F10_Industrial_Instruments_New_Space Heating_Natural Gas_Gas Boiler - Hot Water Reset_A_Technical Potential | F10 | Industrial | Instruments | New | Space Heating | Natural Gas | Gas Boiler - Hot Water Reset | A | Cumulative Energy Savings (MWh or mTherms) | Technical Potential | 0 | 0 | 0 | 0 | 0 | 0 | 0 | 0 | 0 | 0 | 0 | 0 | 0 | 0 | 0 | 0 | 0 | 0 | 0 | 0 | 0 | 0 | 0 | 0 | 0 | 0 | 0 | 0 | 0 | 0 | 0
F11_Industrial_Instruments_New_Space Heating_Natural Gas_Gas Boiler - Hot Water Reset_A_Technical Potential | F11 | Industrial | Instruments | New | Space Heating | Natural Gas | Gas Boiler - Hot Water Reset | A | Cumulative Summer Peak Savings (MW) | Technical Potential | 0 | 0 | 0 | 0 | 0 | 0 | 0 | 0 | 0 | 0 | 0 | 0 | 0 | 0 | 0 | 0 | 0 | 0 | 0 | 0 | 0 | 0 | 0 | 0 | 0 | 0 | 0 | 0 | 0 | 0 | 0
F12_Industrial_Instruments_New_Space Heating_Natural Gas_Gas Boiler - Hot Water Reset_A_Technical Potential | F12 | Industrial | Instruments | New | Space Heating | Natural Gas | Gas Boiler - Hot Water Reset | A | Cumulative Winter Peak Savings (MW) | Technical Potential | 0 | 0 | 0 | 0 | 0 | 0 | 0 | 0 | 0 | 0 | 0 | 0 | 0 | 0 | 0 | 0 | 0 | 0 | 0 | 0 | 0 | 0 | 0 | 0 | 0 | 0 | 0 | 0 | 0 | 0 | 0
F13_Industrial_Instruments_New_Space Heating_Natural Gas_Gas Boiler - Hot Water Reset_A_Technical Potential | F13 | Industrial | Instruments | New | Space Heating | Natural Gas | Gas Boiler - Hot Water Reset | A | Purchases (Incremental) | Technical Potential | 0 | 0 | 0 | 0 | 0 | 0 | 0 | 0 | 0 | 0 | 0 | 0 | 0 | 0 | 0 | 0 | 0 | 0 | 0 | 0 | 0 | 0 | 0 | 0 | 0 | 0 | 0 | 0 | 0 | 0 | 0
F14_Industrial_Instruments_New_Space Heating_Natural Gas_Gas Boiler - Hot Water Reset_A_Technical Potential | F14 | Industrial | Instruments | New | Space Heating | Natural Gas | Gas Boiler - Hot Water Reset | A | Purchases (Cumulative) | Technical Potential | 0 | 0 | 0 | 0 | 0 | 0 | 0 | 0 | 0 | 0 | 0 | 0 | 0 | 0 | 0 | 0 | 0 | 0 | 0 | 0 | 0 | 0 | 0 | 0 | 0 | 0 | 0 | 0 | 0 | 0 | 0
F1_Industrial_Instruments_New_Process_Natural Gas_Gas Boiler - Hot Water Reset_A_Technical Potential | F1 | Industrial | Instruments | New | Process | Natural Gas | Gas Boiler - Hot Water Reset | A | Original Unit Energy Savings (kWh or therms) | Technical Potential | 0 | 0 | 0 | 0 | 0 | 4.6909 | 4.6909 | 4.6909 | 4.6909 | 4.6909 | 4.6909 | 4.6909 | 4.6909 | 4.6909 | 4.6909 | 4.6909 | 4.6909 | 4.6909 | 4.6909 | 4.6909 | 4.6909 | 4.6909 | 4.6909 | 4.6909 | 4.6909 | 4.6909 | 4.6909 | 4.6909 | 4.6909 | 4.6909 | 4.6909
F2_Industrial_Instruments_New_Process_Natural Gas_Gas Boiler - Hot Water Reset_A_Technical Potential | F2 | Industrial | Instruments | New | Process | Natural Gas | Gas Boiler - Hot Water Reset | A | Original Unit Summer Peak Savings (kW) | Technical Potential | 0 | 0 | 0 | 0 | 0 | 0 | 0 | 0 | 0 | 0 | 0 | 0 | 0 | 0 | 0 | 0 | 0 | 0 | 0 | 0 | 0 | 0 | 0 | 0 | 0 | 0 | 0 | 0 | 0 | 0 | 0
F3_Industrial_Instruments_New_Process_Natural Gas_Gas Boiler - Hot Water Reset_A_Technical Potential | F3 | Industrial | Instruments | New | Process | Natural Gas | Gas Boiler - Hot Water Reset | A | Original Unit Winter Peak Savings (kW) | Technical Potential | 0 | 0 | 0 | 0 | 0 | 0 | 0 | 0 | 0 | 0 | 0 | 0 | 0 | 0 | 0 | 0 | 0 | 0 | 0 | 0 | 0 | 0 | 0 | 0 | 0 | 0 | 0 | 0 | 0 | 0 | 0
F4_Industrial_Instruments_New_Process_Natural Gas_Gas Boiler - Hot Water Reset_A_Technical Potential | F4 | Industrial | Instruments | New | Process | Natural Gas | Gas Boiler - Hot Water Reset | A | Standalone Impact on Baseline Energy (%) | Technical Potential | 0% | 0% | 0% | 0% | 0% | 0.0319% | 0.06609% | 0.1051% | 0.1483% | 0.1961% | 0.2515% | 0.3112% | 0.3697% | 0.4209% | 0.46% | 0.483% | 0.489% | 0.4818% | 0.4661% | 0.4472% | 0.4276% | 0.4084% | 0.3909% | 0.3749% | 0.0036022 | 0.0034669 | 0.0033417 | 0.0032255 | 0 | 0 | 0
F5_Industrial_Instruments_New_Process_Natural Gas_Gas Boiler - Hot Water Reset_A_Technical Potential | F5 | Industrial | Instruments | New | Process | Natural Gas | Gas Boiler - Hot Water Reset | A | Standalone Impact on Baseline Summer Peak (%) | Technical Potential | 0% | 0% | 0% | 0% | 0% | 0% | 0% | 0% | 0% | 0% | 0% | 0% | 0% | 0% | 0% | 0% | 0% | 0% | 0% | 0% | 0% | 0% | 0% | 0% | 0 | 0 | 0 | 0 | 0 | 0 | 0
F6_Industrial_Instruments_New_Process_Natural Gas_Gas Boiler - Hot Water Reset_A_Technical Potential | F6 | Industrial | Instruments | New | Process | Natural Gas | Gas Boiler - Hot Water Reset | A | Standalone Impact on Baseline Winter Peak (%) | Technical Potential | 0% | 0% | 0% | 0% | 0% | 0% | 0% | 0% | 0% | 0% | 0% | 0% | 0% | 0% | 0% | 0% | 0% | 0% | 0% | 0% | 0% | 0% | 0% | 0% | 0 | 0 | 0 | 0 | 0 | 0 | 0
F7_Industrial_Instruments_New_Process_Natural Gas_Gas Boiler - Hot Water Reset_A_Technical Potential | F7 | Industrial | Instruments | New | Process | Natural Gas | Gas Boiler - Hot Water Reset | A | Incremental Energy Savings (MWh or mTherms) | Technical Potential | 0 | 0 | 0 | 0 | 0 | 0.032261 | 0.046929 | 0.066377 | 0.08738 | 0.11145 | 0.14409 | 0.17301 | 0.19196 | 0.19521 | 0.17991 | 0.14862 | 0.10453 | 0.064273 | 0.032661 | 0.014537 | 0.0055481 | 0.032261 | 0.046929 | 0.066377 | 0.08738 | 0.11145 | 0.14409 | 0.17301 | 0.19196 | 0.19521 | 0.17991
F8_Industrial_Instruments_New_Process_Natural Gas_Gas Boiler - Hot Water Reset_A_Technical Potential | F8 | Industrial | Instruments | New | Process | Natural Gas | Gas Boiler - Hot Water Reset | A | Incremental Summer Peak Savings (MW) | Technical Potential | 0 | 0 | 0 | 0 | 0 | 0 | 0 | 0 | 0 | 0 | 0 | 0 | 0 | 0 | 0 | 0 | 0 | 0 | 0 | 0 | 0 | 0 | 0 | 0 | 0 | 0 | 0 | 0 | 0 | 0 | 0
F9_Industrial_Instruments_New_Process_Natural Gas_Gas Boiler - Hot Water Reset_A_Technical Potential | F9 | Industrial | Instruments | New | Process | Natural Gas | Gas Boiler - Hot Water Reset | A | Incremental Winter Peak Savings (MW) | Technical Potential | 0 | 0 | 0 | 0 | 0 | 0 | 0 | 0 | 0 | 0 | 0 | 0 | 0 | 0 | 0 | 0 | 0 | 0 | 0 | 0 | 0 | 0 | 0 | 0 | 0 | 0 | 0 | 0 | 0 | 0 | 0
F10_Industrial_Instruments_New_Process_Natural Gas_Gas Boiler - Hot Water Reset_A_Technical Potential | F10 | Industrial | Instruments | New | Process | Natural Gas | Gas Boiler - Hot Water Reset | A | Cumulative Energy Savings (MWh or mTherms) | Technical Potential | 0 | 0 | 0 | 0 | 0 | 0.032261 | 0.07919 | 0.14557 | 0.23295 | 0.3444 | 0.4885 | 0.66151 | 0.85347 | 1.0487 | 1.2286 | 1.3772 | 1.4817 | 1.546 | 1.5787 | 1.5932 | 1.5988 | 1.5988 | 1.5988 | 1.5988 | 1.5988 | 1.5988 | 1.5988 | 1.5988 | 1.5988 | 1.5988 | 1.5988
F11_Industrial_Instruments_New_Process_Natural Gas_Gas Boiler - Hot Water Reset_A_Technical Potential | F11 | Industrial | Instruments | New | Process | Natural Gas | Gas Boiler - Hot Water Reset | A | Cumulative Summer Peak Savings (MW) | Technical Potential | 0 | 0 | 0 | 0 | 0 | 0 | 0 | 0 | 0 | 0 | 0 | 0 | 0 | 0 | 0 | 0 | 0 | 0 | 0 | 0 | 0 | 0 | 0 | 0 | 0 | 0 | 0 | 0 | 0 | 0 | 0
F12_Industrial_Instruments_New_Process_Natural Gas_Gas Boiler - Hot Water Reset_A_Technical Potential | F12 | Industrial | Instruments | New | Process | Natural Gas | Gas Boiler - Hot Water Reset | A | Cumulative Winter Peak Savings (MW) | Technical Potential | 0 | 0 | 0 | 0 | 0 | 0 | 0 | 0 | 0 | 0 | 0 | 0 | 0 | 0 | 0 | 0 | 0 | 0 | 0 | 0 | 0 | 0 | 0 | 0 | 0 | 0 | 0 | 0 | 0 | 0 | 0
F13_Industrial_Instruments_New_Process_Natural Gas_Gas Boiler - Hot Water Reset_A_Technical Potential | F13 | Industrial | Instruments | New | Process | Natural Gas | Gas Boiler - Hot Water Reset | A | Purchases (Incremental) | Technical Potential | 0 | 0 | 0 | 0 | 0 | 6.8773 | 10.0042 | 14.15 | 18.6275 | 23.7596 | 30.7177 | 36.8819 | 40.9215 | 41.6144 | 38.3519 | 31.6831 | 22.2827 | 13.7015 | 6.9626 | 3.099 | 1.1827 | 6.8773 | 10.0042 | 14.15 | 18.6275 | 23.7596 | 30.7177 | 36.8819 | 40.9215 | 41.6144 | 38.3519
F14_Industrial_Instruments_New_Process_Natural Gas_Gas Boiler - Hot Water Reset_A_Technical Potential | F14 | Industrial | Instruments | New | Process | Natural Gas | Gas Boiler - Hot Water Reset | A | Purchases (Cumulative) | Technical Potential | 0 | 0 | 0 | 0 | 0 | 6.8773 | 16.8815 | 31.0315 | 49.659 | 73.4185 | 104.1362 | 141.0182 | 181.9396 | 223.5541 | 261.906 | 293.5891 | 315.8718 | 329.5733 | 336.5359 | 339.6349 | 340.8176 | 340.8176 | 340.8176 | 340.8176 | 340.8176 | 340.8176 | 340.8176 | 340.8176 | 340.8176 | 340.8176 | 340.8176
F1_Industrial_Instruments_New_Space Heating_Natural Gas_Steam Trap Maintenance_A_Technical Potential | F1 | Industrial | Instruments | New | Space Heating | Natural Gas | Steam Trap Maintenance | A | Original Unit Energy Savings (kWh or therms) | Technical Potential | 0 | 0 | 0 | 0 | 0 | 0 | 0 | 0 | 0 | 0 | 0 | 0 | 0 | 0 | 0 | 0 | 0 | 0 | 0 | 0 | 0 | 0 | 0 | 0 | 0 | 0 | 0 | 0 | 0 | 0 | 0
F2_Industrial_Instruments_New_Space Heating_Natural Gas_Steam Trap Maintenance_A_Technical Potential | F2 | Industrial | Instruments | New | Space Heating | Natural Gas | Steam Trap Maintenance | A | Original Unit Summer Peak Savings (kW) | Technical Potential | 0 | 0 | 0 | 0 | 0 | 0 | 0 | 0 | 0 | 0 | 0 | 0 | 0 | 0 | 0 | 0 | 0 | 0 | 0 | 0 | 0 | 0 | 0 | 0 | 0 | 0 | 0 | 0 | 0 | 0 | 0
F3_Industrial_Instruments_New_Space Heating_Natural Gas_Steam Trap Maintenance_A_Technical Potential | F3 | Industrial | Instruments | New | Space Heating | Natural Gas | Steam Trap Maintenance | A | Original Unit Winter Peak Savings (kW) | Technical Potential | 0 | 0 | 0 | 0 | 0 | 0 | 0 | 0 | 0 | 0 | 0 | 0 | 0 | 0 | 0 | 0 | 0 | 0 | 0 | 0 | 0 | 0 | 0 | 0 | 0 | 0 | 0 | 0 | 0 | 0 | 0
F4_Industrial_Instruments_New_Space Heating_Natural Gas_Steam Trap Maintenance_A_Technical Potential | F4 | Industrial | Instruments | New | Space Heating | Natural Gas | Steam Trap Maintenance | A | Standalone Impact on Baseline Energy (%) | Technical Potential | 0% | 0% | 0% | 0% | 0% | 0% | 0% | 0% | 0% | 0% | 0% | 0% | 0% | 0% | 0% | 0% | 0% | 0% | 0% | 0% | 0% | 0% | 0% | 0% | 0 | 0 | 0 | 0 | 0 | 0 | 0
F5_Industrial_Instruments_New_Space Heating_Natural Gas_Steam Trap Maintenance_A_Technical Potential | F5 | Industrial | Instruments | New | Space Heating | Natural Gas | Steam Trap Maintenance | A | Standalone Impact on Baseline Summer Peak (%) | Technical Potential | 0% | 0% | 0% | 0% | 0% | 0% | 0% | 0% | 0% | 0% | 0% | 0% | 0% | 0% | 0% | 0% | 0% | 0% | 0% | 0% | 0% | 0% | 0% | 0% | 0 | 0 | 0 | 0 | 0 | 0 | 0
F6_Industrial_Instruments_New_Space Heating_Natural Gas_Steam Trap Maintenance_A_Technical Potential | F6 | Industrial | Instruments | New | Space Heating | Natural Gas | Steam Trap Maintenance | A | Standalone Impact on Baseline Winter Peak (%) | Technical Potential | 0% | 0% | 0% | 0% | 0% | 0% | 0% | 0% | 0% | 0% | 0% | 0% | 0% | 0% | 0% | 0% | 0% | 0% | 0% | 0% | 0% | 0% | 0% | 0% | 0 | 0 | 0 | 0 | 0 | 0 | 0
F7_Industrial_Instruments_New_Space Heating_Natural Gas_Steam Trap Maintenance_A_Technical Potential | F7 | Industrial | Instruments | New | Space Heating | Natural Gas | Steam Trap Maintenance | A | Incremental Energy Savings (MWh or mTherms) | Technical Potential | 0 | 0 | 0 | 0 | 0 | 0 | 0 | 0 | 0 | 0 | 0 | 0 | 0 | 0 | 0 | 0 | 0 | 0 | 0 | 0 | 0 | 0 | 0 | 0 | 0 | 0 | 0 | 0 | 0 | 0 | 0
F8_Industrial_Instruments_New_Space Heating_Natural Gas_Steam Trap Maintenance_A_Technical Potential | F8 | Industrial | Instruments | New | Space Heating | Natural Gas | Steam Trap Maintenance | A | Incremental Summer Peak Savings (MW) | Technical Potential | 0 | 0 | 0 | 0 | 0 | 0 | 0 | 0 | 0 | 0 | 0 | 0 | 0 | 0 | 0 | 0 | 0 | 0 | 0 | 0 | 0 | 0 | 0 | 0 | 0 | 0 | 0 | 0 | 0 | 0 | 0
F9_Industrial_Instruments_New_Space Heating_Natural Gas_Steam Trap Maintenance_A_Technical Potential | F9 | Industrial | Instruments | New | Space Heating | Natural Gas | Steam Trap Maintenance | A | Incremental Winter Peak Savings (MW) | Technical Potential | 0 | 0 | 0 | 0 | 0 | 0 | 0 | 0 | 0 | 0 | 0 | 0 | 0 | 0 | 0 | 0 | 0 | 0 | 0 | 0 | 0 | 0 | 0 | 0 | 0 | 0 | 0 | 0 | 0 | 0 | 0
F10_Industrial_Instruments_New_Space Heating_Natural Gas_Steam Trap Maintenance_A_Technical Potential | F10 | Industrial | Instruments | New | Space Heating | Natural Gas | Steam Trap Maintenance | A | Cumulative Energy Savings (MWh or mTherms) | Technical Potential | 0 | 0 | 0 | 0 | 0 | 0 | 0 | 0 | 0 | 0 | 0 | 0 | 0 | 0 | 0 | 0 | 0 | 0 | 0 | 0 | 0 | 0 | 0 | 0 | 0 | 0 | 0 | 0 | 0 | 0 | 0
F11_Industrial_Instruments_New_Space Heating_Natural Gas_Steam Trap Maintenance_A_Technical Potential | F11 | Industrial | Instruments | New | Space Heating | Natural Gas | Steam Trap Maintenance | A | Cumulative Summer Peak Savings (MW) | Technical Potential | 0 | 0 | 0 | 0 | 0 | 0 | 0 | 0 | 0 | 0 | 0 | 0 | 0 | 0 | 0 | 0 | 0 | 0 | 0 | 0 | 0 | 0 | 0 | 0 | 0 | 0 | 0 | 0 | 0 | 0 | 0
F12_Industrial_Instruments_New_Space Heating_Natural Gas_Steam Trap Maintenance_A_Technical Potential | F12 | Industrial | Instruments | New | Space Heating | Natural Gas | Steam Trap Maintenance | A | Cumulative Winter Peak Savings (MW) | Technical Potential | 0 | 0 | 0 | 0 | 0 | 0 | 0 | 0 | 0 | 0 | 0 | 0 | 0 | 0 | 0 | 0 | 0 | 0 | 0 | 0 | 0 | 0 | 0 | 0 | 0 | 0 | 0 | 0 | 0 | 0 | 0
F13_Industrial_Instruments_New_Space Heating_Natural Gas_Steam Trap Maintenance_A_Technical Potential | F13 | Industrial | Instruments | New | Space Heating | Natural Gas | Steam Trap Maintenance | A | Purchases (Incremental) | Technical Potential | 0 | 0 | 0 | 0 | 0 | 0 | 0 | 0 | 0 | 0 | 0 | 0 | 0 | 0 | 0 | 0 | 0 | 0 | 0 | 0 | 0 | 0 | 0 | 0 | 0 | 0 | 0 | 0 | 0 | 0 | 0
F14_Industrial_Instruments_New_Space Heating_Natural Gas_Steam Trap Maintenance_A_Technical Potential | F14 | Industrial | Instruments | New | Space Heating | Natural Gas | Steam Trap Maintenance | A | Purchases (Cumulative) | Technical Potential | 0 | 0 | 0 | 0 | 0 | 0 | 0 | 0 | 0 | 0 | 0 | 0 | 0 | 0 | 0 | 0 | 0 | 0 | 0 | 0 | 0 | 0 | 0 | 0 | 0 | 0 | 0 | 0 | 0 | 0 | 0
F1_Industrial_Instruments_New_Process_Natural Gas_Steam Trap Maintenance_A_Technical Potential | F1 | Industrial | Instruments | New | Process | Natural Gas | Steam Trap Maintenance | A | Original Unit Energy Savings (kWh or therms) | Technical Potential | 0 | 0 | 0 | 0 | 0 | 3.3144 | 3.3144 | 3.3144 | 3.3144 | 3.3144 | 3.3144 | 3.3144 | 3.3144 | 3.3144 | 3.3144 | 3.3144 | 3.3144 | 3.3144 | 3.3144 | 3.3144 | 3.3144 | 3.3144 | 3.3144 | 3.3144 | 3.3144 | 3.3144 | 3.3144 | 3.3144 | 3.3144 | 3.3144 | 3.3144
F2_Industrial_Instruments_New_Process_Natural Gas_Steam Trap Maintenance_A_Technical Potential | F2 | Industrial | Instruments | New | Process | Natural Gas | Steam Trap Maintenance | A | Original Unit Summer Peak Savings (kW) | Technical Potential | 0 | 0 | 0 | 0 | 0 | 0 | 0 | 0 | 0 | 0 | 0 | 0 | 0 | 0 | 0 | 0 | 0 | 0 | 0 | 0 | 0 | 0 | 0 | 0 | 0 | 0 | 0 | 0 | 0 | 0 | 0
F3_Industrial_Instruments_New_Process_Natural Gas_Steam Trap Maintenance_A_Technical Potential | F3 | Industrial | Instruments | New | Process | Natural Gas | Steam Trap Maintenance | A | Original Unit Winter Peak Savings (kW) | Technical Potential | 0 | 0 | 0 | 0 | 0 | 0 | 0 | 0 | 0 | 0 | 0 | 0 | 0 | 0 | 0 | 0 | 0 | 0 | 0 | 0 | 0 | 0 | 0 | 0 | 0 | 0 | 0 | 0 | 0 | 0 | 0
F4_Industrial_Instruments_New_Process_Natural Gas_Steam Trap Maintenance_A_Technical Potential | F4 | Industrial | Instruments | New | Process | Natural Gas | Steam Trap Maintenance | A | Standalone Impact on Baseline Energy (%) | Technical Potential | 0% | 0% | 0% | 0% | 0% | 0% | 0% | 0% | 0% | 0% | 0% | 0% | 0% | 0% | 0% | 0% | 0% | 0% | 0% | 0% | 0% | 0% | 0% | 0% | 0 | 0 | 0 | 0 | 0 | 0 | 0
F5_Industrial_Instruments_New_Process_Natural Gas_Steam Trap Maintenance_A_Technical Potential | F5 | Industrial | Instruments | New | Process | Natural Gas | Steam Trap Maintenance | A | Standalone Impact on Baseline Summer Peak (%) | Technical Potential | 0% | 0% | 0% | 0% | 0% | 0% | 0% | 0% | 0% | 0% | 0% | 0% | 0% | 0% | 0% | 0% | 0% | 0% | 0% | 0% | 0% | 0% | 0% | 0% | 0 | 0 | 0 | 0 | 0 | 0 | 0
F6_Industrial_Instruments_New_Process_Natural Gas_Steam Trap Maintenance_A_Technical Potential | F6 | Industrial | Instruments | New | Process | Natural Gas | Steam Trap Maintenance | A | Standalone Impact on Baseline Winter Peak (%) | Technical Potential | 0% | 0% | 0% | 0% | 0% | 0% | 0% | 0% | 0% | 0% | 0% | 0% | 0% | 0% | 0% | 0% | 0% | 0% | 0% | 0% | 0% | 0% | 0% | 0% | 0 | 0 | 0 | 0 | 0 | 0 | 0
F7_Industrial_Instruments_New_Process_Natural Gas_Steam Trap Maintenance_A_Technical Potential | F7 | Industrial | Instruments | New | Process | Natural Gas | Steam Trap Maintenance | A | Incremental Energy Savings (MWh or mTherms) | Technical Potential | 0 | 0 | 0 | 0 | 0 | 0 | 0 | 0 | 0 | 0 | 0 | 0 | 0 | 0 | 0 | 0 | 0 | 0 | 0 | 0 | 0 | 0 | 0 | 0 | 0 | 0 | 0 | 0 | 0 | 0 | 0
F8_Industrial_Instruments_New_Process_Natural Gas_Steam Trap Maintenance_A_Technical Potential | F8 | Industrial | Instruments | New | Process | Natural Gas | Steam Trap Maintenance | A | Incremental Summer Peak Savings (MW) | Technical Potential | 0 | 0 | 0 | 0 | 0 | 0 | 0 | 0 | 0 | 0 | 0 | 0 | 0 | 0 | 0 | 0 | 0 | 0 | 0 | 0 | 0 | 0 | 0 | 0 | 0 | 0 | 0 | 0 | 0 | 0 | 0
F9_Industrial_Instruments_New_Process_Natural Gas_Steam Trap Maintenance_A_Technical Potential | F9 | Industrial | Instruments | New | Process | Natural Gas | Steam Trap Maintenance | A | Incremental Winter Peak Savings (MW) | Technical Potential | 0 | 0 | 0 | 0 | 0 | 0 | 0 | 0 | 0 | 0 | 0 | 0 | 0 | 0 | 0 | 0 | 0 | 0 | 0 | 0 | 0 | 0 | 0 | 0 | 0 | 0 | 0 | 0 | 0 | 0 | 0
F10_Industrial_Instruments_New_Process_Natural Gas_Steam Trap Maintenance_A_Technical Potential | F10 | Industrial | Instruments | New | Process | Natural Gas | Steam Trap Maintenance | A | Cumulative Energy Savings (MWh or mTherms) | Technical Potential | 0 | 0 | 0 | 0 | 0 | 0 | 0 | 0 | 0 | 0 | 0 | 0 | 0 | 0 | 0 | 0 | 0 | 0 | 0 | 0 | 0 | 0 | 0 | 0 | 0 | 0 | 0 | 0 | 0 | 0 | 0
F11_Industrial_Instruments_New_Process_Natural Gas_Steam Trap Maintenance_A_Technical Potential | F11 | Industrial | Instruments | New | Process | Natural Gas | Steam Trap Maintenance | A | Cumulative Summer Peak Savings (MW) | Technical Potential | 0 | 0 | 0 | 0 | 0 | 0 | 0 | 0 | 0 | 0 | 0 | 0 | 0 | 0 | 0 | 0 | 0 | 0 | 0 | 0 | 0 | 0 | 0 | 0 | 0 | 0 | 0 | 0 | 0 | 0 | 0
F12_Industrial_Instruments_New_Process_Natural Gas_Steam Trap Maintenance_A_Technical Potential | F12 | Industrial | Instruments | New | Process | Natural Gas | Steam Trap Maintenance | A | Cumulative Winter Peak Savings (MW) | Technical Potential | 0 | 0 | 0 | 0 | 0 | 0 | 0 | 0 | 0 | 0 | 0 | 0 | 0 | 0 | 0 | 0 | 0 | 0 | 0 | 0 | 0 | 0 | 0 | 0 | 0 | 0 | 0 | 0 | 0 | 0 | 0
F13_Industrial_Instruments_New_Process_Natural Gas_Steam Trap Maintenance_A_Technical Potential | F13 | Industrial | Instruments | New | Process | Natural Gas | Steam Trap Maintenance | A | Purchases (Incremental) | Technical Potential | 0 | 0 | 0 | 0 | 0 | 0 | 0 | 0 | 0 | 0 | 0 | 0 | 0 | 0 | 0 | 0 | 0 | 0 | 0 | 0 | 0 | 0 | 0 | 0 | 0 | 0 | 0 | 0 | 0 | 0 | 0
F14_Industrial_Instruments_New_Process_Natural Gas_Steam Trap Maintenance_A_Technical Potential | F14 | Industrial | Instruments | New | Process | Natural Gas | Steam Trap Maintenance | A | Purchases (Cumulative) | Technical Potential | 0 | 0 | 0 | 0 | 0 | 0 | 0 | 0 | 0 | 0 | 0 | 0 | 0 | 0 | 0 | 0 | 0 | 0 | 0 | 0 | 0 | 0 | 0 | 0 | 0 | 0 | 0 | 0 | 0 | 0 | 0
F1_Industrial_Instruments_New_Space Heating_Natural Gas_Gas Boiler - High Turndown_A_Technical Potential | F1 | Industrial | Instruments | New | Space Heating | Natural Gas | Gas Boiler - High Turndown | A | Original Unit Energy Savings (kWh or therms) | Technical Potential | 0 | 0 | 0 | 0 | 0 | 0 | 0 | 0 | 0 | 0 | 0 | 0 | 0 | 0 | 0 | 0 | 0 | 0 | 0 | 0 | 0 | 0 | 0 | 0 | 0 | 0 | 0 | 0 | 0 | 0 | 0
F2_Industrial_Instruments_New_Space Heating_Natural Gas_Gas Boiler - High Turndown_A_Technical Potential | F2 | Industrial | Instruments | New | Space Heating | Natural Gas | Gas Boiler - High Turndown | A | Original Unit Summer Peak Savings (kW) | Technical Potential | 0 | 0 | 0 | 0 | 0 | 0 | 0 | 0 | 0 | 0 | 0 | 0 | 0 | 0 | 0 | 0 | 0 | 0 | 0 | 0 | 0 | 0 | 0 | 0 | 0 | 0 | 0 | 0 | 0 | 0 | 0
F3_Industrial_Instruments_New_Space Heating_Natural Gas_Gas Boiler - High Turndown_A_Technical Potential | F3 | Industrial | Instruments | New | Space Heating | Natural Gas | Gas Boiler - High Turndown | A | Original Unit Winter Peak Savings (kW) | Technical Potential | 0 | 0 | 0 | 0 | 0 | 0 | 0 | 0 | 0 | 0 | 0 | 0 | 0 | 0 | 0 | 0 | 0 | 0 | 0 | 0 | 0 | 0 | 0 | 0 | 0 | 0 | 0 | 0 | 0 | 0 | 0
F4_Industrial_Instruments_New_Space Heating_Natural Gas_Gas Boiler - High Turndown_A_Technical Potential | F4 | Industrial | Instruments | New | Space Heating | Natural Gas | Gas Boiler - High Turndown | A | Standalone Impact on Baseline Energy (%) | Technical Potential | 0% | 0% | 0% | 0% | 0% | 0% | 0% | 0% | 0% | 0% | 0% | 0% | 0% | 0% | 0% | 0% | 0% | 0% | 0% | 0% | 0% | 0% | 0% | 0% | 0 | 0 | 0 | 0 | 0 | 0 | 0
F5_Industrial_Instruments_New_Space Heating_Natural Gas_Gas Boiler - High Turndown_A_Technical Potential | F5 | Industrial | Instruments | New | Space Heating | Natural Gas | Gas Boiler - High Turndown | A | Standalone Impact on Baseline Summer Peak (%) | Technical Potential | 0% | 0% | 0% | 0% | 0% | 0% | 0% | 0% | 0% | 0% | 0% | 0% | 0% | 0% | 0% | 0% | 0% | 0% | 0% | 0% | 0% | 0% | 0% | 0% | 0 | 0 | 0 | 0 | 0 | 0 | 0
F6_Industrial_Instruments_New_Space Heating_Natural Gas_Gas Boiler - High Turndown_A_Technical Potential | F6 | Industrial | Instruments | New | Space Heating | Natural Gas | Gas Boiler - High Turndown | A | Standalone Impact on Baseline Winter Peak (%) | Technical Potential | 0% | 0% | 0% | 0% | 0% | 0% | 0% | 0% | 0% | 0% | 0% | 0% | 0% | 0% | 0% | 0% | 0% | 0% | 0% | 0% | 0% | 0% | 0% | 0% | 0 | 0 | 0 | 0 | 0 | 0 | 0
F7_Industrial_Instruments_New_Space Heating_Natural Gas_Gas Boiler - High Turndown_A_Technical Potential | F7 | Industrial | Instruments | New | Space Heating | Natural Gas | Gas Boiler - High Turndown | A | Incremental Energy Savings (MWh or mTherms) | Technical Potential | 0 | 0 | 0 | 0 | 0 | 0 | 0 | 0 | 0 | 0 | 0 | 0 | 0 | 0 | 0 | 0 | 0 | 0 | 0 | 0 | 0 | 0 | 0 | 0 | 0 | 0 | 0 | 0 | 0 | 0 | 0
F8_Industrial_Instruments_New_Space Heating_Natural Gas_Gas Boiler - High Turndown_A_Technical Potential | F8 | Industrial | Instruments | New | Space Heating | Natural Gas | Gas Boiler - High Turndown | A | Incremental Summer Peak Savings (MW) | Technical Potential | 0 | 0 | 0 | 0 | 0 | 0 | 0 | 0 | 0 | 0 | 0 | 0 | 0 | 0 | 0 | 0 | 0 | 0 | 0 | 0 | 0 | 0 | 0 | 0 | 0 | 0 | 0 | 0 | 0 | 0 | 0
F9_Industrial_Instruments_New_Space Heating_Natural Gas_Gas Boiler - High Turndown_A_Technical Potential | F9 | Industrial | Instruments | New | Space Heating | Natural Gas | Gas Boiler - High Turndown | A | Incremental Winter Peak Savings (MW) | Technical Potential | 0 | 0 | 0 | 0 | 0 | 0 | 0 | 0 | 0 | 0 | 0 | 0 | 0 | 0 | 0 | 0 | 0 | 0 | 0 | 0 | 0 | 0 | 0 | 0 | 0 | 0 | 0 | 0 | 0 | 0 | 0
F10_Industrial_Instruments_New_Space Heating_Natural Gas_Gas Boiler - High Turndown_A_Technical Potential | F10 | Industrial | Instruments | New | Space Heating | Natural Gas | Gas Boiler - High Turndown | A | Cumulative Energy Savings (MWh or mTherms) | Technical Potential | 0 | 0 | 0 | 0 | 0 | 0 | 0 | 0 | 0 | 0 | 0 | 0 | 0 | 0 | 0 | 0 | 0 | 0 | 0 | 0 | 0 | 0 | 0 | 0 | 0 | 0 | 0 | 0 | 0 | 0 | 0
F11_Industrial_Instruments_New_Space Heating_Natural Gas_Gas Boiler - High Turndown_A_Technical Potential | F11 | Industrial | Instruments | New | Space Heating | Natural Gas | Gas Boiler - High Turndown | A | Cumulative Summer Peak Savings (MW) | Technical Potential | 0 | 0 | 0 | 0 | 0 | 0 | 0 | 0 | 0 | 0 | 0 | 0 | 0 | 0 | 0 | 0 | 0 | 0 | 0 | 0 | 0 | 0 | 0 | 0 | 0 | 0 | 0 | 0 | 0 | 0 | 0
F12_Industrial_Instruments_New_Space Heating_Natural Gas_Gas Boiler - High Turndown_A_Technical Potential | F12 | Industrial | Instruments | New | Space Heating | Natural Gas | Gas Boiler - High Turndown | A | Cumulative Winter Peak Savings (MW) | Technical Potential | 0 | 0 | 0 | 0 | 0 | 0 | 0 | 0 | 0 | 0 | 0 | 0 | 0 | 0 | 0 | 0 | 0 | 0 | 0 | 0 | 0 | 0 | 0 | 0 | 0 | 0 | 0 | 0 | 0 | 0 | 0
F13_Industrial_Instruments_New_Space Heating_Natural Gas_Gas Boiler - High Turndown_A_Technical Potential | F13 | Industrial | Instruments | New | Space Heating | Natural Gas | Gas Boiler - High Turndown | A | Purchases (Incremental) | Technical Potential | 0 | 0 | 0 | 0 | 0 | 0 | 0 | 0 | 0 | 0 | 0 | 0 | 0 | 0 | 0 | 0 | 0 | 0 | 0 | 0 | 0 | 0 | 0 | 0 | 0 | 0 | 0 | 0 | 0 | 0 | 0
F14_Industrial_Instruments_New_Space Heating_Natural Gas_Gas Boiler - High Turndown_A_Technical Potential | F14 | Industrial | Instruments | New | Space Heating | Natural Gas | Gas Boiler - High Turndown | A | Purchases (Cumulative) | Technical Potential | 0 | 0 | 0 | 0 | 0 | 0 | 0 | 0 | 0 | 0 | 0 | 0 | 0 | 0 | 0 | 0 | 0 | 0 | 0 | 0 | 0 | 0 | 0 | 0 | 0 | 0 | 0 | 0 | 0 | 0 | 0
F1_Industrial_Instruments_New_Process_Natural Gas_Gas Boiler - High Turndown_A_Technical Potential | F1 | Industrial | Instruments | New | Process | Natural Gas | Gas Boiler - High Turndown | A | Original Unit Energy Savings (kWh or therms) | Technical Potential | 0 | 0 | 0 | 0 | 0 | 3.5182 | 3.5182 | 3.5182 | 3.5182 | 3.5182 | 3.5182 | 3.5182 | 3.5182 | 3.5182 | 3.5182 | 3.5182 | 3.5182 | 3.5182 | 3.5182 | 3.5182 | 3.5182 | 3.5182 | 3.5182 | 3.5182 | 3.5182 | 3.5182 | 3.5182 | 3.5182 | 3.5182 | 3.5182 | 3.5182
F2_Industrial_Instruments_New_Process_Natural Gas_Gas Boiler - High Turndown_A_Technical Potential | F2 | Industrial | Instruments | New | Process | Natural Gas | Gas Boiler - High Turndown | A | Original Unit Summer Peak Savings (kW) | Technical Potential | 0 | 0 | 0 | 0 | 0 | 0 | 0 | 0 | 0 | 0 | 0 | 0 | 0 | 0 | 0 | 0 | 0 | 0 | 0 | 0 | 0 | 0 | 0 | 0 | 0 | 0 | 0 | 0 | 0 | 0 | 0
F3_Industrial_Instruments_New_Process_Natural Gas_Gas Boiler - High Turndown_A_Technical Potential | F3 | Industrial | Instruments | New | Process | Natural Gas | Gas Boiler - High Turndown | A | Original Unit Winter Peak Savings (kW) | Technical Potential | 0 | 0 | 0 | 0 | 0 | 0 | 0 | 0 | 0 | 0 | 0 | 0 | 0 | 0 | 0 | 0 | 0 | 0 | 0 | 0 | 0 | 0 | 0 | 0 | 0 | 0 | 0 | 0 | 0 | 0 | 0
F4_Industrial_Instruments_New_Process_Natural Gas_Gas Boiler - High Turndown_A_Technical Potential | F4 | Industrial | Instruments | New | Process | Natural Gas | Gas Boiler - High Turndown | A | Standalone Impact on Baseline Energy (%) | Technical Potential | 0% | 0% | 0% | 0% | 0% | 0.03651% | 0.06733% | 0.09477% | 0.1201% | 0.1439% | 0.163% | 0.1752% | 0.1823% | 0.1858% | 0.1868% | 0.1857% | 0.1834% | 0.1801% | 0.1761% | 0.1718% | 0.1637% | 0.1564% | 0.1497% | 0.1435% | 0.0013792 | 0.0013274 | 0.0012795 | 0.001235 | 0 | 0 | 0
F5_Industrial_Instruments_New_Process_Natural Gas_Gas Boiler - High Turndown_A_Technical Potential | F5 | Industrial | Instruments | New | Process | Natural Gas | Gas Boiler - High Turndown | A | Standalone Impact on Baseline Summer Peak (%) | Technical Potential | 0% | 0% | 0% | 0% | 0% | 0% | 0% | 0% | 0% | 0% | 0% | 0% | 0% | 0% | 0% | 0% | 0% | 0% | 0% | 0% | 0% | 0% | 0% | 0% | 0 | 0 | 0 | 0 | 0 | 0 | 0
F6_Industrial_Instruments_New_Process_Natural Gas_Gas Boiler - High Turndown_A_Technical Potential | F6 | Industrial | Instruments | New | Process | Natural Gas | Gas Boiler - High Turndown | A | Standalone Impact on Baseline Winter Peak (%) | Technical Potential | 0% | 0% | 0% | 0% | 0% | 0% | 0% | 0% | 0% | 0% | 0% | 0% | 0% | 0% | 0% | 0% | 0% | 0% | 0% | 0% | 0% | 0% | 0% | 0% | 0 | 0 | 0 | 0 | 0 | 0 | 0
F7_Industrial_Instruments_New_Process_Natural Gas_Gas Boiler - High Turndown_A_Technical Potential | F7 | Industrial | Instruments | New | Process | Natural Gas | Gas Boiler - High Turndown | A | Incremental Energy Savings (MWh or mTherms) | Technical Potential | 0 | 0 | 0 | 0 | 0 | 0.036927 | 0.043748 | 0.050566 | 0.057343 | 0.064124 | 0.06382 | 0.05588 | 0.048553 | 0.041915 | 0.035952 | 0.030704 | 0.026103 | 0.022114 | 0.018672 | 0.015715 | 0.036927 | 0.043748 | 0.050566 | 0.057343 | 0.064124 | 0.06382 | 0.05588 | 0.048553 | 0.041915 | 0.035952 | 0.030704
F8_Industrial_Instruments_New_Process_Natural Gas_Gas Boiler - High Turndown_A_Technical Potential | F8 | Industrial | Instruments | New | Process | Natural Gas | Gas Boiler - High Turndown | A | Incremental Summer Peak Savings (MW) | Technical Potential | 0 | 0 | 0 | 0 | 0 | 0 | 0 | 0 | 0 | 0 | 0 | 0 | 0 | 0 | 0 | 0 | 0 | 0 | 0 | 0 | 0 | 0 | 0 | 0 | 0 | 0 | 0 | 0 | 0 | 0 | 0
F9_Industrial_Instruments_New_Process_Natural Gas_Gas Boiler - High Turndown_A_Technical Potential | F9 | Industrial | Instruments | New | Process | Natural Gas | Gas Boiler - High Turndown | A | Incremental Winter Peak Savings (MW) | Technical Potential | 0 | 0 | 0 | 0 | 0 | 0 | 0 | 0 | 0 | 0 | 0 | 0 | 0 | 0 | 0 | 0 | 0 | 0 | 0 | 0 | 0 | 0 | 0 | 0 | 0 | 0 | 0 | 0 | 0 | 0 | 0
F10_Industrial_Instruments_New_Process_Natural Gas_Gas Boiler - High Turndown_A_Technical Potential | F10 | Industrial | Instruments | New | Process | Natural Gas | Gas Boiler - High Turndown | A | Cumulative Energy Savings (MWh or mTherms) | Technical Potential | 0 | 0 | 0 | 0 | 0 | 0.036927 | 0.080675 | 0.13124 | 0.18858 | 0.25271 | 0.31653 | 0.37241 | 0.42096 | 0.46288 | 0.49883 | 0.52953 | 0.55564 | 0.57775 | 0.59642 | 0.61214 | 0.61214 | 0.61214 | 0.61214 | 0.61214 | 0.61214 | 0.61214 | 0.61214 | 0.61214 | 0.61214 | 0.61214 | 0.61214
F11_Industrial_Instruments_New_Process_Natural Gas_Gas Boiler - High Turndown_A_Technical Potential | F11 | Industrial | Instruments | New | Process | Natural Gas | Gas Boiler - High Turndown | A | Cumulative Summer Peak Savings (MW) | Technical Potential | 0 | 0 | 0 | 0 | 0 | 0 | 0 | 0 | 0 | 0 | 0 | 0 | 0 | 0 | 0 | 0 | 0 | 0 | 0 | 0 | 0 | 0 | 0 | 0 | 0 | 0 | 0 | 0 | 0 | 0 | 0
F12_Industrial_Instruments_New_Process_Natural Gas_Gas Boiler - High Turndown_A_Technical Potential | F12 | Industrial | Instruments | New | Process | Natural Gas | Gas Boiler - High Turndown | A | Cumulative Winter Peak Savings (MW) | Technical Potential | 0 | 0 | 0 | 0 | 0 | 0 | 0 | 0 | 0 | 0 | 0 | 0 | 0 | 0 | 0 | 0 | 0 | 0 | 0 | 0 | 0 | 0 | 0 | 0 | 0 | 0 | 0 | 0 | 0 | 0 | 0
F13_Industrial_Instruments_New_Process_Natural Gas_Gas Boiler - High Turndown_A_Technical Potential | F13 | Industrial | Instruments | New | Process | Natural Gas | Gas Boiler - High Turndown | A | Purchases (Incremental) | Technical Potential | 0 | 0 | 0 | 0 | 0 | 10.4959 | 12.4348 | 14.3726 | 16.299 | 18.2264 | 18.1399 | 15.8832 | 13.8005 | 11.9139 | 10.2187 | 8.7272 | 7.4193 | 6.2856 | 5.3071 | 4.4666 | 10.4959 | 12.4348 | 14.3726 | 16.299 | 18.2264 | 18.1399 | 15.8832 | 13.8005 | 11.9139 | 10.2187 | 8.7272
F14_Industrial_Instruments_New_Process_Natural Gas_Gas Boiler - High Turndown_A_Technical Potential | F14 | Industrial | Instruments | New | Process | Natural Gas | Gas Boiler - High Turndown | A | Purchases (Cumulative) | Technical Potential | 0 | 0 | 0 | 0 | 0 | 10.4959 | 22.9307 | 37.3033 | 53.6023 | 71.8287 | 89.9686 | 105.8518 | 119.6523 | 131.5662 | 141.7849 | 150.5122 | 157.9315 | 164.2171 | 169.5242 | 173.9908 | 173.9908 | 173.9908 | 173.9908 | 173.9908 | 173.9908 | 173.9908 | 173.9908 | 173.9908 | 173.9908 | 173.9908 | 173.9908
F1_Industrial_Instruments_New_Space Heating_Natural Gas_Gas Boiler - Burner Control Optimization_A_Technical Potential | F1 | Industrial | Instruments | New | Space Heating | Natural Gas | Gas Boiler - Burner Control Optimization | A | Original Unit Energy Savings (kWh or therms) | Technical Potential | 0 | 0 | 0 | 0 | 0 | 0 | 0 | 0 | 0 | 0 | 0 | 0 | 0 | 0 | 0 | 0 | 0 | 0 | 0 | 0 | 0 | 0 | 0 | 0 | 0 | 0 | 0 | 0 | 0 | 0 | 0
F2_Industrial_Instruments_New_Space Heating_Natural Gas_Gas Boiler - Burner Control Optimization_A_Technical Potential | F2 | Industrial | Instruments | New | Space Heating | Natural Gas | Gas Boiler - Burner Control Optimization | A | Original Unit Summer Peak Savings (kW) | Technical Potential | 0 | 0 | 0 | 0 | 0 | 0 | 0 | 0 | 0 | 0 | 0 | 0 | 0 | 0 | 0 | 0 | 0 | 0 | 0 | 0 | 0 | 0 | 0 | 0 | 0 | 0 | 0 | 0 | 0 | 0 | 0
F3_Industrial_Instruments_New_Space Heating_Natural Gas_Gas Boiler - Burner Control Optimization_A_Technical Potential | F3 | Industrial | Instruments | New | Space Heating | Natural Gas | Gas Boiler - Burner Control Optimization | A | Original Unit Winter Peak Savings (kW) | Technical Potential | 0 | 0 | 0 | 0 | 0 | 0 | 0 | 0 | 0 | 0 | 0 | 0 | 0 | 0 | 0 | 0 | 0 | 0 | 0 | 0 | 0 | 0 | 0 | 0 | 0 | 0 | 0 | 0 | 0 | 0 | 0
F4_Industrial_Instruments_New_Space Heating_Natural Gas_Gas Boiler - Burner Control Optimization_A_Technical Potential | F4 | Industrial | Instruments | New | Space Heating | Natural Gas | Gas Boiler - Burner Control Optimization | A | Standalone Impact on Baseline Energy (%) | Technical Potential | 0% | 0% | 0% | 0% | 0% | 0% | 0% | 0% | 0% | 0% | 0% | 0% | 0% | 0% | 0% | 0% | 0% | 0% | 0% | 0% | 0% | 0% | 0% | 0% | 0 | 0 | 0 | 0 | 0 | 0 | 0
F5_Industrial_Instruments_New_Space Heating_Natural Gas_Gas Boiler - Burner Control Optimization_A_Technical Potential | F5 | Industrial | Instruments | New | Space Heating | Natural Gas | Gas Boiler - Burner Control Optimization | A | Standalone Impact on Baseline Summer Peak (%) | Technical Potential | 0% | 0% | 0% | 0% | 0% | 0% | 0% | 0% | 0% | 0% | 0% | 0% | 0% | 0% | 0% | 0% | 0% | 0% | 0% | 0% | 0% | 0% | 0% | 0% | 0 | 0 | 0 | 0 | 0 | 0 | 0
F6_Industrial_Instruments_New_Space Heating_Natural Gas_Gas Boiler - Burner Control Optimization_A_Technical Potential | F6 | Industrial | Instruments | New | Space Heating | Natural Gas | Gas Boiler - Burner Control Optimization | A | Standalone Impact on Baseline Winter Peak (%) | Technical Potential | 0% | 0% | 0% | 0% | 0% | 0% | 0% | 0% | 0% | 0% | 0% | 0% | 0% | 0% | 0% | 0% | 0% | 0% | 0% | 0% | 0% | 0% | 0% | 0% | 0 | 0 | 0 | 0 | 0 | 0 | 0
F7_Industrial_Instruments_New_Space Heating_Natural Gas_Gas Boiler - Burner Control Optimization_A_Technical Potential | F7 | Industrial | Instruments | New | Space Heating | Natural Gas | Gas Boiler - Burner Control Optimization | A | Incremental Energy Savings (MWh or mTherms) | Technical Potential | 0 | 0 | 0 | 0 | 0 | 0 | 0 | 0 | 0 | 0 | 0 | 0 | 0 | 0 | 0 | 0 | 0 | 0 | 0 | 0 | 0 | 0 | 0 | 0 | 0 | 0 | 0 | 0 | 0 | 0 | 0
F8_Industrial_Instruments_New_Space Heating_Natural Gas_Gas Boiler - Burner Control Optimization_A_Technical Potential | F8 | Industrial | Instruments | New | Space Heating | Natural Gas | Gas Boiler - Burner Control Optimization | A | Incremental Summer Peak Savings (MW) | Technical Potential | 0 | 0 | 0 | 0 | 0 | 0 | 0 | 0 | 0 | 0 | 0 | 0 | 0 | 0 | 0 | 0 | 0 | 0 | 0 | 0 | 0 | 0 | 0 | 0 | 0 | 0 | 0 | 0 | 0 | 0 | 0
F9_Industrial_Instruments_New_Space Heating_Natural Gas_Gas Boiler - Burner Control Optimization_A_Technical Potential | F9 | Industrial | Instruments | New | Space Heating | Natural Gas | Gas Boiler - Burner Control Optimization | A | Incremental Winter Peak Savings (MW) | Technical Potential | 0 | 0 | 0 | 0 | 0 | 0 | 0 | 0 | 0 | 0 | 0 | 0 | 0 | 0 | 0 | 0 | 0 | 0 | 0 | 0 | 0 | 0 | 0 | 0 | 0 | 0 | 0 | 0 | 0 | 0 | 0
F10_Industrial_Instruments_New_Space Heating_Natural Gas_Gas Boiler - Burner Control Optimization_A_Technical Potential | F10 | Industrial | Instruments | New | Space Heating | Natural Gas | Gas Boiler - Burner Control Optimization | A | Cumulative Energy Savings (MWh or mTherms) | Technical Potential | 0 | 0 | 0 | 0 | 0 | 0 | 0 | 0 | 0 | 0 | 0 | 0 | 0 | 0 | 0 | 0 | 0 | 0 | 0 | 0 | 0 | 0 | 0 | 0 | 0 | 0 | 0 | 0 | 0 | 0 | 0
F11_Industrial_Instruments_New_Space Heating_Natural Gas_Gas Boiler - Burner Control Optimization_A_Technical Potential | F11 | Industrial | Instruments | New | Space Heating | Natural Gas | Gas Boiler - Burner Control Optimization | A | Cumulative Summer Peak Savings (MW) | Technical Potential | 0 | 0 | 0 | 0 | 0 | 0 | 0 | 0 | 0 | 0 | 0 | 0 | 0 | 0 | 0 | 0 | 0 | 0 | 0 | 0 | 0 | 0 | 0 | 0 | 0 | 0 | 0 | 0 | 0 | 0 | 0
F12_Industrial_Instruments_New_Space Heating_Natural Gas_Gas Boiler - Burner Control Optimization_A_Technical Potential | F12 | Industrial | Instruments | New | Space Heating | Natural Gas | Gas Boiler - Burner Control Optimization | A | Cumulative Winter Peak Savings (MW) | Technical Potential | 0 | 0 | 0 | 0 | 0 | 0 | 0 | 0 | 0 | 0 | 0 | 0 | 0 | 0 | 0 | 0 | 0 | 0 | 0 | 0 | 0 | 0 | 0 | 0 | 0 | 0 | 0 | 0 | 0 | 0 | 0
F13_Industrial_Instruments_New_Space Heating_Natural Gas_Gas Boiler - Burner Control Optimization_A_Technical Potential | F13 | Industrial | Instruments | New | Space Heating | Natural Gas | Gas Boiler - Burner Control Optimization | A | Purchases (Incremental) | Technical Potential | 0 | 0 | 0 | 0 | 0 | 0 | 0 | 0 | 0 | 0 | 0 | 0 | 0 | 0 | 0 | 0 | 0 | 0 | 0 | 0 | 0 | 0 | 0 | 0 | 0 | 0 | 0 | 0 | 0 | 0 | 0
F14_Industrial_Instruments_New_Space Heating_Natural Gas_Gas Boiler - Burner Control Optimization_A_Technical Potential | F14 | Industrial | Instruments | New | Space Heating | Natural Gas | Gas Boiler - Burner Control Optimization | A | Purchases (Cumulative) | Technical Potential | 0 | 0 | 0 | 0 | 0 | 0 | 0 | 0 | 0 | 0 | 0 | 0 | 0 | 0 | 0 | 0 | 0 | 0 | 0 | 0 | 0 | 0 | 0 | 0 | 0 | 0 | 0 | 0 | 0 | 0 | 0
F1_Industrial_Instruments_New_Process_Natural Gas_Gas Boiler - Burner Control Optimization_A_Technical Potential | F1 | Industrial | Instruments | New | Process | Natural Gas | Gas Boiler - Burner Control Optimization | A | Original Unit Energy Savings (kWh or therms) | Technical Potential | 0 | 0 | 0 | 0 | 0 | 1.0203 | 1.0203 | 1.0203 | 1.0203 | 1.0203 | 1.0203 | 1.0203 | 1.0203 | 1.0203 | 1.0203 | 1.0203 | 1.0203 | 1.0203 | 1.0203 | 1.0203 | 1.0203 | 1.0203 | 1.0203 | 1.0203 | 1.0203 | 1.0203 | 1.0203 | 1.0203 | 1.0203 | 1.0203 | 1.0203
F2_Industrial_Instruments_New_Process_Natural Gas_Gas Boiler - Burner Control Optimization_A_Technical Potential | F2 | Industrial | Instruments | New | Process | Natural Gas | Gas Boiler - Burner Control Optimization | A | Original Unit Summer Peak Savings (kW) | Technical Potential | 0 | 0 | 0 | 0 | 0 | 0 | 0 | 0 | 0 | 0 | 0 | 0 | 0 | 0 | 0 | 0 | 0 | 0 | 0 | 0 | 0 | 0 | 0 | 0 | 0 | 0 | 0 | 0 | 0 | 0 | 0
F3_Industrial_Instruments_New_Process_Natural Gas_Gas Boiler - Burner Control Optimization_A_Technical Potential | F3 | Industrial | Instruments | New | Process | Natural Gas | Gas Boiler - Burner Control Optimization | A | Original Unit Winter Peak Savings (kW) | Technical Potential | 0 | 0 | 0 | 0 | 0 | 0 | 0 | 0 | 0 | 0 | 0 | 0 | 0 | 0 | 0 | 0 | 0 | 0 | 0 | 0 | 0 | 0 | 0 | 0 | 0 | 0 | 0 | 0 | 0 | 0 | 0
F4_Industrial_Instruments_New_Process_Natural Gas_Gas Boiler - Burner Control Optimization_A_Technical Potential | F4 | Industrial | Instruments | New | Process | Natural Gas | Gas Boiler - Burner Control Optimization | A | Standalone Impact on Baseline Energy (%) | Technical Potential | 0% | 0% | 0% | 0% | 0% | 0.002856% | 0.006901% | 0.01495% | 0.0289% | 0.05029% | 0.0797% | 0.1164% | 0.158% | 0.2011% | 0.2423% | 0.278% | 0.3063% | 0.3261% | 0.3376% | 0.342% | 0.3406% | 0.3352% | 0.3271% | 0.3168% | 0.0030581 | 0.0029432 | 0.0028369 | 0.0027383 | 0 | 0 | 0
F5_Industrial_Instruments_New_Process_Natural Gas_Gas Boiler - Burner Control Optimization_A_Technical Potential | F5 | Industrial | Instruments | New | Process | Natural Gas | Gas Boiler - Burner Control Optimization | A | Standalone Impact on Baseline Summer Peak (%) | Technical Potential | 0% | 0% | 0% | 0% | 0% | 0% | 0% | 0% | 0% | 0% | 0% | 0% | 0% | 0% | 0% | 0% | 0% | 0% | 0% | 0% | 0% | 0% | 0% | 0% | 0 | 0 | 0 | 0 | 0 | 0 | 0
F6_Industrial_Instruments_New_Process_Natural Gas_Gas Boiler - Burner Control Optimization_A_Technical Potential | F6 | Industrial | Instruments | New | Process | Natural Gas | Gas Boiler - Burner Control Optimization | A | Standalone Impact on Baseline Winter Peak (%) | Technical Potential | 0% | 0% | 0% | 0% | 0% | 0% | 0% | 0% | 0% | 0% | 0% | 0% | 0% | 0% | 0% | 0% | 0% | 0% | 0% | 0% | 0% | 0% | 0% | 0% | 0 | 0 | 0 | 0 | 0 | 0 | 0
F7_Industrial_Instruments_New_Process_Natural Gas_Gas Boiler - Burner Control Optimization_A_Technical Potential | F7 | Industrial | Instruments | New | Process | Natural Gas | Gas Boiler - Burner Control Optimization | A | Incremental Energy Savings (MWh or mTherms) | Technical Potential | 0 | 0 | 0 | 0 | 0 | 0.0028887 | 0.0053796 | 0.012436 | 0.02468 | 0.042931 | 0.066464 | 0.092584 | 0.11731 | 0.13633 | 0.14617 | 0.14564 | 0.13542 | 0.1181 | 0.096948 | 0.075153 | 0.055212 | 0.038538 | 0.025621 | 0.01626 | 0.011458 | 0.012436 | 0.02468 | 0.042931 | 0.066464 | 0.092584 | 0.11731
F8_Industrial_Instruments_New_Process_Natural Gas_Gas Boiler - Burner Control Optimization_A_Technical Potential | F8 | Industrial | Instruments | New | Process | Natural Gas | Gas Boiler - Burner Control Optimization | A | Incremental Summer Peak Savings (MW) | Technical Potential | 0 | 0 | 0 | 0 | 0 | 0 | 0 | 0 | 0 | 0 | 0 | 0 | 0 | 0 | 0 | 0 | 0 | 0 | 0 | 0 | 0 | 0 | 0 | 0 | 0 | 0 | 0 | 0 | 0 | 0 | 0
F9_Industrial_Instruments_New_Process_Natural Gas_Gas Boiler - Burner Control Optimization_A_Technical Potential | F9 | Industrial | Instruments | New | Process | Natural Gas | Gas Boiler - Burner Control Optimization | A | Incremental Winter Peak Savings (MW) | Technical Potential | 0 | 0 | 0 | 0 | 0 | 0 | 0 | 0 | 0 | 0 | 0 | 0 | 0 | 0 | 0 | 0 | 0 | 0 | 0 | 0 | 0 | 0 | 0 | 0 | 0 | 0 | 0 | 0 | 0 | 0 | 0
F10_Industrial_Instruments_New_Process_Natural Gas_Gas Boiler - Burner Control Optimization_A_Technical Potential | F10 | Industrial | Instruments | New | Process | Natural Gas | Gas Boiler - Burner Control Optimization | A | Cumulative Energy Savings (MWh or mTherms) | Technical Potential | 0 | 0 | 0 | 0 | 0 | 0.0028887 | 0.0082684 | 0.020704 | 0.045384 | 0.088315 | 0.15478 | 0.24736 | 0.36468 | 0.50101 | 0.64718 | 0.79282 | 0.92824 | 1.0463 | 1.1433 | 1.2184 | 1.2737 | 1.3122 | 1.3378 | 1.3512 | 1.3573 | 1.3573 | 1.3573 | 1.3573 | 1.3573 | 1.3573 | 1.3573
F11_Industrial_Instruments_New_Process_Natural Gas_Gas Boiler - Burner Control Optimization_A_Technical Potential | F11 | Industrial | Instruments | New | Process | Natural Gas | Gas Boiler - Burner Control Optimization | A | Cumulative Summer Peak Savings (MW) | Technical Potential | 0 | 0 | 0 | 0 | 0 | 0 | 0 | 0 | 0 | 0 | 0 | 0 | 0 | 0 | 0 | 0 | 0 | 0 | 0 | 0 | 0 | 0 | 0 | 0 | 0 | 0 | 0 | 0 | 0 | 0 | 0
F12_Industrial_Instruments_New_Process_Natural Gas_Gas Boiler - Burner Control Optimization_A_Technical Potential | F12 | Industrial | Instruments | New | Process | Natural Gas | Gas Boiler - Burner Control Optimization | A | Cumulative Winter Peak Savings (MW) | Technical Potential | 0 | 0 | 0 | 0 | 0 | 0 | 0 | 0 | 0 | 0 | 0 | 0 | 0 | 0 | 0 | 0 | 0 | 0 | 0 | 0 | 0 | 0 | 0 | 0 | 0 | 0 | 0 | 0 | 0 | 0 | 0
F13_Industrial_Instruments_New_Process_Natural Gas_Gas Boiler - Burner Control Optimization_A_Technical Potential | F13 | Industrial | Instruments | New | Process | Natural Gas | Gas Boiler - Burner Control Optimization | A | Purchases (Incremental) | Technical Potential | 0 | 0 | 0 | 0 | 0 | 2.8313 | 5.2727 | 12.1888 | 24.1893 | 42.0775 | 65.1432 | 90.7438 | 114.9828 | 133.6239 | 143.2646 | 142.7459 | 132.7306 | 115.7549 | 95.0209 | 73.659 | 54.1148 | 37.7719 | 25.1113 | 15.9369 | 11.2304 | 12.1888 | 24.1893 | 42.0775 | 65.1432 | 90.7438 | 114.9828
F14_Industrial_Instruments_New_Process_Natural Gas_Gas Boiler - Burner Control Optimization_A_Technical Potential | F14 | Industrial | Instruments | New | Process | Natural Gas | Gas Boiler - Burner Control Optimization | A | Purchases (Cumulative) | Technical Potential | 0 | 0 | 0 | 0 | 0 | 2.8313 | 8.104 | 20.2928 | 44.4822 | 86.5597 | 151.7029 | 242.4467 | 357.4295 | 491.0534 | 634.3179 | 777.0638 | 909.7944 | 1025.5493 | 1120.5702 | 1194.2293 | 1248.3441 | 1286.116 | 1311.2273 | 1324.3328 | 1330.2905 | 1330.2905 | 1330.2905 | 1330.2905 | 1330.2905 | 1330.2905 | 1330.2905
F1_Industrial_Instruments_New_Space Heating_Natural Gas_HVAC - Demand Controlled Ventilation_A_Technical Potential | F1 | Industrial | Instruments | New | Space Heating | Natural Gas | HVAC - Demand Controlled Ventilation | A | Original Unit Energy Savings (kWh or therms) | Technical Potential | 0 | 0 | 0 | 0 | 0 | 0 | 0 | 0 | 0 | 0 | 0 | 0 | 0 | 0 | 0 | 0 | 0 | 0 | 0 | 0 | 0 | 0 | 0 | 0 | 0 | 0 | 0 | 0 | 0 | 0 | 0
F2_Industrial_Instruments_New_Space Heating_Natural Gas_HVAC - Demand Controlled Ventilation_A_Technical Potential | F2 | Industrial | Instruments | New | Space Heating | Natural Gas | HVAC - Demand Controlled Ventilation | A | Original Unit Summer Peak Savings (kW) | Technical Potential | 0 | 0 | 0 | 0 | 0 | 0 | 0 | 0 | 0 | 0 | 0 | 0 | 0 | 0 | 0 | 0 | 0 | 0 | 0 | 0 | 0 | 0 | 0 | 0 | 0 | 0 | 0 | 0 | 0 | 0 | 0
F3_Industrial_Instruments_New_Space Heating_Natural Gas_HVAC - Demand Controlled Ventilation_A_Technical Potential | F3 | Industrial | Instruments | New | Space Heating | Natural Gas | HVAC - Demand Controlled Ventilation | A | Original Unit Winter Peak Savings (kW) | Technical Potential | 0 | 0 | 0 | 0 | 0 | 0 | 0 | 0 | 0 | 0 | 0 | 0 | 0 | 0 | 0 | 0 | 0 | 0 | 0 | 0 | 0 | 0 | 0 | 0 | 0 | 0 | 0 | 0 | 0 | 0 | 0
F4_Industrial_Instruments_New_Space Heating_Natural Gas_HVAC - Demand Controlled Ventilation_A_Technical Potential | F4 | Industrial | Instruments | New | Space Heating | Natural Gas | HVAC - Demand Controlled Ventilation | A | Standalone Impact on Baseline Energy (%) | Technical Potential | 0% | 0% | 0% | 0% | 0% | 0% | 0% | 0% | 0% | 0% | 0% | 0% | 0% | 0% | 0% | 0% | 0% | 0% | 0% | 0% | 0% | 0% | 0% | 0% | 0 | 0 | 0 | 0 | 0 | 0 | 0
F5_Industrial_Instruments_New_Space Heating_Natural Gas_HVAC - Demand Controlled Ventilation_A_Technical Potential | F5 | Industrial | Instruments | New | Space Heating | Natural Gas | HVAC - Demand Controlled Ventilation | A | Standalone Impact on Baseline Summer Peak (%) | Technical Potential | 0% | 0% | 0% | 0% | 0% | 0% | 0% | 0% | 0% | 0% | 0% | 0% | 0% | 0% | 0% | 0% | 0% | 0% | 0% | 0% | 0% | 0% | 0% | 0% | 0 | 0 | 0 | 0 | 0 | 0 | 0
F6_Industrial_Instruments_New_Space Heating_Natural Gas_HVAC - Demand Controlled Ventilation_A_Technical Potential | F6 | Industrial | Instruments | New | Space Heating | Natural Gas | HVAC - Demand Controlled Ventilation | A | Standalone Impact on Baseline Winter Peak (%) | Technical Potential | 0% | 0% | 0% | 0% | 0% | 0% | 0% | 0% | 0% | 0% | 0% | 0% | 0% | 0% | 0% | 0% | 0% | 0% | 0% | 0% | 0% | 0% | 0% | 0% | 0 | 0 | 0 | 0 | 0 | 0 | 0
F7_Industrial_Instruments_New_Space Heating_Natural Gas_HVAC - Demand Controlled Ventilation_A_Technical Potential | F7 | Industrial | Instruments | New | Space Heating | Natural Gas | HVAC - Demand Controlled Ventilation | A | Incremental Energy Savings (MWh or mTherms) | Technical Potential | 0 | 0 | 0 | 0 | 0 | 0 | 0 | 0 | 0 | 0 | 0 | 0 | 0 | 0 | 0 | 0 | 0 | 0 | 0 | 0 | 0 | 0 | 0 | 0 | 0 | 0 | 0 | 0 | 0 | 0 | 0
F8_Industrial_Instruments_New_Space Heating_Natural Gas_HVAC - Demand Controlled Ventilation_A_Technical Potential | F8 | Industrial | Instruments | New | Space Heating | Natural Gas | HVAC - Demand Controlled Ventilation | A | Incremental Summer Peak Savings (MW) | Technical Potential | 0 | 0 | 0 | 0 | 0 | 0 | 0 | 0 | 0 | 0 | 0 | 0 | 0 | 0 | 0 | 0 | 0 | 0 | 0 | 0 | 0 | 0 | 0 | 0 | 0 | 0 | 0 | 0 | 0 | 0 | 0
F9_Industrial_Instruments_New_Space Heating_Natural Gas_HVAC - Demand Controlled Ventilation_A_Technical Potential | F9 | Industrial | Instruments | New | Space Heating | Natural Gas | HVAC - Demand Controlled Ventilation | A | Incremental Winter Peak Savings (MW) | Technical Potential | 0 | 0 | 0 | 0 | 0 | 0 | 0 | 0 | 0 | 0 | 0 | 0 | 0 | 0 | 0 | 0 | 0 | 0 | 0 | 0 | 0 | 0 | 0 | 0 | 0 | 0 | 0 | 0 | 0 | 0 | 0
F10_Industrial_Instruments_New_Space Heating_Natural Gas_HVAC - Demand Controlled Ventilation_A_Technical Potential | F10 | Industrial | Instruments | New | Space Heating | Natural Gas | HVAC - Demand Controlled Ventilation | A | Cumulative Energy Savings (MWh or mTherms) | Technical Potential | 0 | 0 | 0 | 0 | 0 | 0 | 0 | 0 | 0 | 0 | 0 | 0 | 0 | 0 | 0 | 0 | 0 | 0 | 0 | 0 | 0 | 0 | 0 | 0 | 0 | 0 | 0 | 0 | 0 | 0 | 0
F11_Industrial_Instruments_New_Space Heating_Natural Gas_HVAC - Demand Controlled Ventilation_A_Technical Potential | F11 | Industrial | Instruments | New | Space Heating | Natural Gas | HVAC - Demand Controlled Ventilation | A | Cumulative Summer Peak Savings (MW) | Technical Potential | 0 | 0 | 0 | 0 | 0 | 0 | 0 | 0 | 0 | 0 | 0 | 0 | 0 | 0 | 0 | 0 | 0 | 0 | 0 | 0 | 0 | 0 | 0 | 0 | 0 | 0 | 0 | 0 | 0 | 0 | 0
F12_Industrial_Instruments_New_Space Heating_Natural Gas_HVAC - Demand Controlled Ventilation_A_Technical Potential | F12 | Industrial | Instruments | New | Space Heating | Natural Gas | HVAC - Demand Controlled Ventilation | A | Cumulative Winter Peak Savings (MW) | Technical Potential | 0 | 0 | 0 | 0 | 0 | 0 | 0 | 0 | 0 | 0 | 0 | 0 | 0 | 0 | 0 | 0 | 0 | 0 | 0 | 0 | 0 | 0 | 0 | 0 | 0 | 0 | 0 | 0 | 0 | 0 | 0
F13_Industrial_Instruments_New_Space Heating_Natural Gas_HVAC - Demand Controlled Ventilation_A_Technical Potential | F13 | Industrial | Instruments | New | Space Heating | Natural Gas | HVAC - Demand Controlled Ventilation | A | Purchases (Incremental) | Technical Potential | 0 | 0 | 0 | 0 | 0 | 0 | 0 | 0 | 0 | 0 | 0 | 0 | 0 | 0 | 0 | 0 | 0 | 0 | 0 | 0 | 0 | 0 | 0 | 0 | 0 | 0 | 0 | 0 | 0 | 0 | 0
F14_Industrial_Instruments_New_Space Heating_Natural Gas_HVAC - Demand Controlled Ventilation_A_Technical Potential | F14 | Industrial | Instruments | New | Space Heating | Natural Gas | HVAC - Demand Controlled Ventilation | A | Purchases (Cumulative) | Technical Potential | 0 | 0 | 0 | 0 | 0 | 0 | 0 | 0 | 0 | 0 | 0 | 0 | 0 | 0 | 0 | 0 | 0 | 0 | 0 | 0 | 0 | 0 | 0 | 0 | 0 | 0 | 0 | 0 | 0 | 0 | 0
F1_Industrial_Instruments_New_Space Heating_Natural Gas_Gas Boiler - Stack Economizer_A_Technical Potential | F1 | Industrial | Instruments | New | Space Heating | Natural Gas | Gas Boiler - Stack Economizer | A | Original Unit Energy Savings (kWh or therms) | Technical Potential | 0 | 0 | 0 | 0 | 0 | 0 | 0 | 0 | 0 | 0 | 0 | 0 | 0 | 0 | 0 | 0 | 0 | 0 | 0 | 0 | 0 | 0 | 0 | 0 | 0 | 0 | 0 | 0 | 0 | 0 | 0
F2_Industrial_Instruments_New_Space Heating_Natural Gas_Gas Boiler - Stack Economizer_A_Technical Potential | F2 | Industrial | Instruments | New | Space Heating | Natural Gas | Gas Boiler - Stack Economizer | A | Original Unit Summer Peak Savings (kW) | Technical Potential | 0 | 0 | 0 | 0 | 0 | 0 | 0 | 0 | 0 | 0 | 0 | 0 | 0 | 0 | 0 | 0 | 0 | 0 | 0 | 0 | 0 | 0 | 0 | 0 | 0 | 0 | 0 | 0 | 0 | 0 | 0
F3_Industrial_Instruments_New_Space Heating_Natural Gas_Gas Boiler - Stack Economizer_A_Technical Potential | F3 | Industrial | Instruments | New | Space Heating | Natural Gas | Gas Boiler - Stack Economizer | A | Original Unit Winter Peak Savings (kW) | Technical Potential | 0 | 0 | 0 | 0 | 0 | 0 | 0 | 0 | 0 | 0 | 0 | 0 | 0 | 0 | 0 | 0 | 0 | 0 | 0 | 0 | 0 | 0 | 0 | 0 | 0 | 0 | 0 | 0 | 0 | 0 | 0
F4_Industrial_Instruments_New_Space Heating_Natural Gas_Gas Boiler - Stack Economizer_A_Technical Potential | F4 | Industrial | Instruments | New | Space Heating | Natural Gas | Gas Boiler - Stack Economizer | A | Standalone Impact on Baseline Energy (%) | Technical Potential | 0% | 0% | 0% | 0% | 0% | 0% | 0% | 0% | 0% | 0% | 0% | 0% | 0% | 0% | 0% | 0% | 0% | 0% | 0% | 0% | 0% | 0% | 0% | 0% | 0 | 0 | 0 | 0 | 0 | 0 | 0
F5_Industrial_Instruments_New_Space Heating_Natural Gas_Gas Boiler - Stack Economizer_A_Technical Potential | F5 | Industrial | Instruments | New | Space Heating | Natural Gas | Gas Boiler - Stack Economizer | A | Standalone Impact on Baseline Summer Peak (%) | Technical Potential | 0% | 0% | 0% | 0% | 0% | 0% | 0% | 0% | 0% | 0% | 0% | 0% | 0% | 0% | 0% | 0% | 0% | 0% | 0% | 0% | 0% | 0% | 0% | 0% | 0 | 0 | 0 | 0 | 0 | 0 | 0
F6_Industrial_Instruments_New_Space Heating_Natural Gas_Gas Boiler - Stack Economizer_A_Technical Potential | F6 | Industrial | Instruments | New | Space Heating | Natural Gas | Gas Boiler - Stack Economizer | A | Standalone Impact on Baseline Winter Peak (%) | Technical Potential | 0% | 0% | 0% | 0% | 0% | 0% | 0% | 0% | 0% | 0% | 0% | 0% | 0% | 0% | 0% | 0% | 0% | 0% | 0% | 0% | 0% | 0% | 0% | 0% | 0 | 0 | 0 | 0 | 0 | 0 | 0
F7_Industrial_Instruments_New_Space Heating_Natural Gas_Gas Boiler - Stack Economizer_A_Technical Potential | F7 | Industrial | Instruments | New | Space Heating | Natural Gas | Gas Boiler - Stack Economizer | A | Incremental Energy Savings (MWh or mTherms) | Technical Potential | 0 | 0 | 0 | 0 | 0 | 0 | 0 | 0 | 0 | 0 | 0 | 0 | 0 | 0 | 0 | 0 | 0 | 0 | 0 | 0 | 0 | 0 | 0 | 0 | 0 | 0 | 0 | 0 | 0 | 0 | 0
F8_Industrial_Instruments_New_Space Heating_Natural Gas_Gas Boiler - Stack Economizer_A_Technical Potential | F8 | Industrial | Instruments | New | Space Heating | Natural Gas | Gas Boiler - Stack Economizer | A | Incremental Summer Peak Savings (MW) | Technical Potential | 0 | 0 | 0 | 0 | 0 | 0 | 0 | 0 | 0 | 0 | 0 | 0 | 0 | 0 | 0 | 0 | 0 | 0 | 0 | 0 | 0 | 0 | 0 | 0 | 0 | 0 | 0 | 0 | 0 | 0 | 0
F9_Industrial_Instruments_New_Space Heating_Natural Gas_Gas Boiler - Stack Economizer_A_Technical Potential | F9 | Industrial | Instruments | New | Space Heating | Natural Gas | Gas Boiler - Stack Economizer | A | Incremental Winter Peak Savings (MW) | Technical Potential | 0 | 0 | 0 | 0 | 0 | 0 | 0 | 0 | 0 | 0 | 0 | 0 | 0 | 0 | 0 | 0 | 0 | 0 | 0 | 0 | 0 | 0 | 0 | 0 | 0 | 0 | 0 | 0 | 0 | 0 | 0
F10_Industrial_Instruments_New_Space Heating_Natural Gas_Gas Boiler - Stack Economizer_A_Technical Potential | F10 | Industrial | Instruments | New | Space Heating | Natural Gas | Gas Boiler - Stack Economizer | A | Cumulative Energy Savings (MWh or mTherms) | Technical Potential | 0 | 0 | 0 | 0 | 0 | 0 | 0 | 0 | 0 | 0 | 0 | 0 | 0 | 0 | 0 | 0 | 0 | 0 | 0 | 0 | 0 | 0 | 0 | 0 | 0 | 0 | 0 | 0 | 0 | 0 | 0
F11_Industrial_Instruments_New_Space Heating_Natural Gas_Gas Boiler - Stack Economizer_A_Technical Potential | F11 | Industrial | Instruments | New | Space Heating | Natural Gas | Gas Boiler - Stack Economizer | A | Cumulative Summer Peak Savings (MW) | Technical Potential | 0 | 0 | 0 | 0 | 0 | 0 | 0 | 0 | 0 | 0 | 0 | 0 | 0 | 0 | 0 | 0 | 0 | 0 | 0 | 0 | 0 | 0 | 0 | 0 | 0 | 0 | 0 | 0 | 0 | 0 | 0
F12_Industrial_Instruments_New_Space Heating_Natural Gas_Gas Boiler - Stack Economizer_A_Technical Potential | F12 | Industrial | Instruments | New | Space Heating | Natural Gas | Gas Boiler - Stack Economizer | A | Cumulative Winter Peak Savings (MW) | Technical Potential | 0 | 0 | 0 | 0 | 0 | 0 | 0 | 0 | 0 | 0 | 0 | 0 | 0 | 0 | 0 | 0 | 0 | 0 | 0 | 0 | 0 | 0 | 0 | 0 | 0 | 0 | 0 | 0 | 0 | 0 | 0
F13_Industrial_Instruments_New_Space Heating_Natural Gas_Gas Boiler - Stack Economizer_A_Technical Potential | F13 | Industrial | Instruments | New | Space Heating | Natural Gas | Gas Boiler - Stack Economizer | A | Purchases (Incremental) | Technical Potential | 0 | 0 | 0 | 0 | 0 | 0 | 0 | 0 | 0 | 0 | 0 | 0 | 0 | 0 | 0 | 0 | 0 | 0 | 0 | 0 | 0 | 0 | 0 | 0 | 0 | 0 | 0 | 0 | 0 | 0 | 0
F14_Industrial_Instruments_New_Space Heating_Natural Gas_Gas Boiler - Stack Economizer_A_Technical Potential | F14 | Industrial | Instruments | New | Space Heating | Natural Gas | Gas Boiler - Stack Economizer | A | Purchases (Cumulative) | Technical Potential | 0 | 0 | 0 | 0 | 0 | 0 | 0 | 0 | 0 | 0 | 0 | 0 | 0 | 0 | 0 | 0 | 0 | 0 | 0 | 0 | 0 | 0 | 0 | 0 | 0 | 0 | 0 | 0 | 0 | 0 | 0
F1_Industrial_Instruments_New_Process_Natural Gas_Gas Boiler - Stack Economizer_A_Technical Potential | F1 | Industrial | Instruments | New | Process | Natural Gas | Gas Boiler - Stack Economizer | A | Original Unit Energy Savings (kWh or therms) | Technical Potential | 0 | 0 | 0 | 0 | 0 | 3.3775 | 3.3775 | 3.3775 | 3.3775 | 3.3775 | 3.3775 | 3.3775 | 3.3775 | 3.3775 | 3.3775 | 3.3775 | 3.3775 | 3.3775 | 3.3775 | 3.3775 | 3.3775 | 3.3775 | 3.3775 | 3.3775 | 3.3775 | 3.3775 | 3.3775 | 3.3775 | 3.3775 | 3.3775 | 3.3775
F2_Industrial_Instruments_New_Process_Natural Gas_Gas Boiler - Stack Economizer_A_Technical Potential | F2 | Industrial | Instruments | New | Process | Natural Gas | Gas Boiler - Stack Economizer | A | Original Unit Summer Peak Savings (kW) | Technical Potential | 0 | 0 | 0 | 0 | 0 | 0 | 0 | 0 | 0 | 0 | 0 | 0 | 0 | 0 | 0 | 0 | 0 | 0 | 0 | 0 | 0 | 0 | 0 | 0 | 0 | 0 | 0 | 0 | 0 | 0 | 0
F3_Industrial_Instruments_New_Process_Natural Gas_Gas Boiler - Stack Economizer_A_Technical Potential | F3 | Industrial | Instruments | New | Process | Natural Gas | Gas Boiler - Stack Economizer | A | Original Unit Winter Peak Savings (kW) | Technical Potential | 0 | 0 | 0 | 0 | 0 | 0 | 0 | 0 | 0 | 0 | 0 | 0 | 0 | 0 | 0 | 0 | 0 | 0 | 0 | 0 | 0 | 0 | 0 | 0 | 0 | 0 | 0 | 0 | 0 | 0 | 0
F4_Industrial_Instruments_New_Process_Natural Gas_Gas Boiler - Stack Economizer_A_Technical Potential | F4 | Industrial | Instruments | New | Process | Natural Gas | Gas Boiler - Stack Economizer | A | Standalone Impact on Baseline Energy (%) | Technical Potential | 0% | 0% | 0% | 0% | 0% | 0.09347% | 0.1724% | 0.2426% | 0.3074% | 0.3684% | 0.4172% | 0.4485% | 0.4668% | 0.4757% | 0.4781% | 0.4754% | 0.4694% | 0.4609% | 0.4508% | 0.4398% | 0.4191% | 0.4003% | 0.3831% | 0.3675% | 0.0035308 | 0.0033981 | 0.0032754 | 0.0031616 | 0 | 0 | 0
F5_Industrial_Instruments_New_Process_Natural Gas_Gas Boiler - Stack Economizer_A_Technical Potential | F5 | Industrial | Instruments | New | Process | Natural Gas | Gas Boiler - Stack Economizer | A | Standalone Impact on Baseline Summer Peak (%) | Technical Potential | 0% | 0% | 0% | 0% | 0% | 0% | 0% | 0% | 0% | 0% | 0% | 0% | 0% | 0% | 0% | 0% | 0% | 0% | 0% | 0% | 0% | 0% | 0% | 0% | 0 | 0 | 0 | 0 | 0 | 0 | 0
F6_Industrial_Instruments_New_Process_Natural Gas_Gas Boiler - Stack Economizer_A_Technical Potential | F6 | Industrial | Instruments | New | Process | Natural Gas | Gas Boiler - Stack Economizer | A | Standalone Impact on Baseline Winter Peak (%) | Technical Potential | 0% | 0% | 0% | 0% | 0% | 0% | 0% | 0% | 0% | 0% | 0% | 0% | 0% | 0% | 0% | 0% | 0% | 0% | 0% | 0% | 0% | 0% | 0% | 0% | 0 | 0 | 0 | 0 | 0 | 0 | 0
F7_Industrial_Instruments_New_Process_Natural Gas_Gas Boiler - Stack Economizer_A_Technical Potential | F7 | Industrial | Instruments | New | Process | Natural Gas | Gas Boiler - Stack Economizer | A | Incremental Energy Savings (MWh or mTherms) | Technical Potential | 0 | 0 | 0 | 0 | 0 | 0.094532 | 0.112 | 0.12945 | 0.1468 | 0.16416 | 0.16338 | 0.14305 | 0.1243 | 0.1073 | 0.092036 | 0.078603 | 0.066823 | 0.056612 | 0.047799 | 0.040229 | 0.094532 | 0.112 | 0.12945 | 0.1468 | 0.16416 | 0.16338 | 0.14305 | 0.1243 | 0.1073 | 0.092036 | 0.078603
F8_Industrial_Instruments_New_Process_Natural Gas_Gas Boiler - Stack Economizer_A_Technical Potential | F8 | Industrial | Instruments | New | Process | Natural Gas | Gas Boiler - Stack Economizer | A | Incremental Summer Peak Savings (MW) | Technical Potential | 0 | 0 | 0 | 0 | 0 | 0 | 0 | 0 | 0 | 0 | 0 | 0 | 0 | 0 | 0 | 0 | 0 | 0 | 0 | 0 | 0 | 0 | 0 | 0 | 0 | 0 | 0 | 0 | 0 | 0 | 0
F9_Industrial_Instruments_New_Process_Natural Gas_Gas Boiler - Stack Economizer_A_Technical Potential | F9 | Industrial | Instruments | New | Process | Natural Gas | Gas Boiler - Stack Economizer | A | Incremental Winter Peak Savings (MW) | Technical Potential | 0 | 0 | 0 | 0 | 0 | 0 | 0 | 0 | 0 | 0 | 0 | 0 | 0 | 0 | 0 | 0 | 0 | 0 | 0 | 0 | 0 | 0 | 0 | 0 | 0 | 0 | 0 | 0 | 0 | 0 | 0
F10_Industrial_Instruments_New_Process_Natural Gas_Gas Boiler - Stack Economizer_A_Technical Potential | F10 | Industrial | Instruments | New | Process | Natural Gas | Gas Boiler - Stack Economizer | A | Cumulative Energy Savings (MWh or mTherms) | Technical Potential | 0 | 0 | 0 | 0 | 0 | 0.094532 | 0.20653 | 0.33598 | 0.48277 | 0.64693 | 0.81031 | 0.95336 | 1.0777 | 1.185 | 1.277 | 1.3556 | 1.4224 | 1.479 | 1.5268 | 1.5671 | 1.5671 | 1.5671 | 1.5671 | 1.5671 | 1.5671 | 1.5671 | 1.5671 | 1.5671 | 1.5671 | 1.5671 | 1.5671
F11_Industrial_Instruments_New_Process_Natural Gas_Gas Boiler - Stack Economizer_A_Technical Potential | F11 | Industrial | Instruments | New | Process | Natural Gas | Gas Boiler - Stack Economizer | A | Cumulative Summer Peak Savings (MW) | Technical Potential | 0 | 0 | 0 | 0 | 0 | 0 | 0 | 0 | 0 | 0 | 0 | 0 | 0 | 0 | 0 | 0 | 0 | 0 | 0 | 0 | 0 | 0 | 0 | 0 | 0 | 0 | 0 | 0 | 0 | 0 | 0
F12_Industrial_Instruments_New_Process_Natural Gas_Gas Boiler - Stack Economizer_A_Technical Potential | F12 | Industrial | Instruments | New | Process | Natural Gas | Gas Boiler - Stack Economizer | A | Cumulative Winter Peak Savings (MW) | Technical Potential | 0 | 0 | 0 | 0 | 0 | 0 | 0 | 0 | 0 | 0 | 0 | 0 | 0 | 0 | 0 | 0 | 0 | 0 | 0 | 0 | 0 | 0 | 0 | 0 | 0 | 0 | 0 | 0 | 0 | 0 | 0
F13_Industrial_Instruments_New_Process_Natural Gas_Gas Boiler - Stack Economizer_A_Technical Potential | F13 | Industrial | Instruments | New | Process | Natural Gas | Gas Boiler - Stack Economizer | A | Purchases (Incremental) | Technical Potential | 0 | 0 | 0 | 0 | 0 | 27.9891 | 33.1594 | 38.3269 | 43.464 | 48.6038 | 48.3731 | 42.3551 | 36.8015 | 31.7703 | 27.25 | 23.2726 | 19.7849 | 16.7615 | 14.1523 | 11.911 | 27.9891 | 33.1594 | 38.3269 | 43.464 | 48.6038 | 48.3731 | 42.3551 | 36.8015 | 31.7703 | 27.25 | 23.2726
F14_Industrial_Instruments_New_Process_Natural Gas_Gas Boiler - Stack Economizer_A_Technical Potential | F14 | Industrial | Instruments | New | Process | Natural Gas | Gas Boiler - Stack Economizer | A | Purchases (Cumulative) | Technical Potential | 0 | 0 | 0 | 0 | 0 | 27.9891 | 61.1485 | 99.4755 | 142.9394 | 191.5432 | 239.9163 | 282.2714 | 319.0729 | 350.8432 | 378.0932 | 401.3657 | 421.1506 | 437.9121 | 452.0644 | 463.9755 | 463.9755 | 463.9755 | 463.9755 | 463.9755 | 463.9755 | 463.9755 | 463.9755 | 463.9755 | 463.9755 | 463.9755 | 463.9755
F1_Industrial_Instruments_New_Space Heating_Natural Gas_Gas Furnace Tube Inserts_A_Technical Potential | F1 | Industrial | Instruments | New | Space Heating | Natural Gas | Gas Furnace Tube Inserts | A | Original Unit Energy Savings (kWh or therms) | Technical Potential | 0 | 0 | 0 | 0 | 0 | 0 | 0 | 0 | 0 | 0 | 0 | 0 | 0 | 0 | 0 | 0 | 0 | 0 | 0 | 0 | 0 | 0 | 0 | 0 | 0 | 0 | 0 | 0 | 0 | 0 | 0
F2_Industrial_Instruments_New_Space Heating_Natural Gas_Gas Furnace Tube Inserts_A_Technical Potential | F2 | Industrial | Instruments | New | Space Heating | Natural Gas | Gas Furnace Tube Inserts | A | Original Unit Summer Peak Savings (kW) | Technical Potential | 0 | 0 | 0 | 0 | 0 | 0 | 0 | 0 | 0 | 0 | 0 | 0 | 0 | 0 | 0 | 0 | 0 | 0 | 0 | 0 | 0 | 0 | 0 | 0 | 0 | 0 | 0 | 0 | 0 | 0 | 0
F3_Industrial_Instruments_New_Space Heating_Natural Gas_Gas Furnace Tube Inserts_A_Technical Potential | F3 | Industrial | Instruments | New | Space Heating | Natural Gas | Gas Furnace Tube Inserts | A | Original Unit Winter Peak Savings (kW) | Technical Potential | 0 | 0 | 0 | 0 | 0 | 0 | 0 | 0 | 0 | 0 | 0 | 0 | 0 | 0 | 0 | 0 | 0 | 0 | 0 | 0 | 0 | 0 | 0 | 0 | 0 | 0 | 0 | 0 | 0 | 0 | 0
F4_Industrial_Instruments_New_Space Heating_Natural Gas_Gas Furnace Tube Inserts_A_Technical Potential | F4 | Industrial | Instruments | New | Space Heating | Natural Gas | Gas Furnace Tube Inserts | A | Standalone Impact on Baseline Energy (%) | Technical Potential | 0% | 0% | 0% | 0% | 0% | 0% | 0% | 0% | 0% | 0% | 0% | 0% | 0% | 0% | 0% | 0% | 0% | 0% | 0% | 0% | 0% | 0% | 0% | 0% | 0 | 0 | 0 | 0 | 0 | 0 | 0
F5_Industrial_Instruments_New_Space Heating_Natural Gas_Gas Furnace Tube Inserts_A_Technical Potential | F5 | Industrial | Instruments | New | Space Heating | Natural Gas | Gas Furnace Tube Inserts | A | Standalone Impact on Baseline Summer Peak (%) | Technical Potential | 0% | 0% | 0% | 0% | 0% | 0% | 0% | 0% | 0% | 0% | 0% | 0% | 0% | 0% | 0% | 0% | 0% | 0% | 0% | 0% | 0% | 0% | 0% | 0% | 0 | 0 | 0 | 0 | 0 | 0 | 0
F6_Industrial_Instruments_New_Space Heating_Natural Gas_Gas Furnace Tube Inserts_A_Technical Potential | F6 | Industrial | Instruments | New | Space Heating | Natural Gas | Gas Furnace Tube Inserts | A | Standalone Impact on Baseline Winter Peak (%) | Technical Potential | 0% | 0% | 0% | 0% | 0% | 0% | 0% | 0% | 0% | 0% | 0% | 0% | 0% | 0% | 0% | 0% | 0% | 0% | 0% | 0% | 0% | 0% | 0% | 0% | 0 | 0 | 0 | 0 | 0 | 0 | 0
F7_Industrial_Instruments_New_Space Heating_Natural Gas_Gas Furnace Tube Inserts_A_Technical Potential | F7 | Industrial | Instruments | New | Space Heating | Natural Gas | Gas Furnace Tube Inserts | A | Incremental Energy Savings (MWh or mTherms) | Technical Potential | 0 | 0 | 0 | 0 | 0 | 0 | 0 | 0 | 0 | 0 | 0 | 0 | 0 | 0 | 0 | 0 | 0 | 0 | 0 | 0 | 0 | 0 | 0 | 0 | 0 | 0 | 0 | 0 | 0 | 0 | 0
F8_Industrial_Instruments_New_Space Heating_Natural Gas_Gas Furnace Tube Inserts_A_Technical Potential | F8 | Industrial | Instruments | New | Space Heating | Natural Gas | Gas Furnace Tube Inserts | A | Incremental Summer Peak Savings (MW) | Technical Potential | 0 | 0 | 0 | 0 | 0 | 0 | 0 | 0 | 0 | 0 | 0 | 0 | 0 | 0 | 0 | 0 | 0 | 0 | 0 | 0 | 0 | 0 | 0 | 0 | 0 | 0 | 0 | 0 | 0 | 0 | 0
F9_Industrial_Instruments_New_Space Heating_Natural Gas_Gas Furnace Tube Inserts_A_Technical Potential | F9 | Industrial | Instruments | New | Space Heating | Natural Gas | Gas Furnace Tube Inserts | A | Incremental Winter Peak Savings (MW) | Technical Potential | 0 | 0 | 0 | 0 | 0 | 0 | 0 | 0 | 0 | 0 | 0 | 0 | 0 | 0 | 0 | 0 | 0 | 0 | 0 | 0 | 0 | 0 | 0 | 0 | 0 | 0 | 0 | 0 | 0 | 0 | 0
F10_Industrial_Instruments_New_Space Heating_Natural Gas_Gas Furnace Tube Inserts_A_Technical Potential | F10 | Industrial | Instruments | New | Space Heating | Natural Gas | Gas Furnace Tube Inserts | A | Cumulative Energy Savings (MWh or mTherms) | Technical Potential | 0 | 0 | 0 | 0 | 0 | 0 | 0 | 0 | 0 | 0 | 0 | 0 | 0 | 0 | 0 | 0 | 0 | 0 | 0 | 0 | 0 | 0 | 0 | 0 | 0 | 0 | 0 | 0 | 0 | 0 | 0
F11_Industrial_Instruments_New_Space Heating_Natural Gas_Gas Furnace Tube Inserts_A_Technical Potential | F11 | Industrial | Instruments | New | Space Heating | Natural Gas | Gas Furnace Tube Inserts | A | Cumulative Summer Peak Savings (MW) | Technical Potential | 0 | 0 | 0 | 0 | 0 | 0 | 0 | 0 | 0 | 0 | 0 | 0 | 0 | 0 | 0 | 0 | 0 | 0 | 0 | 0 | 0 | 0 | 0 | 0 | 0 | 0 | 0 | 0 | 0 | 0 | 0
F12_Industrial_Instruments_New_Space Heating_Natural Gas_Gas Furnace Tube Inserts_A_Technical Potential | F12 | Industrial | Instruments | New | Space Heating | Natural Gas | Gas Furnace Tube Inserts | A | Cumulative Winter Peak Savings (MW) | Technical Potential | 0 | 0 | 0 | 0 | 0 | 0 | 0 | 0 | 0 | 0 | 0 | 0 | 0 | 0 | 0 | 0 | 0 | 0 | 0 | 0 | 0 | 0 | 0 | 0 | 0 | 0 | 0 | 0 | 0 | 0 | 0
F13_Industrial_Instruments_New_Space Heating_Natural Gas_Gas Furnace Tube Inserts_A_Technical Potential | F13 | Industrial | Instruments | New | Space Heating | Natural Gas | Gas Furnace Tube Inserts | A | Purchases (Incremental) | Technical Potential | 0 | 0 | 0 | 0 | 0 | 0 | 0 | 0 | 0 | 0 | 0 | 0 | 0 | 0 | 0 | 0 | 0 | 0 | 0 | 0 | 0 | 0 | 0 | 0 | 0 | 0 | 0 | 0 | 0 | 0 | 0
F14_Industrial_Instruments_New_Space Heating_Natural Gas_Gas Furnace Tube Inserts_A_Technical Potential | F14 | Industrial | Instruments | New | Space Heating | Natural Gas | Gas Furnace Tube Inserts | A | Purchases (Cumulative) | Technical Potential | 0 | 0 | 0 | 0 | 0 | 0 | 0 | 0 | 0 | 0 | 0 | 0 | 0 | 0 | 0 | 0 | 0 | 0 | 0 | 0 | 0 | 0 | 0 | 0 | 0 | 0 | 0 | 0 | 0 | 0 | 0
F1_Industrial_Instruments_New_Space Heating_Natural Gas_Space Heating - Heat Recovery Ventilator_A_Technical Potential | F1 | Industrial | Instruments | New | Space Heating | Natural Gas | Space Heating - Heat Recovery Ventilator | A | Original Unit Energy Savings (kWh or therms) | Technical Potential | 0 | 0 | 0 | 0 | 0 | 0.012468 | 0.012307 | 0.01219 | 0.0121 | 0.01203 | 0.011973 | 0.011906 | 0.011837 | 0.011768 | 0.011701 | 0.011649 | 0.011607 | 0.011574 | 0.011522 | 0.011484 | 0.011457 | 0.011435 | 0.011435 | 0.011435 | 0.011435 | 0.011435 | 0.011435 | 0.011435 | 0 | 0 | 0
F2_Industrial_Instruments_New_Space Heating_Natural Gas_Space Heating - Heat Recovery Ventilator_A_Technical Potential | F2 | Industrial | Instruments | New | Space Heating | Natural Gas | Space Heating - Heat Recovery Ventilator | A | Original Unit Summer Peak Savings (kW) | Technical Potential | 0 | 0 | 0 | 0 | 0 | 0 | 0 | 0 | 0 | 0 | 0 | 0 | 0 | 0 | 0 | 0 | 0 | 0 | 0 | 0 | 0 | 0 | 0 | 0 | 0 | 0 | 0 | 0 | 0 | 0 | 0
F3_Industrial_Instruments_New_Space Heating_Natural Gas_Space Heating - Heat Recovery Ventilator_A_Technical Potential | F3 | Industrial | Instruments | New | Space Heating | Natural Gas | Space Heating - Heat Recovery Ventilator | A | Original Unit Winter Peak Savings (kW) | Technical Potential | 0 | 0 | 0 | 0 | 0 | 0 | 0 | 0 | 0 | 0 | 0 | 0 | 0 | 0 | 0 | 0 | 0 | 0 | 0 | 0 | 0 | 0 | 0 | 0 | 0 | 0 | 0 | 0 | 0 | 0 | 0
F4_Industrial_Instruments_New_Space Heating_Natural Gas_Space Heating - Heat Recovery Ventilator_A_Technical Potential | F4 | Industrial | Instruments | New | Space Heating | Natural Gas | Space Heating - Heat Recovery Ventilator | A | Standalone Impact on Baseline Energy (%) | Technical Potential | 0% | 0% | 0% | 0% | 0% | 0.01875% | 0.03457% | 0.04866% | 0.06165% | 0.07388% | 0.08556% | 0.09692% | 0.108% | 0.1188% | 0.1296% | 0.1401% | 0.1506% | 0.161% | 0.1713% | 0.1815% | 0.1866% | 0.1913% | 0.1955% | 0.1993% | 0.0020286 | 0.0019524 | 0.0018819 | 0.0018165 | 0 | 0 | 0
F5_Industrial_Instruments_New_Space Heating_Natural Gas_Space Heating - Heat Recovery Ventilator_A_Technical Potential | F5 | Industrial | Instruments | New | Space Heating | Natural Gas | Space Heating - Heat Recovery Ventilator | A | Standalone Impact on Baseline Summer Peak (%) | Technical Potential | 0% | 0% | 0% | 0% | 0% | 0% | 0% | 0% | 0% | 0% | 0% | 0% | 0% | 0% | 0% | 0% | 0% | 0% | 0% | 0% | 0% | 0% | 0% | 0% | 0 | 0 | 0 | 0 | 0 | 0 | 0
F6_Industrial_Instruments_New_Space Heating_Natural Gas_Space Heating - Heat Recovery Ventilator_A_Technical Potential | F6 | Industrial | Instruments | New | Space Heating | Natural Gas | Space Heating - Heat Recovery Ventilator | A | Standalone Impact on Baseline Winter Peak (%) | Technical Potential | 0% | 0% | 0% | 0% | 0% | 0% | 0% | 0% | 0% | 0% | 0% | 0% | 0% | 0% | 0% | 0% | 0% | 0% | 0% | 0% | 0% | 0% | 0% | 0% | 0 | 0 | 0 | 0 | 0 | 0 | 0
F7_Industrial_Instruments_New_Space Heating_Natural Gas_Space Heating - Heat Recovery Ventilator_A_Technical Potential | F7 | Industrial | Instruments | New | Space Heating | Natural Gas | Space Heating - Heat Recovery Ventilator | A | Incremental Energy Savings (MWh or mTherms) | Technical Potential | 0 | 0 | 0 | 0 | 0 | 0.00074092 | 0.00086645 | 0.00099191 | 0.0011166 | 0.0012414 | 0.0013663 | 0.0014871 | 0.0016056 | 0.0017226 | 0.0018364 | 0.0019517 | 0.0020666 | 0.0021823 | 0.0022929 | 0.0024043 | 0.0025173 | 0.0026306 | 0.0027482 | 0.0028654 | 0.0029822 | 0.0013049 | 0.0014282 | 0.0015512 | 0 | 0 | 0
F8_Industrial_Instruments_New_Space Heating_Natural Gas_Space Heating - Heat Recovery Ventilator_A_Technical Potential | F8 | Industrial | Instruments | New | Space Heating | Natural Gas | Space Heating - Heat Recovery Ventilator | A | Incremental Summer Peak Savings (MW) | Technical Potential | 0 | 0 | 0 | 0 | 0 | 0 | 0 | 0 | 0 | 0 | 0 | 0 | 0 | 0 | 0 | 0 | 0 | 0 | 0 | 0 | 0 | 0 | 0 | 0 | 0 | 0 | 0 | 0 | 0 | 0 | 0
F9_Industrial_Instruments_New_Space Heating_Natural Gas_Space Heating - Heat Recovery Ventilator_A_Technical Potential | F9 | Industrial | Instruments | New | Space Heating | Natural Gas | Space Heating - Heat Recovery Ventilator | A | Incremental Winter Peak Savings (MW) | Technical Potential | 0 | 0 | 0 | 0 | 0 | 0 | 0 | 0 | 0 | 0 | 0 | 0 | 0 | 0 | 0 | 0 | 0 | 0 | 0 | 0 | 0 | 0 | 0 | 0 | 0 | 0 | 0 | 0 | 0 | 0 | 0
F10_Industrial_Instruments_New_Space Heating_Natural Gas_Space Heating - Heat Recovery Ventilator_A_Technical Potential | F10 | Industrial | Instruments | New | Space Heating | Natural Gas | Space Heating - Heat Recovery Ventilator | A | Cumulative Energy Savings (MWh or mTherms) | Technical Potential | 0 | 0 | 0 | 0 | 0 | 0.00074092 | 0.0015978 | 0.0025744 | 0.0036722 | 0.0048923 | 0.0062354 | 0.0076878 | 0.0092483 | 0.010917 | 0.012692 | 0.014586 | 0.016601 | 0.018737 | 0.020946 | 0.02328 | 0.025061 | 0.026839 | 0.028657 | 0.030467 | 0.032269 | 0.032269 | 0.032269 | 0.032269 | 0 | 0 | 0
F11_Industrial_Instruments_New_Space Heating_Natural Gas_Space Heating - Heat Recovery Ventilator_A_Technical Potential | F11 | Industrial | Instruments | New | Space Heating | Natural Gas | Space Heating - Heat Recovery Ventilator | A | Cumulative Summer Peak Savings (MW) | Technical Potential | 0 | 0 | 0 | 0 | 0 | 0 | 0 | 0 | 0 | 0 | 0 | 0 | 0 | 0 | 0 | 0 | 0 | 0 | 0 | 0 | 0 | 0 | 0 | 0 | 0 | 0 | 0 | 0 | 0 | 0 | 0
F12_Industrial_Instruments_New_Space Heating_Natural Gas_Space Heating - Heat Recovery Ventilator_A_Technical Potential | F12 | Industrial | Instruments | New | Space Heating | Natural Gas | Space Heating - Heat Recovery Ventilator | A | Cumulative Winter Peak Savings (MW) | Technical Potential | 0 | 0 | 0 | 0 | 0 | 0 | 0 | 0 | 0 | 0 | 0 | 0 | 0 | 0 | 0 | 0 | 0 | 0 | 0 | 0 | 0 | 0 | 0 | 0 | 0 | 0 | 0 | 0 | 0 | 0 | 0
F13_Industrial_Instruments_New_Space Heating_Natural Gas_Space Heating - Heat Recovery Ventilator_A_Technical Potential | F13 | Industrial | Instruments | New | Space Heating | Natural Gas | Space Heating - Heat Recovery Ventilator | A | Purchases (Incremental) | Technical Potential | 0 | 0 | 0 | 0 | 0 | 59.4248 | 70.4022 | 81.3736 | 92.2802 | 103.1928 | 114.1143 | 124.8972 | 135.6506 | 146.3822 | 156.9434 | 167.5449 | 178.0453 | 188.547 | 198.9959 | 209.3516 | 219.7196 | 230.0446 | 240.3296 | 250.577 | 260.7897 | 114.1143 | 124.8972 | 135.6506 | 146.3822 | 156.9434 | 167.5449
F14_Industrial_Instruments_New_Space Heating_Natural Gas_Space Heating - Heat Recovery Ventilator_A_Technical Potential | F14 | Industrial | Instruments | New | Space Heating | Natural Gas | Space Heating - Heat Recovery Ventilator | A | Purchases (Cumulative) | Technical Potential | 0 | 0 | 0 | 0 | 0 | 59.4248 | 129.827 | 211.2006 | 303.4808 | 406.6736 | 520.7879 | 645.6851 | 781.3358 | 927.718 | 1084.6614 | 1252.2062 | 1430.2515 | 1618.7985 | 1817.7944 | 2027.146 | 2187.4407 | 2347.0832 | 2506.0392 | 2664.336 | 2821.9329 | 2821.9329 | 2821.9329 | 2821.9329 | 2821.9329 | 2821.9329 | 2821.9329
F1_Industrial_Instruments_New_Space Heating_Natural Gas_Thermostat - Programmable_A_Technical Potential | F1 | Industrial | Instruments | New | Space Heating | Natural Gas | Thermostat - Programmable | A | Original Unit Energy Savings (kWh or therms) | Technical Potential | 0 | 0 | 0 | 0 | 0 | 0.006194 | 0.006114 | 0.0060556 | 0.0060113 | 0.0059764 | 0.0059481 | 0.005915 | 0.0058802 | 0.005846 | 0.0058129 | 0.0057868 | 0.0057663 | 0.00575 | 0.0057242 | 0.0057053 | 0.0056915 | 0.0056808 | 0.0056808 | 0.0056808 | 0.0056808 | 0.0056808 | 0.0056808 | 0.0056808 | 0 | 0 | 0
F2_Industrial_Instruments_New_Space Heating_Natural Gas_Thermostat - Programmable_A_Technical Potential | F2 | Industrial | Instruments | New | Space Heating | Natural Gas | Thermostat - Programmable | A | Original Unit Summer Peak Savings (kW) | Technical Potential | 0 | 0 | 0 | 0 | 0 | 0 | 0 | 0 | 0 | 0 | 0 | 0 | 0 | 0 | 0 | 0 | 0 | 0 | 0 | 0 | 0 | 0 | 0 | 0 | 0 | 0 | 0 | 0 | 0 | 0 | 0
F3_Industrial_Instruments_New_Space Heating_Natural Gas_Thermostat - Programmable_A_Technical Potential | F3 | Industrial | Instruments | New | Space Heating | Natural Gas | Thermostat - Programmable | A | Original Unit Winter Peak Savings (kW) | Technical Potential | 0 | 0 | 0 | 0 | 0 | 0 | 0 | 0 | 0 | 0 | 0 | 0 | 0 | 0 | 0 | 0 | 0 | 0 | 0 | 0 | 0 | 0 | 0 | 0 | 0 | 0 | 0 | 0 | 0 | 0 | 0
F4_Industrial_Instruments_New_Space Heating_Natural Gas_Thermostat - Programmable_A_Technical Potential | F4 | Industrial | Instruments | New | Space Heating | Natural Gas | Thermostat - Programmable | A | Standalone Impact on Baseline Energy (%) | Technical Potential | 0% | 0% | 0% | 0% | 0% | 0.02794% | 0.05152% | 0.07252% | 0.09189% | 0.1101% | 0.1275% | 0.1444% | 0.1609% | 0.1771% | 0.1931% | 0.2088% | 0.2151% | 0.2206% | 0.2256% | 0.23% | 0.234% | 0.2376% | 0.2408% | 0.2438% | 0.0024651 | 0.0023725 | 0.0022868 | 0.0022073 | 0 | 0 | 0
F5_Industrial_Instruments_New_Space Heating_Natural Gas_Thermostat - Programmable_A_Technical Potential | F5 | Industrial | Instruments | New | Space Heating | Natural Gas | Thermostat - Programmable | A | Standalone Impact on Baseline Summer Peak (%) | Technical Potential | 0% | 0% | 0% | 0% | 0% | 0% | 0% | 0% | 0% | 0% | 0% | 0% | 0% | 0% | 0% | 0% | 0% | 0% | 0% | 0% | 0% | 0% | 0% | 0% | 0 | 0 | 0 | 0 | 0 | 0 | 0
F6_Industrial_Instruments_New_Space Heating_Natural Gas_Thermostat - Programmable_A_Technical Potential | F6 | Industrial | Instruments | New | Space Heating | Natural Gas | Thermostat - Programmable | A | Standalone Impact on Baseline Winter Peak (%) | Technical Potential | 0% | 0% | 0% | 0% | 0% | 0% | 0% | 0% | 0% | 0% | 0% | 0% | 0% | 0% | 0% | 0% | 0% | 0% | 0% | 0% | 0% | 0% | 0% | 0% | 0 | 0 | 0 | 0 | 0 | 0 | 0
F7_Industrial_Instruments_New_Space Heating_Natural Gas_Thermostat - Programmable_A_Technical Potential | F7 | Industrial | Instruments | New | Space Heating | Natural Gas | Thermostat - Programmable | A | Incremental Energy Savings (MWh or mTherms) | Technical Potential | 0 | 0 | 0 | 0 | 0 | 0.0011042 | 0.0012913 | 0.0014783 | 0.0016642 | 0.0018501 | 0.0020363 | 0.0022163 | 0.002393 | 0.0025672 | 0.0027369 | 0.0029087 | 0.00308 | 0.0032525 | 0.0034173 | 0.0035832 | 0.0037516 | 0.0039205 | 0.0040958 | 0.0042704 | 0.0044445 | 0.0026747 | 0.0028554 | 0.0030343 | 0 | 0 | 0
F8_Industrial_Instruments_New_Space Heating_Natural Gas_Thermostat - Programmable_A_Technical Potential | F8 | Industrial | Instruments | New | Space Heating | Natural Gas | Thermostat - Programmable | A | Incremental Summer Peak Savings (MW) | Technical Potential | 0 | 0 | 0 | 0 | 0 | 0 | 0 | 0 | 0 | 0 | 0 | 0 | 0 | 0 | 0 | 0 | 0 | 0 | 0 | 0 | 0 | 0 | 0 | 0 | 0 | 0 | 0 | 0 | 0 | 0 | 0
F9_Industrial_Instruments_New_Space Heating_Natural Gas_Thermostat - Programmable_A_Technical Potential | F9 | Industrial | Instruments | New | Space Heating | Natural Gas | Thermostat - Programmable | A | Incremental Winter Peak Savings (MW) | Technical Potential | 0 | 0 | 0 | 0 | 0 | 0 | 0 | 0 | 0 | 0 | 0 | 0 | 0 | 0 | 0 | 0 | 0 | 0 | 0 | 0 | 0 | 0 | 0 | 0 | 0 | 0 | 0 | 0 | 0 | 0 | 0
F10_Industrial_Instruments_New_Space Heating_Natural Gas_Thermostat - Programmable_A_Technical Potential | F10 | Industrial | Instruments | New | Space Heating | Natural Gas | Thermostat - Programmable | A | Cumulative Energy Savings (MWh or mTherms) | Technical Potential | 0 | 0 | 0 | 0 | 0 | 0.0011042 | 0.0023813 | 0.0038368 | 0.0054729 | 0.0072913 | 0.009293 | 0.011458 | 0.013783 | 0.01627 | 0.018915 | 0.021739 | 0.023714 | 0.025685 | 0.027589 | 0.029502 | 0.031421 | 0.033337 | 0.035304 | 0.037263 | 0.039213 | 0.039213 | 0.039213 | 0.039213 | 0 | 0 | 0
F11_Industrial_Instruments_New_Space Heating_Natural Gas_Thermostat - Programmable_A_Technical Potential | F11 | Industrial | Instruments | New | Space Heating | Natural Gas | Thermostat - Programmable | A | Cumulative Summer Peak Savings (MW) | Technical Potential | 0 | 0 | 0 | 0 | 0 | 0 | 0 | 0 | 0 | 0 | 0 | 0 | 0 | 0 | 0 | 0 | 0 | 0 | 0 | 0 | 0 | 0 | 0 | 0 | 0 | 0 | 0 | 0 | 0 | 0 | 0
F12_Industrial_Instruments_New_Space Heating_Natural Gas_Thermostat - Programmable_A_Technical Potential | F12 | Industrial | Instruments | New | Space Heating | Natural Gas | Thermostat - Programmable | A | Cumulative Winter Peak Savings (MW) | Technical Potential | 0 | 0 | 0 | 0 | 0 | 0 | 0 | 0 | 0 | 0 | 0 | 0 | 0 | 0 | 0 | 0 | 0 | 0 | 0 | 0 | 0 | 0 | 0 | 0 | 0 | 0 | 0 | 0 | 0 | 0 | 0
F13_Industrial_Instruments_New_Space Heating_Natural Gas_Thermostat - Programmable_A_Technical Potential | F13 | Industrial | Instruments | New | Space Heating | Natural Gas | Thermostat - Programmable | A | Purchases (Incremental) | Technical Potential | 0 | 0 | 0 | 0 | 0 | 178.2745 | 211.2066 | 244.1207 | 276.8407 | 309.5783 | 342.343 | 374.6917 | 406.9519 | 439.1466 | 470.8301 | 502.6346 | 534.1358 | 565.641 | 596.9877 | 628.0548 | 659.1587 | 690.1339 | 720.9887 | 751.7311 | 782.369 | 470.8301 | 502.6346 | 534.1358 | 565.641 | 596.9877 | 628.0548
F14_Industrial_Instruments_New_Space Heating_Natural Gas_Thermostat - Programmable_A_Technical Potential | F14 | Industrial | Instruments | New | Space Heating | Natural Gas | Thermostat - Programmable | A | Purchases (Cumulative) | Technical Potential | 0 | 0 | 0 | 0 | 0 | 178.2745 | 389.4811 | 633.6018 | 910.4425 | 1220.0208 | 1562.3638 | 1937.0554 | 2344.0073 | 2783.154 | 3253.9841 | 3756.6187 | 4112.48 | 4466.9144 | 4819.7814 | 5170.9956 | 5520.576 | 5868.3669 | 6214.664 | 6559.4431 | 6902.6655 | 6902.6655 | 6902.6655 | 6902.6655 | 6902.6655 | 6902.6655 | 6902.6655
F1_Industrial_Instruments_New_Space Heating_Natural Gas_ENERGY STAR Connected Thermostat_A_Technical Potential | F1 | Industrial | Instruments | New | Space Heating | Natural Gas | ENERGY STAR Connected Thermostat | A | Original Unit Energy Savings (kWh or therms) | Technical Potential | 0 | 0 | 0 | 0 | 0 | 0.014581 | 0.014392 | 0.014255 | 0.014151 | 0.014068 | 0.014002 | 0.013924 | 0.013842 | 0.013762 | 0.013684 | 0.013622 | 0.013574 | 0.013536 | 0.013475 | 0.01343 | 0.013398 | 0.013373 | 0.013373 | 0.013373 | 0.013373 | 0.013373 | 0.013373 | 0.013373 | 0 | 0 | 0
F2_Industrial_Instruments_New_Space Heating_Natural Gas_ENERGY STAR Connected Thermostat_A_Technical Potential | F2 | Industrial | Instruments | New | Space Heating | Natural Gas | ENERGY STAR Connected Thermostat | A | Original Unit Summer Peak Savings (kW) | Technical Potential | 0 | 0 | 0 | 0 | 0 | 0 | 0 | 0 | 0 | 0 | 0 | 0 | 0 | 0 | 0 | 0 | 0 | 0 | 0 | 0 | 0 | 0 | 0 | 0 | 0 | 0 | 0 | 0 | 0 | 0 | 0
F3_Industrial_Instruments_New_Space Heating_Natural Gas_ENERGY STAR Connected Thermostat_A_Technical Potential | F3 | Industrial | Instruments | New | Space Heating | Natural Gas | ENERGY STAR Connected Thermostat | A | Original Unit Winter Peak Savings (kW) | Technical Potential | 0 | 0 | 0 | 0 | 0 | 0 | 0 | 0 | 0 | 0 | 0 | 0 | 0 | 0 | 0 | 0 | 0 | 0 | 0 | 0 | 0 | 0 | 0 | 0 | 0 | 0 | 0 | 0 | 0 | 0 | 0
F4_Industrial_Instruments_New_Space Heating_Natural Gas_ENERGY STAR Connected Thermostat_A_Technical Potential | F4 | Industrial | Instruments | New | Space Heating | Natural Gas | ENERGY STAR Connected Thermostat | A | Standalone Impact on Baseline Energy (%) | Technical Potential | 0% | 0% | 0% | 0% | 0% | 0.06577% | 0.1213% | 0.1707% | 0.2163% | 0.2592% | 0.2659% | 0.2717% | 0.2764% | 0.2805% | 0.2841% | 0.2871% | 0.2898% | 0.2921% | 0.2942% | 0.2961% | 0.2977% | 0.2992% | 0.3006% | 0.3019% | 0.0030301 | 0.0029163 | 0.002811 | 0.0027132 | 0 | 0 | 0
F5_Industrial_Instruments_New_Space Heating_Natural Gas_ENERGY STAR Connected Thermostat_A_Technical Potential | F5 | Industrial | Instruments | New | Space Heating | Natural Gas | ENERGY STAR Connected Thermostat | A | Standalone Impact on Baseline Summer Peak (%) | Technical Potential | 0% | 0% | 0% | 0% | 0% | 0% | 0% | 0% | 0% | 0% | 0% | 0% | 0% | 0% | 0% | 0% | 0% | 0% | 0% | 0% | 0% | 0% | 0% | 0% | 0 | 0 | 0 | 0 | 0 | 0 | 0
F6_Industrial_Instruments_New_Space Heating_Natural Gas_ENERGY STAR Connected Thermostat_A_Technical Potential | F6 | Industrial | Instruments | New | Space Heating | Natural Gas | ENERGY STAR Connected Thermostat | A | Standalone Impact on Baseline Winter Peak (%) | Technical Potential | 0% | 0% | 0% | 0% | 0% | 0% | 0% | 0% | 0% | 0% | 0% | 0% | 0% | 0% | 0% | 0% | 0% | 0% | 0% | 0% | 0% | 0% | 0% | 0% | 0 | 0 | 0 | 0 | 0 | 0 | 0
F7_Industrial_Instruments_New_Space Heating_Natural Gas_ENERGY STAR Connected Thermostat_A_Technical Potential | F7 | Industrial | Instruments | New | Space Heating | Natural Gas | ENERGY STAR Connected Thermostat | A | Incremental Energy Savings (MWh or mTherms) | Technical Potential | 0 | 0 | 0 | 0 | 0 | 0.0025994 | 0.0030398 | 0.0034799 | 0.0039175 | 0.0043553 | 0.0047934 | 0.0052172 | 0.0056331 | 0.0060433 | 0.0064426 | 0.0068471 | 0.0072504 | 0.0076563 | 0.0080443 | 0.0084349 | 0.0088314 | 0.009229 | 0.0096416 | 0.010053 | 0.010462 | 0.0088148 | 0.009229 | 0.0096416 | 0 | 0 | 0
F8_Industrial_Instruments_New_Space Heating_Natural Gas_ENERGY STAR Connected Thermostat_A_Technical Potential | F8 | Industrial | Instruments | New | Space Heating | Natural Gas | ENERGY STAR Connected Thermostat | A | Incremental Summer Peak Savings (MW) | Technical Potential | 0 | 0 | 0 | 0 | 0 | 0 | 0 | 0 | 0 | 0 | 0 | 0 | 0 | 0 | 0 | 0 | 0 | 0 | 0 | 0 | 0 | 0 | 0 | 0 | 0 | 0 | 0 | 0 | 0 | 0 | 0
F9_Industrial_Instruments_New_Space Heating_Natural Gas_ENERGY STAR Connected Thermostat_A_Technical Potential | F9 | Industrial | Instruments | New | Space Heating | Natural Gas | ENERGY STAR Connected Thermostat | A | Incremental Winter Peak Savings (MW) | Technical Potential | 0 | 0 | 0 | 0 | 0 | 0 | 0 | 0 | 0 | 0 | 0 | 0 | 0 | 0 | 0 | 0 | 0 | 0 | 0 | 0 | 0 | 0 | 0 | 0 | 0 | 0 | 0 | 0 | 0 | 0 | 0
F10_Industrial_Instruments_New_Space Heating_Natural Gas_ENERGY STAR Connected Thermostat_A_Technical Potential | F10 | Industrial | Instruments | New | Space Heating | Natural Gas | ENERGY STAR Connected Thermostat | A | Cumulative Energy Savings (MWh or mTherms) | Technical Potential | 0 | 0 | 0 | 0 | 0 | 0.0025994 | 0.0056056 | 0.009032 | 0.012883 | 0.017164 | 0.01938 | 0.021548 | 0.023676 | 0.025771 | 0.027832 | 0.029891 | 0.031949 | 0.034007 | 0.035981 | 0.037973 | 0.039979 | 0.04199 | 0.044068 | 0.046137 | 0.0482 | 0.0482 | 0.0482 | 0.0482 | 0 | 0 | 0
F11_Industrial_Instruments_New_Space Heating_Natural Gas_ENERGY STAR Connected Thermostat_A_Technical Potential | F11 | Industrial | Instruments | New | Space Heating | Natural Gas | ENERGY STAR Connected Thermostat | A | Cumulative Summer Peak Savings (MW) | Technical Potential | 0 | 0 | 0 | 0 | 0 | 0 | 0 | 0 | 0 | 0 | 0 | 0 | 0 | 0 | 0 | 0 | 0 | 0 | 0 | 0 | 0 | 0 | 0 | 0 | 0 | 0 | 0 | 0 | 0 | 0 | 0
F12_Industrial_Instruments_New_Space Heating_Natural Gas_ENERGY STAR Connected Thermostat_A_Technical Potential | F12 | Industrial | Instruments | New | Space Heating | Natural Gas | ENERGY STAR Connected Thermostat | A | Cumulative Winter Peak Savings (MW) | Technical Potential | 0 | 0 | 0 | 0 | 0 | 0 | 0 | 0 | 0 | 0 | 0 | 0 | 0 | 0 | 0 | 0 | 0 | 0 | 0 | 0 | 0 | 0 | 0 | 0 | 0 | 0 | 0 | 0 | 0 | 0 | 0
F13_Industrial_Instruments_New_Space Heating_Natural Gas_ENERGY STAR Connected Thermostat_A_Technical Potential | F13 | Industrial | Instruments | New | Space Heating | Natural Gas | ENERGY STAR Connected Thermostat | A | Purchases (Incremental) | Technical Potential | 0 | 0 | 0 | 0 | 0 | 178.2745 | 211.2066 | 244.1207 | 276.8407 | 309.5783 | 342.343 | 374.6917 | 406.9519 | 439.1466 | 470.8301 | 502.6346 | 534.1358 | 565.641 | 596.9877 | 628.0548 | 659.1587 | 690.1339 | 720.9887 | 751.7311 | 782.369 | 659.1587 | 690.1339 | 720.9887 | 751.7311 | 782.369 | 659.1587
F14_Industrial_Instruments_New_Space Heating_Natural Gas_ENERGY STAR Connected Thermostat_A_Technical Potential | F14 | Industrial | Instruments | New | Space Heating | Natural Gas | ENERGY STAR Connected Thermostat | A | Purchases (Cumulative) | Technical Potential | 0 | 0 | 0 | 0 | 0 | 178.2745 | 389.4811 | 633.6018 | 910.4425 | 1220.0208 | 1384.0893 | 1547.5743 | 1710.4055 | 1872.7115 | 2033.9634 | 2194.2549 | 2353.6991 | 2512.3882 | 2670.2293 | 2827.4539 | 2983.978 | 3139.9762 | 3295.3239 | 3450.0672 | 3604.3814 | 3604.3814 | 3604.3814 | 3604.3814 | 3604.3814 | 3604.3814 | 3604.3814
F1_Industrial_Instruments_New_Space Heating_Natural Gas_Destratification Fans (HVLS)_A_Technical Potential | F1 | Industrial | Instruments | New | Space Heating | Natural Gas | Destratification Fans (HVLS) | A | Original Unit Energy Savings (kWh or therms) | Technical Potential | 0 | 0 | 0 | 0 | 0 | 0.014581 | 0.014392 | 0.014255 | 0.014151 | 0.014068 | 0.014002 | 0.013924 | 0.013842 | 0.013762 | 0.013684 | 0.013622 | 0.013574 | 0.013536 | 0.013475 | 0.01343 | 0.013398 | 0.013373 | 0.013373 | 0.013373 | 0.013373 | 0.013373 | 0.013373 | 0.013373 | 0 | 0 | 0
F2_Industrial_Instruments_New_Space Heating_Natural Gas_Destratification Fans (HVLS)_A_Technical Potential | F2 | Industrial | Instruments | New | Space Heating | Natural Gas | Destratification Fans (HVLS) | A | Original Unit Summer Peak Savings (kW) | Technical Potential | 0 | 0 | 0 | 0 | 0 | 0 | 0 | 0 | 0 | 0 | 0 | 0 | 0 | 0 | 0 | 0 | 0 | 0 | 0 | 0 | 0 | 0 | 0 | 0 | 0 | 0 | 0 | 0 | 0 | 0 | 0
F3_Industrial_Instruments_New_Space Heating_Natural Gas_Destratification Fans (HVLS)_A_Technical Potential | F3 | Industrial | Instruments | New | Space Heating | Natural Gas | Destratification Fans (HVLS) | A | Original Unit Winter Peak Savings (kW) | Technical Potential | 0 | 0 | 0 | 0 | 0 | 0 | 0 | 0 | 0 | 0 | 0 | 0 | 0 | 0 | 0 | 0 | 0 | 0 | 0 | 0 | 0 | 0 | 0 | 0 | 0 | 0 | 0 | 0 | 0 | 0 | 0
F4_Industrial_Instruments_New_Space Heating_Natural Gas_Destratification Fans (HVLS)_A_Technical Potential | F4 | Industrial | Instruments | New | Space Heating | Natural Gas | Destratification Fans (HVLS) | A | Standalone Impact on Baseline Energy (%) | Technical Potential | 0% | 0% | 0% | 0% | 0% | 0.06577% | 0.1213% | 0.1707% | 0.2163% | 0.2592% | 0.3002% | 0.34% | 0.3788% | 0.4168% | 0.4546% | 0.4682% | 0.4804% | 0.491% | 0.5005% | 0.5091% | 0.5167% | 0.5236% | 0.5298% | 0.5355% | 0.0054071 | 0.0052039 | 0.005016 | 0.0048417 | 0 | 0 | 0
F5_Industrial_Instruments_New_Space Heating_Natural Gas_Destratification Fans (HVLS)_A_Technical Potential | F5 | Industrial | Instruments | New | Space Heating | Natural Gas | Destratification Fans (HVLS) | A | Standalone Impact on Baseline Summer Peak (%) | Technical Potential | 0% | 0% | 0% | 0% | 0% | 0% | 0% | 0% | 0% | 0% | 0% | 0% | 0% | 0% | 0% | 0% | 0% | 0% | 0% | 0% | 0% | 0% | 0% | 0% | 0 | 0 | 0 | 0 | 0 | 0 | 0
F6_Industrial_Instruments_New_Space Heating_Natural Gas_Destratification Fans (HVLS)_A_Technical Potential | F6 | Industrial | Instruments | New | Space Heating | Natural Gas | Destratification Fans (HVLS) | A | Standalone Impact on Baseline Winter Peak (%) | Technical Potential | 0% | 0% | 0% | 0% | 0% | 0% | 0% | 0% | 0% | 0% | 0% | 0% | 0% | 0% | 0% | 0% | 0% | 0% | 0% | 0% | 0% | 0% | 0% | 0% | 0 | 0 | 0 | 0 | 0 | 0 | 0
F7_Industrial_Instruments_New_Space Heating_Natural Gas_Destratification Fans (HVLS)_A_Technical Potential | F7 | Industrial | Instruments | New | Space Heating | Natural Gas | Destratification Fans (HVLS) | A | Incremental Energy Savings (MWh or mTherms) | Technical Potential | 0 | 0 | 0 | 0 | 0 | 0.0025994 | 0.0030398 | 0.0034799 | 0.0039175 | 0.0043553 | 0.0047934 | 0.0052172 | 0.0056331 | 0.0060433 | 0.0064426 | 0.0068471 | 0.0072504 | 0.0076563 | 0.0080443 | 0.0084349 | 0.0088314 | 0.009229 | 0.0096416 | 0.010053 | 0.010462 | 0.0067216 | 0.0071429 | 0.0075642 | 0 | 0 | 0
F8_Industrial_Instruments_New_Space Heating_Natural Gas_Destratification Fans (HVLS)_A_Technical Potential | F8 | Industrial | Instruments | New | Space Heating | Natural Gas | Destratification Fans (HVLS) | A | Incremental Summer Peak Savings (MW) | Technical Potential | 0 | 0 | 0 | 0 | 0 | 0 | 0 | 0 | 0 | 0 | 0 | 0 | 0 | 0 | 0 | 0 | 0 | 0 | 0 | 0 | 0 | 0 | 0 | 0 | 0 | 0 | 0 | 0 | 0 | 0 | 0
F9_Industrial_Instruments_New_Space Heating_Natural Gas_Destratification Fans (HVLS)_A_Technical Potential | F9 | Industrial | Instruments | New | Space Heating | Natural Gas | Destratification Fans (HVLS) | A | Incremental Winter Peak Savings (MW) | Technical Potential | 0 | 0 | 0 | 0 | 0 | 0 | 0 | 0 | 0 | 0 | 0 | 0 | 0 | 0 | 0 | 0 | 0 | 0 | 0 | 0 | 0 | 0 | 0 | 0 | 0 | 0 | 0 | 0 | 0 | 0 | 0
F10_Industrial_Instruments_New_Space Heating_Natural Gas_Destratification Fans (HVLS)_A_Technical Potential | F10 | Industrial | Instruments | New | Space Heating | Natural Gas | Destratification Fans (HVLS) | A | Cumulative Energy Savings (MWh or mTherms) | Technical Potential | 0 | 0 | 0 | 0 | 0 | 0.0025994 | 0.0056056 | 0.009032 | 0.012883 | 0.017164 | 0.021876 | 0.026971 | 0.032446 | 0.038301 | 0.044526 | 0.048745 | 0.052956 | 0.057158 | 0.061216 | 0.06529 | 0.069378 | 0.073466 | 0.077665 | 0.081845 | 0.086011 | 0.086011 | 0.086011 | 0.086011 | 0 | 0 | 0
F11_Industrial_Instruments_New_Space Heating_Natural Gas_Destratification Fans (HVLS)_A_Technical Potential | F11 | Industrial | Instruments | New | Space Heating | Natural Gas | Destratification Fans (HVLS) | A | Cumulative Summer Peak Savings (MW) | Technical Potential | 0 | 0 | 0 | 0 | 0 | 0 | 0 | 0 | 0 | 0 | 0 | 0 | 0 | 0 | 0 | 0 | 0 | 0 | 0 | 0 | 0 | 0 | 0 | 0 | 0 | 0 | 0 | 0 | 0 | 0 | 0
F12_Industrial_Instruments_New_Space Heating_Natural Gas_Destratification Fans (HVLS)_A_Technical Potential | F12 | Industrial | Instruments | New | Space Heating | Natural Gas | Destratification Fans (HVLS) | A | Cumulative Winter Peak Savings (MW) | Technical Potential | 0 | 0 | 0 | 0 | 0 | 0 | 0 | 0 | 0 | 0 | 0 | 0 | 0 | 0 | 0 | 0 | 0 | 0 | 0 | 0 | 0 | 0 | 0 | 0 | 0 | 0 | 0 | 0 | 0 | 0 | 0
F13_Industrial_Instruments_New_Space Heating_Natural Gas_Destratification Fans (HVLS)_A_Technical Potential | F13 | Industrial | Instruments | New | Space Heating | Natural Gas | Destratification Fans (HVLS) | A | Purchases (Incremental) | Technical Potential | 0 | 0 | 0 | 0 | 0 | 178.2745 | 211.2066 | 244.1207 | 276.8407 | 309.5783 | 342.343 | 374.6917 | 406.9519 | 439.1466 | 470.8301 | 502.6346 | 534.1358 | 565.641 | 596.9877 | 628.0548 | 659.1587 | 690.1339 | 720.9887 | 751.7311 | 782.369 | 502.6346 | 534.1358 | 565.641 | 596.9877 | 628.0548 | 659.1587
F14_Industrial_Instruments_New_Space Heating_Natural Gas_Destratification Fans (HVLS)_A_Technical Potential | F14 | Industrial | Instruments | New | Space Heating | Natural Gas | Destratification Fans (HVLS) | A | Purchases (Cumulative) | Technical Potential | 0 | 0 | 0 | 0 | 0 | 178.2745 | 389.4811 | 633.6018 | 910.4425 | 1220.0208 | 1562.3638 | 1937.0554 | 2344.0073 | 2783.154 | 3253.9841 | 3578.3442 | 3901.2734 | 4222.7937 | 4542.9408 | 4861.4173 | 5178.2329 | 5493.6752 | 5807.7121 | 6120.2965 | 6431.8353 | 6431.8353 | 6431.8353 | 6431.8353 | 6431.8353 | 6431.8353 | 6431.8353
F1_Industrial_Instruments_New_Space Heating_Natural Gas_Gas Boiler - Insulate Steam Lines/Condensate Tank_A_Technical Potential | F1 | Industrial | Instruments | New | Space Heating | Natural Gas | Gas Boiler - Insulate Steam Lines/Condensate Tank | A | Original Unit Energy Savings (kWh or therms) | Technical Potential | 0 | 0 | 0 | 0 | 0 | 0 | 0 | 0 | 0 | 0 | 0 | 0 | 0 | 0 | 0 | 0 | 0 | 0 | 0 | 0 | 0 | 0 | 0 | 0 | 0 | 0 | 0 | 0 | 0 | 0 | 0
F2_Industrial_Instruments_New_Space Heating_Natural Gas_Gas Boiler - Insulate Steam Lines/Condensate Tank_A_Technical Potential | F2 | Industrial | Instruments | New | Space Heating | Natural Gas | Gas Boiler - Insulate Steam Lines/Condensate Tank | A | Original Unit Summer Peak Savings (kW) | Technical Potential | 0 | 0 | 0 | 0 | 0 | 0 | 0 | 0 | 0 | 0 | 0 | 0 | 0 | 0 | 0 | 0 | 0 | 0 | 0 | 0 | 0 | 0 | 0 | 0 | 0 | 0 | 0 | 0 | 0 | 0 | 0
F3_Industrial_Instruments_New_Space Heating_Natural Gas_Gas Boiler - Insulate Steam Lines/Condensate Tank_A_Technical Potential | F3 | Industrial | Instruments | New | Space Heating | Natural Gas | Gas Boiler - Insulate Steam Lines/Condensate Tank | A | Original Unit Winter Peak Savings (kW) | Technical Potential | 0 | 0 | 0 | 0 | 0 | 0 | 0 | 0 | 0 | 0 | 0 | 0 | 0 | 0 | 0 | 0 | 0 | 0 | 0 | 0 | 0 | 0 | 0 | 0 | 0 | 0 | 0 | 0 | 0 | 0 | 0
F4_Industrial_Instruments_New_Space Heating_Natural Gas_Gas Boiler - Insulate Steam Lines/Condensate Tank_A_Technical Potential | F4 | Industrial | Instruments | New | Space Heating | Natural Gas | Gas Boiler - Insulate Steam Lines/Condensate Tank | A | Standalone Impact on Baseline Energy (%) | Technical Potential | 0% | 0% | 0% | 0% | 0% | 0% | 0% | 0% | 0% | 0% | 0% | 0% | 0% | 0% | 0% | 0% | 0% | 0% | 0% | 0% | 0% | 0% | 0% | 0% | 0 | 0 | 0 | 0 | 0 | 0 | 0
F5_Industrial_Instruments_New_Space Heating_Natural Gas_Gas Boiler - Insulate Steam Lines/Condensate Tank_A_Technical Potential | F5 | Industrial | Instruments | New | Space Heating | Natural Gas | Gas Boiler - Insulate Steam Lines/Condensate Tank | A | Standalone Impact on Baseline Summer Peak (%) | Technical Potential | 0% | 0% | 0% | 0% | 0% | 0% | 0% | 0% | 0% | 0% | 0% | 0% | 0% | 0% | 0% | 0% | 0% | 0% | 0% | 0% | 0% | 0% | 0% | 0% | 0 | 0 | 0 | 0 | 0 | 0 | 0
F6_Industrial_Instruments_New_Space Heating_Natural Gas_Gas Boiler - Insulate Steam Lines/Condensate Tank_A_Technical Potential | F6 | Industrial | Instruments | New | Space Heating | Natural Gas | Gas Boiler - Insulate Steam Lines/Condensate Tank | A | Standalone Impact on Baseline Winter Peak (%) | Technical Potential | 0% | 0% | 0% | 0% | 0% | 0% | 0% | 0% | 0% | 0% | 0% | 0% | 0% | 0% | 0% | 0% | 0% | 0% | 0% | 0% | 0% | 0% | 0% | 0% | 0 | 0 | 0 | 0 | 0 | 0 | 0
F7_Industrial_Instruments_New_Space Heating_Natural Gas_Gas Boiler - Insulate Steam Lines/Condensate Tank_A_Technical Potential | F7 | Industrial | Instruments | New | Space Heating | Natural Gas | Gas Boiler - Insulate Steam Lines/Condensate Tank | A | Incremental Energy Savings (MWh or mTherms) | Technical Potential | 0 | 0 | 0 | 0 | 0 | 0 | 0 | 0 | 0 | 0 | 0 | 0 | 0 | 0 | 0 | 0 | 0 | 0 | 0 | 0 | 0 | 0 | 0 | 0 | 0 | 0 | 0 | 0 | 0 | 0 | 0
F8_Industrial_Instruments_New_Space Heating_Natural Gas_Gas Boiler - Insulate Steam Lines/Condensate Tank_A_Technical Potential | F8 | Industrial | Instruments | New | Space Heating | Natural Gas | Gas Boiler - Insulate Steam Lines/Condensate Tank | A | Incremental Summer Peak Savings (MW) | Technical Potential | 0 | 0 | 0 | 0 | 0 | 0 | 0 | 0 | 0 | 0 | 0 | 0 | 0 | 0 | 0 | 0 | 0 | 0 | 0 | 0 | 0 | 0 | 0 | 0 | 0 | 0 | 0 | 0 | 0 | 0 | 0
F9_Industrial_Instruments_New_Space Heating_Natural Gas_Gas Boiler - Insulate Steam Lines/Condensate Tank_A_Technical Potential | F9 | Industrial | Instruments | New | Space Heating | Natural Gas | Gas Boiler - Insulate Steam Lines/Condensate Tank | A | Incremental Winter Peak Savings (MW) | Technical Potential | 0 | 0 | 0 | 0 | 0 | 0 | 0 | 0 | 0 | 0 | 0 | 0 | 0 | 0 | 0 | 0 | 0 | 0 | 0 | 0 | 0 | 0 | 0 | 0 | 0 | 0 | 0 | 0 | 0 | 0 | 0
F10_Industrial_Instruments_New_Space Heating_Natural Gas_Gas Boiler - Insulate Steam Lines/Condensate Tank_A_Technical Potential | F10 | Industrial | Instruments | New | Space Heating | Natural Gas | Gas Boiler - Insulate Steam Lines/Condensate Tank | A | Cumulative Energy Savings (MWh or mTherms) | Technical Potential | 0 | 0 | 0 | 0 | 0 | 0 | 0 | 0 | 0 | 0 | 0 | 0 | 0 | 0 | 0 | 0 | 0 | 0 | 0 | 0 | 0 | 0 | 0 | 0 | 0 | 0 | 0 | 0 | 0 | 0 | 0
F11_Industrial_Instruments_New_Space Heating_Natural Gas_Gas Boiler - Insulate Steam Lines/Condensate Tank_A_Technical Potential | F11 | Industrial | Instruments | New | Space Heating | Natural Gas | Gas Boiler - Insulate Steam Lines/Condensate Tank | A | Cumulative Summer Peak Savings (MW) | Technical Potential | 0 | 0 | 0 | 0 | 0 | 0 | 0 | 0 | 0 | 0 | 0 | 0 | 0 | 0 | 0 | 0 | 0 | 0 | 0 | 0 | 0 | 0 | 0 | 0 | 0 | 0 | 0 | 0 | 0 | 0 | 0
F12_Industrial_Instruments_New_Space Heating_Natural Gas_Gas Boiler - Insulate Steam Lines/Condensate Tank_A_Technical Potential | F12 | Industrial | Instruments | New | Space Heating | Natural Gas | Gas Boiler - Insulate Steam Lines/Condensate Tank | A | Cumulative Winter Peak Savings (MW) | Technical Potential | 0 | 0 | 0 | 0 | 0 | 0 | 0 | 0 | 0 | 0 | 0 | 0 | 0 | 0 | 0 | 0 | 0 | 0 | 0 | 0 | 0 | 0 | 0 | 0 | 0 | 0 | 0 | 0 | 0 | 0 | 0
F13_Industrial_Instruments_New_Space Heating_Natural Gas_Gas Boiler - Insulate Steam Lines/Condensate Tank_A_Technical Potential | F13 | Industrial | Instruments | New | Space Heating | Natural Gas | Gas Boiler - Insulate Steam Lines/Condensate Tank | A | Purchases (Incremental) | Technical Potential | 0 | 0 | 0 | 0 | 0 | 0 | 0 | 0 | 0 | 0 | 0 | 0 | 0 | 0 | 0 | 0 | 0 | 0 | 0 | 0 | 0 | 0 | 0 | 0 | 0 | 0 | 0 | 0 | 0 | 0 | 0
F14_Industrial_Instruments_New_Space Heating_Natural Gas_Gas Boiler - Insulate Steam Lines/Condensate Tank_A_Technical Potential | F14 | Industrial | Instruments | New | Space Heating | Natural Gas | Gas Boiler - Insulate Steam Lines/Condensate Tank | A | Purchases (Cumulative) | Technical Potential | 0 | 0 | 0 | 0 | 0 | 0 | 0 | 0 | 0 | 0 | 0 | 0 | 0 | 0 | 0 | 0 | 0 | 0 | 0 | 0 | 0 | 0 | 0 | 0 | 0 | 0 | 0 | 0 | 0 | 0 | 0
F1_Industrial_Instruments_New_Process_Natural Gas_Gas Boiler - Insulate Steam Lines/Condensate Tank_A_Technical Potential | F1 | Industrial | Instruments | New | Process | Natural Gas | Gas Boiler - Insulate Steam Lines/Condensate Tank | A | Original Unit Energy Savings (kWh or therms) | Technical Potential | 0 | 0 | 0 | 0 | 0 | 27.9412 | 27.9412 | 27.9412 | 27.9412 | 27.9412 | 27.9412 | 27.9412 | 27.9412 | 27.9412 | 27.9412 | 27.9412 | 27.9412 | 27.9412 | 27.9412 | 27.9412 | 27.9412 | 27.9412 | 27.9412 | 27.9412 | 27.9412 | 27.9412 | 27.9412 | 27.9412 | 27.9412 | 27.9412 | 27.9412
F2_Industrial_Instruments_New_Process_Natural Gas_Gas Boiler - Insulate Steam Lines/Condensate Tank_A_Technical Potential | F2 | Industrial | Instruments | New | Process | Natural Gas | Gas Boiler - Insulate Steam Lines/Condensate Tank | A | Original Unit Summer Peak Savings (kW) | Technical Potential | 0 | 0 | 0 | 0 | 0 | 0 | 0 | 0 | 0 | 0 | 0 | 0 | 0 | 0 | 0 | 0 | 0 | 0 | 0 | 0 | 0 | 0 | 0 | 0 | 0 | 0 | 0 | 0 | 0 | 0 | 0
F3_Industrial_Instruments_New_Process_Natural Gas_Gas Boiler - Insulate Steam Lines/Condensate Tank_A_Technical Potential | F3 | Industrial | Instruments | New | Process | Natural Gas | Gas Boiler - Insulate Steam Lines/Condensate Tank | A | Original Unit Winter Peak Savings (kW) | Technical Potential | 0 | 0 | 0 | 0 | 0 | 0 | 0 | 0 | 0 | 0 | 0 | 0 | 0 | 0 | 0 | 0 | 0 | 0 | 0 | 0 | 0 | 0 | 0 | 0 | 0 | 0 | 0 | 0 | 0 | 0 | 0
F4_Industrial_Instruments_New_Process_Natural Gas_Gas Boiler - Insulate Steam Lines/Condensate Tank_A_Technical Potential | F4 | Industrial | Instruments | New | Process | Natural Gas | Gas Boiler - Insulate Steam Lines/Condensate Tank | A | Standalone Impact on Baseline Energy (%) | Technical Potential | 0% | 0% | 0% | 0% | 0% | 0.04419% | 0.08149% | 0.1147% | 0.1453% | 0.1741% | 0.2017% | 0.2284% | 0.2545% | 0.28% | 0.3054% | 0.3303% | 0.355% | 0.3794% | 0.4037% | 0.4279% | 0.4519% | 0.4758% | 0.4996% | 0.5234% | 0.0054705 | 0.005265 | 0.0050749 | 0.0048985 | 0 | 0 | 0
F5_Industrial_Instruments_New_Process_Natural Gas_Gas Boiler - Insulate Steam Lines/Condensate Tank_A_Technical Potential | F5 | Industrial | Instruments | New | Process | Natural Gas | Gas Boiler - Insulate Steam Lines/Condensate Tank | A | Standalone Impact on Baseline Summer Peak (%) | Technical Potential | 0% | 0% | 0% | 0% | 0% | 0% | 0% | 0% | 0% | 0% | 0% | 0% | 0% | 0% | 0% | 0% | 0% | 0% | 0% | 0% | 0% | 0% | 0% | 0% | 0 | 0 | 0 | 0 | 0 | 0 | 0
F6_Industrial_Instruments_New_Process_Natural Gas_Gas Boiler - Insulate Steam Lines/Condensate Tank_A_Technical Potential | F6 | Industrial | Instruments | New | Process | Natural Gas | Gas Boiler - Insulate Steam Lines/Condensate Tank | A | Standalone Impact on Baseline Winter Peak (%) | Technical Potential | 0% | 0% | 0% | 0% | 0% | 0% | 0% | 0% | 0% | 0% | 0% | 0% | 0% | 0% | 0% | 0% | 0% | 0% | 0% | 0% | 0% | 0% | 0% | 0% | 0 | 0 | 0 | 0 | 0 | 0 | 0
F7_Industrial_Instruments_New_Process_Natural Gas_Gas Boiler - Insulate Steam Lines/Condensate Tank_A_Technical Potential | F7 | Industrial | Instruments | New | Process | Natural Gas | Gas Boiler - Insulate Steam Lines/Condensate Tank | A | Incremental Energy Savings (MWh or mTherms) | Technical Potential | 0 | 0 | 0 | 0 | 0 | 0.044689 | 0.052944 | 0.061195 | 0.069397 | 0.077603 | 0.085816 | 0.093925 | 0.10201 | 0.11008 | 0.11802 | 0.126 | 0.13389 | 0.14179 | 0.14965 | 0.15744 | 0.16523 | 0.173 | 0.18073 | 0.18844 | 0.19612 | 0.044689 | 0.052944 | 0.061195 | 0.069397 | 0.077603 | 0.085816
F8_Industrial_Instruments_New_Process_Natural Gas_Gas Boiler - Insulate Steam Lines/Condensate Tank_A_Technical Potential | F8 | Industrial | Instruments | New | Process | Natural Gas | Gas Boiler - Insulate Steam Lines/Condensate Tank | A | Incremental Summer Peak Savings (MW) | Technical Potential | 0 | 0 | 0 | 0 | 0 | 0 | 0 | 0 | 0 | 0 | 0 | 0 | 0 | 0 | 0 | 0 | 0 | 0 | 0 | 0 | 0 | 0 | 0 | 0 | 0 | 0 | 0 | 0 | 0 | 0 | 0
F9_Industrial_Instruments_New_Process_Natural Gas_Gas Boiler - Insulate Steam Lines/Condensate Tank_A_Technical Potential | F9 | Industrial | Instruments | New | Process | Natural Gas | Gas Boiler - Insulate Steam Lines/Condensate Tank | A | Incremental Winter Peak Savings (MW) | Technical Potential | 0 | 0 | 0 | 0 | 0 | 0 | 0 | 0 | 0 | 0 | 0 | 0 | 0 | 0 | 0 | 0 | 0 | 0 | 0 | 0 | 0 | 0 | 0 | 0 | 0 | 0 | 0 | 0 | 0 | 0 | 0
F10_Industrial_Instruments_New_Process_Natural Gas_Gas Boiler - Insulate Steam Lines/Condensate Tank_A_Technical Potential | F10 | Industrial | Instruments | New | Process | Natural Gas | Gas Boiler - Insulate Steam Lines/Condensate Tank | A | Cumulative Energy Savings (MWh or mTherms) | Technical Potential | 0 | 0 | 0 | 0 | 0 | 0.044689 | 0.097633 | 0.15883 | 0.22822 | 0.30583 | 0.39164 | 0.48557 | 0.58758 | 0.69766 | 0.81569 | 0.94168 | 1.0756 | 1.2174 | 1.367 | 1.5245 | 1.6897 | 1.8627 | 2.0434 | 2.2319 | 2.428 | 2.428 | 2.428 | 2.428 | 2.428 | 2.428 | 2.428
F11_Industrial_Instruments_New_Process_Natural Gas_Gas Boiler - Insulate Steam Lines/Condensate Tank_A_Technical Potential | F11 | Industrial | Instruments | New | Process | Natural Gas | Gas Boiler - Insulate Steam Lines/Condensate Tank | A | Cumulative Summer Peak Savings (MW) | Technical Potential | 0 | 0 | 0 | 0 | 0 | 0 | 0 | 0 | 0 | 0 | 0 | 0 | 0 | 0 | 0 | 0 | 0 | 0 | 0 | 0 | 0 | 0 | 0 | 0 | 0 | 0 | 0 | 0 | 0 | 0 | 0
F12_Industrial_Instruments_New_Process_Natural Gas_Gas Boiler - Insulate Steam Lines/Condensate Tank_A_Technical Potential | F12 | Industrial | Instruments | New | Process | Natural Gas | Gas Boiler - Insulate Steam Lines/Condensate Tank | A | Cumulative Winter Peak Savings (MW) | Technical Potential | 0 | 0 | 0 | 0 | 0 | 0 | 0 | 0 | 0 | 0 | 0 | 0 | 0 | 0 | 0 | 0 | 0 | 0 | 0 | 0 | 0 | 0 | 0 | 0 | 0 | 0 | 0 | 0 | 0 | 0 | 0
F13_Industrial_Instruments_New_Process_Natural Gas_Gas Boiler - Insulate Steam Lines/Condensate Tank_A_Technical Potential | F13 | Industrial | Instruments | New | Process | Natural Gas | Gas Boiler - Insulate Steam Lines/Condensate Tank | A | Purchases (Incremental) | Technical Potential | 0 | 0 | 0 | 0 | 0 | 1.5994 | 1.8948 | 2.1901 | 2.4837 | 2.7774 | 3.0713 | 3.3615 | 3.651 | 3.9398 | 4.224 | 4.5094 | 4.792 | 5.0746 | 5.3559 | 5.6346 | 5.9136 | 6.1915 | 6.4683 | 6.7441 | 7.019 | 1.5994 | 1.8948 | 2.1901 | 2.4837 | 2.7774 | 3.0713
F14_Industrial_Instruments_New_Process_Natural Gas_Gas Boiler - Insulate Steam Lines/Condensate Tank_A_Technical Potential | F14 | Industrial | Instruments | New | Process | Natural Gas | Gas Boiler - Insulate Steam Lines/Condensate Tank | A | Purchases (Cumulative) | Technical Potential | 0 | 0 | 0 | 0 | 0 | 1.5994 | 3.4942 | 5.6843 | 8.168 | 10.9454 | 14.0167 | 17.3782 | 21.0292 | 24.969 | 29.193 | 33.7024 | 38.4943 | 43.569 | 48.9248 | 54.5594 | 60.473 | 66.6645 | 73.1328 | 79.8769 | 86.8959 | 86.8959 | 86.8959 | 86.8959 | 86.8959 | 86.8959 | 86.8959
F1_Industrial_Instruments_New_Space Heating_Natural Gas_Gas Boiler - Insulate Hot Water Lines_A_Technical Potential | F1 | Industrial | Instruments | New | Space Heating | Natural Gas | Gas Boiler - Insulate Hot Water Lines | A | Original Unit Energy Savings (kWh or therms) | Technical Potential | 0 | 0 | 0 | 0 | 0 | 0 | 0 | 0 | 0 | 0 | 0 | 0 | 0 | 0 | 0 | 0 | 0 | 0 | 0 | 0 | 0 | 0 | 0 | 0 | 0 | 0 | 0 | 0 | 0 | 0 | 0
F2_Industrial_Instruments_New_Space Heating_Natural Gas_Gas Boiler - Insulate Hot Water Lines_A_Technical Potential | F2 | Industrial | Instruments | New | Space Heating | Natural Gas | Gas Boiler - Insulate Hot Water Lines | A | Original Unit Summer Peak Savings (kW) | Technical Potential | 0 | 0 | 0 | 0 | 0 | 0 | 0 | 0 | 0 | 0 | 0 | 0 | 0 | 0 | 0 | 0 | 0 | 0 | 0 | 0 | 0 | 0 | 0 | 0 | 0 | 0 | 0 | 0 | 0 | 0 | 0
F3_Industrial_Instruments_New_Space Heating_Natural Gas_Gas Boiler - Insulate Hot Water Lines_A_Technical Potential | F3 | Industrial | Instruments | New | Space Heating | Natural Gas | Gas Boiler - Insulate Hot Water Lines | A | Original Unit Winter Peak Savings (kW) | Technical Potential | 0 | 0 | 0 | 0 | 0 | 0 | 0 | 0 | 0 | 0 | 0 | 0 | 0 | 0 | 0 | 0 | 0 | 0 | 0 | 0 | 0 | 0 | 0 | 0 | 0 | 0 | 0 | 0 | 0 | 0 | 0
F4_Industrial_Instruments_New_Space Heating_Natural Gas_Gas Boiler - Insulate Hot Water Lines_A_Technical Potential | F4 | Industrial | Instruments | New | Space Heating | Natural Gas | Gas Boiler - Insulate Hot Water Lines | A | Standalone Impact on Baseline Energy (%) | Technical Potential | 0% | 0% | 0% | 0% | 0% | 0% | 0% | 0% | 0% | 0% | 0% | 0% | 0% | 0% | 0% | 0% | 0% | 0% | 0% | 0% | 0% | 0% | 0% | 0% | 0 | 0 | 0 | 0 | 0 | 0 | 0
F5_Industrial_Instruments_New_Space Heating_Natural Gas_Gas Boiler - Insulate Hot Water Lines_A_Technical Potential | F5 | Industrial | Instruments | New | Space Heating | Natural Gas | Gas Boiler - Insulate Hot Water Lines | A | Standalone Impact on Baseline Summer Peak (%) | Technical Potential | 0% | 0% | 0% | 0% | 0% | 0% | 0% | 0% | 0% | 0% | 0% | 0% | 0% | 0% | 0% | 0% | 0% | 0% | 0% | 0% | 0% | 0% | 0% | 0% | 0 | 0 | 0 | 0 | 0 | 0 | 0
F6_Industrial_Instruments_New_Space Heating_Natural Gas_Gas Boiler - Insulate Hot Water Lines_A_Technical Potential | F6 | Industrial | Instruments | New | Space Heating | Natural Gas | Gas Boiler - Insulate Hot Water Lines | A | Standalone Impact on Baseline Winter Peak (%) | Technical Potential | 0% | 0% | 0% | 0% | 0% | 0% | 0% | 0% | 0% | 0% | 0% | 0% | 0% | 0% | 0% | 0% | 0% | 0% | 0% | 0% | 0% | 0% | 0% | 0% | 0 | 0 | 0 | 0 | 0 | 0 | 0
F7_Industrial_Instruments_New_Space Heating_Natural Gas_Gas Boiler - Insulate Hot Water Lines_A_Technical Potential | F7 | Industrial | Instruments | New | Space Heating | Natural Gas | Gas Boiler - Insulate Hot Water Lines | A | Incremental Energy Savings (MWh or mTherms) | Technical Potential | 0 | 0 | 0 | 0 | 0 | 0 | 0 | 0 | 0 | 0 | 0 | 0 | 0 | 0 | 0 | 0 | 0 | 0 | 0 | 0 | 0 | 0 | 0 | 0 | 0 | 0 | 0 | 0 | 0 | 0 | 0
F8_Industrial_Instruments_New_Space Heating_Natural Gas_Gas Boiler - Insulate Hot Water Lines_A_Technical Potential | F8 | Industrial | Instruments | New | Space Heating | Natural Gas | Gas Boiler - Insulate Hot Water Lines | A | Incremental Summer Peak Savings (MW) | Technical Potential | 0 | 0 | 0 | 0 | 0 | 0 | 0 | 0 | 0 | 0 | 0 | 0 | 0 | 0 | 0 | 0 | 0 | 0 | 0 | 0 | 0 | 0 | 0 | 0 | 0 | 0 | 0 | 0 | 0 | 0 | 0
F9_Industrial_Instruments_New_Space Heating_Natural Gas_Gas Boiler - Insulate Hot Water Lines_A_Technical Potential | F9 | Industrial | Instruments | New | Space Heating | Natural Gas | Gas Boiler - Insulate Hot Water Lines | A | Incremental Winter Peak Savings (MW) | Technical Potential | 0 | 0 | 0 | 0 | 0 | 0 | 0 | 0 | 0 | 0 | 0 | 0 | 0 | 0 | 0 | 0 | 0 | 0 | 0 | 0 | 0 | 0 | 0 | 0 | 0 | 0 | 0 | 0 | 0 | 0 | 0
F10_Industrial_Instruments_New_Space Heating_Natural Gas_Gas Boiler - Insulate Hot Water Lines_A_Technical Potential | F10 | Industrial | Instruments | New | Space Heating | Natural Gas | Gas Boiler - Insulate Hot Water Lines | A | Cumulative Energy Savings (MWh or mTherms) | Technical Potential | 0 | 0 | 0 | 0 | 0 | 0 | 0 | 0 | 0 | 0 | 0 | 0 | 0 | 0 | 0 | 0 | 0 | 0 | 0 | 0 | 0 | 0 | 0 | 0 | 0 | 0 | 0 | 0 | 0 | 0 | 0
F11_Industrial_Instruments_New_Space Heating_Natural Gas_Gas Boiler - Insulate Hot Water Lines_A_Technical Potential | F11 | Industrial | Instruments | New | Space Heating | Natural Gas | Gas Boiler - Insulate Hot Water Lines | A | Cumulative Summer Peak Savings (MW) | Technical Potential | 0 | 0 | 0 | 0 | 0 | 0 | 0 | 0 | 0 | 0 | 0 | 0 | 0 | 0 | 0 | 0 | 0 | 0 | 0 | 0 | 0 | 0 | 0 | 0 | 0 | 0 | 0 | 0 | 0 | 0 | 0
F12_Industrial_Instruments_New_Space Heating_Natural Gas_Gas Boiler - Insulate Hot Water Lines_A_Technical Potential | F12 | Industrial | Instruments | New | Space Heating | Natural Gas | Gas Boiler - Insulate Hot Water Lines | A | Cumulative Winter Peak Savings (MW) | Technical Potential | 0 | 0 | 0 | 0 | 0 | 0 | 0 | 0 | 0 | 0 | 0 | 0 | 0 | 0 | 0 | 0 | 0 | 0 | 0 | 0 | 0 | 0 | 0 | 0 | 0 | 0 | 0 | 0 | 0 | 0 | 0
F13_Industrial_Instruments_New_Space Heating_Natural Gas_Gas Boiler - Insulate Hot Water Lines_A_Technical Potential | F13 | Industrial | Instruments | New | Space Heating | Natural Gas | Gas Boiler - Insulate Hot Water Lines | A | Purchases (Incremental) | Technical Potential | 0 | 0 | 0 | 0 | 0 | 0 | 0 | 0 | 0 | 0 | 0 | 0 | 0 | 0 | 0 | 0 | 0 | 0 | 0 | 0 | 0 | 0 | 0 | 0 | 0 | 0 | 0 | 0 | 0 | 0 | 0
F14_Industrial_Instruments_New_Space Heating_Natural Gas_Gas Boiler - Insulate Hot Water Lines_A_Technical Potential | F14 | Industrial | Instruments | New | Space Heating | Natural Gas | Gas Boiler - Insulate Hot Water Lines | A | Purchases (Cumulative) | Technical Potential | 0 | 0 | 0 | 0 | 0 | 0 | 0 | 0 | 0 | 0 | 0 | 0 | 0 | 0 | 0 | 0 | 0 | 0 | 0 | 0 | 0 | 0 | 0 | 0 | 0 | 0 | 0 | 0 | 0 | 0 | 0
F1_Industrial_Instruments_New_Process_Natural Gas_Gas Boiler - Insulate Hot Water Lines_A_Technical Potential | F1 | Industrial | Instruments | New | Process | Natural Gas | Gas Boiler - Insulate Hot Water Lines | A | Original Unit Energy Savings (kWh or therms) | Technical Potential | 0 | 0 | 0 | 0 | 0 | 31.5823 | 31.5823 | 31.5823 | 31.5823 | 31.5823 | 31.5823 | 31.5823 | 31.5823 | 31.5823 | 31.5823 | 31.5823 | 31.5823 | 31.5823 | 31.5823 | 31.5823 | 31.5823 | 31.5823 | 31.5823 | 31.5823 | 31.5823 | 31.5823 | 31.5823 | 31.5823 | 31.5823 | 31.5823 | 31.5823
F2_Industrial_Instruments_New_Process_Natural Gas_Gas Boiler - Insulate Hot Water Lines_A_Technical Potential | F2 | Industrial | Instruments | New | Process | Natural Gas | Gas Boiler - Insulate Hot Water Lines | A | Original Unit Summer Peak Savings (kW) | Technical Potential | 0 | 0 | 0 | 0 | 0 | 0 | 0 | 0 | 0 | 0 | 0 | 0 | 0 | 0 | 0 | 0 | 0 | 0 | 0 | 0 | 0 | 0 | 0 | 0 | 0 | 0 | 0 | 0 | 0 | 0 | 0
F3_Industrial_Instruments_New_Process_Natural Gas_Gas Boiler - Insulate Hot Water Lines_A_Technical Potential | F3 | Industrial | Instruments | New | Process | Natural Gas | Gas Boiler - Insulate Hot Water Lines | A | Original Unit Winter Peak Savings (kW) | Technical Potential | 0 | 0 | 0 | 0 | 0 | 0 | 0 | 0 | 0 | 0 | 0 | 0 | 0 | 0 | 0 | 0 | 0 | 0 | 0 | 0 | 0 | 0 | 0 | 0 | 0 | 0 | 0 | 0 | 0 | 0 | 0
F4_Industrial_Instruments_New_Process_Natural Gas_Gas Boiler - Insulate Hot Water Lines_A_Technical Potential | F4 | Industrial | Instruments | New | Process | Natural Gas | Gas Boiler - Insulate Hot Water Lines | A | Standalone Impact on Baseline Energy (%) | Technical Potential | 0% | 0% | 0% | 0% | 0% | 0.04995% | 0.09211% | 0.1296% | 0.1643% | 0.1968% | 0.2279% | 0.2582% | 0.2877% | 0.3165% | 0.3452% | 0.3733% | 0.4012% | 0.4288% | 0.4563% | 0.4836% | 0.5108% | 0.5378% | 0.5647% | 0.5916% | 0.0061834 | 0.0059511 | 0.0057362 | 0.0055368 | 0 | 0 | 0
F5_Industrial_Instruments_New_Process_Natural Gas_Gas Boiler - Insulate Hot Water Lines_A_Technical Potential | F5 | Industrial | Instruments | New | Process | Natural Gas | Gas Boiler - Insulate Hot Water Lines | A | Standalone Impact on Baseline Summer Peak (%) | Technical Potential | 0% | 0% | 0% | 0% | 0% | 0% | 0% | 0% | 0% | 0% | 0% | 0% | 0% | 0% | 0% | 0% | 0% | 0% | 0% | 0% | 0% | 0% | 0% | 0% | 0 | 0 | 0 | 0 | 0 | 0 | 0
F6_Industrial_Instruments_New_Process_Natural Gas_Gas Boiler - Insulate Hot Water Lines_A_Technical Potential | F6 | Industrial | Instruments | New | Process | Natural Gas | Gas Boiler - Insulate Hot Water Lines | A | Standalone Impact on Baseline Winter Peak (%) | Technical Potential | 0% | 0% | 0% | 0% | 0% | 0% | 0% | 0% | 0% | 0% | 0% | 0% | 0% | 0% | 0% | 0% | 0% | 0% | 0% | 0% | 0% | 0% | 0% | 0% | 0 | 0 | 0 | 0 | 0 | 0 | 0
F7_Industrial_Instruments_New_Process_Natural Gas_Gas Boiler - Insulate Hot Water Lines_A_Technical Potential | F7 | Industrial | Instruments | New | Process | Natural Gas | Gas Boiler - Insulate Hot Water Lines | A | Incremental Energy Savings (MWh or mTherms) | Technical Potential | 0 | 0 | 0 | 0 | 0 | 0.050512 | 0.059843 | 0.069169 | 0.07844 | 0.087716 | 0.096999 | 0.10617 | 0.11531 | 0.12443 | 0.1334 | 0.14242 | 0.15134 | 0.16027 | 0.16915 | 0.17795 | 0.18677 | 0.19554 | 0.20428 | 0.213 | 0.22168 | 0.050512 | 0.059843 | 0.069169 | 0.07844 | 0.087716 | 0.096999
F8_Industrial_Instruments_New_Process_Natural Gas_Gas Boiler - Insulate Hot Water Lines_A_Technical Potential | F8 | Industrial | Instruments | New | Process | Natural Gas | Gas Boiler - Insulate Hot Water Lines | A | Incremental Summer Peak Savings (MW) | Technical Potential | 0 | 0 | 0 | 0 | 0 | 0 | 0 | 0 | 0 | 0 | 0 | 0 | 0 | 0 | 0 | 0 | 0 | 0 | 0 | 0 | 0 | 0 | 0 | 0 | 0 | 0 | 0 | 0 | 0 | 0 | 0
F9_Industrial_Instruments_New_Process_Natural Gas_Gas Boiler - Insulate Hot Water Lines_A_Technical Potential | F9 | Industrial | Instruments | New | Process | Natural Gas | Gas Boiler - Insulate Hot Water Lines | A | Incremental Winter Peak Savings (MW) | Technical Potential | 0 | 0 | 0 | 0 | 0 | 0 | 0 | 0 | 0 | 0 | 0 | 0 | 0 | 0 | 0 | 0 | 0 | 0 | 0 | 0 | 0 | 0 | 0 | 0 | 0 | 0 | 0 | 0 | 0 | 0 | 0
F10_Industrial_Instruments_New_Process_Natural Gas_Gas Boiler - Insulate Hot Water Lines_A_Technical Potential | F10 | Industrial | Instruments | New | Process | Natural Gas | Gas Boiler - Insulate Hot Water Lines | A | Cumulative Energy Savings (MWh or mTherms) | Technical Potential | 0 | 0 | 0 | 0 | 0 | 0.050512 | 0.11036 | 0.17952 | 0.25796 | 0.34568 | 0.44268 | 0.54884 | 0.66415 | 0.78858 | 0.92198 | 1.0644 | 1.2157 | 1.376 | 1.5452 | 1.7231 | 1.9099 | 2.1054 | 2.3097 | 2.5227 | 2.7444 | 2.7444 | 2.7444 | 2.7444 | 2.7444 | 2.7444 | 2.7444
F11_Industrial_Instruments_New_Process_Natural Gas_Gas Boiler - Insulate Hot Water Lines_A_Technical Potential | F11 | Industrial | Instruments | New | Process | Natural Gas | Gas Boiler - Insulate Hot Water Lines | A | Cumulative Summer Peak Savings (MW) | Technical Potential | 0 | 0 | 0 | 0 | 0 | 0 | 0 | 0 | 0 | 0 | 0 | 0 | 0 | 0 | 0 | 0 | 0 | 0 | 0 | 0 | 0 | 0 | 0 | 0 | 0 | 0 | 0 | 0 | 0 | 0 | 0
F12_Industrial_Instruments_New_Process_Natural Gas_Gas Boiler - Insulate Hot Water Lines_A_Technical Potential | F12 | Industrial | Instruments | New | Process | Natural Gas | Gas Boiler - Insulate Hot Water Lines | A | Cumulative Winter Peak Savings (MW) | Technical Potential | 0 | 0 | 0 | 0 | 0 | 0 | 0 | 0 | 0 | 0 | 0 | 0 | 0 | 0 | 0 | 0 | 0 | 0 | 0 | 0 | 0 | 0 | 0 | 0 | 0 | 0 | 0 | 0 | 0 | 0 | 0
F13_Industrial_Instruments_New_Process_Natural Gas_Gas Boiler - Insulate Hot Water Lines_A_Technical Potential | F13 | Industrial | Instruments | New | Process | Natural Gas | Gas Boiler - Insulate Hot Water Lines | A | Purchases (Incremental) | Technical Potential | 0 | 0 | 0 | 0 | 0 | 1.5994 | 1.8948 | 2.1901 | 2.4837 | 2.7774 | 3.0713 | 3.3615 | 3.651 | 3.9398 | 4.224 | 4.5094 | 4.792 | 5.0746 | 5.3559 | 5.6346 | 5.9136 | 6.1915 | 6.4683 | 6.7441 | 7.019 | 1.5994 | 1.8948 | 2.1901 | 2.4837 | 2.7774 | 3.0713
F14_Industrial_Instruments_New_Process_Natural Gas_Gas Boiler - Insulate Hot Water Lines_A_Technical Potential | F14 | Industrial | Instruments | New | Process | Natural Gas | Gas Boiler - Insulate Hot Water Lines | A | Purchases (Cumulative) | Technical Potential | 0 | 0 | 0 | 0 | 0 | 1.5994 | 3.4942 | 5.6843 | 8.168 | 10.9454 | 14.0167 | 17.3782 | 21.0292 | 24.969 | 29.193 | 33.7024 | 38.4943 | 43.569 | 48.9248 | 54.5594 | 60.473 | 66.6645 | 73.1328 | 79.8769 | 86.8959 | 86.8959 | 86.8959 | 86.8959 | 86.8959 | 86.8959 | 86.8959
F1_Industrial_Instruments_New_Process_Natural Gas_Process - Insulate Heated Process Fluids_A_Technical Potential | F1 | Industrial | Instruments | New | Process | Natural Gas | Process - Insulate Heated Process Fluids | A | Original Unit Energy Savings (kWh or therms) | Technical Potential | 0 | 0 | 0 | 0 | 0 | 9.2315 | 9.2315 | 9.2315 | 9.2315 | 9.2315 | 9.2315 | 9.2315 | 9.2315 | 9.2315 | 9.2315 | 9.2315 | 9.2315 | 9.2315 | 9.2315 | 9.2315 | 9.2315 | 9.2315 | 9.2315 | 9.2315 | 9.2315 | 9.2315 | 9.2315 | 9.2315 | 9.2315 | 9.2315 | 9.2315
F2_Industrial_Instruments_New_Process_Natural Gas_Process - Insulate Heated Process Fluids_A_Technical Potential | F2 | Industrial | Instruments | New | Process | Natural Gas | Process - Insulate Heated Process Fluids | A | Original Unit Summer Peak Savings (kW) | Technical Potential | 0 | 0 | 0 | 0 | 0 | 0 | 0 | 0 | 0 | 0 | 0 | 0 | 0 | 0 | 0 | 0 | 0 | 0 | 0 | 0 | 0 | 0 | 0 | 0 | 0 | 0 | 0 | 0 | 0 | 0 | 0
F3_Industrial_Instruments_New_Process_Natural Gas_Process - Insulate Heated Process Fluids_A_Technical Potential | F3 | Industrial | Instruments | New | Process | Natural Gas | Process - Insulate Heated Process Fluids | A | Original Unit Winter Peak Savings (kW) | Technical Potential | 0 | 0 | 0 | 0 | 0 | 0 | 0 | 0 | 0 | 0 | 0 | 0 | 0 | 0 | 0 | 0 | 0 | 0 | 0 | 0 | 0 | 0 | 0 | 0 | 0 | 0 | 0 | 0 | 0 | 0 | 0
F4_Industrial_Instruments_New_Process_Natural Gas_Process - Insulate Heated Process Fluids_A_Technical Potential | F4 | Industrial | Instruments | New | Process | Natural Gas | Process - Insulate Heated Process Fluids | A | Standalone Impact on Baseline Energy (%) | Technical Potential | 0% | 0% | 0% | 0% | 0% | 0.03194% | 0.05889% | 0.08289% | 0.105% | 0.1259% | 0.1426% | 0.1532% | 0.1595% | 0.1625% | 0.1633% | 0.1624% | 0.1604% | 0.1575% | 0.154% | 0.1503% | 0.1463% | 0.1397% | 0.1338% | 0.1283% | 0.0012326 | 0.0011863 | 0.0011435 | 0.0011037 | 0 | 0 | 0
F5_Industrial_Instruments_New_Process_Natural Gas_Process - Insulate Heated Process Fluids_A_Technical Potential | F5 | Industrial | Instruments | New | Process | Natural Gas | Process - Insulate Heated Process Fluids | A | Standalone Impact on Baseline Summer Peak (%) | Technical Potential | 0% | 0% | 0% | 0% | 0% | 0% | 0% | 0% | 0% | 0% | 0% | 0% | 0% | 0% | 0% | 0% | 0% | 0% | 0% | 0% | 0% | 0% | 0% | 0% | 0 | 0 | 0 | 0 | 0 | 0 | 0
F6_Industrial_Instruments_New_Process_Natural Gas_Process - Insulate Heated Process Fluids_A_Technical Potential | F6 | Industrial | Instruments | New | Process | Natural Gas | Process - Insulate Heated Process Fluids | A | Standalone Impact on Baseline Winter Peak (%) | Technical Potential | 0% | 0% | 0% | 0% | 0% | 0% | 0% | 0% | 0% | 0% | 0% | 0% | 0% | 0% | 0% | 0% | 0% | 0% | 0% | 0% | 0% | 0% | 0% | 0% | 0 | 0 | 0 | 0 | 0 | 0 | 0
F7_Industrial_Instruments_New_Process_Natural Gas_Process - Insulate Heated Process Fluids_A_Technical Potential | F7 | Industrial | Instruments | New | Process | Natural Gas | Process - Insulate Heated Process Fluids | A | Incremental Energy Savings (MWh or mTherms) | Technical Potential | 0 | 0 | 0 | 0 | 0 | 0.032298 | 0.038264 | 0.044227 | 0.050155 | 0.056086 | 0.05582 | 0.048875 | 0.042467 | 0.036661 | 0.031445 | 0.026855 | 0.022831 | 0.019342 | 0.016331 | 0.013745 | 0.01154 | 8.2412e-05 | 3.0749e-05 | 1.093e-05 | 3.7092e-06 | 0.032298 | 0.038264 | 0.044227 | 0.050155 | 0.056086 | 0.05582
F8_Industrial_Instruments_New_Process_Natural Gas_Process - Insulate Heated Process Fluids_A_Technical Potential | F8 | Industrial | Instruments | New | Process | Natural Gas | Process - Insulate Heated Process Fluids | A | Incremental Summer Peak Savings (MW) | Technical Potential | 0 | 0 | 0 | 0 | 0 | 0 | 0 | 0 | 0 | 0 | 0 | 0 | 0 | 0 | 0 | 0 | 0 | 0 | 0 | 0 | 0 | 0 | 0 | 0 | 0 | 0 | 0 | 0 | 0 | 0 | 0
F9_Industrial_Instruments_New_Process_Natural Gas_Process - Insulate Heated Process Fluids_A_Technical Potential | F9 | Industrial | Instruments | New | Process | Natural Gas | Process - Insulate Heated Process Fluids | A | Incremental Winter Peak Savings (MW) | Technical Potential | 0 | 0 | 0 | 0 | 0 | 0 | 0 | 0 | 0 | 0 | 0 | 0 | 0 | 0 | 0 | 0 | 0 | 0 | 0 | 0 | 0 | 0 | 0 | 0 | 0 | 0 | 0 | 0 | 0 | 0 | 0
F10_Industrial_Instruments_New_Process_Natural Gas_Process - Insulate Heated Process Fluids_A_Technical Potential | F10 | Industrial | Instruments | New | Process | Natural Gas | Process - Insulate Heated Process Fluids | A | Cumulative Energy Savings (MWh or mTherms) | Technical Potential | 0 | 0 | 0 | 0 | 0 | 0.032298 | 0.070562 | 0.11479 | 0.16494 | 0.22103 | 0.27685 | 0.32572 | 0.36819 | 0.40485 | 0.4363 | 0.46315 | 0.48598 | 0.50532 | 0.52165 | 0.5354 | 0.54694 | 0.54702 | 0.54705 | 0.54706 | 0.54707 | 0.54707 | 0.54707 | 0.54707 | 0.54707 | 0.54707 | 0.54707
F11_Industrial_Instruments_New_Process_Natural Gas_Process - Insulate Heated Process Fluids_A_Technical Potential | F11 | Industrial | Instruments | New | Process | Natural Gas | Process - Insulate Heated Process Fluids | A | Cumulative Summer Peak Savings (MW) | Technical Potential | 0 | 0 | 0 | 0 | 0 | 0 | 0 | 0 | 0 | 0 | 0 | 0 | 0 | 0 | 0 | 0 | 0 | 0 | 0 | 0 | 0 | 0 | 0 | 0 | 0 | 0 | 0 | 0 | 0 | 0 | 0
F12_Industrial_Instruments_New_Process_Natural Gas_Process - Insulate Heated Process Fluids_A_Technical Potential | F12 | Industrial | Instruments | New | Process | Natural Gas | Process - Insulate Heated Process Fluids | A | Cumulative Winter Peak Savings (MW) | Technical Potential | 0 | 0 | 0 | 0 | 0 | 0 | 0 | 0 | 0 | 0 | 0 | 0 | 0 | 0 | 0 | 0 | 0 | 0 | 0 | 0 | 0 | 0 | 0 | 0 | 0 | 0 | 0 | 0 | 0 | 0 | 0
F13_Industrial_Instruments_New_Process_Natural Gas_Process - Insulate Heated Process Fluids_A_Technical Potential | F13 | Industrial | Instruments | New | Process | Natural Gas | Process - Insulate Heated Process Fluids | A | Purchases (Incremental) | Technical Potential | 0 | 0 | 0 | 0 | 0 | 3.4986 | 4.1449 | 4.7909 | 5.433 | 6.0755 | 6.0466 | 5.2944 | 4.6002 | 3.9713 | 3.4062 | 2.9091 | 2.4731 | 2.0952 | 1.769 | 1.4889 | 1.2501 | 0.0089273 | 0.0033309 | 0.0011839 | 0.0004018 | 3.4986 | 4.1449 | 4.7909 | 5.433 | 6.0755 | 6.0466
F14_Industrial_Instruments_New_Process_Natural Gas_Process - Insulate Heated Process Fluids_A_Technical Potential | F14 | Industrial | Instruments | New | Process | Natural Gas | Process - Insulate Heated Process Fluids | A | Purchases (Cumulative) | Technical Potential | 0 | 0 | 0 | 0 | 0 | 3.4986 | 7.6436 | 12.4344 | 17.8674 | 23.9429 | 29.9895 | 35.2839 | 39.8841 | 43.8554 | 47.2616 | 50.1707 | 52.6438 | 54.739 | 56.5081 | 57.9969 | 59.247 | 59.256 | 59.2593 | 59.2605 | 59.2609 | 59.2609 | 59.2609 | 59.2609 | 59.2609 | 59.2609 | 59.2609
F1_Industrial_Instruments_New_Process_Natural Gas_Process Heat Recovery_A_Technical Potential | F1 | Industrial | Instruments | New | Process | Natural Gas | Process Heat Recovery | A | Original Unit Energy Savings (kWh or therms) | Technical Potential | 0 | 0 | 0 | 0 | 0 | 0.14017 | 0.14017 | 0.14017 | 0.14017 | 0.14017 | 0.14017 | 0.14017 | 0.14017 | 0.14017 | 0.14017 | 0.14017 | 0.14017 | 0.14017 | 0.14017 | 0.14017 | 0.14017 | 0.14017 | 0.14017 | 0.14017 | 0.14017 | 0.14017 | 0.14017 | 0.14017 | 0 | 0 | 0
F2_Industrial_Instruments_New_Process_Natural Gas_Process Heat Recovery_A_Technical Potential | F2 | Industrial | Instruments | New | Process | Natural Gas | Process Heat Recovery | A | Original Unit Summer Peak Savings (kW) | Technical Potential | 0 | 0 | 0 | 0 | 0 | 0 | 0 | 0 | 0 | 0 | 0 | 0 | 0 | 0 | 0 | 0 | 0 | 0 | 0 | 0 | 0 | 0 | 0 | 0 | 0 | 0 | 0 | 0 | 0 | 0 | 0
F3_Industrial_Instruments_New_Process_Natural Gas_Process Heat Recovery_A_Technical Potential | F3 | Industrial | Instruments | New | Process | Natural Gas | Process Heat Recovery | A | Original Unit Winter Peak Savings (kW) | Technical Potential | 0 | 0 | 0 | 0 | 0 | 0 | 0 | 0 | 0 | 0 | 0 | 0 | 0 | 0 | 0 | 0 | 0 | 0 | 0 | 0 | 0 | 0 | 0 | 0 | 0 | 0 | 0 | 0 | 0 | 0 | 0
F4_Industrial_Instruments_New_Process_Natural Gas_Process Heat Recovery_A_Technical Potential | F4 | Industrial | Instruments | New | Process | Natural Gas | Process Heat Recovery | A | Standalone Impact on Baseline Energy (%) | Technical Potential | 0% | 0% | 0% | 0% | 0% | 0.01746% | 0.03219% | 0.04531% | 0.05741% | 0.06879% | 0.07792% | 0.08376% | 0.08718% | 0.08883% | 0.08929% | 0.08878% | 0.08767% | 0.08608% | 0.08419% | 0.08214% | 0.07826% | 0.07475% | 0.07155% | 0.06863% | 0.00065938 | 0.0006346 | 0.00061169 | 0.00059043 | 0 | 0 | 0
F5_Industrial_Instruments_New_Process_Natural Gas_Process Heat Recovery_A_Technical Potential | F5 | Industrial | Instruments | New | Process | Natural Gas | Process Heat Recovery | A | Standalone Impact on Baseline Summer Peak (%) | Technical Potential | 0% | 0% | 0% | 0% | 0% | 0% | 0% | 0% | 0% | 0% | 0% | 0% | 0% | 0% | 0% | 0% | 0% | 0% | 0% | 0% | 0% | 0% | 0% | 0% | 0 | 0 | 0 | 0 | 0 | 0 | 0
F6_Industrial_Instruments_New_Process_Natural Gas_Process Heat Recovery_A_Technical Potential | F6 | Industrial | Instruments | New | Process | Natural Gas | Process Heat Recovery | A | Standalone Impact on Baseline Winter Peak (%) | Technical Potential | 0% | 0% | 0% | 0% | 0% | 0% | 0% | 0% | 0% | 0% | 0% | 0% | 0% | 0% | 0% | 0% | 0% | 0% | 0% | 0% | 0% | 0% | 0% | 0% | 0 | 0 | 0 | 0 | 0 | 0 | 0
F7_Industrial_Instruments_New_Process_Natural Gas_Process Heat Recovery_A_Technical Potential | F7 | Industrial | Instruments | New | Process | Natural Gas | Process Heat Recovery | A | Incremental Energy Savings (MWh or mTherms) | Technical Potential | 0 | 0 | 0 | 0 | 0 | 0.017654 | 0.020915 | 0.024174 | 0.027415 | 0.030657 | 0.030511 | 0.026715 | 0.023212 | 0.020039 | 0.017188 | 0.014679 | 0.012479 | 0.010572 | 0.0089265 | 0.0075128 | 0.017654 | 0.020915 | 0.024174 | 0.027415 | 0.030657 | 0.030511 | 0.026715 | 0.023212 | 0 | 0 | 0
F8_Industrial_Instruments_New_Process_Natural Gas_Process Heat Recovery_A_Technical Potential | F8 | Industrial | Instruments | New | Process | Natural Gas | Process Heat Recovery | A | Incremental Summer Peak Savings (MW) | Technical Potential | 0 | 0 | 0 | 0 | 0 | 0 | 0 | 0 | 0 | 0 | 0 | 0 | 0 | 0 | 0 | 0 | 0 | 0 | 0 | 0 | 0 | 0 | 0 | 0 | 0 | 0 | 0 | 0 | 0 | 0 | 0
F9_Industrial_Instruments_New_Process_Natural Gas_Process Heat Recovery_A_Technical Potential | F9 | Industrial | Instruments | New | Process | Natural Gas | Process Heat Recovery | A | Incremental Winter Peak Savings (MW) | Technical Potential | 0 | 0 | 0 | 0 | 0 | 0 | 0 | 0 | 0 | 0 | 0 | 0 | 0 | 0 | 0 | 0 | 0 | 0 | 0 | 0 | 0 | 0 | 0 | 0 | 0 | 0 | 0 | 0 | 0 | 0 | 0
F10_Industrial_Instruments_New_Process_Natural Gas_Process Heat Recovery_A_Technical Potential | F10 | Industrial | Instruments | New | Process | Natural Gas | Process Heat Recovery | A | Cumulative Energy Savings (MWh or mTherms) | Technical Potential | 0 | 0 | 0 | 0 | 0 | 0.017654 | 0.038569 | 0.062743 | 0.090158 | 0.12081 | 0.15133 | 0.17804 | 0.20125 | 0.22129 | 0.23848 | 0.25316 | 0.26564 | 0.27621 | 0.28514 | 0.29265 | 0.29265 | 0.29265 | 0.29265 | 0.29265 | 0.29265 | 0.29265 | 0.29265 | 0.29265 | 0 | 0 | 0
F11_Industrial_Instruments_New_Process_Natural Gas_Process Heat Recovery_A_Technical Potential | F11 | Industrial | Instruments | New | Process | Natural Gas | Process Heat Recovery | A | Cumulative Summer Peak Savings (MW) | Technical Potential | 0 | 0 | 0 | 0 | 0 | 0 | 0 | 0 | 0 | 0 | 0 | 0 | 0 | 0 | 0 | 0 | 0 | 0 | 0 | 0 | 0 | 0 | 0 | 0 | 0 | 0 | 0 | 0 | 0 | 0 | 0
F12_Industrial_Instruments_New_Process_Natural Gas_Process Heat Recovery_A_Technical Potential | F12 | Industrial | Instruments | New | Process | Natural Gas | Process Heat Recovery | A | Cumulative Winter Peak Savings (MW) | Technical Potential | 0 | 0 | 0 | 0 | 0 | 0 | 0 | 0 | 0 | 0 | 0 | 0 | 0 | 0 | 0 | 0 | 0 | 0 | 0 | 0 | 0 | 0 | 0 | 0 | 0 | 0 | 0 | 0 | 0 | 0 | 0
F13_Industrial_Instruments_New_Process_Natural Gas_Process Heat Recovery_A_Technical Potential | F13 | Industrial | Instruments | New | Process | Natural Gas | Process Heat Recovery | A | Purchases (Incremental) | Technical Potential | 0 | 0 | 0 | 0 | 0 | 125.9509 | 149.2174 | 172.4712 | 195.5879 | 218.717 | 217.6788 | 190.5981 | 165.6066 | 142.9664 | 122.6249 | 104.7266 | 89.032 | 75.4267 | 63.6854 | 53.5997 | 125.9509 | 149.2174 | 172.4712 | 195.5879 | 218.717 | 217.6788 | 190.5981 | 165.6066 | 142.9664 | 122.6249 | 104.7266
F14_Industrial_Instruments_New_Process_Natural Gas_Process Heat Recovery_A_Technical Potential | F14 | Industrial | Instruments | New | Process | Natural Gas | Process Heat Recovery | A | Purchases (Cumulative) | Technical Potential | 0 | 0 | 0 | 0 | 0 | 125.9509 | 275.1683 | 447.6396 | 643.2274 | 861.9445 | 1079.6232 | 1270.2213 | 1435.8279 | 1578.7944 | 1701.4193 | 1806.1459 | 1895.1779 | 1970.6046 | 2034.29 | 2087.8897 | 2087.8897 | 2087.8897 | 2087.8897 | 2087.8897 | 2087.8897 | 2087.8897 | 2087.8897 | 2087.8897 | 2087.8897 | 2087.8897 | 2087.8897
F1_Industrial_Instruments_New_Space Heating_Natural Gas_Building Automation System_A_Technical Potential | F1 | Industrial | Instruments | New | Space Heating | Natural Gas | Building Automation System | A | Original Unit Energy Savings (kWh or therms) | Technical Potential | 0 | 0 | 0 | 0 | 0 | 0.014581 | 0.014392 | 0.014255 | 0.014151 | 0.014068 | 0.014002 | 0.013924 | 0.013842 | 0.013762 | 0.013684 | 0.013622 | 0.013574 | 0.013536 | 0.013475 | 0.01343 | 0.013398 | 0.013373 | 0.013373 | 0.013373 | 0.013373 | 0.013373 | 0.013373 | 0.013373 | 0 | 0 | 0
F2_Industrial_Instruments_New_Space Heating_Natural Gas_Building Automation System_A_Technical Potential | F2 | Industrial | Instruments | New | Space Heating | Natural Gas | Building Automation System | A | Original Unit Summer Peak Savings (kW) | Technical Potential | 0 | 0 | 0 | 0 | 0 | 0 | 0 | 0 | 0 | 0 | 0 | 0 | 0 | 0 | 0 | 0 | 0 | 0 | 0 | 0 | 0 | 0 | 0 | 0 | 0 | 0 | 0 | 0 | 0 | 0 | 0
F3_Industrial_Instruments_New_Space Heating_Natural Gas_Building Automation System_A_Technical Potential | F3 | Industrial | Instruments | New | Space Heating | Natural Gas | Building Automation System | A | Original Unit Winter Peak Savings (kW) | Technical Potential | 0 | 0 | 0 | 0 | 0 | 0 | 0 | 0 | 0 | 0 | 0 | 0 | 0 | 0 | 0 | 0 | 0 | 0 | 0 | 0 | 0 | 0 | 0 | 0 | 0 | 0 | 0 | 0 | 0 | 0 | 0
F4_Industrial_Instruments_New_Space Heating_Natural Gas_Building Automation System_A_Technical Potential | F4 | Industrial | Instruments | New | Space Heating | Natural Gas | Building Automation System | A | Standalone Impact on Baseline Energy (%) | Technical Potential | 0% | 0% | 0% | 0% | 0% | 0.01349% | 0.03836% | 0.08108% | 0.1494% | 0.2518% | 0.3971% | 0.5932% | 0.8448% | 1.152% | 1.51% | 1.903% | 2.311% | 2.704% | 3.054% | 3.336% | 3.533% | 3.639% | 3.657% | 3.6% | 0.034908 | 0.033597 | 0.032383 | 0.031258 | 0 | 0 | 0
F5_Industrial_Instruments_New_Space Heating_Natural Gas_Building Automation System_A_Technical Potential | F5 | Industrial | Instruments | New | Space Heating | Natural Gas | Building Automation System | A | Standalone Impact on Baseline Summer Peak (%) | Technical Potential | 0% | 0% | 0% | 0% | 0% | 0% | 0% | 0% | 0% | 0% | 0% | 0% | 0% | 0% | 0% | 0% | 0% | 0% | 0% | 0% | 0% | 0% | 0% | 0% | 0 | 0 | 0 | 0 | 0 | 0 | 0
F6_Industrial_Instruments_New_Space Heating_Natural Gas_Building Automation System_A_Technical Potential | F6 | Industrial | Instruments | New | Space Heating | Natural Gas | Building Automation System | A | Standalone Impact on Baseline Winter Peak (%) | Technical Potential | 0% | 0% | 0% | 0% | 0% | 0% | 0% | 0% | 0% | 0% | 0% | 0% | 0% | 0% | 0% | 0% | 0% | 0% | 0% | 0% | 0% | 0% | 0% | 0% | 0 | 0 | 0 | 0 | 0 | 0 | 0
F7_Industrial_Instruments_New_Space Heating_Natural Gas_Building Automation System_A_Technical Potential | F7 | Industrial | Instruments | New | Space Heating | Natural Gas | Building Automation System | A | Incremental Energy Savings (MWh or mTherms) | Technical Potential | 0 | 0 | 0 | 0 | 0 | 0.00053327 | 0.0012466 | 0.0025338 | 0.0046399 | 0.0078297 | 0.012342 | 0.018273 | 0.025576 | 0.033937 | 0.042664 | 0.050871 | 0.057305 | 0.060766 | 0.060185 | 0.055486 | 0.048043 | 0.038393 | 0.027768 | 0.018497 | 0.012555 | 0.011787 | 0.017549 | 0.024709 | 0 | 0 | 0
F8_Industrial_Instruments_New_Space Heating_Natural Gas_Building Automation System_A_Technical Potential | F8 | Industrial | Instruments | New | Space Heating | Natural Gas | Building Automation System | A | Incremental Summer Peak Savings (MW) | Technical Potential | 0 | 0 | 0 | 0 | 0 | 0 | 0 | 0 | 0 | 0 | 0 | 0 | 0 | 0 | 0 | 0 | 0 | 0 | 0 | 0 | 0 | 0 | 0 | 0 | 0 | 0 | 0 | 0 | 0 | 0 | 0
F9_Industrial_Instruments_New_Space Heating_Natural Gas_Building Automation System_A_Technical Potential | F9 | Industrial | Instruments | New | Space Heating | Natural Gas | Building Automation System | A | Incremental Winter Peak Savings (MW) | Technical Potential | 0 | 0 | 0 | 0 | 0 | 0 | 0 | 0 | 0 | 0 | 0 | 0 | 0 | 0 | 0 | 0 | 0 | 0 | 0 | 0 | 0 | 0 | 0 | 0 | 0 | 0 | 0 | 0 | 0 | 0 | 0
F10_Industrial_Instruments_New_Space Heating_Natural Gas_Building Automation System_A_Technical Potential | F10 | Industrial | Instruments | New | Space Heating | Natural Gas | Building Automation System | A | Cumulative Energy Savings (MWh or mTherms) | Technical Potential | 0 | 0 | 0 | 0 | 0 | 0.00053327 | 0.0017729 | 0.0042898 | 0.0088983 | 0.016676 | 0.028939 | 0.047051 | 0.072351 | 0.10587 | 0.14793 | 0.19814 | 0.25474 | 0.31479 | 0.37356 | 0.42781 | 0.47433 | 0.51067 | 0.53606 | 0.55018 | 0.55529 | 0.55529 | 0.55529 | 0.55529 | 0 | 0 | 0
F11_Industrial_Instruments_New_Space Heating_Natural Gas_Building Automation System_A_Technical Potential | F11 | Industrial | Instruments | New | Space Heating | Natural Gas | Building Automation System | A | Cumulative Summer Peak Savings (MW) | Technical Potential | 0 | 0 | 0 | 0 | 0 | 0 | 0 | 0 | 0 | 0 | 0 | 0 | 0 | 0 | 0 | 0 | 0 | 0 | 0 | 0 | 0 | 0 | 0 | 0 | 0 | 0 | 0 | 0 | 0 | 0 | 0
F12_Industrial_Instruments_New_Space Heating_Natural Gas_Building Automation System_A_Technical Potential | F12 | Industrial | Instruments | New | Space Heating | Natural Gas | Building Automation System | A | Cumulative Winter Peak Savings (MW) | Technical Potential | 0 | 0 | 0 | 0 | 0 | 0 | 0 | 0 | 0 | 0 | 0 | 0 | 0 | 0 | 0 | 0 | 0 | 0 | 0 | 0 | 0 | 0 | 0 | 0 | 0 | 0 | 0 | 0 | 0 | 0 | 0
F13_Industrial_Instruments_New_Space Heating_Natural Gas_Building Automation System_A_Technical Potential | F13 | Industrial | Instruments | New | Space Heating | Natural Gas | Building Automation System | A | Purchases (Incremental) | Technical Potential | 0 | 0 | 0 | 0 | 0 | 36.5733 | 86.6127 | 177.7502 | 327.8884 | 556.5428 | 881.4493 | 1312.3101 | 1847.7003 | 2466.0803 | 3117.9073 | 3734.3845 | 4221.6583 | 4489.3314 | 4466.4783 | 4131.3951 | 3585.8232 | 2870.9572 | 2076.4475 | 1383.1852 | 938.8428 | 881.4493 | 1312.3101 | 1847.7003 | 2466.0803 | 3117.9073 | 3734.3845
F14_Industrial_Instruments_New_Space Heating_Natural Gas_Building Automation System_A_Technical Potential | F14 | Industrial | Instruments | New | Space Heating | Natural Gas | Building Automation System | A | Purchases (Cumulative) | Technical Potential | 0 | 0 | 0 | 0 | 0 | 36.5733 | 123.186 | 300.9362 | 628.8246 | 1185.3674 | 2066.8167 | 3379.1267 | 5226.8271 | 7692.9073 | 10810.8146 | 14545.1991 | 18766.8575 | 23256.1889 | 27722.6672 | 31854.0623 | 35403.3122 | 38187.6568 | 40086.3541 | 41141.6509 | 41523.9509 | 41523.9509 | 41523.9509 | 41523.9509 | 41523.9509 | 41523.9509 | 41523.9509
F1_Industrial_Instruments_New_Space Heating_Natural Gas_Steam System Efficiency Improvements_A_Technical Potential | F1 | Industrial | Instruments | New | Space Heating | Natural Gas | Steam System Efficiency Improvements | A | Original Unit Energy Savings (kWh or therms) | Technical Potential | 0 | 0 | 0 | 0 | 0 | 0 | 0 | 0 | 0 | 0 | 0 | 0 | 0 | 0 | 0 | 0 | 0 | 0 | 0 | 0 | 0 | 0 | 0 | 0 | 0 | 0 | 0 | 0 | 0 | 0 | 0
F2_Industrial_Instruments_New_Space Heating_Natural Gas_Steam System Efficiency Improvements_A_Technical Potential | F2 | Industrial | Instruments | New | Space Heating | Natural Gas | Steam System Efficiency Improvements | A | Original Unit Summer Peak Savings (kW) | Technical Potential | 0 | 0 | 0 | 0 | 0 | 0 | 0 | 0 | 0 | 0 | 0 | 0 | 0 | 0 | 0 | 0 | 0 | 0 | 0 | 0 | 0 | 0 | 0 | 0 | 0 | 0 | 0 | 0 | 0 | 0 | 0
F3_Industrial_Instruments_New_Space Heating_Natural Gas_Steam System Efficiency Improvements_A_Technical Potential | F3 | Industrial | Instruments | New | Space Heating | Natural Gas | Steam System Efficiency Improvements | A | Original Unit Winter Peak Savings (kW) | Technical Potential | 0 | 0 | 0 | 0 | 0 | 0 | 0 | 0 | 0 | 0 | 0 | 0 | 0 | 0 | 0 | 0 | 0 | 0 | 0 | 0 | 0 | 0 | 0 | 0 | 0 | 0 | 0 | 0 | 0 | 0 | 0
F4_Industrial_Instruments_New_Space Heating_Natural Gas_Steam System Efficiency Improvements_A_Technical Potential | F4 | Industrial | Instruments | New | Space Heating | Natural Gas | Steam System Efficiency Improvements | A | Standalone Impact on Baseline Energy (%) | Technical Potential | 0% | 0% | 0% | 0% | 0% | 0% | 0% | 0% | 0% | 0% | 0% | 0% | 0% | 0% | 0% | 0% | 0% | 0% | 0% | 0% | 0% | 0% | 0% | 0% | 0 | 0 | 0 | 0 | 0 | 0 | 0
F5_Industrial_Instruments_New_Space Heating_Natural Gas_Steam System Efficiency Improvements_A_Technical Potential | F5 | Industrial | Instruments | New | Space Heating | Natural Gas | Steam System Efficiency Improvements | A | Standalone Impact on Baseline Summer Peak (%) | Technical Potential | 0% | 0% | 0% | 0% | 0% | 0% | 0% | 0% | 0% | 0% | 0% | 0% | 0% | 0% | 0% | 0% | 0% | 0% | 0% | 0% | 0% | 0% | 0% | 0% | 0 | 0 | 0 | 0 | 0 | 0 | 0
F6_Industrial_Instruments_New_Space Heating_Natural Gas_Steam System Efficiency Improvements_A_Technical Potential | F6 | Industrial | Instruments | New | Space Heating | Natural Gas | Steam System Efficiency Improvements | A | Standalone Impact on Baseline Winter Peak (%) | Technical Potential | 0% | 0% | 0% | 0% | 0% | 0% | 0% | 0% | 0% | 0% | 0% | 0% | 0% | 0% | 0% | 0% | 0% | 0% | 0% | 0% | 0% | 0% | 0% | 0% | 0 | 0 | 0 | 0 | 0 | 0 | 0
F7_Industrial_Instruments_New_Space Heating_Natural Gas_Steam System Efficiency Improvements_A_Technical Potential | F7 | Industrial | Instruments | New | Space Heating | Natural Gas | Steam System Efficiency Improvements | A | Incremental Energy Savings (MWh or mTherms) | Technical Potential | 0 | 0 | 0 | 0 | 0 | 0 | 0 | 0 | 0 | 0 | 0 | 0 | 0 | 0 | 0 | 0 | 0 | 0 | 0 | 0 | 0 | 0 | 0 | 0 | 0 | 0 | 0 | 0 | 0 | 0 | 0
F8_Industrial_Instruments_New_Space Heating_Natural Gas_Steam System Efficiency Improvements_A_Technical Potential | F8 | Industrial | Instruments | New | Space Heating | Natural Gas | Steam System Efficiency Improvements | A | Incremental Summer Peak Savings (MW) | Technical Potential | 0 | 0 | 0 | 0 | 0 | 0 | 0 | 0 | 0 | 0 | 0 | 0 | 0 | 0 | 0 | 0 | 0 | 0 | 0 | 0 | 0 | 0 | 0 | 0 | 0 | 0 | 0 | 0 | 0 | 0 | 0
F9_Industrial_Instruments_New_Space Heating_Natural Gas_Steam System Efficiency Improvements_A_Technical Potential | F9 | Industrial | Instruments | New | Space Heating | Natural Gas | Steam System Efficiency Improvements | A | Incremental Winter Peak Savings (MW) | Technical Potential | 0 | 0 | 0 | 0 | 0 | 0 | 0 | 0 | 0 | 0 | 0 | 0 | 0 | 0 | 0 | 0 | 0 | 0 | 0 | 0 | 0 | 0 | 0 | 0 | 0 | 0 | 0 | 0 | 0 | 0 | 0
F10_Industrial_Instruments_New_Space Heating_Natural Gas_Steam System Efficiency Improvements_A_Technical Potential | F10 | Industrial | Instruments | New | Space Heating | Natural Gas | Steam System Efficiency Improvements | A | Cumulative Energy Savings (MWh or mTherms) | Technical Potential | 0 | 0 | 0 | 0 | 0 | 0 | 0 | 0 | 0 | 0 | 0 | 0 | 0 | 0 | 0 | 0 | 0 | 0 | 0 | 0 | 0 | 0 | 0 | 0 | 0 | 0 | 0 | 0 | 0 | 0 | 0
F11_Industrial_Instruments_New_Space Heating_Natural Gas_Steam System Efficiency Improvements_A_Technical Potential | F11 | Industrial | Instruments | New | Space Heating | Natural Gas | Steam System Efficiency Improvements | A | Cumulative Summer Peak Savings (MW) | Technical Potential | 0 | 0 | 0 | 0 | 0 | 0 | 0 | 0 | 0 | 0 | 0 | 0 | 0 | 0 | 0 | 0 | 0 | 0 | 0 | 0 | 0 | 0 | 0 | 0 | 0 | 0 | 0 | 0 | 0 | 0 | 0
F12_Industrial_Instruments_New_Space Heating_Natural Gas_Steam System Efficiency Improvements_A_Technical Potential | F12 | Industrial | Instruments | New | Space Heating | Natural Gas | Steam System Efficiency Improvements | A | Cumulative Winter Peak Savings (MW) | Technical Potential | 0 | 0 | 0 | 0 | 0 | 0 | 0 | 0 | 0 | 0 | 0 | 0 | 0 | 0 | 0 | 0 | 0 | 0 | 0 | 0 | 0 | 0 | 0 | 0 | 0 | 0 | 0 | 0 | 0 | 0 | 0
F13_Industrial_Instruments_New_Space Heating_Natural Gas_Steam System Efficiency Improvements_A_Technical Potential | F13 | Industrial | Instruments | New | Space Heating | Natural Gas | Steam System Efficiency Improvements | A | Purchases (Incremental) | Technical Potential | 0 | 0 | 0 | 0 | 0 | 0 | 0 | 0 | 0 | 0 | 0 | 0 | 0 | 0 | 0 | 0 | 0 | 0 | 0 | 0 | 0 | 0 | 0 | 0 | 0 | 0 | 0 | 0 | 0 | 0 | 0
F14_Industrial_Instruments_New_Space Heating_Natural Gas_Steam System Efficiency Improvements_A_Technical Potential | F14 | Industrial | Instruments | New | Space Heating | Natural Gas | Steam System Efficiency Improvements | A | Purchases (Cumulative) | Technical Potential | 0 | 0 | 0 | 0 | 0 | 0 | 0 | 0 | 0 | 0 | 0 | 0 | 0 | 0 | 0 | 0 | 0 | 0 | 0 | 0 | 0 | 0 | 0 | 0 | 0 | 0 | 0 | 0 | 0 | 0 | 0
F1_Industrial_Instruments_New_Process_Natural Gas_Steam System Efficiency Improvements_A_Technical Potential | F1 | Industrial | Instruments | New | Process | Natural Gas | Steam System Efficiency Improvements | A | Original Unit Energy Savings (kWh or therms) | Technical Potential | 0 | 0 | 0 | 0 | 0 | 0.087109 | 0.087109 | 0.087109 | 0.087109 | 0.087109 | 0.087109 | 0.087109 | 0.087109 | 0.087109 | 0.087109 | 0.087109 | 0.087109 | 0.087109 | 0.087109 | 0.087109 | 0.087109 | 0.087109 | 0.087109 | 0.087109 | 0.087109 | 0.087109 | 0.087109 | 0.087109 | 0.087109 | 0.087109 | 0.087109
F2_Industrial_Instruments_New_Process_Natural Gas_Steam System Efficiency Improvements_A_Technical Potential | F2 | Industrial | Instruments | New | Process | Natural Gas | Steam System Efficiency Improvements | A | Original Unit Summer Peak Savings (kW) | Technical Potential | 0 | 0 | 0 | 0 | 0 | 0 | 0 | 0 | 0 | 0 | 0 | 0 | 0 | 0 | 0 | 0 | 0 | 0 | 0 | 0 | 0 | 0 | 0 | 0 | 0 | 0 | 0 | 0 | 0 | 0 | 0
F3_Industrial_Instruments_New_Process_Natural Gas_Steam System Efficiency Improvements_A_Technical Potential | F3 | Industrial | Instruments | New | Process | Natural Gas | Steam System Efficiency Improvements | A | Original Unit Winter Peak Savings (kW) | Technical Potential | 0 | 0 | 0 | 0 | 0 | 0 | 0 | 0 | 0 | 0 | 0 | 0 | 0 | 0 | 0 | 0 | 0 | 0 | 0 | 0 | 0 | 0 | 0 | 0 | 0 | 0 | 0 | 0 | 0 | 0 | 0
F4_Industrial_Instruments_New_Process_Natural Gas_Steam System Efficiency Improvements_A_Technical Potential | F4 | Industrial | Instruments | New | Process | Natural Gas | Steam System Efficiency Improvements | A | Standalone Impact on Baseline Energy (%) | Technical Potential | 0% | 0% | 0% | 0% | 0% | 4.239e-05% | 0.0001205% | 0.0002547% | 0.0004694% | 0.0007912% | 0.001225% | 0.001796% | 0.002501% | 0.003324% | 0.004224% | 0.00513% | 0.005953% | 0.006586% | 0.006933% | 0.006924% | 0.006597% | 0.006301% | 0.006031% | 0.005784% | 5.5579e-05 | 5.3491e-05 | 5.156e-05 | 4.9768e-05 | 0 | 0 | 0
F5_Industrial_Instruments_New_Process_Natural Gas_Steam System Efficiency Improvements_A_Technical Potential | F5 | Industrial | Instruments | New | Process | Natural Gas | Steam System Efficiency Improvements | A | Standalone Impact on Baseline Summer Peak (%) | Technical Potential | 0% | 0% | 0% | 0% | 0% | 0% | 0% | 0% | 0% | 0% | 0% | 0% | 0% | 0% | 0% | 0% | 0% | 0% | 0% | 0% | 0% | 0% | 0% | 0% | 0 | 0 | 0 | 0 | 0 | 0 | 0
F6_Industrial_Instruments_New_Process_Natural Gas_Steam System Efficiency Improvements_A_Technical Potential | F6 | Industrial | Instruments | New | Process | Natural Gas | Steam System Efficiency Improvements | A | Standalone Impact on Baseline Winter Peak (%) | Technical Potential | 0% | 0% | 0% | 0% | 0% | 0% | 0% | 0% | 0% | 0% | 0% | 0% | 0% | 0% | 0% | 0% | 0% | 0% | 0% | 0% | 0% | 0% | 0% | 0% | 0 | 0 | 0 | 0 | 0 | 0 | 0
F7_Industrial_Instruments_New_Process_Natural Gas_Steam System Efficiency Improvements_A_Technical Potential | F7 | Industrial | Instruments | New | Process | Natural Gas | Steam System Efficiency Improvements | A | Incremental Energy Savings (MWh or mTherms) | Technical Potential | 0 | 0 | 0 | 0 | 0 | 4.2873e-05 | 0.00010153 | 0.00020837 | 0.00038436 | 0.0006524 | 0.0010333 | 0.0015383 | 0.0021659 | 0.0028908 | 0.0036549 | 0.0043776 | 0.0049488 | 0.0052626 | 0.0052358 | 0.004843 | 0.0043776 | 0.0049488 | 0.0052626 | 0.0052358 | 0.004843 | 0.0043776 | 0.0049488 | 0.0052626 | 0.0052358 | 0.004843 | 0.0043776
F8_Industrial_Instruments_New_Process_Natural Gas_Steam System Efficiency Improvements_A_Technical Potential | F8 | Industrial | Instruments | New | Process | Natural Gas | Steam System Efficiency Improvements | A | Incremental Summer Peak Savings (MW) | Technical Potential | 0 | 0 | 0 | 0 | 0 | 0 | 0 | 0 | 0 | 0 | 0 | 0 | 0 | 0 | 0 | 0 | 0 | 0 | 0 | 0 | 0 | 0 | 0 | 0 | 0 | 0 | 0 | 0 | 0 | 0 | 0
F9_Industrial_Instruments_New_Process_Natural Gas_Steam System Efficiency Improvements_A_Technical Potential | F9 | Industrial | Instruments | New | Process | Natural Gas | Steam System Efficiency Improvements | A | Incremental Winter Peak Savings (MW) | Technical Potential | 0 | 0 | 0 | 0 | 0 | 0 | 0 | 0 | 0 | 0 | 0 | 0 | 0 | 0 | 0 | 0 | 0 | 0 | 0 | 0 | 0 | 0 | 0 | 0 | 0 | 0 | 0 | 0 | 0 | 0 | 0
F10_Industrial_Instruments_New_Process_Natural Gas_Steam System Efficiency Improvements_A_Technical Potential | F10 | Industrial | Instruments | New | Process | Natural Gas | Steam System Efficiency Improvements | A | Cumulative Energy Savings (MWh or mTherms) | Technical Potential | 0 | 0 | 0 | 0 | 0 | 4.2873e-05 | 0.0001444 | 0.00035277 | 0.00073713 | 0.0013895 | 0.0023799 | 0.0038167 | 0.0057743 | 0.0082808 | 0.011283 | 0.014628 | 0.018038 | 0.021135 | 0.02348 | 0.024668 | 0.024668 | 0.024668 | 0.024668 | 0.024668 | 0.024668 | 0.024668 | 0.024668 | 0.024668 | 0.024668 | 0.024668 | 0.024668
F11_Industrial_Instruments_New_Process_Natural Gas_Steam System Efficiency Improvements_A_Technical Potential | F11 | Industrial | Instruments | New | Process | Natural Gas | Steam System Efficiency Improvements | A | Cumulative Summer Peak Savings (MW) | Technical Potential | 0 | 0 | 0 | 0 | 0 | 0 | 0 | 0 | 0 | 0 | 0 | 0 | 0 | 0 | 0 | 0 | 0 | 0 | 0 | 0 | 0 | 0 | 0 | 0 | 0 | 0 | 0 | 0 | 0 | 0 | 0
F12_Industrial_Instruments_New_Process_Natural Gas_Steam System Efficiency Improvements_A_Technical Potential | F12 | Industrial | Instruments | New | Process | Natural Gas | Steam System Efficiency Improvements | A | Cumulative Winter Peak Savings (MW) | Technical Potential | 0 | 0 | 0 | 0 | 0 | 0 | 0 | 0 | 0 | 0 | 0 | 0 | 0 | 0 | 0 | 0 | 0 | 0 | 0 | 0 | 0 | 0 | 0 | 0 | 0 | 0 | 0 | 0 | 0 | 0 | 0
F13_Industrial_Instruments_New_Process_Natural Gas_Steam System Efficiency Improvements_A_Technical Potential | F13 | Industrial | Instruments | New | Process | Natural Gas | Steam System Efficiency Improvements | A | Purchases (Incremental) | Technical Potential | 0 | 0 | 0 | 0 | 0 | 0.49217 | 1.1656 | 2.392 | 4.4125 | 7.4895 | 11.8618 | 17.66 | 24.8649 | 33.1865 | 41.9583 | 50.2543 | 56.8117 | 60.4138 | 60.1062 | 55.597 | 50.2543 | 56.8117 | 60.4138 | 60.1062 | 55.597 | 50.2543 | 56.8117 | 60.4138 | 60.1062 | 55.597 | 50.2543
F14_Industrial_Instruments_New_Process_Natural Gas_Steam System Efficiency Improvements_A_Technical Potential | F14 | Industrial | Instruments | New | Process | Natural Gas | Steam System Efficiency Improvements | A | Purchases (Cumulative) | Technical Potential | 0 | 0 | 0 | 0 | 0 | 0.49217 | 1.6577 | 4.0498 | 8.4622 | 15.9517 | 27.3214 | 43.8158 | 66.2886 | 95.0627 | 129.5315 | 167.924 | 207.0756 | 242.6245 | 269.5443 | 283.183 | 283.183 | 283.183 | 283.183 | 283.183 | 283.183 | 283.183 | 283.183 | 283.183 | 283.183 | 283.183 | 283.183
F1_Industrial_Instruments_New_Space Heating_Natural Gas_Strategic Energy Management_A_Technical Potential | F1 | Industrial | Instruments | New | Space Heating | Natural Gas | Strategic Energy Management | A | Original Unit Energy Savings (kWh or therms) | Technical Potential | 0 | 0 | 0 | 0 | 0 | 2.9959 | 2.9572 | 2.9289 | 2.9075 | 2.8906 | 2.8769 | 2.8609 | 2.8441 | 2.8275 | 2.8115 | 2.7989 | 2.789 | 2.7811 | 2.7686 | 2.7595 | 2.7528 | 2.7476 | 2.7476 | 2.7476 | 2.7476 | 2.7476 | 2.7476 | 2.7476 | 0 | 0 | 0
F2_Industrial_Instruments_New_Space Heating_Natural Gas_Strategic Energy Management_A_Technical Potential | F2 | Industrial | Instruments | New | Space Heating | Natural Gas | Strategic Energy Management | A | Original Unit Summer Peak Savings (kW) | Technical Potential | 0 | 0 | 0 | 0 | 0 | 0 | 0 | 0 | 0 | 0 | 0 | 0 | 0 | 0 | 0 | 0 | 0 | 0 | 0 | 0 | 0 | 0 | 0 | 0 | 0 | 0 | 0 | 0 | 0 | 0 | 0
F3_Industrial_Instruments_New_Space Heating_Natural Gas_Strategic Energy Management_A_Technical Potential | F3 | Industrial | Instruments | New | Space Heating | Natural Gas | Strategic Energy Management | A | Original Unit Winter Peak Savings (kW) | Technical Potential | 0 | 0 | 0 | 0 | 0 | 0 | 0 | 0 | 0 | 0 | 0 | 0 | 0 | 0 | 0 | 0 | 0 | 0 | 0 | 0 | 0 | 0 | 0 | 0 | 0 | 0 | 0 | 0 | 0 | 0 | 0
F4_Industrial_Instruments_New_Space Heating_Natural Gas_Strategic Energy Management_A_Technical Potential | F4 | Industrial | Instruments | New | Space Heating | Natural Gas | Strategic Energy Management | A | Standalone Impact on Baseline Energy (%) | Technical Potential | 0% | 0% | 0% | 0% | 0% | 0.08485% | 0.1565% | 0.2202% | 0.279% | 0.3344% | 0.343% | 0.3504% | 0.3566% | 0.3618% | 0.3665% | 0.3704% | 0.3739% | 0.3769% | 0.3795% | 0.382% | 0.3841% | 0.386% | 0.3878% | 0.3894% | 0.0039088 | 0.003762 | 0.0036261 | 0.0035001 | 0 | 0 | 0
F5_Industrial_Instruments_New_Space Heating_Natural Gas_Strategic Energy Management_A_Technical Potential | F5 | Industrial | Instruments | New | Space Heating | Natural Gas | Strategic Energy Management | A | Standalone Impact on Baseline Summer Peak (%) | Technical Potential | 0% | 0% | 0% | 0% | 0% | 0% | 0% | 0% | 0% | 0% | 0% | 0% | 0% | 0% | 0% | 0% | 0% | 0% | 0% | 0% | 0% | 0% | 0% | 0% | 0 | 0 | 0 | 0 | 0 | 0 | 0
F6_Industrial_Instruments_New_Space Heating_Natural Gas_Strategic Energy Management_A_Technical Potential | F6 | Industrial | Instruments | New | Space Heating | Natural Gas | Strategic Energy Management | A | Standalone Impact on Baseline Winter Peak (%) | Technical Potential | 0% | 0% | 0% | 0% | 0% | 0% | 0% | 0% | 0% | 0% | 0% | 0% | 0% | 0% | 0% | 0% | 0% | 0% | 0% | 0% | 0% | 0% | 0% | 0% | 0 | 0 | 0 | 0 | 0 | 0 | 0
F7_Industrial_Instruments_New_Space Heating_Natural Gas_Strategic Energy Management_A_Technical Potential | F7 | Industrial | Instruments | New | Space Heating | Natural Gas | Strategic Energy Management | A | Incremental Energy Savings (MWh or mTherms) | Technical Potential | 0 | 0 | 0 | 0 | 0 | 0.0033532 | 0.0039213 | 0.0044891 | 0.0050536 | 0.0056183 | 0.0061835 | 0.0067302 | 0.0072667 | 0.0077959 | 0.008311 | 0.0088327 | 0.009353 | 0.0098767 | 0.010377 | 0.010881 | 0.011393 | 0.011905 | 0.012438 | 0.012968 | 0.013497 | 0.011371 | 0.011905 | 0.012438 | 0 | 0 | 0
F8_Industrial_Instruments_New_Space Heating_Natural Gas_Strategic Energy Management_A_Technical Potential | F8 | Industrial | Instruments | New | Space Heating | Natural Gas | Strategic Energy Management | A | Incremental Summer Peak Savings (MW) | Technical Potential | 0 | 0 | 0 | 0 | 0 | 0 | 0 | 0 | 0 | 0 | 0 | 0 | 0 | 0 | 0 | 0 | 0 | 0 | 0 | 0 | 0 | 0 | 0 | 0 | 0 | 0 | 0 | 0 | 0 | 0 | 0
F9_Industrial_Instruments_New_Space Heating_Natural Gas_Strategic Energy Management_A_Technical Potential | F9 | Industrial | Instruments | New | Space Heating | Natural Gas | Strategic Energy Management | A | Incremental Winter Peak Savings (MW) | Technical Potential | 0 | 0 | 0 | 0 | 0 | 0 | 0 | 0 | 0 | 0 | 0 | 0 | 0 | 0 | 0 | 0 | 0 | 0 | 0 | 0 | 0 | 0 | 0 | 0 | 0 | 0 | 0 | 0 | 0 | 0 | 0
F10_Industrial_Instruments_New_Space Heating_Natural Gas_Strategic Energy Management_A_Technical Potential | F10 | Industrial | Instruments | New | Space Heating | Natural Gas | Strategic Energy Management | A | Cumulative Energy Savings (MWh or mTherms) | Technical Potential | 0 | 0 | 0 | 0 | 0 | 0.0033532 | 0.0072312 | 0.011651 | 0.01662 | 0.022141 | 0.025 | 0.027797 | 0.030542 | 0.033245 | 0.035903 | 0.038559 | 0.041215 | 0.043869 | 0.046416 | 0.048986 | 0.051573 | 0.054167 | 0.056847 | 0.059517 | 0.062179 | 0.062179 | 0.062179 | 0.062179 | 0 | 0 | 0
F11_Industrial_Instruments_New_Space Heating_Natural Gas_Strategic Energy Management_A_Technical Potential | F11 | Industrial | Instruments | New | Space Heating | Natural Gas | Strategic Energy Management | A | Cumulative Summer Peak Savings (MW) | Technical Potential | 0 | 0 | 0 | 0 | 0 | 0 | 0 | 0 | 0 | 0 | 0 | 0 | 0 | 0 | 0 | 0 | 0 | 0 | 0 | 0 | 0 | 0 | 0 | 0 | 0 | 0 | 0 | 0 | 0 | 0 | 0
F12_Industrial_Instruments_New_Space Heating_Natural Gas_Strategic Energy Management_A_Technical Potential | F12 | Industrial | Instruments | New | Space Heating | Natural Gas | Strategic Energy Management | A | Cumulative Winter Peak Savings (MW) | Technical Potential | 0 | 0 | 0 | 0 | 0 | 0 | 0 | 0 | 0 | 0 | 0 | 0 | 0 | 0 | 0 | 0 | 0 | 0 | 0 | 0 | 0 | 0 | 0 | 0 | 0 | 0 | 0 | 0 | 0 | 0 | 0
F13_Industrial_Instruments_New_Space Heating_Natural Gas_Strategic Energy Management_A_Technical Potential | F13 | Industrial | Instruments | New | Space Heating | Natural Gas | Strategic Energy Management | A | Purchases (Incremental) | Technical Potential | 0 | 0 | 0 | 0 | 0 | 1.1193 | 1.326 | 1.5327 | 1.7381 | 1.9437 | 2.1494 | 2.3525 | 2.555 | 2.7571 | 2.9561 | 3.1557 | 3.3535 | 3.5513 | 3.7481 | 3.9432 | 4.1385 | 4.3329 | 4.5267 | 4.7197 | 4.912 | 4.1385 | 4.3329 | 4.5267 | 4.7197 | 4.912 | 4.1385
F14_Industrial_Instruments_New_Space Heating_Natural Gas_Strategic Energy Management_A_Technical Potential | F14 | Industrial | Instruments | New | Space Heating | Natural Gas | Strategic Energy Management | A | Purchases (Cumulative) | Technical Potential | 0 | 0 | 0 | 0 | 0 | 1.1193 | 2.4453 | 3.978 | 5.7161 | 7.6598 | 8.6899 | 9.7163 | 10.7386 | 11.7577 | 12.7701 | 13.7764 | 14.7775 | 15.7738 | 16.7648 | 17.7519 | 18.7347 | 19.7141 | 20.6894 | 21.661 | 22.6298 | 22.6298 | 22.6298 | 22.6298 | 22.6298 | 22.6298 | 22.6298
F1_Industrial_Instruments_New_Process_Natural Gas_Strategic Energy Management_A_Technical Potential | F1 | Industrial | Instruments | New | Process | Natural Gas | Strategic Energy Management | A | Original Unit Energy Savings (kWh or therms) | Technical Potential | 0 | 0 | 0 | 0 | 0 | 1.6994 | 1.6994 | 1.6994 | 1.6994 | 1.6994 | 1.6994 | 1.6994 | 1.6994 | 1.6994 | 1.6994 | 1.6994 | 1.6994 | 1.6994 | 1.6994 | 1.6994 | 1.6994 | 1.6994 | 1.6994 | 1.6994 | 1.6994 | 1.6994 | 1.6994 | 1.6994 | 0 | 0 | 0
F2_Industrial_Instruments_New_Process_Natural Gas_Strategic Energy Management_A_Technical Potential | F2 | Industrial | Instruments | New | Process | Natural Gas | Strategic Energy Management | A | Original Unit Summer Peak Savings (kW) | Technical Potential | 0 | 0 | 0 | 0 | 0 | 0 | 0 | 0 | 0 | 0 | 0 | 0 | 0 | 0 | 0 | 0 | 0 | 0 | 0 | 0 | 0 | 0 | 0 | 0 | 0 | 0 | 0 | 0 | 0 | 0 | 0
F3_Industrial_Instruments_New_Process_Natural Gas_Strategic Energy Management_A_Technical Potential | F3 | Industrial | Instruments | New | Process | Natural Gas | Strategic Energy Management | A | Original Unit Winter Peak Savings (kW) | Technical Potential | 0 | 0 | 0 | 0 | 0 | 0 | 0 | 0 | 0 | 0 | 0 | 0 | 0 | 0 | 0 | 0 | 0 | 0 | 0 | 0 | 0 | 0 | 0 | 0 | 0 | 0 | 0 | 0 | 0 | 0 | 0
F4_Industrial_Instruments_New_Process_Natural Gas_Strategic Energy Management_A_Technical Potential | F4 | Industrial | Instruments | New | Process | Natural Gas | Strategic Energy Management | A | Standalone Impact on Baseline Energy (%) | Technical Potential | 0% | 0% | 0% | 0% | 0% | 0.09675% | 0.1784% | 0.2511% | 0.3182% | 0.3813% | 0.3912% | 0.3996% | 0.4066% | 0.4126% | 0.418% | 0.4224% | 0.4263% | 0.4297% | 0.4327% | 0.4356% | 0.438% | 0.4402% | 0.4422% | 0.444% | 0.0044573 | 0.0042898 | 0.0041349 | 0.0039912 | 0 | 0 | 0
F5_Industrial_Instruments_New_Process_Natural Gas_Strategic Energy Management_A_Technical Potential | F5 | Industrial | Instruments | New | Process | Natural Gas | Strategic Energy Management | A | Standalone Impact on Baseline Summer Peak (%) | Technical Potential | 0% | 0% | 0% | 0% | 0% | 0% | 0% | 0% | 0% | 0% | 0% | 0% | 0% | 0% | 0% | 0% | 0% | 0% | 0% | 0% | 0% | 0% | 0% | 0% | 0 | 0 | 0 | 0 | 0 | 0 | 0
F6_Industrial_Instruments_New_Process_Natural Gas_Strategic Energy Management_A_Technical Potential | F6 | Industrial | Instruments | New | Process | Natural Gas | Strategic Energy Management | A | Standalone Impact on Baseline Winter Peak (%) | Technical Potential | 0% | 0% | 0% | 0% | 0% | 0% | 0% | 0% | 0% | 0% | 0% | 0% | 0% | 0% | 0% | 0% | 0% | 0% | 0% | 0% | 0% | 0% | 0% | 0% | 0 | 0 | 0 | 0 | 0 | 0 | 0
F7_Industrial_Instruments_New_Process_Natural Gas_Strategic Energy Management_A_Technical Potential | F7 | Industrial | Instruments | New | Process | Natural Gas | Strategic Energy Management | A | Incremental Energy Savings (MWh or mTherms) | Technical Potential | 0 | 0 | 0 | 0 | 0 | 0.097846 | 0.11592 | 0.13399 | 0.15194 | 0.16991 | 0.18789 | 0.20565 | 0.22336 | 0.24103 | 0.25842 | 0.27587 | 0.29316 | 0.31045 | 0.32766 | 0.34471 | 0.36178 | 0.37878 | 0.39571 | 0.41259 | 0.4294 | 0.36178 | 0.37878 | 0.39571 | 0 | 0 | 0
F8_Industrial_Instruments_New_Process_Natural Gas_Strategic Energy Management_A_Technical Potential | F8 | Industrial | Instruments | New | Process | Natural Gas | Strategic Energy Management | A | Incremental Summer Peak Savings (MW) | Technical Potential | 0 | 0 | 0 | 0 | 0 | 0 | 0 | 0 | 0 | 0 | 0 | 0 | 0 | 0 | 0 | 0 | 0 | 0 | 0 | 0 | 0 | 0 | 0 | 0 | 0 | 0 | 0 | 0 | 0 | 0 | 0
F9_Industrial_Instruments_New_Process_Natural Gas_Strategic Energy Management_A_Technical Potential | F9 | Industrial | Instruments | New | Process | Natural Gas | Strategic Energy Management | A | Incremental Winter Peak Savings (MW) | Technical Potential | 0 | 0 | 0 | 0 | 0 | 0 | 0 | 0 | 0 | 0 | 0 | 0 | 0 | 0 | 0 | 0 | 0 | 0 | 0 | 0 | 0 | 0 | 0 | 0 | 0 | 0 | 0 | 0 | 0 | 0 | 0
F10_Industrial_Instruments_New_Process_Natural Gas_Strategic Energy Management_A_Technical Potential | F10 | Industrial | Instruments | New | Process | Natural Gas | Strategic Energy Management | A | Cumulative Energy Savings (MWh or mTherms) | Technical Potential | 0 | 0 | 0 | 0 | 0 | 0.097846 | 0.21377 | 0.34775 | 0.4997 | 0.66961 | 0.75966 | 0.84939 | 0.93876 | 1.0278 | 1.1163 | 1.2043 | 1.2918 | 1.3789 | 1.4656 | 1.5518 | 1.6378 | 1.7234 | 1.8086 | 1.8936 | 1.9783 | 1.9783 | 1.9783 | 1.9783 | 0 | 0 | 0
F11_Industrial_Instruments_New_Process_Natural Gas_Strategic Energy Management_A_Technical Potential | F11 | Industrial | Instruments | New | Process | Natural Gas | Strategic Energy Management | A | Cumulative Summer Peak Savings (MW) | Technical Potential | 0 | 0 | 0 | 0 | 0 | 0 | 0 | 0 | 0 | 0 | 0 | 0 | 0 | 0 | 0 | 0 | 0 | 0 | 0 | 0 | 0 | 0 | 0 | 0 | 0 | 0 | 0 | 0 | 0 | 0 | 0
F12_Industrial_Instruments_New_Process_Natural Gas_Strategic Energy Management_A_Technical Potential | F12 | Industrial | Instruments | New | Process | Natural Gas | Strategic Energy Management | A | Cumulative Winter Peak Savings (MW) | Technical Potential | 0 | 0 | 0 | 0 | 0 | 0 | 0 | 0 | 0 | 0 | 0 | 0 | 0 | 0 | 0 | 0 | 0 | 0 | 0 | 0 | 0 | 0 | 0 | 0 | 0 | 0 | 0 | 0 | 0 | 0 | 0
F13_Industrial_Instruments_New_Process_Natural Gas_Strategic Energy Management_A_Technical Potential | F13 | Industrial | Instruments | New | Process | Natural Gas | Strategic Energy Management | A | Purchases (Incremental) | Technical Potential | 0 | 0 | 0 | 0 | 0 | 57.5778 | 68.2139 | 78.8443 | 89.4119 | 99.9853 | 110.5674 | 121.0151 | 131.4343 | 141.8323 | 152.0652 | 162.3372 | 172.5112 | 182.6865 | 192.8106 | 202.8445 | 212.8902 | 222.8943 | 232.8596 | 242.7885 | 252.6837 | 212.8902 | 222.8943 | 232.8596 | 242.7885 | 252.6837 | 212.8902
F14_Industrial_Instruments_New_Process_Natural Gas_Strategic Energy Management_A_Technical Potential | F14 | Industrial | Instruments | New | Process | Natural Gas | Strategic Energy Management | A | Purchases (Cumulative) | Technical Potential | 0 | 0 | 0 | 0 | 0 | 57.5778 | 125.7917 | 204.636 | 294.0479 | 394.0332 | 447.0228 | 499.824 | 552.414 | 604.8344 | 656.9143 | 708.6841 | 760.1802 | 811.4324 | 862.4108 | 913.19 | 963.743 | 1014.1261 | 1064.2991 | 1114.277 | 1164.1163 | 1164.1163 | 1164.1163 | 1164.1163 | 1164.1163 | 1164.1163 | 1164.1163
F1_Industrial_Instruments_New_Miscellaneous_Natural Gas_Strategic Energy Management_A_Technical Potential | F1 | Industrial | Instruments | New | Miscellaneous | Natural Gas | Strategic Energy Management | A | Original Unit Energy Savings (kWh or therms) | Technical Potential | 0 | 0 | 0 | 0 | 0 | 1.1153 | 1.1153 | 1.1153 | 1.1153 | 1.1153 | 1.1153 | 1.1153 | 1.1153 | 1.1153 | 1.1153 | 1.1153 | 1.1153 | 1.1153 | 1.1153 | 1.1153 | 1.1153 | 1.1153 | 1.1153 | 1.1153 | 1.1153 | 1.1153 | 1.1153 | 1.1153 | 0 | 0 | 0
F2_Industrial_Instruments_New_Miscellaneous_Natural Gas_Strategic Energy Management_A_Technical Potential | F2 | Industrial | Instruments | New | Miscellaneous | Natural Gas | Strategic Energy Management | A | Original Unit Summer Peak Savings (kW) | Technical Potential | 0 | 0 | 0 | 0 | 0 | 0 | 0 | 0 | 0 | 0 | 0 | 0 | 0 | 0 | 0 | 0 | 0 | 0 | 0 | 0 | 0 | 0 | 0 | 0 | 0 | 0 | 0 | 0 | 0 | 0 | 0
F3_Industrial_Instruments_New_Miscellaneous_Natural Gas_Strategic Energy Management_A_Technical Potential | F3 | Industrial | Instruments | New | Miscellaneous | Natural Gas | Strategic Energy Management | A | Original Unit Winter Peak Savings (kW) | Technical Potential | 0 | 0 | 0 | 0 | 0 | 0 | 0 | 0 | 0 | 0 | 0 | 0 | 0 | 0 | 0 | 0 | 0 | 0 | 0 | 0 | 0 | 0 | 0 | 0 | 0 | 0 | 0 | 0 | 0 | 0 | 0
F4_Industrial_Instruments_New_Miscellaneous_Natural Gas_Strategic Energy Management_A_Technical Potential | F4 | Industrial | Instruments | New | Miscellaneous | Natural Gas | Strategic Energy Management | A | Standalone Impact on Baseline Energy (%) | Technical Potential | 0% | 0% | 0% | 0% | 0% | 0.09675% | 0.1784% | 0.2511% | 0.3182% | 0.3813% | 0.3912% | 0.3996% | 0.4066% | 0.4126% | 0.418% | 0.4224% | 0.4263% | 0.4297% | 0.4327% | 0.4356% | 0.438% | 0.4402% | 0.4422% | 0.444% | 0.0044573 | 0.0042898 | 0.0041349 | 0.0039912 | 0 | 0 | 0
F5_Industrial_Instruments_New_Miscellaneous_Natural Gas_Strategic Energy Management_A_Technical Potential | F5 | Industrial | Instruments | New | Miscellaneous | Natural Gas | Strategic Energy Management | A | Standalone Impact on Baseline Summer Peak (%) | Technical Potential | 0% | 0% | 0% | 0% | 0% | 0% | 0% | 0% | 0% | 0% | 0% | 0% | 0% | 0% | 0% | 0% | 0% | 0% | 0% | 0% | 0% | 0% | 0% | 0% | 0 | 0 | 0 | 0 | 0 | 0 | 0
F6_Industrial_Instruments_New_Miscellaneous_Natural Gas_Strategic Energy Management_A_Technical Potential | F6 | Industrial | Instruments | New | Miscellaneous | Natural Gas | Strategic Energy Management | A | Standalone Impact on Baseline Winter Peak (%) | Technical Potential | 0% | 0% | 0% | 0% | 0% | 0% | 0% | 0% | 0% | 0% | 0% | 0% | 0% | 0% | 0% | 0% | 0% | 0% | 0% | 0% | 0% | 0% | 0% | 0% | 0 | 0 | 0 | 0 | 0 | 0 | 0
F7_Industrial_Instruments_New_Miscellaneous_Natural Gas_Strategic Energy Management_A_Technical Potential | F7 | Industrial | Instruments | New | Miscellaneous | Natural Gas | Strategic Energy Management | A | Incremental Energy Savings (MWh or mTherms) | Technical Potential | 0 | 0 | 0 | 0 | 0 | 0.016054 | 0.019019 | 0.021983 | 0.02493 | 0.027878 | 0.030828 | 0.033741 | 0.036646 | 0.039546 | 0.042399 | 0.045263 | 0.048099 | 0.050936 | 0.053759 | 0.056557 | 0.059358 | 0.062147 | 0.064926 | 0.067694 | 0.070453 | 0.059358 | 0.062147 | 0.064926 | 0 | 0 | 0
F8_Industrial_Instruments_New_Miscellaneous_Natural Gas_Strategic Energy Management_A_Technical Potential | F8 | Industrial | Instruments | New | Miscellaneous | Natural Gas | Strategic Energy Management | A | Incremental Summer Peak Savings (MW) | Technical Potential | 0 | 0 | 0 | 0 | 0 | 0 | 0 | 0 | 0 | 0 | 0 | 0 | 0 | 0 | 0 | 0 | 0 | 0 | 0 | 0 | 0 | 0 | 0 | 0 | 0 | 0 | 0 | 0 | 0 | 0 | 0
F9_Industrial_Instruments_New_Miscellaneous_Natural Gas_Strategic Energy Management_A_Technical Potential | F9 | Industrial | Instruments | New | Miscellaneous | Natural Gas | Strategic Energy Management | A | Incremental Winter Peak Savings (MW) | Technical Potential | 0 | 0 | 0 | 0 | 0 | 0 | 0 | 0 | 0 | 0 | 0 | 0 | 0 | 0 | 0 | 0 | 0 | 0 | 0 | 0 | 0 | 0 | 0 | 0 | 0 | 0 | 0 | 0 | 0 | 0 | 0
F10_Industrial_Instruments_New_Miscellaneous_Natural Gas_Strategic Energy Management_A_Technical Potential | F10 | Industrial | Instruments | New | Miscellaneous | Natural Gas | Strategic Energy Management | A | Cumulative Energy Savings (MWh or mTherms) | Technical Potential | 0 | 0 | 0 | 0 | 0 | 0.016054 | 0.035073 | 0.057056 | 0.081986 | 0.10986 | 0.12464 | 0.13936 | 0.15402 | 0.16864 | 0.18316 | 0.19759 | 0.21195 | 0.22624 | 0.24046 | 0.25461 | 0.26871 | 0.28276 | 0.29675 | 0.31068 | 0.32458 | 0.32458 | 0.32458 | 0.32458 | 0 | 0 | 0
F11_Industrial_Instruments_New_Miscellaneous_Natural Gas_Strategic Energy Management_A_Technical Potential | F11 | Industrial | Instruments | New | Miscellaneous | Natural Gas | Strategic Energy Management | A | Cumulative Summer Peak Savings (MW) | Technical Potential | 0 | 0 | 0 | 0 | 0 | 0 | 0 | 0 | 0 | 0 | 0 | 0 | 0 | 0 | 0 | 0 | 0 | 0 | 0 | 0 | 0 | 0 | 0 | 0 | 0 | 0 | 0 | 0 | 0 | 0 | 0
F12_Industrial_Instruments_New_Miscellaneous_Natural Gas_Strategic Energy Management_A_Technical Potential | F12 | Industrial | Instruments | New | Miscellaneous | Natural Gas | Strategic Energy Management | A | Cumulative Winter Peak Savings (MW) | Technical Potential | 0 | 0 | 0 | 0 | 0 | 0 | 0 | 0 | 0 | 0 | 0 | 0 | 0 | 0 | 0 | 0 | 0 | 0 | 0 | 0 | 0 | 0 | 0 | 0 | 0 | 0 | 0 | 0 | 0 | 0 | 0
F13_Industrial_Instruments_New_Miscellaneous_Natural Gas_Strategic Energy Management_A_Technical Potential | F13 | Industrial | Instruments | New | Miscellaneous | Natural Gas | Strategic Energy Management | A | Purchases (Incremental) | Technical Potential | 0 | 0 | 0 | 0 | 0 | 14.3944 | 17.0535 | 19.7111 | 22.353 | 24.9963 | 27.6418 | 30.2538 | 32.8586 | 35.4581 | 38.0163 | 40.5843 | 43.1278 | 45.6716 | 48.2027 | 50.7111 | 53.2225 | 55.7236 | 58.2149 | 60.6971 | 63.1709 | 53.2225 | 55.7236 | 58.2149 | 60.6971 | 63.1709 | 53.2225
F14_Industrial_Instruments_New_Miscellaneous_Natural Gas_Strategic Energy Management_A_Technical Potential | F14 | Industrial | Instruments | New | Miscellaneous | Natural Gas | Strategic Energy Management | A | Purchases (Cumulative) | Technical Potential | 0 | 0 | 0 | 0 | 0 | 14.3944 | 31.4479 | 51.159 | 73.512 | 98.5083 | 111.7557 | 124.956 | 138.1035 | 151.2086 | 164.2286 | 177.171 | 190.045 | 202.8581 | 215.6027 | 228.2975 | 240.9357 | 253.5315 | 266.0748 | 278.5693 | 291.0291 | 291.0291 | 291.0291 | 291.0291 | 291.0291 | 291.0291 | 291.0291
F1_Industrial_Instruments_New_Space Heating_Natural Gas_Commissioning_A_Technical Potential | F1 | Industrial | Instruments | New | Space Heating | Natural Gas | Commissioning | A | Original Unit Energy Savings (kWh or therms) | Technical Potential | 0 | 0 | 0 | 0 | 0 | 3.4241 | 3.3798 | 3.3475 | 3.3231 | 3.3037 | 3.2881 | 3.2698 | 3.2506 | 3.2317 | 3.2134 | 3.199 | 3.1876 | 3.1786 | 3.1644 | 3.1539 | 3.1463 | 3.1404 | 3.1404 | 3.1404 | 3.1404 | 3.1404 | 3.1404 | 3.1404 | 0 | 0 | 0
F2_Industrial_Instruments_New_Space Heating_Natural Gas_Commissioning_A_Technical Potential | F2 | Industrial | Instruments | New | Space Heating | Natural Gas | Commissioning | A | Original Unit Summer Peak Savings (kW) | Technical Potential | 0 | 0 | 0 | 0 | 0 | 0 | 0 | 0 | 0 | 0 | 0 | 0 | 0 | 0 | 0 | 0 | 0 | 0 | 0 | 0 | 0 | 0 | 0 | 0 | 0 | 0 | 0 | 0 | 0 | 0 | 0
F3_Industrial_Instruments_New_Space Heating_Natural Gas_Commissioning_A_Technical Potential | F3 | Industrial | Instruments | New | Space Heating | Natural Gas | Commissioning | A | Original Unit Winter Peak Savings (kW) | Technical Potential | 0 | 0 | 0 | 0 | 0 | 0 | 0 | 0 | 0 | 0 | 0 | 0 | 0 | 0 | 0 | 0 | 0 | 0 | 0 | 0 | 0 | 0 | 0 | 0 | 0 | 0 | 0 | 0 | 0 | 0 | 0
F4_Industrial_Instruments_New_Space Heating_Natural Gas_Commissioning_A_Technical Potential | F4 | Industrial | Instruments | New | Space Heating | Natural Gas | Commissioning | A | Standalone Impact on Baseline Energy (%) | Technical Potential | 0% | 0% | 0% | 0% | 0% | 0% | 0% | 0% | 0% | 0% | 0% | 0% | 0% | 0% | 0% | 0% | 0% | 0% | 0% | 0% | 0% | 0% | 0% | 0% | 0 | 0 | 0 | 0 | 0 | 0 | 0
F5_Industrial_Instruments_New_Space Heating_Natural Gas_Commissioning_A_Technical Potential | F5 | Industrial | Instruments | New | Space Heating | Natural Gas | Commissioning | A | Standalone Impact on Baseline Summer Peak (%) | Technical Potential | 0% | 0% | 0% | 0% | 0% | 0% | 0% | 0% | 0% | 0% | 0% | 0% | 0% | 0% | 0% | 0% | 0% | 0% | 0% | 0% | 0% | 0% | 0% | 0% | 0 | 0 | 0 | 0 | 0 | 0 | 0
F6_Industrial_Instruments_New_Space Heating_Natural Gas_Commissioning_A_Technical Potential | F6 | Industrial | Instruments | New | Space Heating | Natural Gas | Commissioning | A | Standalone Impact on Baseline Winter Peak (%) | Technical Potential | 0% | 0% | 0% | 0% | 0% | 0% | 0% | 0% | 0% | 0% | 0% | 0% | 0% | 0% | 0% | 0% | 0% | 0% | 0% | 0% | 0% | 0% | 0% | 0% | 0 | 0 | 0 | 0 | 0 | 0 | 0
F7_Industrial_Instruments_New_Space Heating_Natural Gas_Commissioning_A_Technical Potential | F7 | Industrial | Instruments | New | Space Heating | Natural Gas | Commissioning | A | Incremental Energy Savings (MWh or mTherms) | Technical Potential | 0 | 0 | 0 | 0 | 0 | 0 | 0 | 0 | 0 | 0 | 0 | 0 | 0 | 0 | 0 | 0 | 0 | 0 | 0 | 0 | 0 | 0 | 0 | 0 | 0 | 0 | 0 | 0 | 0 | 0 | 0
F8_Industrial_Instruments_New_Space Heating_Natural Gas_Commissioning_A_Technical Potential | F8 | Industrial | Instruments | New | Space Heating | Natural Gas | Commissioning | A | Incremental Summer Peak Savings (MW) | Technical Potential | 0 | 0 | 0 | 0 | 0 | 0 | 0 | 0 | 0 | 0 | 0 | 0 | 0 | 0 | 0 | 0 | 0 | 0 | 0 | 0 | 0 | 0 | 0 | 0 | 0 | 0 | 0 | 0 | 0 | 0 | 0
F9_Industrial_Instruments_New_Space Heating_Natural Gas_Commissioning_A_Technical Potential | F9 | Industrial | Instruments | New | Space Heating | Natural Gas | Commissioning | A | Incremental Winter Peak Savings (MW) | Technical Potential | 0 | 0 | 0 | 0 | 0 | 0 | 0 | 0 | 0 | 0 | 0 | 0 | 0 | 0 | 0 | 0 | 0 | 0 | 0 | 0 | 0 | 0 | 0 | 0 | 0 | 0 | 0 | 0 | 0 | 0 | 0
F10_Industrial_Instruments_New_Space Heating_Natural Gas_Commissioning_A_Technical Potential | F10 | Industrial | Instruments | New | Space Heating | Natural Gas | Commissioning | A | Cumulative Energy Savings (MWh or mTherms) | Technical Potential | 0 | 0 | 0 | 0 | 0 | 0 | 0 | 0 | 0 | 0 | 0 | 0 | 0 | 0 | 0 | 0 | 0 | 0 | 0 | 0 | 0 | 0 | 0 | 0 | 0 | 0 | 0 | 0 | 0 | 0 | 0
F11_Industrial_Instruments_New_Space Heating_Natural Gas_Commissioning_A_Technical Potential | F11 | Industrial | Instruments | New | Space Heating | Natural Gas | Commissioning | A | Cumulative Summer Peak Savings (MW) | Technical Potential | 0 | 0 | 0 | 0 | 0 | 0 | 0 | 0 | 0 | 0 | 0 | 0 | 0 | 0 | 0 | 0 | 0 | 0 | 0 | 0 | 0 | 0 | 0 | 0 | 0 | 0 | 0 | 0 | 0 | 0 | 0
F12_Industrial_Instruments_New_Space Heating_Natural Gas_Commissioning_A_Technical Potential | F12 | Industrial | Instruments | New | Space Heating | Natural Gas | Commissioning | A | Cumulative Winter Peak Savings (MW) | Technical Potential | 0 | 0 | 0 | 0 | 0 | 0 | 0 | 0 | 0 | 0 | 0 | 0 | 0 | 0 | 0 | 0 | 0 | 0 | 0 | 0 | 0 | 0 | 0 | 0 | 0 | 0 | 0 | 0 | 0 | 0 | 0
F13_Industrial_Instruments_New_Space Heating_Natural Gas_Commissioning_A_Technical Potential | F13 | Industrial | Instruments | New | Space Heating | Natural Gas | Commissioning | A | Purchases (Incremental) | Technical Potential | 0 | 0 | 0 | 0 | 0 | 0 | 0 | 0 | 0 | 0 | 0 | 0 | 0 | 0 | 0 | 0 | 0 | 0 | 0 | 0 | 0 | 0 | 0 | 0 | 0 | 0 | 0 | 0 | 0 | 0 | 0
F14_Industrial_Instruments_New_Space Heating_Natural Gas_Commissioning_A_Technical Potential | F14 | Industrial | Instruments | New | Space Heating | Natural Gas | Commissioning | A | Purchases (Cumulative) | Technical Potential | 0 | 0 | 0 | 0 | 0 | 0 | 0 | 0 | 0 | 0 | 0 | 0 | 0 | 0 | 0 | 0 | 0 | 0 | 0 | 0 | 0 | 0 | 0 | 0 | 0 | 0 | 0 | 0 | 0 | 0 | 0
F1_Industrial_Instruments_New_Process_Natural Gas_Commissioning_A_Technical Potential | F1 | Industrial | Instruments | New | Process | Natural Gas | Commissioning | A | Original Unit Energy Savings (kWh or therms) | Technical Potential | 0 | 0 | 0 | 0 | 0 | 9.4849 | 9.4849 | 9.4849 | 9.4849 | 9.4849 | 9.4849 | 9.4849 | 9.4849 | 9.4849 | 9.4849 | 9.4849 | 9.4849 | 9.4849 | 9.4849 | 9.4849 | 9.4849 | 9.4849 | 9.4849 | 9.4849 | 9.4849 | 9.4849 | 9.4849 | 9.4849 | 0 | 0 | 0
F2_Industrial_Instruments_New_Process_Natural Gas_Commissioning_A_Technical Potential | F2 | Industrial | Instruments | New | Process | Natural Gas | Commissioning | A | Original Unit Summer Peak Savings (kW) | Technical Potential | 0 | 0 | 0 | 0 | 0 | 0 | 0 | 0 | 0 | 0 | 0 | 0 | 0 | 0 | 0 | 0 | 0 | 0 | 0 | 0 | 0 | 0 | 0 | 0 | 0 | 0 | 0 | 0 | 0 | 0 | 0
F3_Industrial_Instruments_New_Process_Natural Gas_Commissioning_A_Technical Potential | F3 | Industrial | Instruments | New | Process | Natural Gas | Commissioning | A | Original Unit Winter Peak Savings (kW) | Technical Potential | 0 | 0 | 0 | 0 | 0 | 0 | 0 | 0 | 0 | 0 | 0 | 0 | 0 | 0 | 0 | 0 | 0 | 0 | 0 | 0 | 0 | 0 | 0 | 0 | 0 | 0 | 0 | 0 | 0 | 0 | 0
F4_Industrial_Instruments_New_Process_Natural Gas_Commissioning_A_Technical Potential | F4 | Industrial | Instruments | New | Process | Natural Gas | Commissioning | A | Standalone Impact on Baseline Energy (%) | Technical Potential | 0% | 0% | 0% | 0% | 0% | 0% | 0% | 0% | 0% | 0% | 0% | 0% | 0% | 0% | 0% | 0% | 0% | 0% | 0% | 0% | 0% | 0% | 0% | 0% | 0 | 0 | 0 | 0 | 0 | 0 | 0
F5_Industrial_Instruments_New_Process_Natural Gas_Commissioning_A_Technical Potential | F5 | Industrial | Instruments | New | Process | Natural Gas | Commissioning | A | Standalone Impact on Baseline Summer Peak (%) | Technical Potential | 0% | 0% | 0% | 0% | 0% | 0% | 0% | 0% | 0% | 0% | 0% | 0% | 0% | 0% | 0% | 0% | 0% | 0% | 0% | 0% | 0% | 0% | 0% | 0% | 0 | 0 | 0 | 0 | 0 | 0 | 0
F6_Industrial_Instruments_New_Process_Natural Gas_Commissioning_A_Technical Potential | F6 | Industrial | Instruments | New | Process | Natural Gas | Commissioning | A | Standalone Impact on Baseline Winter Peak (%) | Technical Potential | 0% | 0% | 0% | 0% | 0% | 0% | 0% | 0% | 0% | 0% | 0% | 0% | 0% | 0% | 0% | 0% | 0% | 0% | 0% | 0% | 0% | 0% | 0% | 0% | 0 | 0 | 0 | 0 | 0 | 0 | 0
F7_Industrial_Instruments_New_Process_Natural Gas_Commissioning_A_Technical Potential | F7 | Industrial | Instruments | New | Process | Natural Gas | Commissioning | A | Incremental Energy Savings (MWh or mTherms) | Technical Potential | 0 | 0 | 0 | 0 | 0 | 0 | 0 | 0 | 0 | 0 | 0 | 0 | 0 | 0 | 0 | 0 | 0 | 0 | 0 | 0 | 0 | 0 | 0 | 0 | 0 | 0 | 0 | 0 | 0 | 0 | 0
F8_Industrial_Instruments_New_Process_Natural Gas_Commissioning_A_Technical Potential | F8 | Industrial | Instruments | New | Process | Natural Gas | Commissioning | A | Incremental Summer Peak Savings (MW) | Technical Potential | 0 | 0 | 0 | 0 | 0 | 0 | 0 | 0 | 0 | 0 | 0 | 0 | 0 | 0 | 0 | 0 | 0 | 0 | 0 | 0 | 0 | 0 | 0 | 0 | 0 | 0 | 0 | 0 | 0 | 0 | 0
F9_Industrial_Instruments_New_Process_Natural Gas_Commissioning_A_Technical Potential | F9 | Industrial | Instruments | New | Process | Natural Gas | Commissioning | A | Incremental Winter Peak Savings (MW) | Technical Potential | 0 | 0 | 0 | 0 | 0 | 0 | 0 | 0 | 0 | 0 | 0 | 0 | 0 | 0 | 0 | 0 | 0 | 0 | 0 | 0 | 0 | 0 | 0 | 0 | 0 | 0 | 0 | 0 | 0 | 0 | 0
F10_Industrial_Instruments_New_Process_Natural Gas_Commissioning_A_Technical Potential | F10 | Industrial | Instruments | New | Process | Natural Gas | Commissioning | A | Cumulative Energy Savings (MWh or mTherms) | Technical Potential | 0 | 0 | 0 | 0 | 0 | 0 | 0 | 0 | 0 | 0 | 0 | 0 | 0 | 0 | 0 | 0 | 0 | 0 | 0 | 0 | 0 | 0 | 0 | 0 | 0 | 0 | 0 | 0 | 0 | 0 | 0
F11_Industrial_Instruments_New_Process_Natural Gas_Commissioning_A_Technical Potential | F11 | Industrial | Instruments | New | Process | Natural Gas | Commissioning | A | Cumulative Summer Peak Savings (MW) | Technical Potential | 0 | 0 | 0 | 0 | 0 | 0 | 0 | 0 | 0 | 0 | 0 | 0 | 0 | 0 | 0 | 0 | 0 | 0 | 0 | 0 | 0 | 0 | 0 | 0 | 0 | 0 | 0 | 0 | 0 | 0 | 0
F12_Industrial_Instruments_New_Process_Natural Gas_Commissioning_A_Technical Potential | F12 | Industrial | Instruments | New | Process | Natural Gas | Commissioning | A | Cumulative Winter Peak Savings (MW) | Technical Potential | 0 | 0 | 0 | 0 | 0 | 0 | 0 | 0 | 0 | 0 | 0 | 0 | 0 | 0 | 0 | 0 | 0 | 0 | 0 | 0 | 0 | 0 | 0 | 0 | 0 | 0 | 0 | 0 | 0 | 0 | 0
F13_Industrial_Instruments_New_Process_Natural Gas_Commissioning_A_Technical Potential | F13 | Industrial | Instruments | New | Process | Natural Gas | Commissioning | A | Purchases (Incremental) | Technical Potential | 0 | 0 | 0 | 0 | 0 | 0 | 0 | 0 | 0 | 0 | 0 | 0 | 0 | 0 | 0 | 0 | 0 | 0 | 0 | 0 | 0 | 0 | 0 | 0 | 0 | 0 | 0 | 0 | 0 | 0 | 0
F14_Industrial_Instruments_New_Process_Natural Gas_Commissioning_A_Technical Potential | F14 | Industrial | Instruments | New | Process | Natural Gas | Commissioning | A | Purchases (Cumulative) | Technical Potential | 0 | 0 | 0 | 0 | 0 | 0 | 0 | 0 | 0 | 0 | 0 | 0 | 0 | 0 | 0 | 0 | 0 | 0 | 0 | 0 | 0 | 0 | 0 | 0 | 0 | 0 | 0 | 0 | 0 | 0 | 0
F1_Industrial_Instruments_New_Space Heating_Natural Gas_Retrocommissioning_A_Technical Potential | F1 | Industrial | Instruments | New | Space Heating | Natural Gas | Retrocommissioning | A | Original Unit Energy Savings (kWh or therms) | Technical Potential | 0 | 0 | 0 | 0 | 0 | 0 | 0 | 0 | 0 | 0 | 0 | 0 | 0 | 0 | 0 | 0 | 0 | 0 | 0 | 0 | 0 | 0 | 0 | 0 | 0 | 0 | 0 | 0 | 0 | 0 | 0
F2_Industrial_Instruments_New_Space Heating_Natural Gas_Retrocommissioning_A_Technical Potential | F2 | Industrial | Instruments | New | Space Heating | Natural Gas | Retrocommissioning | A | Original Unit Summer Peak Savings (kW) | Technical Potential | 0 | 0 | 0 | 0 | 0 | 0 | 0 | 0 | 0 | 0 | 0 | 0 | 0 | 0 | 0 | 0 | 0 | 0 | 0 | 0 | 0 | 0 | 0 | 0 | 0 | 0 | 0 | 0 | 0 | 0 | 0
F3_Industrial_Instruments_New_Space Heating_Natural Gas_Retrocommissioning_A_Technical Potential | F3 | Industrial | Instruments | New | Space Heating | Natural Gas | Retrocommissioning | A | Original Unit Winter Peak Savings (kW) | Technical Potential | 0 | 0 | 0 | 0 | 0 | 0 | 0 | 0 | 0 | 0 | 0 | 0 | 0 | 0 | 0 | 0 | 0 | 0 | 0 | 0 | 0 | 0 | 0 | 0 | 0 | 0 | 0 | 0 | 0 | 0 | 0
F4_Industrial_Instruments_New_Space Heating_Natural Gas_Retrocommissioning_A_Technical Potential | F4 | Industrial | Instruments | New | Space Heating | Natural Gas | Retrocommissioning | A | Standalone Impact on Baseline Energy (%) | Technical Potential | 0% | 0% | 0% | 0% | 0% | 0% | 0% | 0% | 0% | 0% | 0% | 0% | 0% | 0% | 0% | 0% | 0% | 0% | 0% | 0% | 0% | 0% | 0% | 0% | 0 | 0 | 0 | 0 | 0 | 0 | 0
F5_Industrial_Instruments_New_Space Heating_Natural Gas_Retrocommissioning_A_Technical Potential | F5 | Industrial | Instruments | New | Space Heating | Natural Gas | Retrocommissioning | A | Standalone Impact on Baseline Summer Peak (%) | Technical Potential | 0% | 0% | 0% | 0% | 0% | 0% | 0% | 0% | 0% | 0% | 0% | 0% | 0% | 0% | 0% | 0% | 0% | 0% | 0% | 0% | 0% | 0% | 0% | 0% | 0 | 0 | 0 | 0 | 0 | 0 | 0
F6_Industrial_Instruments_New_Space Heating_Natural Gas_Retrocommissioning_A_Technical Potential | F6 | Industrial | Instruments | New | Space Heating | Natural Gas | Retrocommissioning | A | Standalone Impact on Baseline Winter Peak (%) | Technical Potential | 0% | 0% | 0% | 0% | 0% | 0% | 0% | 0% | 0% | 0% | 0% | 0% | 0% | 0% | 0% | 0% | 0% | 0% | 0% | 0% | 0% | 0% | 0% | 0% | 0 | 0 | 0 | 0 | 0 | 0 | 0
F7_Industrial_Instruments_New_Space Heating_Natural Gas_Retrocommissioning_A_Technical Potential | F7 | Industrial | Instruments | New | Space Heating | Natural Gas | Retrocommissioning | A | Incremental Energy Savings (MWh or mTherms) | Technical Potential | 0 | 0 | 0 | 0 | 0 | 0 | 0 | 0 | 0 | 0 | 0 | 0 | 0 | 0 | 0 | 0 | 0 | 0 | 0 | 0 | 0 | 0 | 0 | 0 | 0 | 0 | 0 | 0 | 0 | 0 | 0
F8_Industrial_Instruments_New_Space Heating_Natural Gas_Retrocommissioning_A_Technical Potential | F8 | Industrial | Instruments | New | Space Heating | Natural Gas | Retrocommissioning | A | Incremental Summer Peak Savings (MW) | Technical Potential | 0 | 0 | 0 | 0 | 0 | 0 | 0 | 0 | 0 | 0 | 0 | 0 | 0 | 0 | 0 | 0 | 0 | 0 | 0 | 0 | 0 | 0 | 0 | 0 | 0 | 0 | 0 | 0 | 0 | 0 | 0
F9_Industrial_Instruments_New_Space Heating_Natural Gas_Retrocommissioning_A_Technical Potential | F9 | Industrial | Instruments | New | Space Heating | Natural Gas | Retrocommissioning | A | Incremental Winter Peak Savings (MW) | Technical Potential | 0 | 0 | 0 | 0 | 0 | 0 | 0 | 0 | 0 | 0 | 0 | 0 | 0 | 0 | 0 | 0 | 0 | 0 | 0 | 0 | 0 | 0 | 0 | 0 | 0 | 0 | 0 | 0 | 0 | 0 | 0
F10_Industrial_Instruments_New_Space Heating_Natural Gas_Retrocommissioning_A_Technical Potential | F10 | Industrial | Instruments | New | Space Heating | Natural Gas | Retrocommissioning | A | Cumulative Energy Savings (MWh or mTherms) | Technical Potential | 0 | 0 | 0 | 0 | 0 | 0 | 0 | 0 | 0 | 0 | 0 | 0 | 0 | 0 | 0 | 0 | 0 | 0 | 0 | 0 | 0 | 0 | 0 | 0 | 0 | 0 | 0 | 0 | 0 | 0 | 0
F11_Industrial_Instruments_New_Space Heating_Natural Gas_Retrocommissioning_A_Technical Potential | F11 | Industrial | Instruments | New | Space Heating | Natural Gas | Retrocommissioning | A | Cumulative Summer Peak Savings (MW) | Technical Potential | 0 | 0 | 0 | 0 | 0 | 0 | 0 | 0 | 0 | 0 | 0 | 0 | 0 | 0 | 0 | 0 | 0 | 0 | 0 | 0 | 0 | 0 | 0 | 0 | 0 | 0 | 0 | 0 | 0 | 0 | 0
F12_Industrial_Instruments_New_Space Heating_Natural Gas_Retrocommissioning_A_Technical Potential | F12 | Industrial | Instruments | New | Space Heating | Natural Gas | Retrocommissioning | A | Cumulative Winter Peak Savings (MW) | Technical Potential | 0 | 0 | 0 | 0 | 0 | 0 | 0 | 0 | 0 | 0 | 0 | 0 | 0 | 0 | 0 | 0 | 0 | 0 | 0 | 0 | 0 | 0 | 0 | 0 | 0 | 0 | 0 | 0 | 0 | 0 | 0
F13_Industrial_Instruments_New_Space Heating_Natural Gas_Retrocommissioning_A_Technical Potential | F13 | Industrial | Instruments | New | Space Heating | Natural Gas | Retrocommissioning | A | Purchases (Incremental) | Technical Potential | 0 | 0 | 0 | 0 | 0 | 0 | 0 | 0 | 0 | 0 | 0 | 0 | 0 | 0 | 0 | 0 | 0 | 0 | 0 | 0 | 0 | 0 | 0 | 0 | 0 | 0 | 0 | 0 | 0 | 0 | 0
F14_Industrial_Instruments_New_Space Heating_Natural Gas_Retrocommissioning_A_Technical Potential | F14 | Industrial | Instruments | New | Space Heating | Natural Gas | Retrocommissioning | A | Purchases (Cumulative) | Technical Potential | 0 | 0 | 0 | 0 | 0 | 0 | 0 | 0 | 0 | 0 | 0 | 0 | 0 | 0 | 0 | 0 | 0 | 0 | 0 | 0 | 0 | 0 | 0 | 0 | 0 | 0 | 0 | 0 | 0 | 0 | 0
F1_Industrial_Instruments_New_Process_Natural Gas_Retrocommissioning_A_Technical Potential | F1 | Industrial | Instruments | New | Process | Natural Gas | Retrocommissioning | A | Original Unit Energy Savings (kWh or therms) | Technical Potential | 0 | 0 | 0 | 0 | 0 | 0 | 0 | 0 | 0 | 0 | 0 | 0 | 0 | 0 | 0 | 0 | 0 | 0 | 0 | 0 | 0 | 0 | 0 | 0 | 0 | 0 | 0 | 0 | 0 | 0 | 0
F2_Industrial_Instruments_New_Process_Natural Gas_Retrocommissioning_A_Technical Potential | F2 | Industrial | Instruments | New | Process | Natural Gas | Retrocommissioning | A | Original Unit Summer Peak Savings (kW) | Technical Potential | 0 | 0 | 0 | 0 | 0 | 0 | 0 | 0 | 0 | 0 | 0 | 0 | 0 | 0 | 0 | 0 | 0 | 0 | 0 | 0 | 0 | 0 | 0 | 0 | 0 | 0 | 0 | 0 | 0 | 0 | 0
F3_Industrial_Instruments_New_Process_Natural Gas_Retrocommissioning_A_Technical Potential | F3 | Industrial | Instruments | New | Process | Natural Gas | Retrocommissioning | A | Original Unit Winter Peak Savings (kW) | Technical Potential | 0 | 0 | 0 | 0 | 0 | 0 | 0 | 0 | 0 | 0 | 0 | 0 | 0 | 0 | 0 | 0 | 0 | 0 | 0 | 0 | 0 | 0 | 0 | 0 | 0 | 0 | 0 | 0 | 0 | 0 | 0
F4_Industrial_Instruments_New_Process_Natural Gas_Retrocommissioning_A_Technical Potential | F4 | Industrial | Instruments | New | Process | Natural Gas | Retrocommissioning | A | Standalone Impact on Baseline Energy (%) | Technical Potential | 0% | 0% | 0% | 0% | 0% | 0% | 0% | 0% | 0% | 0% | 0% | 0% | 0% | 0% | 0% | 0% | 0% | 0% | 0% | 0% | 0% | 0% | 0% | 0% | 0 | 0 | 0 | 0 | 0 | 0 | 0
F5_Industrial_Instruments_New_Process_Natural Gas_Retrocommissioning_A_Technical Potential | F5 | Industrial | Instruments | New | Process | Natural Gas | Retrocommissioning | A | Standalone Impact on Baseline Summer Peak (%) | Technical Potential | 0% | 0% | 0% | 0% | 0% | 0% | 0% | 0% | 0% | 0% | 0% | 0% | 0% | 0% | 0% | 0% | 0% | 0% | 0% | 0% | 0% | 0% | 0% | 0% | 0 | 0 | 0 | 0 | 0 | 0 | 0
F6_Industrial_Instruments_New_Process_Natural Gas_Retrocommissioning_A_Technical Potential | F6 | Industrial | Instruments | New | Process | Natural Gas | Retrocommissioning | A | Standalone Impact on Baseline Winter Peak (%) | Technical Potential | 0% | 0% | 0% | 0% | 0% | 0% | 0% | 0% | 0% | 0% | 0% | 0% | 0% | 0% | 0% | 0% | 0% | 0% | 0% | 0% | 0% | 0% | 0% | 0% | 0 | 0 | 0 | 0 | 0 | 0 | 0
F7_Industrial_Instruments_New_Process_Natural Gas_Retrocommissioning_A_Technical Potential | F7 | Industrial | Instruments | New | Process | Natural Gas | Retrocommissioning | A | Incremental Energy Savings (MWh or mTherms) | Technical Potential | 0 | 0 | 0 | 0 | 0 | 0 | 0 | 0 | 0 | 0 | 0 | 0 | 0 | 0 | 0 | 0 | 0 | 0 | 0 | 0 | 0 | 0 | 0 | 0 | 0 | 0 | 0 | 0 | 0 | 0 | 0
F8_Industrial_Instruments_New_Process_Natural Gas_Retrocommissioning_A_Technical Potential | F8 | Industrial | Instruments | New | Process | Natural Gas | Retrocommissioning | A | Incremental Summer Peak Savings (MW) | Technical Potential | 0 | 0 | 0 | 0 | 0 | 0 | 0 | 0 | 0 | 0 | 0 | 0 | 0 | 0 | 0 | 0 | 0 | 0 | 0 | 0 | 0 | 0 | 0 | 0 | 0 | 0 | 0 | 0 | 0 | 0 | 0
F9_Industrial_Instruments_New_Process_Natural Gas_Retrocommissioning_A_Technical Potential | F9 | Industrial | Instruments | New | Process | Natural Gas | Retrocommissioning | A | Incremental Winter Peak Savings (MW) | Technical Potential | 0 | 0 | 0 | 0 | 0 | 0 | 0 | 0 | 0 | 0 | 0 | 0 | 0 | 0 | 0 | 0 | 0 | 0 | 0 | 0 | 0 | 0 | 0 | 0 | 0 | 0 | 0 | 0 | 0 | 0 | 0
F10_Industrial_Instruments_New_Process_Natural Gas_Retrocommissioning_A_Technical Potential | F10 | Industrial | Instruments | New | Process | Natural Gas | Retrocommissioning | A | Cumulative Energy Savings (MWh or mTherms) | Technical Potential | 0 | 0 | 0 | 0 | 0 | 0 | 0 | 0 | 0 | 0 | 0 | 0 | 0 | 0 | 0 | 0 | 0 | 0 | 0 | 0 | 0 | 0 | 0 | 0 | 0 | 0 | 0 | 0 | 0 | 0 | 0
F11_Industrial_Instruments_New_Process_Natural Gas_Retrocommissioning_A_Technical Potential | F11 | Industrial | Instruments | New | Process | Natural Gas | Retrocommissioning | A | Cumulative Summer Peak Savings (MW) | Technical Potential | 0 | 0 | 0 | 0 | 0 | 0 | 0 | 0 | 0 | 0 | 0 | 0 | 0 | 0 | 0 | 0 | 0 | 0 | 0 | 0 | 0 | 0 | 0 | 0 | 0 | 0 | 0 | 0 | 0 | 0 | 0
F12_Industrial_Instruments_New_Process_Natural Gas_Retrocommissioning_A_Technical Potential | F12 | Industrial | Instruments | New | Process | Natural Gas | Retrocommissioning | A | Cumulative Winter Peak Savings (MW) | Technical Potential | 0 | 0 | 0 | 0 | 0 | 0 | 0 | 0 | 0 | 0 | 0 | 0 | 0 | 0 | 0 | 0 | 0 | 0 | 0 | 0 | 0 | 0 | 0 | 0 | 0 | 0 | 0 | 0 | 0 | 0 | 0
F13_Industrial_Instruments_New_Process_Natural Gas_Retrocommissioning_A_Technical Potential | F13 | Industrial | Instruments | New | Process | Natural Gas | Retrocommissioning | A | Purchases (Incremental) | Technical Potential | 0 | 0 | 0 | 0 | 0 | 0 | 0 | 0 | 0 | 0 | 0 | 0 | 0 | 0 | 0 | 0 | 0 | 0 | 0 | 0 | 0 | 0 | 0 | 0 | 0 | 0 | 0 | 0 | 0 | 0 | 0
F14_Industrial_Instruments_New_Process_Natural Gas_Retrocommissioning_A_Technical Potential | F14 | Industrial | Instruments | New | Process | Natural Gas | Retrocommissioning | A | Purchases (Cumulative) | Technical Potential | 0 | 0 | 0 | 0 | 0 | 0 | 0 | 0 | 0 | 0 | 0 | 0 | 0 | 0 | 0 | 0 | 0 | 0 | 0 | 0 | 0 | 0 | 0 | 0 | 0 | 0 | 0 | 0 | 0 | 0 | 0
F1_Industrial_Wood and Lumber Products_Existing_Space Heating_Natural Gas_Insulation - Roof/Ceiling_A_Technical Potential | F1 | Industrial | Wood and Lumber Products | Existing | Space Heating | Natural Gas | Insulation - Roof/Ceiling | A | Original Unit Energy Savings (kWh or therms) | Technical Potential | 0 | 0 | 0 | 0 | 0 | 0.099591 | 0.099104 | 0.098502 | 0.097865 | 0.097198 | 0.096522 | 0.095828 | 0.095137 | 0.094449 | 0.093706 | 0.093019 | 0.09234 | 0.09171 | 0.091123 | 0.090551 | 0.090011 | 0.089458 | 0.08896 | 0.088489 | 0.088041 | 0.087626 | 0.087242 | 0.086887 | 0 | 0 | 0
F2_Industrial_Wood and Lumber Products_Existing_Space Heating_Natural Gas_Insulation - Roof/Ceiling_A_Technical Potential | F2 | Industrial | Wood and Lumber Products | Existing | Space Heating | Natural Gas | Insulation - Roof/Ceiling | A | Original Unit Summer Peak Savings (kW) | Technical Potential | 0 | 0 | 0 | 0 | 0 | 0 | 0 | 0 | 0 | 0 | 0 | 0 | 0 | 0 | 0 | 0 | 0 | 0 | 0 | 0 | 0 | 0 | 0 | 0 | 0 | 0 | 0 | 0 | 0 | 0 | 0
F3_Industrial_Wood and Lumber Products_Existing_Space Heating_Natural Gas_Insulation - Roof/Ceiling_A_Technical Potential | F3 | Industrial | Wood and Lumber Products | Existing | Space Heating | Natural Gas | Insulation - Roof/Ceiling | A | Original Unit Winter Peak Savings (kW) | Technical Potential | 0 | 0 | 0 | 0 | 0 | 0 | 0 | 0 | 0 | 0 | 0 | 0 | 0 | 0 | 0 | 0 | 0 | 0 | 0 | 0 | 0 | 0 | 0 | 0 | 0 | 0 | 0 | 0 | 0 | 0 | 0
F4_Industrial_Wood and Lumber Products_Existing_Space Heating_Natural Gas_Insulation - Roof/Ceiling_A_Technical Potential | F4 | Industrial | Wood and Lumber Products | Existing | Space Heating | Natural Gas | Insulation - Roof/Ceiling | A | Standalone Impact on Baseline Energy (%) | Technical Potential | 0% | 0% | 0% | 0% | 0% | 0.448% | 1.232% | 2.459% | 4.165% | 6.334% | 8.951% | 11.71% | 14.46% | 17.24% | 19.4% | 21.43% | 22.85% | 24.02% | 24.97% | 25.43% | 25.85% | 26.14% | 26.37% | 26.46% | 0.26542 | 0.2662 | 0.26691 | 0.26756 | 0 | 0 | 0
F5_Industrial_Wood and Lumber Products_Existing_Space Heating_Natural Gas_Insulation - Roof/Ceiling_A_Technical Potential | F5 | Industrial | Wood and Lumber Products | Existing | Space Heating | Natural Gas | Insulation - Roof/Ceiling | A | Standalone Impact on Baseline Summer Peak (%) | Technical Potential | 0% | 0% | 0% | 0% | 0% | 0% | 0% | 0% | 0% | 0% | 0% | 0% | 0% | 0% | 0% | 0% | 0% | 0% | 0% | 0% | 0% | 0% | 0% | 0% | 0 | 0 | 0 | 0 | 0 | 0 | 0
F6_Industrial_Wood and Lumber Products_Existing_Space Heating_Natural Gas_Insulation - Roof/Ceiling_A_Technical Potential | F6 | Industrial | Wood and Lumber Products | Existing | Space Heating | Natural Gas | Insulation - Roof/Ceiling | A | Standalone Impact on Baseline Winter Peak (%) | Technical Potential | 0% | 0% | 0% | 0% | 0% | 0% | 0% | 0% | 0% | 0% | 0% | 0% | 0% | 0% | 0% | 0% | 0% | 0% | 0% | 0% | 0% | 0% | 0% | 0% | 0 | 0 | 0 | 0 | 0 | 0 | 0
F7_Industrial_Wood and Lumber Products_Existing_Space Heating_Natural Gas_Insulation - Roof/Ceiling_A_Technical Potential | F7 | Industrial | Wood and Lumber Products | Existing | Space Heating | Natural Gas | Insulation - Roof/Ceiling | A | Incremental Energy Savings (MWh or mTherms) | Technical Potential | 0 | 0 | 0 | 0 | 0 | 0.34078 | 0.59312 | 0.91162 | 1.2687 | 1.605 | 1.8359 | 1.9575 | 1.9395 | 1.7686 | 1.5412 | 1.2479 | 0.96362 | 0.70164 | 0.48365 | 0.32079 | 0.20208 | 0.12178 | 0.081694 | 0 | 0 | 0 | 0 | 0 | 0 | 0 | 0
F8_Industrial_Wood and Lumber Products_Existing_Space Heating_Natural Gas_Insulation - Roof/Ceiling_A_Technical Potential | F8 | Industrial | Wood and Lumber Products | Existing | Space Heating | Natural Gas | Insulation - Roof/Ceiling | A | Incremental Summer Peak Savings (MW) | Technical Potential | 0 | 0 | 0 | 0 | 0 | 0 | 0 | 0 | 0 | 0 | 0 | 0 | 0 | 0 | 0 | 0 | 0 | 0 | 0 | 0 | 0 | 0 | 0 | 0 | 0 | 0 | 0 | 0 | 0 | 0 | 0
F9_Industrial_Wood and Lumber Products_Existing_Space Heating_Natural Gas_Insulation - Roof/Ceiling_A_Technical Potential | F9 | Industrial | Wood and Lumber Products | Existing | Space Heating | Natural Gas | Insulation - Roof/Ceiling | A | Incremental Winter Peak Savings (MW) | Technical Potential | 0 | 0 | 0 | 0 | 0 | 0 | 0 | 0 | 0 | 0 | 0 | 0 | 0 | 0 | 0 | 0 | 0 | 0 | 0 | 0 | 0 | 0 | 0 | 0 | 0 | 0 | 0 | 0 | 0 | 0 | 0
F10_Industrial_Wood and Lumber Products_Existing_Space Heating_Natural Gas_Insulation - Roof/Ceiling_A_Technical Potential | F10 | Industrial | Wood and Lumber Products | Existing | Space Heating | Natural Gas | Insulation - Roof/Ceiling | A | Cumulative Energy Savings (MWh or mTherms) | Technical Potential | 0 | 0 | 0 | 0 | 0 | 0.34078 | 0.93224 | 1.8382 | 3.095 | 4.679 | 6.4823 | 8.3932 | 10.2722 | 11.9665 | 13.4135 | 14.563 | 15.4204 | 16.0169 | 16.398 | 16.6158 | 16.7187 | 16.7379 | 16.7263 | 16.6378 | 16.5535 | 16.4756 | 16.4034 | 16.3366 | 0 | 0 | 0
F11_Industrial_Wood and Lumber Products_Existing_Space Heating_Natural Gas_Insulation - Roof/Ceiling_A_Technical Potential | F11 | Industrial | Wood and Lumber Products | Existing | Space Heating | Natural Gas | Insulation - Roof/Ceiling | A | Cumulative Summer Peak Savings (MW) | Technical Potential | 0 | 0 | 0 | 0 | 0 | 0 | 0 | 0 | 0 | 0 | 0 | 0 | 0 | 0 | 0 | 0 | 0 | 0 | 0 | 0 | 0 | 0 | 0 | 0 | 0 | 0 | 0 | 0 | 0 | 0 | 0
F12_Industrial_Wood and Lumber Products_Existing_Space Heating_Natural Gas_Insulation - Roof/Ceiling_A_Technical Potential | F12 | Industrial | Wood and Lumber Products | Existing | Space Heating | Natural Gas | Insulation - Roof/Ceiling | A | Cumulative Winter Peak Savings (MW) | Technical Potential | 0 | 0 | 0 | 0 | 0 | 0 | 0 | 0 | 0 | 0 | 0 | 0 | 0 | 0 | 0 | 0 | 0 | 0 | 0 | 0 | 0 | 0 | 0 | 0 | 0 | 0 | 0 | 0 | 0 | 0 | 0
F13_Industrial_Wood and Lumber Products_Existing_Space Heating_Natural Gas_Insulation - Roof/Ceiling_A_Technical Potential | F13 | Industrial | Wood and Lumber Products | Existing | Space Heating | Natural Gas | Insulation - Roof/Ceiling | A | Purchases (Incremental) | Technical Potential | 0 | 0 | 0 | 0 | 0 | 3421.7925 | 5984.8504 | 9254.8642 | 12963.8149 | 16513.0438 | 19020.5694 | 20427.7149 | 20386.2379 | 18725.0107 | 16446.9405 | 13415.3744 | 10435.5342 | 7650.6402 | 5307.6778 | 3542.6434 | 2245.0869 | 1361.2596 | 918.3284 | 0 | 0 | 0 | 0 | 0 | 0 | 0 | 0
F14_Industrial_Wood and Lumber Products_Existing_Space Heating_Natural Gas_Insulation - Roof/Ceiling_A_Technical Potential | F14 | Industrial | Wood and Lumber Products | Existing | Space Heating | Natural Gas | Insulation - Roof/Ceiling | A | Purchases (Cumulative) | Technical Potential | 0 | 0 | 0 | 0 | 0 | 3421.7925 | 9406.6429 | 18661.5072 | 31625.3221 | 48138.3659 | 67158.9353 | 87586.6502 | 107972.8881 | 126697.8987 | 143144.8392 | 156560.2136 | 166995.7477 | 174646.3879 | 179954.0658 | 183496.7092 | 185741.7961 | 187103.0556 | 188021.384 | 188021.384 | 188021.384 | 188021.384 | 188021.384 | 188021.384 | 188021.384 | 188021.384 | 188021.384
F1_Industrial_Wood and Lumber Products_Existing_Space Heating_Natural Gas_Insulation - Wall Cavity_A_Technical Potential | F1 | Industrial | Wood and Lumber Products | Existing | Space Heating | Natural Gas | Insulation - Wall Cavity | A | Original Unit Energy Savings (kWh or therms) | Technical Potential | 0 | 0 | 0 | 0 | 0 | 0.017935 | 0.017848 | 0.017739 | 0.017625 | 0.017505 | 0.017383 | 0.017258 | 0.017133 | 0.017009 | 0.016876 | 0.016752 | 0.01663 | 0.016516 | 0.01641 | 0.016307 | 0.01621 | 0.016111 | 0.016021 | 0.015936 | 0.015855 | 0.015781 | 0.015712 | 0.015648 | 0 | 0 | 0
F2_Industrial_Wood and Lumber Products_Existing_Space Heating_Natural Gas_Insulation - Wall Cavity_A_Technical Potential | F2 | Industrial | Wood and Lumber Products | Existing | Space Heating | Natural Gas | Insulation - Wall Cavity | A | Original Unit Summer Peak Savings (kW) | Technical Potential | 0 | 0 | 0 | 0 | 0 | 0 | 0 | 0 | 0 | 0 | 0 | 0 | 0 | 0 | 0 | 0 | 0 | 0 | 0 | 0 | 0 | 0 | 0 | 0 | 0 | 0 | 0 | 0 | 0 | 0 | 0
F3_Industrial_Wood and Lumber Products_Existing_Space Heating_Natural Gas_Insulation - Wall Cavity_A_Technical Potential | F3 | Industrial | Wood and Lumber Products | Existing | Space Heating | Natural Gas | Insulation - Wall Cavity | A | Original Unit Winter Peak Savings (kW) | Technical Potential | 0 | 0 | 0 | 0 | 0 | 0 | 0 | 0 | 0 | 0 | 0 | 0 | 0 | 0 | 0 | 0 | 0 | 0 | 0 | 0 | 0 | 0 | 0 | 0 | 0 | 0 | 0 | 0 | 0 | 0 | 0
F4_Industrial_Wood and Lumber Products_Existing_Space Heating_Natural Gas_Insulation - Wall Cavity_A_Technical Potential | F4 | Industrial | Wood and Lumber Products | Existing | Space Heating | Natural Gas | Insulation - Wall Cavity | A | Standalone Impact on Baseline Energy (%) | Technical Potential | 0% | 0% | 0% | 0% | 0% | 0.08068% | 0.2219% | 0.4428% | 0.7501% | 1.141% | 1.612% | 2.108% | 2.604% | 3.105% | 3.495% | 3.859% | 4.116% | 4.326% | 4.497% | 4.581% | 4.656% | 4.708% | 4.749% | 4.765% | 0.0478 | 0.047939 | 0.048068 | 0.048184 | 0 | 0 | 0
F5_Industrial_Wood and Lumber Products_Existing_Space Heating_Natural Gas_Insulation - Wall Cavity_A_Technical Potential | F5 | Industrial | Wood and Lumber Products | Existing | Space Heating | Natural Gas | Insulation - Wall Cavity | A | Standalone Impact on Baseline Summer Peak (%) | Technical Potential | 0% | 0% | 0% | 0% | 0% | 0% | 0% | 0% | 0% | 0% | 0% | 0% | 0% | 0% | 0% | 0% | 0% | 0% | 0% | 0% | 0% | 0% | 0% | 0% | 0 | 0 | 0 | 0 | 0 | 0 | 0
F6_Industrial_Wood and Lumber Products_Existing_Space Heating_Natural Gas_Insulation - Wall Cavity_A_Technical Potential | F6 | Industrial | Wood and Lumber Products | Existing | Space Heating | Natural Gas | Insulation - Wall Cavity | A | Standalone Impact on Baseline Winter Peak (%) | Technical Potential | 0% | 0% | 0% | 0% | 0% | 0% | 0% | 0% | 0% | 0% | 0% | 0% | 0% | 0% | 0% | 0% | 0% | 0% | 0% | 0% | 0% | 0% | 0% | 0% | 0 | 0 | 0 | 0 | 0 | 0 | 0
F7_Industrial_Wood and Lumber Products_Existing_Space Heating_Natural Gas_Insulation - Wall Cavity_A_Technical Potential | F7 | Industrial | Wood and Lumber Products | Existing | Space Heating | Natural Gas | Insulation - Wall Cavity | A | Incremental Energy Savings (MWh or mTherms) | Technical Potential | 0 | 0 | 0 | 0 | 0 | 0.061371 | 0.10682 | 0.16418 | 0.22848 | 0.28905 | 0.33063 | 0.35254 | 0.34928 | 0.3185 | 0.27755 | 0.22473 | 0.17354 | 0.12636 | 0.087102 | 0.057771 | 0.036393 | 0.021931 | 0.014712 | 0 | 0 | 0 | 0 | 0 | 0 | 0 | 0
F8_Industrial_Wood and Lumber Products_Existing_Space Heating_Natural Gas_Insulation - Wall Cavity_A_Technical Potential | F8 | Industrial | Wood and Lumber Products | Existing | Space Heating | Natural Gas | Insulation - Wall Cavity | A | Incremental Summer Peak Savings (MW) | Technical Potential | 0 | 0 | 0 | 0 | 0 | 0 | 0 | 0 | 0 | 0 | 0 | 0 | 0 | 0 | 0 | 0 | 0 | 0 | 0 | 0 | 0 | 0 | 0 | 0 | 0 | 0 | 0 | 0 | 0 | 0 | 0
F9_Industrial_Wood and Lumber Products_Existing_Space Heating_Natural Gas_Insulation - Wall Cavity_A_Technical Potential | F9 | Industrial | Wood and Lumber Products | Existing | Space Heating | Natural Gas | Insulation - Wall Cavity | A | Incremental Winter Peak Savings (MW) | Technical Potential | 0 | 0 | 0 | 0 | 0 | 0 | 0 | 0 | 0 | 0 | 0 | 0 | 0 | 0 | 0 | 0 | 0 | 0 | 0 | 0 | 0 | 0 | 0 | 0 | 0 | 0 | 0 | 0 | 0 | 0 | 0
F10_Industrial_Wood and Lumber Products_Existing_Space Heating_Natural Gas_Insulation - Wall Cavity_A_Technical Potential | F10 | Industrial | Wood and Lumber Products | Existing | Space Heating | Natural Gas | Insulation - Wall Cavity | A | Cumulative Energy Savings (MWh or mTherms) | Technical Potential | 0 | 0 | 0 | 0 | 0 | 0.061371 | 0.16789 | 0.33104 | 0.55738 | 0.84264 | 1.1674 | 1.5115 | 1.8499 | 2.1551 | 2.4157 | 2.6227 | 2.7771 | 2.8845 | 2.9531 | 2.9924 | 3.0109 | 3.0144 | 3.0123 | 2.9963 | 2.9811 | 2.9671 | 2.9541 | 2.9421 | 0 | 0 | 0
F11_Industrial_Wood and Lumber Products_Existing_Space Heating_Natural Gas_Insulation - Wall Cavity_A_Technical Potential | F11 | Industrial | Wood and Lumber Products | Existing | Space Heating | Natural Gas | Insulation - Wall Cavity | A | Cumulative Summer Peak Savings (MW) | Technical Potential | 0 | 0 | 0 | 0 | 0 | 0 | 0 | 0 | 0 | 0 | 0 | 0 | 0 | 0 | 0 | 0 | 0 | 0 | 0 | 0 | 0 | 0 | 0 | 0 | 0 | 0 | 0 | 0 | 0 | 0 | 0
F12_Industrial_Wood and Lumber Products_Existing_Space Heating_Natural Gas_Insulation - Wall Cavity_A_Technical Potential | F12 | Industrial | Wood and Lumber Products | Existing | Space Heating | Natural Gas | Insulation - Wall Cavity | A | Cumulative Winter Peak Savings (MW) | Technical Potential | 0 | 0 | 0 | 0 | 0 | 0 | 0 | 0 | 0 | 0 | 0 | 0 | 0 | 0 | 0 | 0 | 0 | 0 | 0 | 0 | 0 | 0 | 0 | 0 | 0 | 0 | 0 | 0 | 0 | 0 | 0
F13_Industrial_Wood and Lumber Products_Existing_Space Heating_Natural Gas_Insulation - Wall Cavity_A_Technical Potential | F13 | Industrial | Wood and Lumber Products | Existing | Space Heating | Natural Gas | Insulation - Wall Cavity | A | Purchases (Incremental) | Technical Potential | 0 | 0 | 0 | 0 | 0 | 3421.7925 | 5984.8504 | 9254.8642 | 12963.8149 | 16513.0438 | 19020.5694 | 20427.7149 | 20386.2379 | 18725.0107 | 16446.9405 | 13415.3744 | 10435.5342 | 7650.6402 | 5307.6778 | 3542.6434 | 2245.0869 | 1361.2596 | 918.3284 | 0 | 0 | 0 | 0 | 0 | 0 | 0 | 0
F14_Industrial_Wood and Lumber Products_Existing_Space Heating_Natural Gas_Insulation - Wall Cavity_A_Technical Potential | F14 | Industrial | Wood and Lumber Products | Existing | Space Heating | Natural Gas | Insulation - Wall Cavity | A | Purchases (Cumulative) | Technical Potential | 0 | 0 | 0 | 0 | 0 | 3421.7925 | 9406.6429 | 18661.5072 | 31625.3221 | 48138.3659 | 67158.9353 | 87586.6502 | 107972.8881 | 126697.8987 | 143144.8392 | 156560.2136 | 166995.7477 | 174646.3879 | 179954.0658 | 183496.7092 | 185741.7961 | 187103.0556 | 188021.384 | 188021.384 | 188021.384 | 188021.384 | 188021.384 | 188021.384 | 188021.384 | 188021.384 | 188021.384
F1_Industrial_Wood and Lumber Products_Existing_Space Heating_Natural Gas_Insulation - Ducting_A_Technical Potential | F1 | Industrial | Wood and Lumber Products | Existing | Space Heating | Natural Gas | Insulation - Ducting | A | Original Unit Energy Savings (kWh or therms) | Technical Potential | 0 | 0 | 0 | 0 | 0 | 0.0016309 | 0.0016162 | 0.0015975 | 0.0015784 | 0.0015594 | 0.0015407 | 0.0015222 | 0.0015048 | 0.0014884 | 0.0014718 | 0.0014574 | 0.0014437 | 0.0014309 | 0.0014188 | 0.0014066 | 0.0013948 | 0.001383 | 0.0013709 | 0.0013593 | 0.0013481 | 0.0013376 | 0.0013278 | 0.0013186 | 0.00131 | 0.0013019 | 0.0012943
F2_Industrial_Wood and Lumber Products_Existing_Space Heating_Natural Gas_Insulation - Ducting_A_Technical Potential | F2 | Industrial | Wood and Lumber Products | Existing | Space Heating | Natural Gas | Insulation - Ducting | A | Original Unit Summer Peak Savings (kW) | Technical Potential | 0 | 0 | 0 | 0 | 0 | 0 | 0 | 0 | 0 | 0 | 0 | 0 | 0 | 0 | 0 | 0 | 0 | 0 | 0 | 0 | 0 | 0 | 0 | 0 | 0 | 0 | 0 | 0 | 0 | 0 | 0
F3_Industrial_Wood and Lumber Products_Existing_Space Heating_Natural Gas_Insulation - Ducting_A_Technical Potential | F3 | Industrial | Wood and Lumber Products | Existing | Space Heating | Natural Gas | Insulation - Ducting | A | Original Unit Winter Peak Savings (kW) | Technical Potential | 0 | 0 | 0 | 0 | 0 | 0 | 0 | 0 | 0 | 0 | 0 | 0 | 0 | 0 | 0 | 0 | 0 | 0 | 0 | 0 | 0 | 0 | 0 | 0 | 0 | 0 | 0 | 0 | 0 | 0 | 0
F4_Industrial_Wood and Lumber Products_Existing_Space Heating_Natural Gas_Insulation - Ducting_A_Technical Potential | F4 | Industrial | Wood and Lumber Products | Existing | Space Heating | Natural Gas | Insulation - Ducting | A | Standalone Impact on Baseline Energy (%) | Technical Potential | 0% | 0% | 0% | 0% | 0% | 0.0009263% | 0.002055% | 0.003434% | 0.005005% | 0.00678% | 0.008932% | 0.01121% | 0.01351% | 0.01587% | 0.01763% | 0.01921% | 0.02012% | 0.02073% | 0.02114% | 0.02118% | 0.02126% | 0.0213% | 0.02132% | 0.02132% | 0.00021321 | 0.00021317 | 0.0002131 | 0.00021301 | 0 | 0 | 0
F5_Industrial_Wood and Lumber Products_Existing_Space Heating_Natural Gas_Insulation - Ducting_A_Technical Potential | F5 | Industrial | Wood and Lumber Products | Existing | Space Heating | Natural Gas | Insulation - Ducting | A | Standalone Impact on Baseline Summer Peak (%) | Technical Potential | 0% | 0% | 0% | 0% | 0% | 0% | 0% | 0% | 0% | 0% | 0% | 0% | 0% | 0% | 0% | 0% | 0% | 0% | 0% | 0% | 0% | 0% | 0% | 0% | 0 | 0 | 0 | 0 | 0 | 0 | 0
F6_Industrial_Wood and Lumber Products_Existing_Space Heating_Natural Gas_Insulation - Ducting_A_Technical Potential | F6 | Industrial | Wood and Lumber Products | Existing | Space Heating | Natural Gas | Insulation - Ducting | A | Standalone Impact on Baseline Winter Peak (%) | Technical Potential | 0% | 0% | 0% | 0% | 0% | 0% | 0% | 0% | 0% | 0% | 0% | 0% | 0% | 0% | 0% | 0% | 0% | 0% | 0% | 0% | 0% | 0% | 0% | 0% | 0 | 0 | 0 | 0 | 0 | 0 | 0
F7_Industrial_Wood and Lumber Products_Existing_Space Heating_Natural Gas_Insulation - Ducting_A_Technical Potential | F7 | Industrial | Wood and Lumber Products | Existing | Space Heating | Natural Gas | Insulation - Ducting | A | Incremental Energy Savings (MWh or mTherms) | Technical Potential | 0 | 0 | 0 | 0 | 0 | 0.00070462 | 0.00085688 | 0.0010303 | 0.0011824 | 0.0013335 | 0.0015208 | 0.0016438 | 0.0016567 | 0.0015197 | 0.0012967 | 0.00098411 | 0.00064528 | 0.00036949 | 0.00017483 | 7.3416e-05 | 2.6363e-05 | 8.1335e-06 | 1.7508e-06 | 2.8437e-07 | 3.3746e-08 | 0 | 0 | 0 | 0 | 0 | 0
F8_Industrial_Wood and Lumber Products_Existing_Space Heating_Natural Gas_Insulation - Ducting_A_Technical Potential | F8 | Industrial | Wood and Lumber Products | Existing | Space Heating | Natural Gas | Insulation - Ducting | A | Incremental Summer Peak Savings (MW) | Technical Potential | 0 | 0 | 0 | 0 | 0 | 0 | 0 | 0 | 0 | 0 | 0 | 0 | 0 | 0 | 0 | 0 | 0 | 0 | 0 | 0 | 0 | 0 | 0 | 0 | 0 | 0 | 0 | 0 | 0 | 0 | 0
F9_Industrial_Wood and Lumber Products_Existing_Space Heating_Natural Gas_Insulation - Ducting_A_Technical Potential | F9 | Industrial | Wood and Lumber Products | Existing | Space Heating | Natural Gas | Insulation - Ducting | A | Incremental Winter Peak Savings (MW) | Technical Potential | 0 | 0 | 0 | 0 | 0 | 0 | 0 | 0 | 0 | 0 | 0 | 0 | 0 | 0 | 0 | 0 | 0 | 0 | 0 | 0 | 0 | 0 | 0 | 0 | 0 | 0 | 0 | 0 | 0 | 0 | 0
F10_Industrial_Wood and Lumber Products_Existing_Space Heating_Natural Gas_Insulation - Ducting_A_Technical Potential | F10 | Industrial | Wood and Lumber Products | Existing | Space Heating | Natural Gas | Insulation - Ducting | A | Cumulative Energy Savings (MWh or mTherms) | Technical Potential | 0 | 0 | 0 | 0 | 0 | 0.00070462 | 0.0015551 | 0.0025674 | 0.0037193 | 0.0050079 | 0.0064687 | 0.0080348 | 0.0095995 | 0.011015 | 0.012189 | 0.013053 | 0.013576 | 0.013825 | 0.013883 | 0.013837 | 0.013748 | 0.01364 | 0.013522 | 0.013408 | 0.013297 | 0.013194 | 0.013097 | 0.013006 | 0.012921 | 0.012841 | 0.012767
F11_Industrial_Wood and Lumber Products_Existing_Space Heating_Natural Gas_Insulation - Ducting_A_Technical Potential | F11 | Industrial | Wood and Lumber Products | Existing | Space Heating | Natural Gas | Insulation - Ducting | A | Cumulative Summer Peak Savings (MW) | Technical Potential | 0 | 0 | 0 | 0 | 0 | 0 | 0 | 0 | 0 | 0 | 0 | 0 | 0 | 0 | 0 | 0 | 0 | 0 | 0 | 0 | 0 | 0 | 0 | 0 | 0 | 0 | 0 | 0 | 0 | 0 | 0
F12_Industrial_Wood and Lumber Products_Existing_Space Heating_Natural Gas_Insulation - Ducting_A_Technical Potential | F12 | Industrial | Wood and Lumber Products | Existing | Space Heating | Natural Gas | Insulation - Ducting | A | Cumulative Winter Peak Savings (MW) | Technical Potential | 0 | 0 | 0 | 0 | 0 | 0 | 0 | 0 | 0 | 0 | 0 | 0 | 0 | 0 | 0 | 0 | 0 | 0 | 0 | 0 | 0 | 0 | 0 | 0 | 0 | 0 | 0 | 0 | 0 | 0 | 0
F13_Industrial_Wood and Lumber Products_Existing_Space Heating_Natural Gas_Insulation - Ducting_A_Technical Potential | F13 | Industrial | Wood and Lumber Products | Existing | Space Heating | Natural Gas | Insulation - Ducting | A | Purchases (Incremental) | Technical Potential | 0 | 0 | 0 | 0 | 0 | 432.0423 | 530.1879 | 644.9687 | 749.1118 | 855.1634 | 987.0925 | 1079.8967 | 1100.9508 | 1021.0386 | 881.0202 | 675.269 | 446.9654 | 258.2221 | 123.2201 | 52.1933 | 18.9009 | 5.8808 | 1.2771 | 0.2092 | 0.025032 | 0 | 0 | 0 | 0 | 0 | 0
F14_Industrial_Wood and Lumber Products_Existing_Space Heating_Natural Gas_Insulation - Ducting_A_Technical Potential | F14 | Industrial | Wood and Lumber Products | Existing | Space Heating | Natural Gas | Insulation - Ducting | A | Purchases (Cumulative) | Technical Potential | 0 | 0 | 0 | 0 | 0 | 432.0423 | 962.2302 | 1607.1989 | 2356.3106 | 3211.474 | 4198.5665 | 5278.4632 | 6379.414 | 7400.4526 | 8281.4728 | 8956.7419 | 9403.7072 | 9661.9293 | 9785.1494 | 9837.3428 | 9856.2437 | 9862.1245 | 9863.4016 | 9863.6108 | 9863.6358 | 9863.6358 | 9863.6358 | 9863.6358 | 9863.6358 | 9863.6358 | 9863.6358
F1_Industrial_Wood and Lumber Products_Existing_Space Heating_Natural Gas_HVAC - Duct Repair and Sealing_A_Technical Potential | F1 | Industrial | Wood and Lumber Products | Existing | Space Heating | Natural Gas | HVAC - Duct Repair and Sealing | A | Original Unit Energy Savings (kWh or therms) | Technical Potential | 0 | 0 | 0 | 0 | 0 | 0.0038394 | 0.0038048 | 0.0037607 | 0.003716 | 0.0036711 | 0.0036271 | 0.0035835 | 0.0035425 | 0.0035039 | 0.003465 | 0.0034309 | 0.0033988 | 0.0033686 | 0.0033402 | 0.0033115 | 0.0032836 | 0.003256 | 0.0032274 | 0.0032 | 0.0031737 | 0.003149 | 0.0031259 | 0.0031042 | 0.0030839 | 0.0030649 | 0.0030471
F2_Industrial_Wood and Lumber Products_Existing_Space Heating_Natural Gas_HVAC - Duct Repair and Sealing_A_Technical Potential | F2 | Industrial | Wood and Lumber Products | Existing | Space Heating | Natural Gas | HVAC - Duct Repair and Sealing | A | Original Unit Summer Peak Savings (kW) | Technical Potential | 0 | 0 | 0 | 0 | 0 | 0 | 0 | 0 | 0 | 0 | 0 | 0 | 0 | 0 | 0 | 0 | 0 | 0 | 0 | 0 | 0 | 0 | 0 | 0 | 0 | 0 | 0 | 0 | 0 | 0 | 0
F3_Industrial_Wood and Lumber Products_Existing_Space Heating_Natural Gas_HVAC - Duct Repair and Sealing_A_Technical Potential | F3 | Industrial | Wood and Lumber Products | Existing | Space Heating | Natural Gas | HVAC - Duct Repair and Sealing | A | Original Unit Winter Peak Savings (kW) | Technical Potential | 0 | 0 | 0 | 0 | 0 | 0 | 0 | 0 | 0 | 0 | 0 | 0 | 0 | 0 | 0 | 0 | 0 | 0 | 0 | 0 | 0 | 0 | 0 | 0 | 0 | 0 | 0 | 0 | 0 | 0 | 0
F4_Industrial_Wood and Lumber Products_Existing_Space Heating_Natural Gas_HVAC - Duct Repair and Sealing_A_Technical Potential | F4 | Industrial | Wood and Lumber Products | Existing | Space Heating | Natural Gas | HVAC - Duct Repair and Sealing | A | Standalone Impact on Baseline Energy (%) | Technical Potential | 0% | 0% | 0% | 0% | 0% | 0.004437% | 0.00884% | 0.01324% | 0.01753% | 0.02177% | 0.02626% | 0.03051% | 0.03473% | 0.03943% | 0.0434% | 0.04796% | 0.05209% | 0.05647% | 0.06108% | 0.06508% | 0.06938% | 0.07368% | 0.07789% | 0.08207% | 0.00086214 | 0.00086199 | 0.00086172 | 0.00086133 | 0 | 0 | 0
F5_Industrial_Wood and Lumber Products_Existing_Space Heating_Natural Gas_HVAC - Duct Repair and Sealing_A_Technical Potential | F5 | Industrial | Wood and Lumber Products | Existing | Space Heating | Natural Gas | HVAC - Duct Repair and Sealing | A | Standalone Impact on Baseline Summer Peak (%) | Technical Potential | 0% | 0% | 0% | 0% | 0% | 0% | 0% | 0% | 0% | 0% | 0% | 0% | 0% | 0% | 0% | 0% | 0% | 0% | 0% | 0% | 0% | 0% | 0% | 0% | 0 | 0 | 0 | 0 | 0 | 0 | 0
F6_Industrial_Wood and Lumber Products_Existing_Space Heating_Natural Gas_HVAC - Duct Repair and Sealing_A_Technical Potential | F6 | Industrial | Wood and Lumber Products | Existing | Space Heating | Natural Gas | HVAC - Duct Repair and Sealing | A | Standalone Impact on Baseline Winter Peak (%) | Technical Potential | 0% | 0% | 0% | 0% | 0% | 0% | 0% | 0% | 0% | 0% | 0% | 0% | 0% | 0% | 0% | 0% | 0% | 0% | 0% | 0% | 0% | 0% | 0% | 0% | 0 | 0 | 0 | 0 | 0 | 0 | 0
F7_Industrial_Wood and Lumber Products_Existing_Space Heating_Natural Gas_HVAC - Duct Repair and Sealing_A_Technical Potential | F7 | Industrial | Wood and Lumber Products | Existing | Space Heating | Natural Gas | HVAC - Duct Repair and Sealing | A | Incremental Energy Savings (MWh or mTherms) | Technical Potential | 0 | 0 | 0 | 0 | 0 | 0.0033755 | 0.0033432 | 0.003285 | 0.0032476 | 0.003211 | 0.0031323 | 0.0030862 | 0.0030447 | 0.0029637 | 0.0029419 | 0.0028852 | 0.0028586 | 0.0028189 | 0.0027702 | 0.0027497 | 0.0027153 | 0.0026819 | 0.0026488 | 0.0026173 | 0.0025876 | 0 | 0 | 0 | 0 | 0 | 0
F8_Industrial_Wood and Lumber Products_Existing_Space Heating_Natural Gas_HVAC - Duct Repair and Sealing_A_Technical Potential | F8 | Industrial | Wood and Lumber Products | Existing | Space Heating | Natural Gas | HVAC - Duct Repair and Sealing | A | Incremental Summer Peak Savings (MW) | Technical Potential | 0 | 0 | 0 | 0 | 0 | 0 | 0 | 0 | 0 | 0 | 0 | 0 | 0 | 0 | 0 | 0 | 0 | 0 | 0 | 0 | 0 | 0 | 0 | 0 | 0 | 0 | 0 | 0 | 0 | 0 | 0
F9_Industrial_Wood and Lumber Products_Existing_Space Heating_Natural Gas_HVAC - Duct Repair and Sealing_A_Technical Potential | F9 | Industrial | Wood and Lumber Products | Existing | Space Heating | Natural Gas | HVAC - Duct Repair and Sealing | A | Incremental Winter Peak Savings (MW) | Technical Potential | 0 | 0 | 0 | 0 | 0 | 0 | 0 | 0 | 0 | 0 | 0 | 0 | 0 | 0 | 0 | 0 | 0 | 0 | 0 | 0 | 0 | 0 | 0 | 0 | 0 | 0 | 0 | 0 | 0 | 0 | 0
F10_Industrial_Wood and Lumber Products_Existing_Space Heating_Natural Gas_HVAC - Duct Repair and Sealing_A_Technical Potential | F10 | Industrial | Wood and Lumber Products | Existing | Space Heating | Natural Gas | HVAC - Duct Repair and Sealing | A | Cumulative Energy Savings (MWh or mTherms) | Technical Potential | 0 | 0 | 0 | 0 | 0 | 0.0033755 | 0.0066882 | 0.0098956 | 0.013026 | 0.016079 | 0.019019 | 0.021877 | 0.024671 | 0.027366 | 0.030003 | 0.032594 | 0.035147 | 0.037654 | 0.040107 | 0.042512 | 0.04487 | 0.047173 | 0.049409 | 0.051607 | 0.053769 | 0.053351 | 0.052959 | 0.052592 | 0.052248 | 0.051926 | 0.051624
F11_Industrial_Wood and Lumber Products_Existing_Space Heating_Natural Gas_HVAC - Duct Repair and Sealing_A_Technical Potential | F11 | Industrial | Wood and Lumber Products | Existing | Space Heating | Natural Gas | HVAC - Duct Repair and Sealing | A | Cumulative Summer Peak Savings (MW) | Technical Potential | 0 | 0 | 0 | 0 | 0 | 0 | 0 | 0 | 0 | 0 | 0 | 0 | 0 | 0 | 0 | 0 | 0 | 0 | 0 | 0 | 0 | 0 | 0 | 0 | 0 | 0 | 0 | 0 | 0 | 0 | 0
F12_Industrial_Wood and Lumber Products_Existing_Space Heating_Natural Gas_HVAC - Duct Repair and Sealing_A_Technical Potential | F12 | Industrial | Wood and Lumber Products | Existing | Space Heating | Natural Gas | HVAC - Duct Repair and Sealing | A | Cumulative Winter Peak Savings (MW) | Technical Potential | 0 | 0 | 0 | 0 | 0 | 0 | 0 | 0 | 0 | 0 | 0 | 0 | 0 | 0 | 0 | 0 | 0 | 0 | 0 | 0 | 0 | 0 | 0 | 0 | 0 | 0 | 0 | 0 | 0 | 0 | 0
F13_Industrial_Wood and Lumber Products_Existing_Space Heating_Natural Gas_HVAC - Duct Repair and Sealing_A_Technical Potential | F13 | Industrial | Wood and Lumber Products | Existing | Space Heating | Natural Gas | HVAC - Duct Repair and Sealing | A | Purchases (Incremental) | Technical Potential | 0 | 0 | 0 | 0 | 0 | 879.1559 | 878.6733 | 873.4915 | 873.9637 | 874.6864 | 863.5788 | 861.2189 | 859.4703 | 845.8222 | 849.0515 | 840.9547 | 841.0639 | 836.8308 | 829.3663 | 830.3487 | 826.915 | 823.6989 | 820.6976 | 817.9086 | 815.3294 | 0 | 0 | 0 | 0 | 0 | 0
F14_Industrial_Wood and Lumber Products_Existing_Space Heating_Natural Gas_HVAC - Duct Repair and Sealing_A_Technical Potential | F14 | Industrial | Wood and Lumber Products | Existing | Space Heating | Natural Gas | HVAC - Duct Repair and Sealing | A | Purchases (Cumulative) | Technical Potential | 0 | 0 | 0 | 0 | 0 | 879.1559 | 1757.8292 | 2631.3207 | 3505.2844 | 4379.9708 | 5243.5496 | 6104.7685 | 6964.2388 | 7810.0609 | 8659.1125 | 9500.0672 | 10341.1311 | 11177.9618 | 12007.3281 | 12837.6768 | 13664.5918 | 14488.2907 | 15308.9883 | 16126.8969 | 16942.2263 | 16942.2263 | 16942.2263 | 16942.2263 | 16942.2263 | 16942.2263 | 16942.2263
F1_Industrial_Wood and Lumber Products_Existing_Space Heating_Natural Gas_Windows - High Efficiency_A_Technical Potential | F1 | Industrial | Wood and Lumber Products | Existing | Space Heating | Natural Gas | Windows - High Efficiency | A | Original Unit Energy Savings (kWh or therms) | Technical Potential | 0 | 0 | 0 | 0 | 0 | 0.0056921 | 0.0056642 | 0.0056298 | 0.0055934 | 0.0055553 | 0.0055167 | 0.005477 | 0.0054375 | 0.0053982 | 0.0053557 | 0.0053164 | 0.0052777 | 0.0052417 | 0.0052081 | 0.0051754 | 0.0051445 | 0.005113 | 0.0050845 | 0.0050575 | 0.0050319 | 0.0050082 | 0.0049863 | 0.004966 | 0 | 0 | 0
F2_Industrial_Wood and Lumber Products_Existing_Space Heating_Natural Gas_Windows - High Efficiency_A_Technical Potential | F2 | Industrial | Wood and Lumber Products | Existing | Space Heating | Natural Gas | Windows - High Efficiency | A | Original Unit Summer Peak Savings (kW) | Technical Potential | 0 | 0 | 0 | 0 | 0 | 0 | 0 | 0 | 0 | 0 | 0 | 0 | 0 | 0 | 0 | 0 | 0 | 0 | 0 | 0 | 0 | 0 | 0 | 0 | 0 | 0 | 0 | 0 | 0 | 0 | 0
F3_Industrial_Wood and Lumber Products_Existing_Space Heating_Natural Gas_Windows - High Efficiency_A_Technical Potential | F3 | Industrial | Wood and Lumber Products | Existing | Space Heating | Natural Gas | Windows - High Efficiency | A | Original Unit Winter Peak Savings (kW) | Technical Potential | 0 | 0 | 0 | 0 | 0 | 0 | 0 | 0 | 0 | 0 | 0 | 0 | 0 | 0 | 0 | 0 | 0 | 0 | 0 | 0 | 0 | 0 | 0 | 0 | 0 | 0 | 0 | 0 | 0 | 0 | 0
F4_Industrial_Wood and Lumber Products_Existing_Space Heating_Natural Gas_Windows - High Efficiency_A_Technical Potential | F4 | Industrial | Wood and Lumber Products | Existing | Space Heating | Natural Gas | Windows - High Efficiency | A | Standalone Impact on Baseline Energy (%) | Technical Potential | 0% | 0% | 0% | 0% | 0% | 0.005191% | 0.01557% | 0.03409% | 0.06404% | 0.1095% | 0.176% | 0.2651% | 0.3806% | 0.5288% | 0.6943% | 0.889% | 1.089% | 1.295% | 1.496% | 1.661% | 1.805% | 1.918% | 1.998% | 2.051% | 0.020878 | 0.020939 | 0.020995 | 0.021046 | 0 | 0 | 0
F5_Industrial_Wood and Lumber Products_Existing_Space Heating_Natural Gas_Windows - High Efficiency_A_Technical Potential | F5 | Industrial | Wood and Lumber Products | Existing | Space Heating | Natural Gas | Windows - High Efficiency | A | Standalone Impact on Baseline Summer Peak (%) | Technical Potential | 0% | 0% | 0% | 0% | 0% | 0% | 0% | 0% | 0% | 0% | 0% | 0% | 0% | 0% | 0% | 0% | 0% | 0% | 0% | 0% | 0% | 0% | 0% | 0% | 0 | 0 | 0 | 0 | 0 | 0 | 0
F6_Industrial_Wood and Lumber Products_Existing_Space Heating_Natural Gas_Windows - High Efficiency_A_Technical Potential | F6 | Industrial | Wood and Lumber Products | Existing | Space Heating | Natural Gas | Windows - High Efficiency | A | Standalone Impact on Baseline Winter Peak (%) | Technical Potential | 0% | 0% | 0% | 0% | 0% | 0% | 0% | 0% | 0% | 0% | 0% | 0% | 0% | 0% | 0% | 0% | 0% | 0% | 0% | 0% | 0% | 0% | 0% | 0% | 0 | 0 | 0 | 0 | 0 | 0 | 0
F7_Industrial_Wood and Lumber Products_Existing_Space Heating_Natural Gas_Windows - High Efficiency_A_Technical Potential | F7 | Industrial | Wood and Lumber Products | Existing | Space Heating | Natural Gas | Windows - High Efficiency | A | Incremental Energy Savings (MWh or mTherms) | Technical Potential | 0 | 0 | 0 | 0 | 0 | 0.0039488 | 0.0078506 | 0.013773 | 0.02227 | 0.033601 | 0.047182 | 0.063544 | 0.081616 | 0.098624 | 0.11583 | 0.12777 | 0.13495 | 0.13391 | 0.1243 | 0.10873 | 0.089015 | 0.067389 | 0.046225 | 0.029276 | 0.018937 | 0 | 0 | 0 | 0 | 0 | 0
F8_Industrial_Wood and Lumber Products_Existing_Space Heating_Natural Gas_Windows - High Efficiency_A_Technical Potential | F8 | Industrial | Wood and Lumber Products | Existing | Space Heating | Natural Gas | Windows - High Efficiency | A | Incremental Summer Peak Savings (MW) | Technical Potential | 0 | 0 | 0 | 0 | 0 | 0 | 0 | 0 | 0 | 0 | 0 | 0 | 0 | 0 | 0 | 0 | 0 | 0 | 0 | 0 | 0 | 0 | 0 | 0 | 0 | 0 | 0 | 0 | 0 | 0 | 0
F9_Industrial_Wood and Lumber Products_Existing_Space Heating_Natural Gas_Windows - High Efficiency_A_Technical Potential | F9 | Industrial | Wood and Lumber Products | Existing | Space Heating | Natural Gas | Windows - High Efficiency | A | Incremental Winter Peak Savings (MW) | Technical Potential | 0 | 0 | 0 | 0 | 0 | 0 | 0 | 0 | 0 | 0 | 0 | 0 | 0 | 0 | 0 | 0 | 0 | 0 | 0 | 0 | 0 | 0 | 0 | 0 | 0 | 0 | 0 | 0 | 0 | 0 | 0
F10_Industrial_Wood and Lumber Products_Existing_Space Heating_Natural Gas_Windows - High Efficiency_A_Technical Potential | F10 | Industrial | Wood and Lumber Products | Existing | Space Heating | Natural Gas | Windows - High Efficiency | A | Cumulative Energy Savings (MWh or mTherms) | Technical Potential | 0 | 0 | 0 | 0 | 0 | 0.0039488 | 0.01178 | 0.025481 | 0.047587 | 0.080863 | 0.12748 | 0.19011 | 0.27036 | 0.36702 | 0.47996 | 0.60421 | 0.73475 | 0.86364 | 0.98242 | 1.085 | 1.1675 | 1.2277 | 1.2671 | 1.2897 | 1.3021 | 1.296 | 1.2903 | 1.285 | 0 | 0 | 0
F11_Industrial_Wood and Lumber Products_Existing_Space Heating_Natural Gas_Windows - High Efficiency_A_Technical Potential | F11 | Industrial | Wood and Lumber Products | Existing | Space Heating | Natural Gas | Windows - High Efficiency | A | Cumulative Summer Peak Savings (MW) | Technical Potential | 0 | 0 | 0 | 0 | 0 | 0 | 0 | 0 | 0 | 0 | 0 | 0 | 0 | 0 | 0 | 0 | 0 | 0 | 0 | 0 | 0 | 0 | 0 | 0 | 0 | 0 | 0 | 0 | 0 | 0 | 0
F12_Industrial_Wood and Lumber Products_Existing_Space Heating_Natural Gas_Windows - High Efficiency_A_Technical Potential | F12 | Industrial | Wood and Lumber Products | Existing | Space Heating | Natural Gas | Windows - High Efficiency | A | Cumulative Winter Peak Savings (MW) | Technical Potential | 0 | 0 | 0 | 0 | 0 | 0 | 0 | 0 | 0 | 0 | 0 | 0 | 0 | 0 | 0 | 0 | 0 | 0 | 0 | 0 | 0 | 0 | 0 | 0 | 0 | 0 | 0 | 0 | 0 | 0 | 0
F13_Industrial_Wood and Lumber Products_Existing_Space Heating_Natural Gas_Windows - High Efficiency_A_Technical Potential | F13 | Industrial | Wood and Lumber Products | Existing | Space Heating | Natural Gas | Windows - High Efficiency | A | Purchases (Incremental) | Technical Potential | 0 | 0 | 0 | 0 | 0 | 693.7431 | 1385.9859 | 2446.368 | 3981.5042 | 6048.3644 | 8552.5447 | 11602.0182 | 15009.8674 | 18269.8193 | 21626.7144 | 24032.3815 | 25569.247 | 25546.7668 | 23867.3249 | 21009.5742 | 17302.8372 | 13180.1194 | 9091.4508 | 5788.6881 | 3763.3263 | 0 | 0 | 0 | 0 | 0 | 0
F14_Industrial_Wood and Lumber Products_Existing_Space Heating_Natural Gas_Windows - High Efficiency_A_Technical Potential | F14 | Industrial | Wood and Lumber Products | Existing | Space Heating | Natural Gas | Windows - High Efficiency | A | Purchases (Cumulative) | Technical Potential | 0 | 0 | 0 | 0 | 0 | 693.7431 | 2079.729 | 4526.0969 | 8507.6011 | 14555.9655 | 23108.5102 | 34710.5284 | 49720.3958 | 67990.2151 | 89616.9295 | 113649.311 | 139218.558 | 164765.3247 | 188632.6496 | 209642.2237 | 226945.061 | 240125.1803 | 249216.6312 | 255005.3192 | 258768.6456 | 258768.6456 | 258768.6456 | 258768.6456 | 258768.6456 | 258768.6456 | 258768.6456
F1_Industrial_Wood and Lumber Products_Existing_Space Heating_Natural Gas_Gas Boiler - Maintenance_A_Technical Potential | F1 | Industrial | Wood and Lumber Products | Existing | Space Heating | Natural Gas | Gas Boiler - Maintenance | A | Original Unit Energy Savings (kWh or therms) | Technical Potential | 0 | 0 | 0 | 0 | 0 | 0.88497 | 0.87897 | 0.87301 | 0.86702 | 0.86105 | 0.85524 | 0.8495 | 0.84381 | 0.83819 | 0.83224 | 0.82678 | 0.82138 | 0.81607 | 0.81084 | 0.80559 | 0.80053 | 0.79526 | 0.79017 | 0.78524 | 0.78028 | 0.77575 | 0.77162 | 0.76785 | 0.76441 | 0.76127 | 0.75841
F2_Industrial_Wood and Lumber Products_Existing_Space Heating_Natural Gas_Gas Boiler - Maintenance_A_Technical Potential | F2 | Industrial | Wood and Lumber Products | Existing | Space Heating | Natural Gas | Gas Boiler - Maintenance | A | Original Unit Summer Peak Savings (kW) | Technical Potential | 0 | 0 | 0 | 0 | 0 | 0 | 0 | 0 | 0 | 0 | 0 | 0 | 0 | 0 | 0 | 0 | 0 | 0 | 0 | 0 | 0 | 0 | 0 | 0 | 0 | 0 | 0 | 0 | 0 | 0 | 0
F3_Industrial_Wood and Lumber Products_Existing_Space Heating_Natural Gas_Gas Boiler - Maintenance_A_Technical Potential | F3 | Industrial | Wood and Lumber Products | Existing | Space Heating | Natural Gas | Gas Boiler - Maintenance | A | Original Unit Winter Peak Savings (kW) | Technical Potential | 0 | 0 | 0 | 0 | 0 | 0 | 0 | 0 | 0 | 0 | 0 | 0 | 0 | 0 | 0 | 0 | 0 | 0 | 0 | 0 | 0 | 0 | 0 | 0 | 0 | 0 | 0 | 0 | 0 | 0 | 0
F4_Industrial_Wood and Lumber Products_Existing_Space Heating_Natural Gas_Gas Boiler - Maintenance_A_Technical Potential | F4 | Industrial | Wood and Lumber Products | Existing | Space Heating | Natural Gas | Gas Boiler - Maintenance | A | Standalone Impact on Baseline Energy (%) | Technical Potential | 0% | 0% | 0% | 0% | 0% | 0.004916% | 0.008349% | 0.01077% | 0.01261% | 0.01423% | 0.01582% | 0.01707% | 0.01814% | 0.01931% | 0.01997% | 0.02079% | 0.02127% | 0.02175% | 0.02224% | 0.02243% | 0.02272% | 0.02296% | 0.02316% | 0.02333% | 0.0002347 | 0.00023512 | 0.00023553 | 0.00023591 | 0 | 0 | 0
F5_Industrial_Wood and Lumber Products_Existing_Space Heating_Natural Gas_Gas Boiler - Maintenance_A_Technical Potential | F5 | Industrial | Wood and Lumber Products | Existing | Space Heating | Natural Gas | Gas Boiler - Maintenance | A | Standalone Impact on Baseline Summer Peak (%) | Technical Potential | 0% | 0% | 0% | 0% | 0% | 0% | 0% | 0% | 0% | 0% | 0% | 0% | 0% | 0% | 0% | 0% | 0% | 0% | 0% | 0% | 0% | 0% | 0% | 0% | 0 | 0 | 0 | 0 | 0 | 0 | 0
F6_Industrial_Wood and Lumber Products_Existing_Space Heating_Natural Gas_Gas Boiler - Maintenance_A_Technical Potential | F6 | Industrial | Wood and Lumber Products | Existing | Space Heating | Natural Gas | Gas Boiler - Maintenance | A | Standalone Impact on Baseline Winter Peak (%) | Technical Potential | 0% | 0% | 0% | 0% | 0% | 0% | 0% | 0% | 0% | 0% | 0% | 0% | 0% | 0% | 0% | 0% | 0% | 0% | 0% | 0% | 0% | 0% | 0% | 0% | 0 | 0 | 0 | 0 | 0 | 0 | 0
F7_Industrial_Wood and Lumber Products_Existing_Space Heating_Natural Gas_Gas Boiler - Maintenance_A_Technical Potential | F7 | Industrial | Wood and Lumber Products | Existing | Space Heating | Natural Gas | Gas Boiler - Maintenance | A | Incremental Energy Savings (MWh or mTherms) | Technical Potential | 0 | 0 | 0 | 0 | 0 | 0.0037401 | 0.0026023 | 0.0017787 | 0.0013765 | 0.0011987 | 0.0010172 | 0.0008632 | 0.00072699 | 0.0005996 | 0.00050123 | 0.00041153 | 0.00031845 | 0.00024517 | 0.00018802 | 0.00014565 | 0.00013235 | 0.0001025 | 8.7377e-05 | 7.258e-05 | 5.8068e-05 | 0 | 0 | 0 | 0 | 0 | 0
F8_Industrial_Wood and Lumber Products_Existing_Space Heating_Natural Gas_Gas Boiler - Maintenance_A_Technical Potential | F8 | Industrial | Wood and Lumber Products | Existing | Space Heating | Natural Gas | Gas Boiler - Maintenance | A | Incremental Summer Peak Savings (MW) | Technical Potential | 0 | 0 | 0 | 0 | 0 | 0 | 0 | 0 | 0 | 0 | 0 | 0 | 0 | 0 | 0 | 0 | 0 | 0 | 0 | 0 | 0 | 0 | 0 | 0 | 0 | 0 | 0 | 0 | 0 | 0 | 0
F9_Industrial_Wood and Lumber Products_Existing_Space Heating_Natural Gas_Gas Boiler - Maintenance_A_Technical Potential | F9 | Industrial | Wood and Lumber Products | Existing | Space Heating | Natural Gas | Gas Boiler - Maintenance | A | Incremental Winter Peak Savings (MW) | Technical Potential | 0 | 0 | 0 | 0 | 0 | 0 | 0 | 0 | 0 | 0 | 0 | 0 | 0 | 0 | 0 | 0 | 0 | 0 | 0 | 0 | 0 | 0 | 0 | 0 | 0 | 0 | 0 | 0 | 0 | 0 | 0
F10_Industrial_Wood and Lumber Products_Existing_Space Heating_Natural Gas_Gas Boiler - Maintenance_A_Technical Potential | F10 | Industrial | Wood and Lumber Products | Existing | Space Heating | Natural Gas | Gas Boiler - Maintenance | A | Cumulative Energy Savings (MWh or mTherms) | Technical Potential | 0 | 0 | 0 | 0 | 0 | 0.0037401 | 0.006317 | 0.0080529 | 0.0093742 | 0.010508 | 0.011455 | 0.012241 | 0.012886 | 0.0134 | 0.013806 | 0.014127 | 0.014353 | 0.014505 | 0.0146 | 0.014652 | 0.014692 | 0.014698 | 0.014691 | 0.014672 | 0.014637 | 0.014552 | 0.014475 | 0.014404 | 0.01434 | 0.014281 | 0.014227
F11_Industrial_Wood and Lumber Products_Existing_Space Heating_Natural Gas_Gas Boiler - Maintenance_A_Technical Potential | F11 | Industrial | Wood and Lumber Products | Existing | Space Heating | Natural Gas | Gas Boiler - Maintenance | A | Cumulative Summer Peak Savings (MW) | Technical Potential | 0 | 0 | 0 | 0 | 0 | 0 | 0 | 0 | 0 | 0 | 0 | 0 | 0 | 0 | 0 | 0 | 0 | 0 | 0 | 0 | 0 | 0 | 0 | 0 | 0 | 0 | 0 | 0 | 0 | 0 | 0
F12_Industrial_Wood and Lumber Products_Existing_Space Heating_Natural Gas_Gas Boiler - Maintenance_A_Technical Potential | F12 | Industrial | Wood and Lumber Products | Existing | Space Heating | Natural Gas | Gas Boiler - Maintenance | A | Cumulative Winter Peak Savings (MW) | Technical Potential | 0 | 0 | 0 | 0 | 0 | 0 | 0 | 0 | 0 | 0 | 0 | 0 | 0 | 0 | 0 | 0 | 0 | 0 | 0 | 0 | 0 | 0 | 0 | 0 | 0 | 0 | 0 | 0 | 0 | 0 | 0
F13_Industrial_Wood and Lumber Products_Existing_Space Heating_Natural Gas_Gas Boiler - Maintenance_A_Technical Potential | F13 | Industrial | Wood and Lumber Products | Existing | Space Heating | Natural Gas | Gas Boiler - Maintenance | A | Purchases (Incremental) | Technical Potential | 0 | 0 | 0 | 0 | 0 | 4.2262 | 2.9606 | 2.0375 | 1.5876 | 1.3922 | 1.1894 | 1.0161 | 0.86156 | 0.71535 | 0.60226 | 0.49775 | 0.3877 | 0.30042 | 0.23188 | 0.1808 | 0.16533 | 0.12889 | 0.11058 | 0.09243 | 0.074419 | 0 | 0 | 0 | 0 | 0 | 0
F14_Industrial_Wood and Lumber Products_Existing_Space Heating_Natural Gas_Gas Boiler - Maintenance_A_Technical Potential | F14 | Industrial | Wood and Lumber Products | Existing | Space Heating | Natural Gas | Gas Boiler - Maintenance | A | Purchases (Cumulative) | Technical Potential | 0 | 0 | 0 | 0 | 0 | 4.2262 | 7.1869 | 9.2243 | 10.812 | 12.2041 | 13.3935 | 14.4096 | 15.2712 | 15.9865 | 16.5888 | 17.0866 | 17.4743 | 17.7747 | 18.0066 | 18.1874 | 18.3527 | 18.4816 | 18.5922 | 18.6846 | 18.759 | 18.759 | 18.759 | 18.759 | 18.759 | 18.759 | 18.759
F1_Industrial_Wood and Lumber Products_Existing_Process_Natural Gas_Gas Boiler - Maintenance_A_Technical Potential | F1 | Industrial | Wood and Lumber Products | Existing | Process | Natural Gas | Gas Boiler - Maintenance | A | Original Unit Energy Savings (kWh or therms) | Technical Potential | 0 | 0 | 0 | 0 | 0 | 6.3264 | 6.3264 | 6.3264 | 6.3264 | 6.3264 | 6.3264 | 6.3264 | 6.3264 | 6.3264 | 6.3264 | 6.3264 | 6.3264 | 6.3264 | 6.3264 | 6.3264 | 6.3264 | 6.3264 | 6.3264 | 6.3264 | 6.3264 | 6.3264 | 6.3264 | 6.3264 | 6.3264 | 6.3264 | 6.3264
F2_Industrial_Wood and Lumber Products_Existing_Process_Natural Gas_Gas Boiler - Maintenance_A_Technical Potential | F2 | Industrial | Wood and Lumber Products | Existing | Process | Natural Gas | Gas Boiler - Maintenance | A | Original Unit Summer Peak Savings (kW) | Technical Potential | 0 | 0 | 0 | 0 | 0 | 0 | 0 | 0 | 0 | 0 | 0 | 0 | 0 | 0 | 0 | 0 | 0 | 0 | 0 | 0 | 0 | 0 | 0 | 0 | 0 | 0 | 0 | 0 | 0 | 0 | 0
F3_Industrial_Wood and Lumber Products_Existing_Process_Natural Gas_Gas Boiler - Maintenance_A_Technical Potential | F3 | Industrial | Wood and Lumber Products | Existing | Process | Natural Gas | Gas Boiler - Maintenance | A | Original Unit Winter Peak Savings (kW) | Technical Potential | 0 | 0 | 0 | 0 | 0 | 0 | 0 | 0 | 0 | 0 | 0 | 0 | 0 | 0 | 0 | 0 | 0 | 0 | 0 | 0 | 0 | 0 | 0 | 0 | 0 | 0 | 0 | 0 | 0 | 0 | 0
F4_Industrial_Wood and Lumber Products_Existing_Process_Natural Gas_Gas Boiler - Maintenance_A_Technical Potential | F4 | Industrial | Wood and Lumber Products | Existing | Process | Natural Gas | Gas Boiler - Maintenance | A | Standalone Impact on Baseline Energy (%) | Technical Potential | 0% | 0% | 0% | 0% | 0% | 0.01682% | 0.02861% | 0.03694% | 0.04328% | 0.04881% | 0.05426% | 0.05853% | 0.06216% | 0.06612% | 0.06835% | 0.07108% | 0.07268% | 0.07431% | 0.07595% | 0.07662% | 0.07764% | 0.07849% | 0.07925% | 0.07992% | 0.00080489 | 0.00080724 | 0.00080939 | 0.00081136 | 0 | 0 | 0
F5_Industrial_Wood and Lumber Products_Existing_Process_Natural Gas_Gas Boiler - Maintenance_A_Technical Potential | F5 | Industrial | Wood and Lumber Products | Existing | Process | Natural Gas | Gas Boiler - Maintenance | A | Standalone Impact on Baseline Summer Peak (%) | Technical Potential | 0% | 0% | 0% | 0% | 0% | 0% | 0% | 0% | 0% | 0% | 0% | 0% | 0% | 0% | 0% | 0% | 0% | 0% | 0% | 0% | 0% | 0% | 0% | 0% | 0 | 0 | 0 | 0 | 0 | 0 | 0
F6_Industrial_Wood and Lumber Products_Existing_Process_Natural Gas_Gas Boiler - Maintenance_A_Technical Potential | F6 | Industrial | Wood and Lumber Products | Existing | Process | Natural Gas | Gas Boiler - Maintenance | A | Standalone Impact on Baseline Winter Peak (%) | Technical Potential | 0% | 0% | 0% | 0% | 0% | 0% | 0% | 0% | 0% | 0% | 0% | 0% | 0% | 0% | 0% | 0% | 0% | 0% | 0% | 0% | 0% | 0% | 0% | 0% | 0 | 0 | 0 | 0 | 0 | 0 | 0
F7_Industrial_Wood and Lumber Products_Existing_Process_Natural Gas_Gas Boiler - Maintenance_A_Technical Potential | F7 | Industrial | Wood and Lumber Products | Existing | Process | Natural Gas | Gas Boiler - Maintenance | A | Incremental Energy Savings (MWh or mTherms) | Technical Potential | 0 | 0 | 0 | 0 | 0 | 0.092029 | 0.06447 | 0.044367 | 0.034572 | 0.030315 | 0.0259 | 0.022127 | 0.018761 | 0.015577 | 0.013115 | 0.010839 | 0.0084425 | 0.0065419 | 0.0050494 | 0.0039371 | 0.0036002 | 0.0028066 | 0.002408 | 0.0020127 | 0.0016205 | 0 | 0 | 0 | 0 | 0 | 0
F8_Industrial_Wood and Lumber Products_Existing_Process_Natural Gas_Gas Boiler - Maintenance_A_Technical Potential | F8 | Industrial | Wood and Lumber Products | Existing | Process | Natural Gas | Gas Boiler - Maintenance | A | Incremental Summer Peak Savings (MW) | Technical Potential | 0 | 0 | 0 | 0 | 0 | 0 | 0 | 0 | 0 | 0 | 0 | 0 | 0 | 0 | 0 | 0 | 0 | 0 | 0 | 0 | 0 | 0 | 0 | 0 | 0 | 0 | 0 | 0 | 0 | 0 | 0
F9_Industrial_Wood and Lumber Products_Existing_Process_Natural Gas_Gas Boiler - Maintenance_A_Technical Potential | F9 | Industrial | Wood and Lumber Products | Existing | Process | Natural Gas | Gas Boiler - Maintenance | A | Incremental Winter Peak Savings (MW) | Technical Potential | 0 | 0 | 0 | 0 | 0 | 0 | 0 | 0 | 0 | 0 | 0 | 0 | 0 | 0 | 0 | 0 | 0 | 0 | 0 | 0 | 0 | 0 | 0 | 0 | 0 | 0 | 0 | 0 | 0 | 0 | 0
F10_Industrial_Wood and Lumber Products_Existing_Process_Natural Gas_Gas Boiler - Maintenance_A_Technical Potential | F10 | Industrial | Wood and Lumber Products | Existing | Process | Natural Gas | Gas Boiler - Maintenance | A | Cumulative Energy Savings (MWh or mTherms) | Technical Potential | 0 | 0 | 0 | 0 | 0 | 0.092029 | 0.1565 | 0.20087 | 0.23544 | 0.26575 | 0.29165 | 0.31378 | 0.33254 | 0.34812 | 0.36123 | 0.37207 | 0.38052 | 0.38706 | 0.39211 | 0.39604 | 0.39964 | 0.40245 | 0.40486 | 0.40687 | 0.40849 | 0.40849 | 0.40849 | 0.40849 | 0.40849 | 0.40849 | 0.40849
F11_Industrial_Wood and Lumber Products_Existing_Process_Natural Gas_Gas Boiler - Maintenance_A_Technical Potential | F11 | Industrial | Wood and Lumber Products | Existing | Process | Natural Gas | Gas Boiler - Maintenance | A | Cumulative Summer Peak Savings (MW) | Technical Potential | 0 | 0 | 0 | 0 | 0 | 0 | 0 | 0 | 0 | 0 | 0 | 0 | 0 | 0 | 0 | 0 | 0 | 0 | 0 | 0 | 0 | 0 | 0 | 0 | 0 | 0 | 0 | 0 | 0 | 0 | 0
F12_Industrial_Wood and Lumber Products_Existing_Process_Natural Gas_Gas Boiler - Maintenance_A_Technical Potential | F12 | Industrial | Wood and Lumber Products | Existing | Process | Natural Gas | Gas Boiler - Maintenance | A | Cumulative Winter Peak Savings (MW) | Technical Potential | 0 | 0 | 0 | 0 | 0 | 0 | 0 | 0 | 0 | 0 | 0 | 0 | 0 | 0 | 0 | 0 | 0 | 0 | 0 | 0 | 0 | 0 | 0 | 0 | 0 | 0 | 0 | 0 | 0 | 0 | 0
F13_Industrial_Wood and Lumber Products_Existing_Process_Natural Gas_Gas Boiler - Maintenance_A_Technical Potential | F13 | Industrial | Wood and Lumber Products | Existing | Process | Natural Gas | Gas Boiler - Maintenance | A | Purchases (Incremental) | Technical Potential | 0 | 0 | 0 | 0 | 0 | 14.5469 | 10.1906 | 7.013 | 5.4647 | 4.7919 | 4.0939 | 3.4976 | 2.9655 | 2.4623 | 2.073 | 1.7133 | 1.3345 | 1.0341 | 0.79815 | 0.62234 | 0.56908 | 0.44363 | 0.38062 | 0.31815 | 0.25616 | 0 | 0 | 0 | 0 | 0 | 0
F14_Industrial_Wood and Lumber Products_Existing_Process_Natural Gas_Gas Boiler - Maintenance_A_Technical Potential | F14 | Industrial | Wood and Lumber Products | Existing | Process | Natural Gas | Gas Boiler - Maintenance | A | Purchases (Cumulative) | Technical Potential | 0 | 0 | 0 | 0 | 0 | 14.5469 | 24.7376 | 31.7506 | 37.2153 | 42.0072 | 46.1011 | 49.5987 | 52.5643 | 55.0265 | 57.0996 | 58.8129 | 60.1474 | 61.1814 | 61.9796 | 62.6019 | 63.171 | 63.6146 | 63.9953 | 64.3134 | 64.5696 | 64.5696 | 64.5696 | 64.5696 | 64.5696 | 64.5696 | 64.5696
F1_Industrial_Wood and Lumber Products_Existing_Space Heating_Natural Gas_Gas Furnace - Maintenance_A_Technical Potential | F1 | Industrial | Wood and Lumber Products | Existing | Space Heating | Natural Gas | Gas Furnace - Maintenance | A | Original Unit Energy Savings (kWh or therms) | Technical Potential | 0 | 0 | 0 | 0 | 0 | 0.0091939 | 0.0091109 | 0.0090054 | 0.0088982 | 0.0087907 | 0.0086854 | 0.0085811 | 0.0084829 | 0.0083904 | 0.0082972 | 0.0082156 | 0.0081386 | 0.0080664 | 0.0079984 | 0.0079296 | 0.007863 | 0.0077967 | 0.0077284 | 0.0076628 | 0.0075997 | 0.0075405 | 0.0074852 | 0.0074333 | 0.0073847 | 0.0073392 | 0.0072965
F2_Industrial_Wood and Lumber Products_Existing_Space Heating_Natural Gas_Gas Furnace - Maintenance_A_Technical Potential | F2 | Industrial | Wood and Lumber Products | Existing | Space Heating | Natural Gas | Gas Furnace - Maintenance | A | Original Unit Summer Peak Savings (kW) | Technical Potential | 0 | 0 | 0 | 0 | 0 | 0 | 0 | 0 | 0 | 0 | 0 | 0 | 0 | 0 | 0 | 0 | 0 | 0 | 0 | 0 | 0 | 0 | 0 | 0 | 0 | 0 | 0 | 0 | 0 | 0 | 0
F3_Industrial_Wood and Lumber Products_Existing_Space Heating_Natural Gas_Gas Furnace - Maintenance_A_Technical Potential | F3 | Industrial | Wood and Lumber Products | Existing | Space Heating | Natural Gas | Gas Furnace - Maintenance | A | Original Unit Winter Peak Savings (kW) | Technical Potential | 0 | 0 | 0 | 0 | 0 | 0 | 0 | 0 | 0 | 0 | 0 | 0 | 0 | 0 | 0 | 0 | 0 | 0 | 0 | 0 | 0 | 0 | 0 | 0 | 0 | 0 | 0 | 0 | 0 | 0 | 0
F4_Industrial_Wood and Lumber Products_Existing_Space Heating_Natural Gas_Gas Furnace - Maintenance_A_Technical Potential | F4 | Industrial | Wood and Lumber Products | Existing | Space Heating | Natural Gas | Gas Furnace - Maintenance | A | Standalone Impact on Baseline Energy (%) | Technical Potential | 0% | 0% | 0% | 0% | 0% | 8.627e-05% | 0.0001462% | 0.0001877% | 0.0002187% | 0.0002453% | 0.0002713% | 0.0002913% | 0.000308% | 0.0003264% | 0.0003363% | 0.0003489% | 0.000356% | 0.0003632% | 0.0003705% | 0.0003729% | 0.0003769% | 0.0003802% | 0.0003826% | 0.0003846% | 3.861e-06 | 3.8603e-06 | 3.8591e-06 | 3.8574e-06 | 0 | 0 | 0
F5_Industrial_Wood and Lumber Products_Existing_Space Heating_Natural Gas_Gas Furnace - Maintenance_A_Technical Potential | F5 | Industrial | Wood and Lumber Products | Existing | Space Heating | Natural Gas | Gas Furnace - Maintenance | A | Standalone Impact on Baseline Summer Peak (%) | Technical Potential | 0% | 0% | 0% | 0% | 0% | 0% | 0% | 0% | 0% | 0% | 0% | 0% | 0% | 0% | 0% | 0% | 0% | 0% | 0% | 0% | 0% | 0% | 0% | 0% | 0 | 0 | 0 | 0 | 0 | 0 | 0
F6_Industrial_Wood and Lumber Products_Existing_Space Heating_Natural Gas_Gas Furnace - Maintenance_A_Technical Potential | F6 | Industrial | Wood and Lumber Products | Existing | Space Heating | Natural Gas | Gas Furnace - Maintenance | A | Standalone Impact on Baseline Winter Peak (%) | Technical Potential | 0% | 0% | 0% | 0% | 0% | 0% | 0% | 0% | 0% | 0% | 0% | 0% | 0% | 0% | 0% | 0% | 0% | 0% | 0% | 0% | 0% | 0% | 0% | 0% | 0 | 0 | 0 | 0 | 0 | 0 | 0
F7_Industrial_Wood and Lumber Products_Existing_Space Heating_Natural Gas_Gas Furnace - Maintenance_A_Technical Potential | F7 | Industrial | Wood and Lumber Products | Existing | Space Heating | Natural Gas | Gas Furnace - Maintenance | A | Incremental Energy Savings (MWh or mTherms) | Technical Potential | 0 | 0 | 0 | 0 | 0 | 6.563e-05 | 4.5561e-05 | 3.0991e-05 | 2.3862e-05 | 2.0671e-05 | 1.7449e-05 | 1.4728e-05 | 1.2345e-05 | 1.0138e-05 | 8.4405e-06 | 6.9072e-06 | 5.3297e-06 | 4.0932e-06 | 3.1327e-06 | 2.4216e-06 | 2.1958e-06 | 1.6973e-06 | 1.4435e-06 | 1.1963e-06 | 9.5528e-07 | 0 | 0 | 0 | 0 | 0 | 0
F8_Industrial_Wood and Lumber Products_Existing_Space Heating_Natural Gas_Gas Furnace - Maintenance_A_Technical Potential | F8 | Industrial | Wood and Lumber Products | Existing | Space Heating | Natural Gas | Gas Furnace - Maintenance | A | Incremental Summer Peak Savings (MW) | Technical Potential | 0 | 0 | 0 | 0 | 0 | 0 | 0 | 0 | 0 | 0 | 0 | 0 | 0 | 0 | 0 | 0 | 0 | 0 | 0 | 0 | 0 | 0 | 0 | 0 | 0 | 0 | 0 | 0 | 0 | 0 | 0
F9_Industrial_Wood and Lumber Products_Existing_Space Heating_Natural Gas_Gas Furnace - Maintenance_A_Technical Potential | F9 | Industrial | Wood and Lumber Products | Existing | Space Heating | Natural Gas | Gas Furnace - Maintenance | A | Incremental Winter Peak Savings (MW) | Technical Potential | 0 | 0 | 0 | 0 | 0 | 0 | 0 | 0 | 0 | 0 | 0 | 0 | 0 | 0 | 0 | 0 | 0 | 0 | 0 | 0 | 0 | 0 | 0 | 0 | 0 | 0 | 0 | 0 | 0 | 0 | 0
F10_Industrial_Wood and Lumber Products_Existing_Space Heating_Natural Gas_Gas Furnace - Maintenance_A_Technical Potential | F10 | Industrial | Wood and Lumber Products | Existing | Space Heating | Natural Gas | Gas Furnace - Maintenance | A | Cumulative Energy Savings (MWh or mTherms) | Technical Potential | 0 | 0 | 0 | 0 | 0 | 6.563e-05 | 0.0001106 | 0.00014031 | 0.0001625 | 0.00018121 | 0.00019649 | 0.00020886 | 0.00021881 | 0.00022656 | 0.00023248 | 0.00023711 | 0.00024022 | 0.00024218 | 0.00024327 | 0.0002436 | 0.00024375 | 0.00024339 | 0.0002427 | 0.00024184 | 0.0002408 | 0.00023893 | 0.00023717 | 0.00023553 | 0.00023399 | 0.00023254 | 0.00023119
F11_Industrial_Wood and Lumber Products_Existing_Space Heating_Natural Gas_Gas Furnace - Maintenance_A_Technical Potential | F11 | Industrial | Wood and Lumber Products | Existing | Space Heating | Natural Gas | Gas Furnace - Maintenance | A | Cumulative Summer Peak Savings (MW) | Technical Potential | 0 | 0 | 0 | 0 | 0 | 0 | 0 | 0 | 0 | 0 | 0 | 0 | 0 | 0 | 0 | 0 | 0 | 0 | 0 | 0 | 0 | 0 | 0 | 0 | 0 | 0 | 0 | 0 | 0 | 0 | 0
F12_Industrial_Wood and Lumber Products_Existing_Space Heating_Natural Gas_Gas Furnace - Maintenance_A_Technical Potential | F12 | Industrial | Wood and Lumber Products | Existing | Space Heating | Natural Gas | Gas Furnace - Maintenance | A | Cumulative Winter Peak Savings (MW) | Technical Potential | 0 | 0 | 0 | 0 | 0 | 0 | 0 | 0 | 0 | 0 | 0 | 0 | 0 | 0 | 0 | 0 | 0 | 0 | 0 | 0 | 0 | 0 | 0 | 0 | 0 | 0 | 0 | 0 | 0 | 0 | 0
F13_Industrial_Wood and Lumber Products_Existing_Space Heating_Natural Gas_Gas Furnace - Maintenance_A_Technical Potential | F13 | Industrial | Wood and Lumber Products | Existing | Space Heating | Natural Gas | Gas Furnace - Maintenance | A | Purchases (Incremental) | Technical Potential | 0 | 0 | 0 | 0 | 0 | 7.1384 | 5.0007 | 3.4414 | 2.6816 | 2.3515 | 2.009 | 1.7163 | 1.4552 | 1.2083 | 1.0173 | 0.84075 | 0.65486 | 0.50744 | 0.39167 | 0.30539 | 0.27926 | 0.2177 | 0.18678 | 0.15612 | 0.1257 | 0 | 0 | 0 | 0 | 0 | 0
F14_Industrial_Wood and Lumber Products_Existing_Space Heating_Natural Gas_Gas Furnace - Maintenance_A_Technical Potential | F14 | Industrial | Wood and Lumber Products | Existing | Space Heating | Natural Gas | Gas Furnace - Maintenance | A | Purchases (Cumulative) | Technical Potential | 0 | 0 | 0 | 0 | 0 | 7.1384 | 12.1392 | 15.5806 | 18.2622 | 20.6137 | 22.6227 | 24.339 | 25.7942 | 27.0025 | 28.0198 | 28.8606 | 29.5154 | 30.0228 | 30.4145 | 30.7199 | 30.9992 | 31.2169 | 31.4036 | 31.5598 | 31.6855 | 31.6855 | 31.6855 | 31.6855 | 31.6855 | 31.6855 | 31.6855
F1_Industrial_Wood and Lumber Products_Existing_Space Heating_Natural Gas_Gas Boiler - Hot Water Reset_A_Technical Potential | F1 | Industrial | Wood and Lumber Products | Existing | Space Heating | Natural Gas | Gas Boiler - Hot Water Reset | A | Original Unit Energy Savings (kWh or therms) | Technical Potential | 0 | 0 | 0 | 0 | 0 | 3.2181 | 3.1963 | 3.1746 | 3.1528 | 3.1311 | 3.11 | 3.0891 | 3.0684 | 3.048 | 3.0263 | 3.0065 | 2.9868 | 2.9675 | 2.9485 | 2.9294 | 2.911 | 2.8918 | 2.8733 | 2.8554 | 2.8374 | 2.8209 | 2.8059 | 2.7922 | 2.7797 | 2.7683 | 2.7578
F2_Industrial_Wood and Lumber Products_Existing_Space Heating_Natural Gas_Gas Boiler - Hot Water Reset_A_Technical Potential | F2 | Industrial | Wood and Lumber Products | Existing | Space Heating | Natural Gas | Gas Boiler - Hot Water Reset | A | Original Unit Summer Peak Savings (kW) | Technical Potential | 0 | 0 | 0 | 0 | 0 | 0 | 0 | 0 | 0 | 0 | 0 | 0 | 0 | 0 | 0 | 0 | 0 | 0 | 0 | 0 | 0 | 0 | 0 | 0 | 0 | 0 | 0 | 0 | 0 | 0 | 0
F3_Industrial_Wood and Lumber Products_Existing_Space Heating_Natural Gas_Gas Boiler - Hot Water Reset_A_Technical Potential | F3 | Industrial | Wood and Lumber Products | Existing | Space Heating | Natural Gas | Gas Boiler - Hot Water Reset | A | Original Unit Winter Peak Savings (kW) | Technical Potential | 0 | 0 | 0 | 0 | 0 | 0 | 0 | 0 | 0 | 0 | 0 | 0 | 0 | 0 | 0 | 0 | 0 | 0 | 0 | 0 | 0 | 0 | 0 | 0 | 0 | 0 | 0 | 0 | 0 | 0 | 0
F4_Industrial_Wood and Lumber Products_Existing_Space Heating_Natural Gas_Gas Boiler - Hot Water Reset_A_Technical Potential | F4 | Industrial | Wood and Lumber Products | Existing | Space Heating | Natural Gas | Gas Boiler - Hot Water Reset | A | Standalone Impact on Baseline Energy (%) | Technical Potential | 0% | 0% | 0% | 0% | 0% | 0.008689% | 0.01932% | 0.03245% | 0.04752% | 0.06471% | 0.08571% | 0.1081% | 0.131% | 0.1545% | 0.1724% | 0.1884% | 0.1979% | 0.2044% | 0.2089% | 0.2097% | 0.2109% | 0.2118% | 0.2124% | 0.2129% | 0.0021333 | 0.0021372 | 0.0021409 | 0.0021443 | 0 | 0 | 0
F5_Industrial_Wood and Lumber Products_Existing_Space Heating_Natural Gas_Gas Boiler - Hot Water Reset_A_Technical Potential | F5 | Industrial | Wood and Lumber Products | Existing | Space Heating | Natural Gas | Gas Boiler - Hot Water Reset | A | Standalone Impact on Baseline Summer Peak (%) | Technical Potential | 0% | 0% | 0% | 0% | 0% | 0% | 0% | 0% | 0% | 0% | 0% | 0% | 0% | 0% | 0% | 0% | 0% | 0% | 0% | 0% | 0% | 0% | 0% | 0% | 0 | 0 | 0 | 0 | 0 | 0 | 0
F6_Industrial_Wood and Lumber Products_Existing_Space Heating_Natural Gas_Gas Boiler - Hot Water Reset_A_Technical Potential | F6 | Industrial | Wood and Lumber Products | Existing | Space Heating | Natural Gas | Gas Boiler - Hot Water Reset | A | Standalone Impact on Baseline Winter Peak (%) | Technical Potential | 0% | 0% | 0% | 0% | 0% | 0% | 0% | 0% | 0% | 0% | 0% | 0% | 0% | 0% | 0% | 0% | 0% | 0% | 0% | 0% | 0% | 0% | 0% | 0% | 0 | 0 | 0 | 0 | 0 | 0 | 0
F7_Industrial_Wood and Lumber Products_Existing_Space Heating_Natural Gas_Gas Boiler - Hot Water Reset_A_Technical Potential | F7 | Industrial | Wood and Lumber Products | Existing | Space Heating | Natural Gas | Gas Boiler - Hot Water Reset | A | Incremental Energy Savings (MWh or mTherms) | Technical Potential | 0 | 0 | 0 | 0 | 0 | 0.0066096 | 0.0080561 | 0.0097337 | 0.011228 | 0.012729 | 0.014594 | 0.015859 | 0.016059 | 0.014795 | 0.012675 | 0.0096513 | 0.0063465 | 0.0036428 | 0.0017272 | 0.00072686 | 0.00026156 | 8.0847e-05 | 1.7444e-05 | 2.8398e-06 | 3.3765e-07 | 0 | 0 | 0 | 0 | 0 | 0
F8_Industrial_Wood and Lumber Products_Existing_Space Heating_Natural Gas_Gas Boiler - Hot Water Reset_A_Technical Potential | F8 | Industrial | Wood and Lumber Products | Existing | Space Heating | Natural Gas | Gas Boiler - Hot Water Reset | A | Incremental Summer Peak Savings (MW) | Technical Potential | 0 | 0 | 0 | 0 | 0 | 0 | 0 | 0 | 0 | 0 | 0 | 0 | 0 | 0 | 0 | 0 | 0 | 0 | 0 | 0 | 0 | 0 | 0 | 0 | 0 | 0 | 0 | 0 | 0 | 0 | 0
F9_Industrial_Wood and Lumber Products_Existing_Space Heating_Natural Gas_Gas Boiler - Hot Water Reset_A_Technical Potential | F9 | Industrial | Wood and Lumber Products | Existing | Space Heating | Natural Gas | Gas Boiler - Hot Water Reset | A | Incremental Winter Peak Savings (MW) | Technical Potential | 0 | 0 | 0 | 0 | 0 | 0 | 0 | 0 | 0 | 0 | 0 | 0 | 0 | 0 | 0 | 0 | 0 | 0 | 0 | 0 | 0 | 0 | 0 | 0 | 0 | 0 | 0 | 0 | 0 | 0 | 0
F10_Industrial_Wood and Lumber Products_Existing_Space Heating_Natural Gas_Gas Boiler - Hot Water Reset_A_Technical Potential | F10 | Industrial | Wood and Lumber Products | Existing | Space Heating | Natural Gas | Gas Boiler - Hot Water Reset | A | Cumulative Energy Savings (MWh or mTherms) | Technical Potential | 0 | 0 | 0 | 0 | 0 | 0.0066096 | 0.014621 | 0.024255 | 0.035317 | 0.047803 | 0.062074 | 0.077515 | 0.093056 | 0.10723 | 0.11914 | 0.12801 | 0.13352 | 0.1363 | 0.13716 | 0.137 | 0.1364 | 0.13558 | 0.13473 | 0.13389 | 0.13305 | 0.13228 | 0.13157 | 0.13093 | 0.13034 | 0.12981 | 0.12932
F11_Industrial_Wood and Lumber Products_Existing_Space Heating_Natural Gas_Gas Boiler - Hot Water Reset_A_Technical Potential | F11 | Industrial | Wood and Lumber Products | Existing | Space Heating | Natural Gas | Gas Boiler - Hot Water Reset | A | Cumulative Summer Peak Savings (MW) | Technical Potential | 0 | 0 | 0 | 0 | 0 | 0 | 0 | 0 | 0 | 0 | 0 | 0 | 0 | 0 | 0 | 0 | 0 | 0 | 0 | 0 | 0 | 0 | 0 | 0 | 0 | 0 | 0 | 0 | 0 | 0 | 0
F12_Industrial_Wood and Lumber Products_Existing_Space Heating_Natural Gas_Gas Boiler - Hot Water Reset_A_Technical Potential | F12 | Industrial | Wood and Lumber Products | Existing | Space Heating | Natural Gas | Gas Boiler - Hot Water Reset | A | Cumulative Winter Peak Savings (MW) | Technical Potential | 0 | 0 | 0 | 0 | 0 | 0 | 0 | 0 | 0 | 0 | 0 | 0 | 0 | 0 | 0 | 0 | 0 | 0 | 0 | 0 | 0 | 0 | 0 | 0 | 0 | 0 | 0 | 0 | 0 | 0 | 0
F13_Industrial_Wood and Lumber Products_Existing_Space Heating_Natural Gas_Gas Boiler - Hot Water Reset_A_Technical Potential | F13 | Industrial | Wood and Lumber Products | Existing | Space Heating | Natural Gas | Gas Boiler - Hot Water Reset | A | Purchases (Incremental) | Technical Potential | 0 | 0 | 0 | 0 | 0 | 2.0539 | 2.5205 | 3.0661 | 3.5612 | 4.0654 | 4.6926 | 5.1337 | 5.2338 | 4.8539 | 4.1883 | 3.2102 | 2.1248 | 1.2276 | 0.58578 | 0.24812 | 0.089853 | 0.027957 | 0.0060712 | 0.00099454 | 0.000119 | 0 | 0 | 0 | 0 | 0 | 0
F14_Industrial_Wood and Lumber Products_Existing_Space Heating_Natural Gas_Gas Boiler - Hot Water Reset_A_Technical Potential | F14 | Industrial | Wood and Lumber Products | Existing | Space Heating | Natural Gas | Gas Boiler - Hot Water Reset | A | Purchases (Cumulative) | Technical Potential | 0 | 0 | 0 | 0 | 0 | 2.0539 | 4.5744 | 7.6405 | 11.2017 | 15.2671 | 19.9597 | 25.0934 | 30.3272 | 35.1812 | 39.3695 | 42.5797 | 44.7045 | 45.9321 | 46.5178 | 46.766 | 46.8558 | 46.8838 | 46.8899 | 46.8908 | 46.891 | 46.891 | 46.891 | 46.891 | 46.891 | 46.891 | 46.891
F1_Industrial_Wood and Lumber Products_Existing_Process_Natural Gas_Gas Boiler - Hot Water Reset_A_Technical Potential | F1 | Industrial | Wood and Lumber Products | Existing | Process | Natural Gas | Gas Boiler - Hot Water Reset | A | Original Unit Energy Savings (kWh or therms) | Technical Potential | 0 | 0 | 0 | 0 | 0 | 11.5025 | 11.5025 | 11.5025 | 11.5025 | 11.5025 | 11.5025 | 11.5025 | 11.5025 | 11.5025 | 11.5025 | 11.5025 | 11.5025 | 11.5025 | 11.5025 | 11.5025 | 11.5025 | 11.5025 | 11.5025 | 11.5025 | 11.5025 | 11.5025 | 11.5025 | 11.5025 | 11.5025 | 11.5025 | 11.5025
F2_Industrial_Wood and Lumber Products_Existing_Process_Natural Gas_Gas Boiler - Hot Water Reset_A_Technical Potential | F2 | Industrial | Wood and Lumber Products | Existing | Process | Natural Gas | Gas Boiler - Hot Water Reset | A | Original Unit Summer Peak Savings (kW) | Technical Potential | 0 | 0 | 0 | 0 | 0 | 0 | 0 | 0 | 0 | 0 | 0 | 0 | 0 | 0 | 0 | 0 | 0 | 0 | 0 | 0 | 0 | 0 | 0 | 0 | 0 | 0 | 0 | 0 | 0 | 0 | 0
F3_Industrial_Wood and Lumber Products_Existing_Process_Natural Gas_Gas Boiler - Hot Water Reset_A_Technical Potential | F3 | Industrial | Wood and Lumber Products | Existing | Process | Natural Gas | Gas Boiler - Hot Water Reset | A | Original Unit Winter Peak Savings (kW) | Technical Potential | 0 | 0 | 0 | 0 | 0 | 0 | 0 | 0 | 0 | 0 | 0 | 0 | 0 | 0 | 0 | 0 | 0 | 0 | 0 | 0 | 0 | 0 | 0 | 0 | 0 | 0 | 0 | 0 | 0 | 0 | 0
F4_Industrial_Wood and Lumber Products_Existing_Process_Natural Gas_Gas Boiler - Hot Water Reset_A_Technical Potential | F4 | Industrial | Wood and Lumber Products | Existing | Process | Natural Gas | Gas Boiler - Hot Water Reset | A | Standalone Impact on Baseline Energy (%) | Technical Potential | 0% | 0% | 0% | 0% | 0% | 0.01486% | 0.03311% | 0.05564% | 0.08152% | 0.111% | 0.147% | 0.1853% | 0.2244% | 0.2646% | 0.2949% | 0.3221% | 0.3381% | 0.3491% | 0.3568% | 0.3582% | 0.3604% | 0.362% | 0.3634% | 0.3647% | 0.0036581 | 0.0036687 | 0.0036785 | 0.0036875 | 0 | 0 | 0
F5_Industrial_Wood and Lumber Products_Existing_Process_Natural Gas_Gas Boiler - Hot Water Reset_A_Technical Potential | F5 | Industrial | Wood and Lumber Products | Existing | Process | Natural Gas | Gas Boiler - Hot Water Reset | A | Standalone Impact on Baseline Summer Peak (%) | Technical Potential | 0% | 0% | 0% | 0% | 0% | 0% | 0% | 0% | 0% | 0% | 0% | 0% | 0% | 0% | 0% | 0% | 0% | 0% | 0% | 0% | 0% | 0% | 0% | 0% | 0 | 0 | 0 | 0 | 0 | 0 | 0
F6_Industrial_Wood and Lumber Products_Existing_Process_Natural Gas_Gas Boiler - Hot Water Reset_A_Technical Potential | F6 | Industrial | Wood and Lumber Products | Existing | Process | Natural Gas | Gas Boiler - Hot Water Reset | A | Standalone Impact on Baseline Winter Peak (%) | Technical Potential | 0% | 0% | 0% | 0% | 0% | 0% | 0% | 0% | 0% | 0% | 0% | 0% | 0% | 0% | 0% | 0% | 0% | 0% | 0% | 0% | 0% | 0% | 0% | 0% | 0 | 0 | 0 | 0 | 0 | 0 | 0
F7_Industrial_Wood and Lumber Products_Existing_Process_Natural Gas_Gas Boiler - Hot Water Reset_A_Technical Potential | F7 | Industrial | Wood and Lumber Products | Existing | Process | Natural Gas | Gas Boiler - Hot Water Reset | A | Incremental Energy Savings (MWh or mTherms) | Technical Potential | 0 | 0 | 0 | 0 | 0 | 0.081318 | 0.099791 | 0.1214 | 0.141 | 0.16096 | 0.18579 | 0.20326 | 0.20722 | 0.19218 | 0.16582 | 0.1271 | 0.084127 | 0.048602 | 0.023192 | 0.0098238 | 0.0035575 | 0.0011069 | 0.00024037 | 3.9376e-05 | 4.7116e-06 | 0 | 0 | 0 | 0 | 0 | 0
F8_Industrial_Wood and Lumber Products_Existing_Process_Natural Gas_Gas Boiler - Hot Water Reset_A_Technical Potential | F8 | Industrial | Wood and Lumber Products | Existing | Process | Natural Gas | Gas Boiler - Hot Water Reset | A | Incremental Summer Peak Savings (MW) | Technical Potential | 0 | 0 | 0 | 0 | 0 | 0 | 0 | 0 | 0 | 0 | 0 | 0 | 0 | 0 | 0 | 0 | 0 | 0 | 0 | 0 | 0 | 0 | 0 | 0 | 0 | 0 | 0 | 0 | 0 | 0 | 0
F9_Industrial_Wood and Lumber Products_Existing_Process_Natural Gas_Gas Boiler - Hot Water Reset_A_Technical Potential | F9 | Industrial | Wood and Lumber Products | Existing | Process | Natural Gas | Gas Boiler - Hot Water Reset | A | Incremental Winter Peak Savings (MW) | Technical Potential | 0 | 0 | 0 | 0 | 0 | 0 | 0 | 0 | 0 | 0 | 0 | 0 | 0 | 0 | 0 | 0 | 0 | 0 | 0 | 0 | 0 | 0 | 0 | 0 | 0 | 0 | 0 | 0 | 0 | 0 | 0
F10_Industrial_Wood and Lumber Products_Existing_Process_Natural Gas_Gas Boiler - Hot Water Reset_A_Technical Potential | F10 | Industrial | Wood and Lumber Products | Existing | Process | Natural Gas | Gas Boiler - Hot Water Reset | A | Cumulative Energy Savings (MWh or mTherms) | Technical Potential | 0 | 0 | 0 | 0 | 0 | 0.081318 | 0.18111 | 0.3025 | 0.4435 | 0.60446 | 0.79025 | 0.9935 | 1.2007 | 1.3929 | 1.5587 | 1.6858 | 1.77 | 1.8186 | 1.8417 | 1.8516 | 1.8551 | 1.8562 | 1.8565 | 1.8565 | 1.8565 | 1.8565 | 1.8565 | 1.8565 | 1.8565 | 1.8565 | 1.8565
F11_Industrial_Wood and Lumber Products_Existing_Process_Natural Gas_Gas Boiler - Hot Water Reset_A_Technical Potential | F11 | Industrial | Wood and Lumber Products | Existing | Process | Natural Gas | Gas Boiler - Hot Water Reset | A | Cumulative Summer Peak Savings (MW) | Technical Potential | 0 | 0 | 0 | 0 | 0 | 0 | 0 | 0 | 0 | 0 | 0 | 0 | 0 | 0 | 0 | 0 | 0 | 0 | 0 | 0 | 0 | 0 | 0 | 0 | 0 | 0 | 0 | 0 | 0 | 0 | 0
F12_Industrial_Wood and Lumber Products_Existing_Process_Natural Gas_Gas Boiler - Hot Water Reset_A_Technical Potential | F12 | Industrial | Wood and Lumber Products | Existing | Process | Natural Gas | Gas Boiler - Hot Water Reset | A | Cumulative Winter Peak Savings (MW) | Technical Potential | 0 | 0 | 0 | 0 | 0 | 0 | 0 | 0 | 0 | 0 | 0 | 0 | 0 | 0 | 0 | 0 | 0 | 0 | 0 | 0 | 0 | 0 | 0 | 0 | 0 | 0 | 0 | 0 | 0 | 0 | 0
F13_Industrial_Wood and Lumber Products_Existing_Process_Natural Gas_Gas Boiler - Hot Water Reset_A_Technical Potential | F13 | Industrial | Wood and Lumber Products | Existing | Process | Natural Gas | Gas Boiler - Hot Water Reset | A | Purchases (Incremental) | Technical Potential | 0 | 0 | 0 | 0 | 0 | 7.0696 | 8.6756 | 10.5538 | 12.2579 | 13.9933 | 16.1521 | 17.6706 | 18.0151 | 16.7075 | 14.4164 | 11.0496 | 7.3138 | 4.2254 | 2.0163 | 0.85405 | 0.30928 | 0.09623 | 0.020897 | 0.0034233 | 0.00040961 | 0 | 0 | 0 | 0 | 0 | 0
F14_Industrial_Wood and Lumber Products_Existing_Process_Natural Gas_Gas Boiler - Hot Water Reset_A_Technical Potential | F14 | Industrial | Wood and Lumber Products | Existing | Process | Natural Gas | Gas Boiler - Hot Water Reset | A | Purchases (Cumulative) | Technical Potential | 0 | 0 | 0 | 0 | 0 | 7.0696 | 15.7452 | 26.299 | 38.5569 | 52.5502 | 68.7022 | 86.3729 | 104.388 | 121.0955 | 135.5119 | 146.5615 | 153.8753 | 158.1007 | 160.1169 | 160.971 | 161.2803 | 161.3765 | 161.3974 | 161.4008 | 161.4012 | 161.4012 | 161.4012 | 161.4012 | 161.4012 | 161.4012 | 161.4012
F1_Industrial_Wood and Lumber Products_Existing_Space Heating_Natural Gas_Steam Trap Maintenance_A_Technical Potential | F1 | Industrial | Wood and Lumber Products | Existing | Space Heating | Natural Gas | Steam Trap Maintenance | A | Original Unit Energy Savings (kWh or therms) | Technical Potential | 0 | 0 | 0 | 0 | 0 | 1.1369 | 1.1292 | 1.1215 | 1.1138 | 1.1061 | 1.0987 | 1.0913 | 1.084 | 1.0768 | 1.0691 | 1.0621 | 1.0552 | 1.0484 | 1.0416 | 1.0349 | 1.0284 | 1.0216 | 1.0151 | 1.0088 | 1.0024 | 0.99657 | 0.99127 | 0.98642 | 0.982 | 0.97797 | 0.97429
F2_Industrial_Wood and Lumber Products_Existing_Space Heating_Natural Gas_Steam Trap Maintenance_A_Technical Potential | F2 | Industrial | Wood and Lumber Products | Existing | Space Heating | Natural Gas | Steam Trap Maintenance | A | Original Unit Summer Peak Savings (kW) | Technical Potential | 0 | 0 | 0 | 0 | 0 | 0 | 0 | 0 | 0 | 0 | 0 | 0 | 0 | 0 | 0 | 0 | 0 | 0 | 0 | 0 | 0 | 0 | 0 | 0 | 0 | 0 | 0 | 0 | 0 | 0 | 0
F3_Industrial_Wood and Lumber Products_Existing_Space Heating_Natural Gas_Steam Trap Maintenance_A_Technical Potential | F3 | Industrial | Wood and Lumber Products | Existing | Space Heating | Natural Gas | Steam Trap Maintenance | A | Original Unit Winter Peak Savings (kW) | Technical Potential | 0 | 0 | 0 | 0 | 0 | 0 | 0 | 0 | 0 | 0 | 0 | 0 | 0 | 0 | 0 | 0 | 0 | 0 | 0 | 0 | 0 | 0 | 0 | 0 | 0 | 0 | 0 | 0 | 0 | 0 | 0
F4_Industrial_Wood and Lumber Products_Existing_Space Heating_Natural Gas_Steam Trap Maintenance_A_Technical Potential | F4 | Industrial | Wood and Lumber Products | Existing | Space Heating | Natural Gas | Steam Trap Maintenance | A | Standalone Impact on Baseline Energy (%) | Technical Potential | 0% | 0% | 0% | 0% | 0% | 0.001713% | 0.003421% | 0.005147% | 0.006851% | 0.008552% | 0.01037% | 0.01212% | 0.01386% | 0.0158% | 0.01746% | 0.01936% | 0.02109% | 0.02292% | 0.02484% | 0.02652% | 0.02833% | 0.03015% | 0.03194% | 0.03373% | 0.00035506 | 0.00035571 | 0.00035632 | 0.0003569 | 0 | 0 | 0
F5_Industrial_Wood and Lumber Products_Existing_Space Heating_Natural Gas_Steam Trap Maintenance_A_Technical Potential | F5 | Industrial | Wood and Lumber Products | Existing | Space Heating | Natural Gas | Steam Trap Maintenance | A | Standalone Impact on Baseline Summer Peak (%) | Technical Potential | 0% | 0% | 0% | 0% | 0% | 0% | 0% | 0% | 0% | 0% | 0% | 0% | 0% | 0% | 0% | 0% | 0% | 0% | 0% | 0% | 0% | 0% | 0% | 0% | 0 | 0 | 0 | 0 | 0 | 0 | 0
F6_Industrial_Wood and Lumber Products_Existing_Space Heating_Natural Gas_Steam Trap Maintenance_A_Technical Potential | F6 | Industrial | Wood and Lumber Products | Existing | Space Heating | Natural Gas | Steam Trap Maintenance | A | Standalone Impact on Baseline Winter Peak (%) | Technical Potential | 0% | 0% | 0% | 0% | 0% | 0% | 0% | 0% | 0% | 0% | 0% | 0% | 0% | 0% | 0% | 0% | 0% | 0% | 0% | 0% | 0% | 0% | 0% | 0% | 0 | 0 | 0 | 0 | 0 | 0 | 0
F7_Industrial_Wood and Lumber Products_Existing_Space Heating_Natural Gas_Steam Trap Maintenance_A_Technical Potential | F7 | Industrial | Wood and Lumber Products | Existing | Space Heating | Natural Gas | Steam Trap Maintenance | A | Incremental Energy Savings (MWh or mTherms) | Technical Potential | 0 | 0 | 0 | 0 | 0 | 0.0013033 | 0.0012937 | 0.0012774 | 0.0012693 | 0.0012616 | 0.0012372 | 0.0012255 | 0.0012148 | 0.0011876 | 0.0011836 | 0.0011647 | 0.0011572 | 0.0011439 | 0.0011265 | 0.0011205 | 0.0011089 | 0.0010973 | 0.0010863 | 0.0010758 | 0.0010657 | 0 | 0 | 0 | 0 | 0 | 0
F8_Industrial_Wood and Lumber Products_Existing_Space Heating_Natural Gas_Steam Trap Maintenance_A_Technical Potential | F8 | Industrial | Wood and Lumber Products | Existing | Space Heating | Natural Gas | Steam Trap Maintenance | A | Incremental Summer Peak Savings (MW) | Technical Potential | 0 | 0 | 0 | 0 | 0 | 0 | 0 | 0 | 0 | 0 | 0 | 0 | 0 | 0 | 0 | 0 | 0 | 0 | 0 | 0 | 0 | 0 | 0 | 0 | 0 | 0 | 0 | 0 | 0 | 0 | 0
F9_Industrial_Wood and Lumber Products_Existing_Space Heating_Natural Gas_Steam Trap Maintenance_A_Technical Potential | F9 | Industrial | Wood and Lumber Products | Existing | Space Heating | Natural Gas | Steam Trap Maintenance | A | Incremental Winter Peak Savings (MW) | Technical Potential | 0 | 0 | 0 | 0 | 0 | 0 | 0 | 0 | 0 | 0 | 0 | 0 | 0 | 0 | 0 | 0 | 0 | 0 | 0 | 0 | 0 | 0 | 0 | 0 | 0 | 0 | 0 | 0 | 0 | 0 | 0
F10_Industrial_Wood and Lumber Products_Existing_Space Heating_Natural Gas_Steam Trap Maintenance_A_Technical Potential | F10 | Industrial | Wood and Lumber Products | Existing | Space Heating | Natural Gas | Steam Trap Maintenance | A | Cumulative Energy Savings (MWh or mTherms) | Technical Potential | 0 | 0 | 0 | 0 | 0 | 0.0013033 | 0.0025882 | 0.003848 | 0.0050909 | 0.0063174 | 0.007512 | 0.008687 | 0.0098437 | 0.010966 | 0.012072 | 0.013157 | 0.014228 | 0.01528 | 0.016309 | 0.017324 | 0.018324 | 0.0193 | 0.020263 | 0.021213 | 0.022144 | 0.022016 | 0.021899 | 0.021792 | 0.021694 | 0.021605 | 0.021524
F11_Industrial_Wood and Lumber Products_Existing_Space Heating_Natural Gas_Steam Trap Maintenance_A_Technical Potential | F11 | Industrial | Wood and Lumber Products | Existing | Space Heating | Natural Gas | Steam Trap Maintenance | A | Cumulative Summer Peak Savings (MW) | Technical Potential | 0 | 0 | 0 | 0 | 0 | 0 | 0 | 0 | 0 | 0 | 0 | 0 | 0 | 0 | 0 | 0 | 0 | 0 | 0 | 0 | 0 | 0 | 0 | 0 | 0 | 0 | 0 | 0 | 0 | 0 | 0
F12_Industrial_Wood and Lumber Products_Existing_Space Heating_Natural Gas_Steam Trap Maintenance_A_Technical Potential | F12 | Industrial | Wood and Lumber Products | Existing | Space Heating | Natural Gas | Steam Trap Maintenance | A | Cumulative Winter Peak Savings (MW) | Technical Potential | 0 | 0 | 0 | 0 | 0 | 0 | 0 | 0 | 0 | 0 | 0 | 0 | 0 | 0 | 0 | 0 | 0 | 0 | 0 | 0 | 0 | 0 | 0 | 0 | 0 | 0 | 0 | 0 | 0 | 0 | 0
F13_Industrial_Wood and Lumber Products_Existing_Space Heating_Natural Gas_Steam Trap Maintenance_A_Technical Potential | F13 | Industrial | Wood and Lumber Products | Existing | Space Heating | Natural Gas | Steam Trap Maintenance | A | Purchases (Incremental) | Technical Potential | 0 | 0 | 0 | 0 | 0 | 1.1464 | 1.1457 | 1.139 | 1.1396 | 1.1405 | 1.126 | 1.123 | 1.1207 | 1.1029 | 1.1071 | 1.0965 | 1.0967 | 1.0912 | 1.0814 | 1.0827 | 1.0782 | 1.074 | 1.0701 | 1.0665 | 1.0631 | 0 | 0 | 0 | 0 | 0 | 0
F14_Industrial_Wood and Lumber Products_Existing_Space Heating_Natural Gas_Steam Trap Maintenance_A_Technical Potential | F14 | Industrial | Wood and Lumber Products | Existing | Space Heating | Natural Gas | Steam Trap Maintenance | A | Purchases (Cumulative) | Technical Potential | 0 | 0 | 0 | 0 | 0 | 1.1464 | 2.2921 | 3.4311 | 4.5707 | 5.7112 | 6.8372 | 7.9602 | 9.0809 | 10.1838 | 11.2909 | 12.3875 | 13.4841 | 14.5753 | 15.6568 | 16.7395 | 17.8177 | 18.8918 | 19.9619 | 21.0284 | 22.0915 | 22.0915 | 22.0915 | 22.0915 | 22.0915 | 22.0915 | 22.0915
F1_Industrial_Wood and Lumber Products_Existing_Process_Natural Gas_Steam Trap Maintenance_A_Technical Potential | F1 | Industrial | Wood and Lumber Products | Existing | Process | Natural Gas | Steam Trap Maintenance | A | Original Unit Energy Savings (kWh or therms) | Technical Potential | 0 | 0 | 0 | 0 | 0 | 8.1272 | 8.1272 | 8.1272 | 8.1272 | 8.1272 | 8.1272 | 8.1272 | 8.1272 | 8.1272 | 8.1272 | 8.1272 | 8.1272 | 8.1272 | 8.1272 | 8.1272 | 8.1272 | 8.1272 | 8.1272 | 8.1272 | 8.1272 | 8.1272 | 8.1272 | 8.1272 | 8.1272 | 8.1272 | 8.1272
F2_Industrial_Wood and Lumber Products_Existing_Process_Natural Gas_Steam Trap Maintenance_A_Technical Potential | F2 | Industrial | Wood and Lumber Products | Existing | Process | Natural Gas | Steam Trap Maintenance | A | Original Unit Summer Peak Savings (kW) | Technical Potential | 0 | 0 | 0 | 0 | 0 | 0 | 0 | 0 | 0 | 0 | 0 | 0 | 0 | 0 | 0 | 0 | 0 | 0 | 0 | 0 | 0 | 0 | 0 | 0 | 0 | 0 | 0 | 0 | 0 | 0 | 0
F3_Industrial_Wood and Lumber Products_Existing_Process_Natural Gas_Steam Trap Maintenance_A_Technical Potential | F3 | Industrial | Wood and Lumber Products | Existing | Process | Natural Gas | Steam Trap Maintenance | A | Original Unit Winter Peak Savings (kW) | Technical Potential | 0 | 0 | 0 | 0 | 0 | 0 | 0 | 0 | 0 | 0 | 0 | 0 | 0 | 0 | 0 | 0 | 0 | 0 | 0 | 0 | 0 | 0 | 0 | 0 | 0 | 0 | 0 | 0 | 0 | 0 | 0
F4_Industrial_Wood and Lumber Products_Existing_Process_Natural Gas_Steam Trap Maintenance_A_Technical Potential | F4 | Industrial | Wood and Lumber Products | Existing | Process | Natural Gas | Steam Trap Maintenance | A | Standalone Impact on Baseline Energy (%) | Technical Potential | 0% | 0% | 0% | 0% | 0% | 0.00586% | 0.01172% | 0.01765% | 0.0235% | 0.02934% | 0.03558% | 0.04154% | 0.04748% | 0.05411% | 0.05976% | 0.0662% | 0.07205% | 0.07828% | 0.08484% | 0.0906% | 0.09684% | 0.1031% | 0.1093% | 0.1155% | 0.0012177 | 0.0012212 | 0.0012245 | 0.0012275 | 0 | 0 | 0
F5_Industrial_Wood and Lumber Products_Existing_Process_Natural Gas_Steam Trap Maintenance_A_Technical Potential | F5 | Industrial | Wood and Lumber Products | Existing | Process | Natural Gas | Steam Trap Maintenance | A | Standalone Impact on Baseline Summer Peak (%) | Technical Potential | 0% | 0% | 0% | 0% | 0% | 0% | 0% | 0% | 0% | 0% | 0% | 0% | 0% | 0% | 0% | 0% | 0% | 0% | 0% | 0% | 0% | 0% | 0% | 0% | 0 | 0 | 0 | 0 | 0 | 0 | 0
F6_Industrial_Wood and Lumber Products_Existing_Process_Natural Gas_Steam Trap Maintenance_A_Technical Potential | F6 | Industrial | Wood and Lumber Products | Existing | Process | Natural Gas | Steam Trap Maintenance | A | Standalone Impact on Baseline Winter Peak (%) | Technical Potential | 0% | 0% | 0% | 0% | 0% | 0% | 0% | 0% | 0% | 0% | 0% | 0% | 0% | 0% | 0% | 0% | 0% | 0% | 0% | 0% | 0% | 0% | 0% | 0% | 0 | 0 | 0 | 0 | 0 | 0 | 0
F7_Industrial_Wood and Lumber Products_Existing_Process_Natural Gas_Steam Trap Maintenance_A_Technical Potential | F7 | Industrial | Wood and Lumber Products | Existing | Process | Natural Gas | Steam Trap Maintenance | A | Incremental Energy Savings (MWh or mTherms) | Technical Potential | 0 | 0 | 0 | 0 | 0 | 0.032069 | 0.032051 | 0.031862 | 0.031879 | 0.031906 | 0.0315 | 0.031414 | 0.03135 | 0.030853 | 0.03097 | 0.030675 | 0.030679 | 0.030525 | 0.030252 | 0.030288 | 0.030163 | 0.030046 | 0.029936 | 0.029834 | 0.02974 | 0 | 0 | 0 | 0 | 0 | 0
F8_Industrial_Wood and Lumber Products_Existing_Process_Natural Gas_Steam Trap Maintenance_A_Technical Potential | F8 | Industrial | Wood and Lumber Products | Existing | Process | Natural Gas | Steam Trap Maintenance | A | Incremental Summer Peak Savings (MW) | Technical Potential | 0 | 0 | 0 | 0 | 0 | 0 | 0 | 0 | 0 | 0 | 0 | 0 | 0 | 0 | 0 | 0 | 0 | 0 | 0 | 0 | 0 | 0 | 0 | 0 | 0 | 0 | 0 | 0 | 0 | 0 | 0
F9_Industrial_Wood and Lumber Products_Existing_Process_Natural Gas_Steam Trap Maintenance_A_Technical Potential | F9 | Industrial | Wood and Lumber Products | Existing | Process | Natural Gas | Steam Trap Maintenance | A | Incremental Winter Peak Savings (MW) | Technical Potential | 0 | 0 | 0 | 0 | 0 | 0 | 0 | 0 | 0 | 0 | 0 | 0 | 0 | 0 | 0 | 0 | 0 | 0 | 0 | 0 | 0 | 0 | 0 | 0 | 0 | 0 | 0 | 0 | 0 | 0 | 0
F10_Industrial_Wood and Lumber Products_Existing_Process_Natural Gas_Steam Trap Maintenance_A_Technical Potential | F10 | Industrial | Wood and Lumber Products | Existing | Process | Natural Gas | Steam Trap Maintenance | A | Cumulative Energy Savings (MWh or mTherms) | Technical Potential | 0 | 0 | 0 | 0 | 0 | 0.032069 | 0.064119 | 0.095981 | 0.12786 | 0.15977 | 0.19127 | 0.22268 | 0.25403 | 0.28488 | 0.31585 | 0.34653 | 0.37721 | 0.40773 | 0.43799 | 0.46827 | 0.49844 | 0.52848 | 0.55842 | 0.58825 | 0.61799 | 0.61799 | 0.61799 | 0.61799 | 0.61799 | 0.61799 | 0.61799
F11_Industrial_Wood and Lumber Products_Existing_Process_Natural Gas_Steam Trap Maintenance_A_Technical Potential | F11 | Industrial | Wood and Lumber Products | Existing | Process | Natural Gas | Steam Trap Maintenance | A | Cumulative Summer Peak Savings (MW) | Technical Potential | 0 | 0 | 0 | 0 | 0 | 0 | 0 | 0 | 0 | 0 | 0 | 0 | 0 | 0 | 0 | 0 | 0 | 0 | 0 | 0 | 0 | 0 | 0 | 0 | 0 | 0 | 0 | 0 | 0 | 0 | 0
F12_Industrial_Wood and Lumber Products_Existing_Process_Natural Gas_Steam Trap Maintenance_A_Technical Potential | F12 | Industrial | Wood and Lumber Products | Existing | Process | Natural Gas | Steam Trap Maintenance | A | Cumulative Winter Peak Savings (MW) | Technical Potential | 0 | 0 | 0 | 0 | 0 | 0 | 0 | 0 | 0 | 0 | 0 | 0 | 0 | 0 | 0 | 0 | 0 | 0 | 0 | 0 | 0 | 0 | 0 | 0 | 0 | 0 | 0 | 0 | 0 | 0 | 0
F13_Industrial_Wood and Lumber Products_Existing_Process_Natural Gas_Steam Trap Maintenance_A_Technical Potential | F13 | Industrial | Wood and Lumber Products | Existing | Process | Natural Gas | Steam Trap Maintenance | A | Purchases (Incremental) | Technical Potential | 0 | 0 | 0 | 0 | 0 | 3.9458 | 3.9437 | 3.9204 | 3.9225 | 3.9258 | 3.8759 | 3.8653 | 3.8575 | 3.7962 | 3.8107 | 3.7744 | 3.7749 | 3.7559 | 3.7224 | 3.7268 | 3.7114 | 3.6969 | 3.6835 | 3.6709 | 3.6594 | 0 | 0 | 0 | 0 | 0 | 0
F14_Industrial_Wood and Lumber Products_Existing_Process_Natural Gas_Steam Trap Maintenance_A_Technical Potential | F14 | Industrial | Wood and Lumber Products | Existing | Process | Natural Gas | Steam Trap Maintenance | A | Purchases (Cumulative) | Technical Potential | 0 | 0 | 0 | 0 | 0 | 3.9458 | 7.8895 | 11.8099 | 15.7324 | 19.6582 | 23.5341 | 27.3995 | 31.257 | 35.0532 | 38.8639 | 42.6383 | 46.4132 | 50.169 | 53.8914 | 57.6182 | 61.3295 | 65.0265 | 68.7099 | 72.3809 | 76.0402 | 76.0402 | 76.0402 | 76.0402 | 76.0402 | 76.0402 | 76.0402
F1_Industrial_Wood and Lumber Products_Existing_Space Heating_Natural Gas_Gas Boiler - High Turndown_A_Technical Potential | F1 | Industrial | Wood and Lumber Products | Existing | Space Heating | Natural Gas | Gas Boiler - High Turndown | A | Original Unit Energy Savings (kWh or therms) | Technical Potential | 0 | 0 | 0 | 0 | 0 | 1.2068 | 1.1986 | 1.1905 | 1.1823 | 1.1742 | 1.1662 | 1.1584 | 1.1506 | 1.143 | 1.1349 | 1.1274 | 1.1201 | 1.1128 | 1.1057 | 1.0985 | 1.0916 | 1.0844 | 1.0775 | 1.0708 | 1.064 | 1.0578 | 1.0522 | 1.0471 | 1.0424 | 1.0381 | 1.0342
F2_Industrial_Wood and Lumber Products_Existing_Space Heating_Natural Gas_Gas Boiler - High Turndown_A_Technical Potential | F2 | Industrial | Wood and Lumber Products | Existing | Space Heating | Natural Gas | Gas Boiler - High Turndown | A | Original Unit Summer Peak Savings (kW) | Technical Potential | 0 | 0 | 0 | 0 | 0 | 0 | 0 | 0 | 0 | 0 | 0 | 0 | 0 | 0 | 0 | 0 | 0 | 0 | 0 | 0 | 0 | 0 | 0 | 0 | 0 | 0 | 0 | 0 | 0 | 0 | 0
F3_Industrial_Wood and Lumber Products_Existing_Space Heating_Natural Gas_Gas Boiler - High Turndown_A_Technical Potential | F3 | Industrial | Wood and Lumber Products | Existing | Space Heating | Natural Gas | Gas Boiler - High Turndown | A | Original Unit Winter Peak Savings (kW) | Technical Potential | 0 | 0 | 0 | 0 | 0 | 0 | 0 | 0 | 0 | 0 | 0 | 0 | 0 | 0 | 0 | 0 | 0 | 0 | 0 | 0 | 0 | 0 | 0 | 0 | 0 | 0 | 0 | 0 | 0 | 0 | 0
F4_Industrial_Wood and Lumber Products_Existing_Space Heating_Natural Gas_Gas Boiler - High Turndown_A_Technical Potential | F4 | Industrial | Wood and Lumber Products | Existing | Space Heating | Natural Gas | Gas Boiler - High Turndown | A | Standalone Impact on Baseline Energy (%) | Technical Potential | 0% | 0% | 0% | 0% | 0% | 0.004973% | 0.009929% | 0.01494% | 0.01988% | 0.02482% | 0.02961% | 0.03328% | 0.03622% | 0.03912% | 0.04083% | 0.04272% | 0.04392% | 0.0451% | 0.04626% | 0.0468% | 0.04746% | 0.04762% | 0.04776% | 0.04788% | 0.00047967 | 0.00048055 | 0.00048138 | 0.00048215 | 0 | 0 | 0
F5_Industrial_Wood and Lumber Products_Existing_Space Heating_Natural Gas_Gas Boiler - High Turndown_A_Technical Potential | F5 | Industrial | Wood and Lumber Products | Existing | Space Heating | Natural Gas | Gas Boiler - High Turndown | A | Standalone Impact on Baseline Summer Peak (%) | Technical Potential | 0% | 0% | 0% | 0% | 0% | 0% | 0% | 0% | 0% | 0% | 0% | 0% | 0% | 0% | 0% | 0% | 0% | 0% | 0% | 0% | 0% | 0% | 0% | 0% | 0 | 0 | 0 | 0 | 0 | 0 | 0
F6_Industrial_Wood and Lumber Products_Existing_Space Heating_Natural Gas_Gas Boiler - High Turndown_A_Technical Potential | F6 | Industrial | Wood and Lumber Products | Existing | Space Heating | Natural Gas | Gas Boiler - High Turndown | A | Standalone Impact on Baseline Winter Peak (%) | Technical Potential | 0% | 0% | 0% | 0% | 0% | 0% | 0% | 0% | 0% | 0% | 0% | 0% | 0% | 0% | 0% | 0% | 0% | 0% | 0% | 0% | 0% | 0% | 0% | 0% | 0 | 0 | 0 | 0 | 0 | 0 | 0
F7_Industrial_Wood and Lumber Products_Existing_Space Heating_Natural Gas_Gas Boiler - High Turndown_A_Technical Potential | F7 | Industrial | Wood and Lumber Products | Existing | Space Heating | Natural Gas | Gas Boiler - High Turndown | A | Incremental Energy Savings (MWh or mTherms) | Technical Potential | 0 | 0 | 0 | 0 | 0 | 0.0037827 | 0.003755 | 0.0037076 | 0.0036841 | 0.0036618 | 0.0032318 | 0.002561 | 0.002031 | 0.0015883 | 0.0012665 | 0.00099693 | 0.00079244 | 0.00062668 | 0.00049369 | 0.00039286 | 0.00031102 | 2.0992e-06 | 7.4222e-07 | 2.506e-07 | 8.0944e-08 | 6.8204e-08 | 6.766e-08 | 6.7166e-08 | 6.672e-08 | 6.6317e-08 | 6.5955e-08
F8_Industrial_Wood and Lumber Products_Existing_Space Heating_Natural Gas_Gas Boiler - High Turndown_A_Technical Potential | F8 | Industrial | Wood and Lumber Products | Existing | Space Heating | Natural Gas | Gas Boiler - High Turndown | A | Incremental Summer Peak Savings (MW) | Technical Potential | 0 | 0 | 0 | 0 | 0 | 0 | 0 | 0 | 0 | 0 | 0 | 0 | 0 | 0 | 0 | 0 | 0 | 0 | 0 | 0 | 0 | 0 | 0 | 0 | 0 | 0 | 0 | 0 | 0 | 0 | 0
F9_Industrial_Wood and Lumber Products_Existing_Space Heating_Natural Gas_Gas Boiler - High Turndown_A_Technical Potential | F9 | Industrial | Wood and Lumber Products | Existing | Space Heating | Natural Gas | Gas Boiler - High Turndown | A | Incremental Winter Peak Savings (MW) | Technical Potential | 0 | 0 | 0 | 0 | 0 | 0 | 0 | 0 | 0 | 0 | 0 | 0 | 0 | 0 | 0 | 0 | 0 | 0 | 0 | 0 | 0 | 0 | 0 | 0 | 0 | 0 | 0 | 0 | 0 | 0 | 0
F10_Industrial_Wood and Lumber Products_Existing_Space Heating_Natural Gas_Gas Boiler - High Turndown_A_Technical Potential | F10 | Industrial | Wood and Lumber Products | Existing | Space Heating | Natural Gas | Gas Boiler - High Turndown | A | Cumulative Energy Savings (MWh or mTherms) | Technical Potential | 0 | 0 | 0 | 0 | 0 | 0.0037827 | 0.0075121 | 0.011169 | 0.014776 | 0.018336 | 0.021444 | 0.023861 | 0.025733 | 0.027149 | 0.028223 | 0.029035 | 0.029638 | 0.030073 | 0.030374 | 0.03057 | 0.030689 | 0.030489 | 0.030295 | 0.030106 | 0.029916 | 0.029742 | 0.029584 | 0.02944 | 0.029308 | 0.029188 | 0.029078
F11_Industrial_Wood and Lumber Products_Existing_Space Heating_Natural Gas_Gas Boiler - High Turndown_A_Technical Potential | F11 | Industrial | Wood and Lumber Products | Existing | Space Heating | Natural Gas | Gas Boiler - High Turndown | A | Cumulative Summer Peak Savings (MW) | Technical Potential | 0 | 0 | 0 | 0 | 0 | 0 | 0 | 0 | 0 | 0 | 0 | 0 | 0 | 0 | 0 | 0 | 0 | 0 | 0 | 0 | 0 | 0 | 0 | 0 | 0 | 0 | 0 | 0 | 0 | 0 | 0
F12_Industrial_Wood and Lumber Products_Existing_Space Heating_Natural Gas_Gas Boiler - High Turndown_A_Technical Potential | F12 | Industrial | Wood and Lumber Products | Existing | Space Heating | Natural Gas | Gas Boiler - High Turndown | A | Cumulative Winter Peak Savings (MW) | Technical Potential | 0 | 0 | 0 | 0 | 0 | 0 | 0 | 0 | 0 | 0 | 0 | 0 | 0 | 0 | 0 | 0 | 0 | 0 | 0 | 0 | 0 | 0 | 0 | 0 | 0 | 0 | 0 | 0 | 0 | 0 | 0
F13_Industrial_Wood and Lumber Products_Existing_Space Heating_Natural Gas_Gas Boiler - High Turndown_A_Technical Potential | F13 | Industrial | Wood and Lumber Products | Existing | Space Heating | Natural Gas | Gas Boiler - High Turndown | A | Purchases (Incremental) | Technical Potential | 0 | 0 | 0 | 0 | 0 | 3.1346 | 3.1328 | 3.1144 | 3.1161 | 3.1186 | 2.7711 | 2.2108 | 1.7651 | 1.3896 | 1.116 | 0.88425 | 0.70749 | 0.56315 | 0.4465 | 0.35762 | 0.28491 | 0.0019358 | 0.00068883 | 0.00023403 | 7.6074e-05 | 6.4475e-05 | 6.4303e-05 | 6.4147e-05 | 6.4007e-05 | 6.3883e-05 | 6.3774e-05
F14_Industrial_Wood and Lumber Products_Existing_Space Heating_Natural Gas_Gas Boiler - High Turndown_A_Technical Potential | F14 | Industrial | Wood and Lumber Products | Existing | Space Heating | Natural Gas | Gas Boiler - High Turndown | A | Purchases (Cumulative) | Technical Potential | 0 | 0 | 0 | 0 | 0 | 3.1346 | 6.2674 | 9.3818 | 12.4978 | 15.6165 | 18.3876 | 20.5984 | 22.3635 | 23.7532 | 24.8691 | 25.7534 | 26.4609 | 27.024 | 27.4705 | 27.8281 | 28.1131 | 28.115 | 28.1157 | 28.1159 | 28.116 | 28.1161 | 28.1161 | 28.1162 | 28.1163 | 28.1163 | 28.1164
F1_Industrial_Wood and Lumber Products_Existing_Process_Natural Gas_Gas Boiler - High Turndown_A_Technical Potential | F1 | Industrial | Wood and Lumber Products | Existing | Process | Natural Gas | Gas Boiler - High Turndown | A | Original Unit Energy Savings (kWh or therms) | Technical Potential | 0 | 0 | 0 | 0 | 0 | 8.6269 | 8.6269 | 8.6269 | 8.6269 | 8.6269 | 8.6269 | 8.6269 | 8.6269 | 8.6269 | 8.6269 | 8.6269 | 8.6269 | 8.6269 | 8.6269 | 8.6269 | 8.6269 | 8.6269 | 8.6269 | 8.6269 | 8.6269 | 8.6269 | 8.6269 | 8.6269 | 8.6269 | 8.6269 | 8.6269
F2_Industrial_Wood and Lumber Products_Existing_Process_Natural Gas_Gas Boiler - High Turndown_A_Technical Potential | F2 | Industrial | Wood and Lumber Products | Existing | Process | Natural Gas | Gas Boiler - High Turndown | A | Original Unit Summer Peak Savings (kW) | Technical Potential | 0 | 0 | 0 | 0 | 0 | 0 | 0 | 0 | 0 | 0 | 0 | 0 | 0 | 0 | 0 | 0 | 0 | 0 | 0 | 0 | 0 | 0 | 0 | 0 | 0 | 0 | 0 | 0 | 0 | 0 | 0
F3_Industrial_Wood and Lumber Products_Existing_Process_Natural Gas_Gas Boiler - High Turndown_A_Technical Potential | F3 | Industrial | Wood and Lumber Products | Existing | Process | Natural Gas | Gas Boiler - High Turndown | A | Original Unit Winter Peak Savings (kW) | Technical Potential | 0 | 0 | 0 | 0 | 0 | 0 | 0 | 0 | 0 | 0 | 0 | 0 | 0 | 0 | 0 | 0 | 0 | 0 | 0 | 0 | 0 | 0 | 0 | 0 | 0 | 0 | 0 | 0 | 0 | 0 | 0
F4_Industrial_Wood and Lumber Products_Existing_Process_Natural Gas_Gas Boiler - High Turndown_A_Technical Potential | F4 | Industrial | Wood and Lumber Products | Existing | Process | Natural Gas | Gas Boiler - High Turndown | A | Standalone Impact on Baseline Energy (%) | Technical Potential | 0% | 0% | 0% | 0% | 0% | 0.01701% | 0.03403% | 0.05124% | 0.06822% | 0.08517% | 0.1016% | 0.1141% | 0.1241% | 0.134% | 0.1397% | 0.1461% | 0.1501% | 0.1541% | 0.158% | 0.1599% | 0.1622% | 0.1628% | 0.1634% | 0.164% | 0.001645 | 0.0016498 | 0.0016543 | 0.0016583 | 0 | 0 | 0
F5_Industrial_Wood and Lumber Products_Existing_Process_Natural Gas_Gas Boiler - High Turndown_A_Technical Potential | F5 | Industrial | Wood and Lumber Products | Existing | Process | Natural Gas | Gas Boiler - High Turndown | A | Standalone Impact on Baseline Summer Peak (%) | Technical Potential | 0% | 0% | 0% | 0% | 0% | 0% | 0% | 0% | 0% | 0% | 0% | 0% | 0% | 0% | 0% | 0% | 0% | 0% | 0% | 0% | 0% | 0% | 0% | 0% | 0 | 0 | 0 | 0 | 0 | 0 | 0
F6_Industrial_Wood and Lumber Products_Existing_Process_Natural Gas_Gas Boiler - High Turndown_A_Technical Potential | F6 | Industrial | Wood and Lumber Products | Existing | Process | Natural Gas | Gas Boiler - High Turndown | A | Standalone Impact on Baseline Winter Peak (%) | Technical Potential | 0% | 0% | 0% | 0% | 0% | 0% | 0% | 0% | 0% | 0% | 0% | 0% | 0% | 0% | 0% | 0% | 0% | 0% | 0% | 0% | 0% | 0% | 0% | 0% | 0 | 0 | 0 | 0 | 0 | 0 | 0
F7_Industrial_Wood and Lumber Products_Existing_Process_Natural Gas_Gas Boiler - High Turndown_A_Technical Potential | F7 | Industrial | Wood and Lumber Products | Existing | Process | Natural Gas | Gas Boiler - High Turndown | A | Incremental Energy Savings (MWh or mTherms) | Technical Potential | 0 | 0 | 0 | 0 | 0 | 0.093078 | 0.093027 | 0.092479 | 0.092529 | 0.092605 | 0.082286 | 0.065649 | 0.052413 | 0.041264 | 0.033138 | 0.026257 | 0.021008 | 0.016722 | 0.013258 | 0.010619 | 0.0084603 | 5.7481e-05 | 2.0454e-05 | 6.9494e-06 | 2.2589e-06 | 1.9145e-06 | 1.9094e-06 | 1.9048e-06 | 1.9006e-06 | 1.8969e-06 | 1.8937e-06
F8_Industrial_Wood and Lumber Products_Existing_Process_Natural Gas_Gas Boiler - High Turndown_A_Technical Potential | F8 | Industrial | Wood and Lumber Products | Existing | Process | Natural Gas | Gas Boiler - High Turndown | A | Incremental Summer Peak Savings (MW) | Technical Potential | 0 | 0 | 0 | 0 | 0 | 0 | 0 | 0 | 0 | 0 | 0 | 0 | 0 | 0 | 0 | 0 | 0 | 0 | 0 | 0 | 0 | 0 | 0 | 0 | 0 | 0 | 0 | 0 | 0 | 0 | 0
F9_Industrial_Wood and Lumber Products_Existing_Process_Natural Gas_Gas Boiler - High Turndown_A_Technical Potential | F9 | Industrial | Wood and Lumber Products | Existing | Process | Natural Gas | Gas Boiler - High Turndown | A | Incremental Winter Peak Savings (MW) | Technical Potential | 0 | 0 | 0 | 0 | 0 | 0 | 0 | 0 | 0 | 0 | 0 | 0 | 0 | 0 | 0 | 0 | 0 | 0 | 0 | 0 | 0 | 0 | 0 | 0 | 0 | 0 | 0 | 0 | 0 | 0 | 0
F10_Industrial_Wood and Lumber Products_Existing_Process_Natural Gas_Gas Boiler - High Turndown_A_Technical Potential | F10 | Industrial | Wood and Lumber Products | Existing | Process | Natural Gas | Gas Boiler - High Turndown | A | Cumulative Energy Savings (MWh or mTherms) | Technical Potential | 0 | 0 | 0 | 0 | 0 | 0.093078 | 0.18611 | 0.27858 | 0.37111 | 0.46372 | 0.546 | 0.61165 | 0.66407 | 0.70533 | 0.73847 | 0.76473 | 0.78573 | 0.80246 | 0.81572 | 0.82633 | 0.83479 | 0.83485 | 0.83487 | 0.83488 | 0.83488 | 0.83488 | 0.83489 | 0.83489 | 0.83489 | 0.83489 | 0.83489
F11_Industrial_Wood and Lumber Products_Existing_Process_Natural Gas_Gas Boiler - High Turndown_A_Technical Potential | F11 | Industrial | Wood and Lumber Products | Existing | Process | Natural Gas | Gas Boiler - High Turndown | A | Cumulative Summer Peak Savings (MW) | Technical Potential | 0 | 0 | 0 | 0 | 0 | 0 | 0 | 0 | 0 | 0 | 0 | 0 | 0 | 0 | 0 | 0 | 0 | 0 | 0 | 0 | 0 | 0 | 0 | 0 | 0 | 0 | 0 | 0 | 0 | 0 | 0
F12_Industrial_Wood and Lumber Products_Existing_Process_Natural Gas_Gas Boiler - High Turndown_A_Technical Potential | F12 | Industrial | Wood and Lumber Products | Existing | Process | Natural Gas | Gas Boiler - High Turndown | A | Cumulative Winter Peak Savings (MW) | Technical Potential | 0 | 0 | 0 | 0 | 0 | 0 | 0 | 0 | 0 | 0 | 0 | 0 | 0 | 0 | 0 | 0 | 0 | 0 | 0 | 0 | 0 | 0 | 0 | 0 | 0 | 0 | 0 | 0 | 0 | 0 | 0
F13_Industrial_Wood and Lumber Products_Existing_Process_Natural Gas_Gas Boiler - High Turndown_A_Technical Potential | F13 | Industrial | Wood and Lumber Products | Existing | Process | Natural Gas | Gas Boiler - High Turndown | A | Purchases (Incremental) | Technical Potential | 0 | 0 | 0 | 0 | 0 | 10.7894 | 10.7834 | 10.7198 | 10.7256 | 10.7345 | 9.5384 | 7.6098 | 6.0755 | 4.7832 | 3.8412 | 3.0436 | 2.4352 | 1.9384 | 1.5369 | 1.231 | 0.98069 | 0.0066631 | 0.002371 | 0.00080555 | 0.00026185 | 0.00022192 | 0.00022133 | 0.0002208 | 0.00022032 | 0.00021989 | 0.00021951
F14_Industrial_Wood and Lumber Products_Existing_Process_Natural Gas_Gas Boiler - High Turndown_A_Technical Potential | F14 | Industrial | Wood and Lumber Products | Existing | Process | Natural Gas | Gas Boiler - High Turndown | A | Purchases (Cumulative) | Technical Potential | 0 | 0 | 0 | 0 | 0 | 10.7894 | 21.5728 | 32.2926 | 43.0182 | 53.7528 | 63.2911 | 70.901 | 76.9765 | 81.7597 | 85.6009 | 88.6445 | 91.0798 | 93.0182 | 94.555 | 95.786 | 96.7667 | 96.7733 | 96.7757 | 96.7765 | 96.7768 | 96.777 | 96.7772 | 96.7774 | 96.7777 | 96.7779 | 96.7781
F1_Industrial_Wood and Lumber Products_Existing_Space Heating_Natural Gas_Gas Boiler - Burner Control Optimization_A_Technical Potential | F1 | Industrial | Wood and Lumber Products | Existing | Space Heating | Natural Gas | Gas Boiler - Burner Control Optimization | A | Original Unit Energy Savings (kWh or therms) | Technical Potential | 0 | 0 | 0 | 0 | 0 | 0.34996 | 0.34759 | 0.34524 | 0.34287 | 0.34051 | 0.33821 | 0.33594 | 0.33369 | 0.33147 | 0.32911 | 0.32695 | 0.32482 | 0.32272 | 0.32065 | 0.31857 | 0.31657 | 0.31449 | 0.31248 | 0.31053 | 0.30856 | 0.30677 | 0.30514 | 0.30365 | 0.30229 | 0.30105 | 0.29992
F2_Industrial_Wood and Lumber Products_Existing_Space Heating_Natural Gas_Gas Boiler - Burner Control Optimization_A_Technical Potential | F2 | Industrial | Wood and Lumber Products | Existing | Space Heating | Natural Gas | Gas Boiler - Burner Control Optimization | A | Original Unit Summer Peak Savings (kW) | Technical Potential | 0 | 0 | 0 | 0 | 0 | 0 | 0 | 0 | 0 | 0 | 0 | 0 | 0 | 0 | 0 | 0 | 0 | 0 | 0 | 0 | 0 | 0 | 0 | 0 | 0 | 0 | 0 | 0 | 0 | 0 | 0
F3_Industrial_Wood and Lumber Products_Existing_Space Heating_Natural Gas_Gas Boiler - Burner Control Optimization_A_Technical Potential | F3 | Industrial | Wood and Lumber Products | Existing | Space Heating | Natural Gas | Gas Boiler - Burner Control Optimization | A | Original Unit Winter Peak Savings (kW) | Technical Potential | 0 | 0 | 0 | 0 | 0 | 0 | 0 | 0 | 0 | 0 | 0 | 0 | 0 | 0 | 0 | 0 | 0 | 0 | 0 | 0 | 0 | 0 | 0 | 0 | 0 | 0 | 0 | 0 | 0 | 0 | 0
F4_Industrial_Wood and Lumber Products_Existing_Space Heating_Natural Gas_Gas Boiler - Burner Control Optimization_A_Technical Potential | F4 | Industrial | Wood and Lumber Products | Existing | Space Heating | Natural Gas | Gas Boiler - Burner Control Optimization | A | Standalone Impact on Baseline Energy (%) | Technical Potential | 0% | 0% | 0% | 0% | 0% | 0.000389% | 0.0009988% | 0.002224% | 0.004355% | 0.00767% | 0.01242% | 0.01838% | 0.02533% | 0.0332% | 0.04055% | 0.04793% | 0.05405% | 0.05936% | 0.0638% | 0.06659% | 0.06885% | 0.07043% | 0.07148% | 0.07218% | 0.00072667 | 0.00072799 | 0.00072924 | 0.00073042 | 0 | 0 | 0
F5_Industrial_Wood and Lumber Products_Existing_Space Heating_Natural Gas_Gas Boiler - Burner Control Optimization_A_Technical Potential | F5 | Industrial | Wood and Lumber Products | Existing | Space Heating | Natural Gas | Gas Boiler - Burner Control Optimization | A | Standalone Impact on Baseline Summer Peak (%) | Technical Potential | 0% | 0% | 0% | 0% | 0% | 0% | 0% | 0% | 0% | 0% | 0% | 0% | 0% | 0% | 0% | 0% | 0% | 0% | 0% | 0% | 0% | 0% | 0% | 0% | 0 | 0 | 0 | 0 | 0 | 0 | 0
F6_Industrial_Wood and Lumber Products_Existing_Space Heating_Natural Gas_Gas Boiler - Burner Control Optimization_A_Technical Potential | F6 | Industrial | Wood and Lumber Products | Existing | Space Heating | Natural Gas | Gas Boiler - Burner Control Optimization | A | Standalone Impact on Baseline Winter Peak (%) | Technical Potential | 0% | 0% | 0% | 0% | 0% | 0% | 0% | 0% | 0% | 0% | 0% | 0% | 0% | 0% | 0% | 0% | 0% | 0% | 0% | 0% | 0% | 0% | 0% | 0% | 0 | 0 | 0 | 0 | 0 | 0 | 0
F7_Industrial_Wood and Lumber Products_Existing_Space Heating_Natural Gas_Gas Boiler - Burner Control Optimization_A_Technical Potential | F7 | Industrial | Wood and Lumber Products | Existing | Space Heating | Natural Gas | Gas Boiler - Burner Control Optimization | A | Incremental Energy Savings (MWh or mTherms) | Technical Potential | 0 | 0 | 0 | 0 | 0 | 0.00029592 | 0.00046175 | 0.00091183 | 0.0015856 | 0.0024515 | 0.0033657 | 0.0042432 | 0.0049073 | 0.0051662 | 0.0051491 | 0.0047288 | 0.0041112 | 0.0033469 | 0.0025634 | 0.0018788 | 0.0013015 | 0.00085859 | 0.0005409 | 0.00032608 | 0.0002187 | 0 | 0 | 0 | 0 | 0 | 0
F8_Industrial_Wood and Lumber Products_Existing_Space Heating_Natural Gas_Gas Boiler - Burner Control Optimization_A_Technical Potential | F8 | Industrial | Wood and Lumber Products | Existing | Space Heating | Natural Gas | Gas Boiler - Burner Control Optimization | A | Incremental Summer Peak Savings (MW) | Technical Potential | 0 | 0 | 0 | 0 | 0 | 0 | 0 | 0 | 0 | 0 | 0 | 0 | 0 | 0 | 0 | 0 | 0 | 0 | 0 | 0 | 0 | 0 | 0 | 0 | 0 | 0 | 0 | 0 | 0 | 0 | 0
F9_Industrial_Wood and Lumber Products_Existing_Space Heating_Natural Gas_Gas Boiler - Burner Control Optimization_A_Technical Potential | F9 | Industrial | Wood and Lumber Products | Existing | Space Heating | Natural Gas | Gas Boiler - Burner Control Optimization | A | Incremental Winter Peak Savings (MW) | Technical Potential | 0 | 0 | 0 | 0 | 0 | 0 | 0 | 0 | 0 | 0 | 0 | 0 | 0 | 0 | 0 | 0 | 0 | 0 | 0 | 0 | 0 | 0 | 0 | 0 | 0 | 0 | 0 | 0 | 0 | 0 | 0
F10_Industrial_Wood and Lumber Products_Existing_Space Heating_Natural Gas_Gas Boiler - Burner Control Optimization_A_Technical Potential | F10 | Industrial | Wood and Lumber Products | Existing | Space Heating | Natural Gas | Gas Boiler - Burner Control Optimization | A | Cumulative Energy Savings (MWh or mTherms) | Technical Potential | 0 | 0 | 0 | 0 | 0 | 0.00029592 | 0.00075566 | 0.0016624 | 0.0032366 | 0.0056658 | 0.0089933 | 0.013176 | 0.017995 | 0.023042 | 0.028027 | 0.032572 | 0.03647 | 0.039582 | 0.041891 | 0.043499 | 0.044527 | 0.045092 | 0.045345 | 0.045388 | 0.04532 | 0.045057 | 0.044817 | 0.044598 | 0.044399 | 0.044216 | 0.04405
F11_Industrial_Wood and Lumber Products_Existing_Space Heating_Natural Gas_Gas Boiler - Burner Control Optimization_A_Technical Potential | F11 | Industrial | Wood and Lumber Products | Existing | Space Heating | Natural Gas | Gas Boiler - Burner Control Optimization | A | Cumulative Summer Peak Savings (MW) | Technical Potential | 0 | 0 | 0 | 0 | 0 | 0 | 0 | 0 | 0 | 0 | 0 | 0 | 0 | 0 | 0 | 0 | 0 | 0 | 0 | 0 | 0 | 0 | 0 | 0 | 0 | 0 | 0 | 0 | 0 | 0 | 0
F12_Industrial_Wood and Lumber Products_Existing_Space Heating_Natural Gas_Gas Boiler - Burner Control Optimization_A_Technical Potential | F12 | Industrial | Wood and Lumber Products | Existing | Space Heating | Natural Gas | Gas Boiler - Burner Control Optimization | A | Cumulative Winter Peak Savings (MW) | Technical Potential | 0 | 0 | 0 | 0 | 0 | 0 | 0 | 0 | 0 | 0 | 0 | 0 | 0 | 0 | 0 | 0 | 0 | 0 | 0 | 0 | 0 | 0 | 0 | 0 | 0 | 0 | 0 | 0 | 0 | 0 | 0
F13_Industrial_Wood and Lumber Products_Existing_Space Heating_Natural Gas_Gas Boiler - Burner Control Optimization_A_Technical Potential | F13 | Industrial | Wood and Lumber Products | Existing | Space Heating | Natural Gas | Gas Boiler - Burner Control Optimization | A | Purchases (Incremental) | Technical Potential | 0 | 0 | 0 | 0 | 0 | 0.84556 | 1.3284 | 2.6412 | 4.6245 | 7.1997 | 9.9515 | 12.631 | 14.7062 | 15.586 | 15.6455 | 14.4632 | 12.657 | 10.3709 | 7.9943 | 5.8975 | 4.1112 | 2.7301 | 1.731 | 1.0501 | 0.70876 | 0 | 0 | 0 | 0 | 0 | 0
F14_Industrial_Wood and Lumber Products_Existing_Space Heating_Natural Gas_Gas Boiler - Burner Control Optimization_A_Technical Potential | F14 | Industrial | Wood and Lumber Products | Existing | Space Heating | Natural Gas | Gas Boiler - Burner Control Optimization | A | Purchases (Cumulative) | Technical Potential | 0 | 0 | 0 | 0 | 0 | 0.84556 | 2.174 | 4.8151 | 9.4397 | 16.6394 | 26.5909 | 39.2219 | 53.9281 | 69.5141 | 85.1596 | 99.6229 | 112.2798 | 122.6507 | 130.645 | 136.5426 | 140.6538 | 143.3839 | 145.1149 | 146.165 | 146.8738 | 146.8738 | 146.8738 | 146.8738 | 146.8738 | 146.8738 | 146.8738
F1_Industrial_Wood and Lumber Products_Existing_Process_Natural Gas_Gas Boiler - Burner Control Optimization_A_Technical Potential | F1 | Industrial | Wood and Lumber Products | Existing | Process | Natural Gas | Gas Boiler - Burner Control Optimization | A | Original Unit Energy Savings (kWh or therms) | Technical Potential | 0 | 0 | 0 | 0 | 0 | 2.5018 | 2.5018 | 2.5018 | 2.5018 | 2.5018 | 2.5018 | 2.5018 | 2.5018 | 2.5018 | 2.5018 | 2.5018 | 2.5018 | 2.5018 | 2.5018 | 2.5018 | 2.5018 | 2.5018 | 2.5018 | 2.5018 | 2.5018 | 2.5018 | 2.5018 | 2.5018 | 2.5018 | 2.5018 | 2.5018
F2_Industrial_Wood and Lumber Products_Existing_Process_Natural Gas_Gas Boiler - Burner Control Optimization_A_Technical Potential | F2 | Industrial | Wood and Lumber Products | Existing | Process | Natural Gas | Gas Boiler - Burner Control Optimization | A | Original Unit Summer Peak Savings (kW) | Technical Potential | 0 | 0 | 0 | 0 | 0 | 0 | 0 | 0 | 0 | 0 | 0 | 0 | 0 | 0 | 0 | 0 | 0 | 0 | 0 | 0 | 0 | 0 | 0 | 0 | 0 | 0 | 0 | 0 | 0 | 0 | 0
F3_Industrial_Wood and Lumber Products_Existing_Process_Natural Gas_Gas Boiler - Burner Control Optimization_A_Technical Potential | F3 | Industrial | Wood and Lumber Products | Existing | Process | Natural Gas | Gas Boiler - Burner Control Optimization | A | Original Unit Winter Peak Savings (kW) | Technical Potential | 0 | 0 | 0 | 0 | 0 | 0 | 0 | 0 | 0 | 0 | 0 | 0 | 0 | 0 | 0 | 0 | 0 | 0 | 0 | 0 | 0 | 0 | 0 | 0 | 0 | 0 | 0 | 0 | 0 | 0 | 0
F4_Industrial_Wood and Lumber Products_Existing_Process_Natural Gas_Gas Boiler - Burner Control Optimization_A_Technical Potential | F4 | Industrial | Wood and Lumber Products | Existing | Process | Natural Gas | Gas Boiler - Burner Control Optimization | A | Standalone Impact on Baseline Energy (%) | Technical Potential | 0% | 0% | 0% | 0% | 0% | 0.001331% | 0.003423% | 0.007626% | 0.01494% | 0.02632% | 0.0426% | 0.063% | 0.0868% | 0.1137% | 0.1388% | 0.1639% | 0.1847% | 0.2028% | 0.2179% | 0.2275% | 0.2353% | 0.2408% | 0.2446% | 0.2472% | 0.0024921 | 0.0024994 | 0.0025061 | 0.0025121 | 0 | 0 | 0
F5_Industrial_Wood and Lumber Products_Existing_Process_Natural Gas_Gas Boiler - Burner Control Optimization_A_Technical Potential | F5 | Industrial | Wood and Lumber Products | Existing | Process | Natural Gas | Gas Boiler - Burner Control Optimization | A | Standalone Impact on Baseline Summer Peak (%) | Technical Potential | 0% | 0% | 0% | 0% | 0% | 0% | 0% | 0% | 0% | 0% | 0% | 0% | 0% | 0% | 0% | 0% | 0% | 0% | 0% | 0% | 0% | 0% | 0% | 0% | 0 | 0 | 0 | 0 | 0 | 0 | 0
F6_Industrial_Wood and Lumber Products_Existing_Process_Natural Gas_Gas Boiler - Burner Control Optimization_A_Technical Potential | F6 | Industrial | Wood and Lumber Products | Existing | Process | Natural Gas | Gas Boiler - Burner Control Optimization | A | Standalone Impact on Baseline Winter Peak (%) | Technical Potential | 0% | 0% | 0% | 0% | 0% | 0% | 0% | 0% | 0% | 0% | 0% | 0% | 0% | 0% | 0% | 0% | 0% | 0% | 0% | 0% | 0% | 0% | 0% | 0% | 0 | 0 | 0 | 0 | 0 | 0 | 0
F7_Industrial_Wood and Lumber Products_Existing_Process_Natural Gas_Gas Boiler - Burner Control Optimization_A_Technical Potential | F7 | Industrial | Wood and Lumber Products | Existing | Process | Natural Gas | Gas Boiler - Burner Control Optimization | A | Incremental Energy Savings (MWh or mTherms) | Technical Potential | 0 | 0 | 0 | 0 | 0 | 0.0072814 | 0.011439 | 0.022744 | 0.039823 | 0.061999 | 0.085696 | 0.10877 | 0.12664 | 0.13422 | 0.13473 | 0.12455 | 0.10899 | 0.089307 | 0.068842 | 0.050785 | 0.035403 | 0.02351 | 0.014906 | 0.0090427 | 0.0061033 | 0 | 0 | 0 | 0 | 0 | 0
F8_Industrial_Wood and Lumber Products_Existing_Process_Natural Gas_Gas Boiler - Burner Control Optimization_A_Technical Potential | F8 | Industrial | Wood and Lumber Products | Existing | Process | Natural Gas | Gas Boiler - Burner Control Optimization | A | Incremental Summer Peak Savings (MW) | Technical Potential | 0 | 0 | 0 | 0 | 0 | 0 | 0 | 0 | 0 | 0 | 0 | 0 | 0 | 0 | 0 | 0 | 0 | 0 | 0 | 0 | 0 | 0 | 0 | 0 | 0 | 0 | 0 | 0 | 0 | 0 | 0
F9_Industrial_Wood and Lumber Products_Existing_Process_Natural Gas_Gas Boiler - Burner Control Optimization_A_Technical Potential | F9 | Industrial | Wood and Lumber Products | Existing | Process | Natural Gas | Gas Boiler - Burner Control Optimization | A | Incremental Winter Peak Savings (MW) | Technical Potential | 0 | 0 | 0 | 0 | 0 | 0 | 0 | 0 | 0 | 0 | 0 | 0 | 0 | 0 | 0 | 0 | 0 | 0 | 0 | 0 | 0 | 0 | 0 | 0 | 0 | 0 | 0 | 0 | 0 | 0 | 0
F10_Industrial_Wood and Lumber Products_Existing_Process_Natural Gas_Gas Boiler - Burner Control Optimization_A_Technical Potential | F10 | Industrial | Wood and Lumber Products | Existing | Process | Natural Gas | Gas Boiler - Burner Control Optimization | A | Cumulative Energy Savings (MWh or mTherms) | Technical Potential | 0 | 0 | 0 | 0 | 0 | 0.0072814 | 0.018721 | 0.041465 | 0.081288 | 0.14329 | 0.22898 | 0.33775 | 0.46439 | 0.59861 | 0.73334 | 0.85788 | 0.96688 | 1.0562 | 1.125 | 1.1758 | 1.2112 | 1.2347 | 1.2496 | 1.2587 | 1.2648 | 1.2648 | 1.2648 | 1.2648 | 1.2648 | 1.2648 | 1.2648
F11_Industrial_Wood and Lumber Products_Existing_Process_Natural Gas_Gas Boiler - Burner Control Optimization_A_Technical Potential | F11 | Industrial | Wood and Lumber Products | Existing | Process | Natural Gas | Gas Boiler - Burner Control Optimization | A | Cumulative Summer Peak Savings (MW) | Technical Potential | 0 | 0 | 0 | 0 | 0 | 0 | 0 | 0 | 0 | 0 | 0 | 0 | 0 | 0 | 0 | 0 | 0 | 0 | 0 | 0 | 0 | 0 | 0 | 0 | 0 | 0 | 0 | 0 | 0 | 0 | 0
F12_Industrial_Wood and Lumber Products_Existing_Process_Natural Gas_Gas Boiler - Burner Control Optimization_A_Technical Potential | F12 | Industrial | Wood and Lumber Products | Existing | Process | Natural Gas | Gas Boiler - Burner Control Optimization | A | Cumulative Winter Peak Savings (MW) | Technical Potential | 0 | 0 | 0 | 0 | 0 | 0 | 0 | 0 | 0 | 0 | 0 | 0 | 0 | 0 | 0 | 0 | 0 | 0 | 0 | 0 | 0 | 0 | 0 | 0 | 0 | 0 | 0 | 0 | 0 | 0 | 0
F13_Industrial_Wood and Lumber Products_Existing_Process_Natural Gas_Gas Boiler - Burner Control Optimization_A_Technical Potential | F13 | Industrial | Wood and Lumber Products | Existing | Process | Natural Gas | Gas Boiler - Burner Control Optimization | A | Purchases (Incremental) | Technical Potential | 0 | 0 | 0 | 0 | 0 | 2.9105 | 4.5725 | 9.091 | 15.9179 | 24.7817 | 34.2538 | 43.4766 | 50.6197 | 53.6478 | 53.8527 | 49.7832 | 43.5659 | 35.6972 | 27.5169 | 20.2996 | 14.151 | 9.3973 | 5.9583 | 3.6145 | 2.4396 | 0 | 0 | 0 | 0 | 0 | 0
F14_Industrial_Wood and Lumber Products_Existing_Process_Natural Gas_Gas Boiler - Burner Control Optimization_A_Technical Potential | F14 | Industrial | Wood and Lumber Products | Existing | Process | Natural Gas | Gas Boiler - Burner Control Optimization | A | Purchases (Cumulative) | Technical Potential | 0 | 0 | 0 | 0 | 0 | 2.9105 | 7.483 | 16.574 | 32.4919 | 57.2736 | 91.5273 | 135.0039 | 185.6236 | 239.2714 | 293.1241 | 342.9073 | 386.4732 | 422.1704 | 449.6873 | 469.9869 | 484.1379 | 493.5351 | 499.4934 | 503.1079 | 505.5475 | 505.5475 | 505.5475 | 505.5475 | 505.5475 | 505.5475 | 505.5475
F1_Industrial_Wood and Lumber Products_Existing_Space Heating_Natural Gas_HVAC - Demand Controlled Ventilation_A_Technical Potential | F1 | Industrial | Wood and Lumber Products | Existing | Space Heating | Natural Gas | HVAC - Demand Controlled Ventilation | A | Original Unit Energy Savings (kWh or therms) | Technical Potential | 0 | 0 | 0 | 0 | 0 | 0.045714 | 0.045302 | 0.044777 | 0.044244 | 0.043709 | 0.043186 | 0.042667 | 0.042179 | 0.041719 | 0.041255 | 0.04085 | 0.040467 | 0.040108 | 0.03977 | 0.039428 | 0.039096 | 0.038767 | 0.038427 | 0.038101 | 0.037787 | 0.037493 | 0.037218 | 0.03696 | 0.036718 | 0.036492 | 0.03628
F2_Industrial_Wood and Lumber Products_Existing_Space Heating_Natural Gas_HVAC - Demand Controlled Ventilation_A_Technical Potential | F2 | Industrial | Wood and Lumber Products | Existing | Space Heating | Natural Gas | HVAC - Demand Controlled Ventilation | A | Original Unit Summer Peak Savings (kW) | Technical Potential | 0 | 0 | 0 | 0 | 0 | 0 | 0 | 0 | 0 | 0 | 0 | 0 | 0 | 0 | 0 | 0 | 0 | 0 | 0 | 0 | 0 | 0 | 0 | 0 | 0 | 0 | 0 | 0 | 0 | 0 | 0
F3_Industrial_Wood and Lumber Products_Existing_Space Heating_Natural Gas_HVAC - Demand Controlled Ventilation_A_Technical Potential | F3 | Industrial | Wood and Lumber Products | Existing | Space Heating | Natural Gas | HVAC - Demand Controlled Ventilation | A | Original Unit Winter Peak Savings (kW) | Technical Potential | 0 | 0 | 0 | 0 | 0 | 0 | 0 | 0 | 0 | 0 | 0 | 0 | 0 | 0 | 0 | 0 | 0 | 0 | 0 | 0 | 0 | 0 | 0 | 0 | 0 | 0 | 0 | 0 | 0 | 0 | 0
F4_Industrial_Wood and Lumber Products_Existing_Space Heating_Natural Gas_HVAC - Demand Controlled Ventilation_A_Technical Potential | F4 | Industrial | Wood and Lumber Products | Existing | Space Heating | Natural Gas | HVAC - Demand Controlled Ventilation | A | Standalone Impact on Baseline Energy (%) | Technical Potential | 0% | 0% | 0% | 0% | 0% | 0.03019% | 0.06014% | 0.09006% | 0.1193% | 0.1481% | 0.1787% | 0.2076% | 0.2363% | 0.2682% | 0.2953% | 0.3263% | 0.3544% | 0.3842% | 0.4156% | 0.4427% | 0.4721% | 0.5013% | 0.5299% | 0.5584% | 0.0058657 | 0.0058647 | 0.0058629 | 0.0058602 | 0 | 0 | 0
F5_Industrial_Wood and Lumber Products_Existing_Space Heating_Natural Gas_HVAC - Demand Controlled Ventilation_A_Technical Potential | F5 | Industrial | Wood and Lumber Products | Existing | Space Heating | Natural Gas | HVAC - Demand Controlled Ventilation | A | Standalone Impact on Baseline Summer Peak (%) | Technical Potential | 0% | 0% | 0% | 0% | 0% | 0% | 0% | 0% | 0% | 0% | 0% | 0% | 0% | 0% | 0% | 0% | 0% | 0% | 0% | 0% | 0% | 0% | 0% | 0% | 0 | 0 | 0 | 0 | 0 | 0 | 0
F6_Industrial_Wood and Lumber Products_Existing_Space Heating_Natural Gas_HVAC - Demand Controlled Ventilation_A_Technical Potential | F6 | Industrial | Wood and Lumber Products | Existing | Space Heating | Natural Gas | HVAC - Demand Controlled Ventilation | A | Standalone Impact on Baseline Winter Peak (%) | Technical Potential | 0% | 0% | 0% | 0% | 0% | 0% | 0% | 0% | 0% | 0% | 0% | 0% | 0% | 0% | 0% | 0% | 0% | 0% | 0% | 0% | 0% | 0% | 0% | 0% | 0 | 0 | 0 | 0 | 0 | 0 | 0
F7_Industrial_Wood and Lumber Products_Existing_Space Heating_Natural Gas_HVAC - Demand Controlled Ventilation_A_Technical Potential | F7 | Industrial | Wood and Lumber Products | Existing | Space Heating | Natural Gas | HVAC - Demand Controlled Ventilation | A | Incremental Energy Savings (MWh or mTherms) | Technical Potential | 0 | 0 | 0 | 0 | 0 | 0.022966 | 0.022746 | 0.02235 | 0.022096 | 0.021847 | 0.021311 | 0.020998 | 0.020715 | 0.020164 | 0.020016 | 0.01963 | 0.019449 | 0.019179 | 0.018848 | 0.018708 | 0.018474 | 0.018247 | 0.018021 | 0.017808 | 0.017605 | 0 | 0 | 0 | 0 | 0 | 0
F8_Industrial_Wood and Lumber Products_Existing_Space Heating_Natural Gas_HVAC - Demand Controlled Ventilation_A_Technical Potential | F8 | Industrial | Wood and Lumber Products | Existing | Space Heating | Natural Gas | HVAC - Demand Controlled Ventilation | A | Incremental Summer Peak Savings (MW) | Technical Potential | 0 | 0 | 0 | 0 | 0 | 0 | 0 | 0 | 0 | 0 | 0 | 0 | 0 | 0 | 0 | 0 | 0 | 0 | 0 | 0 | 0 | 0 | 0 | 0 | 0 | 0 | 0 | 0 | 0 | 0 | 0
F9_Industrial_Wood and Lumber Products_Existing_Space Heating_Natural Gas_HVAC - Demand Controlled Ventilation_A_Technical Potential | F9 | Industrial | Wood and Lumber Products | Existing | Space Heating | Natural Gas | HVAC - Demand Controlled Ventilation | A | Incremental Winter Peak Savings (MW) | Technical Potential | 0 | 0 | 0 | 0 | 0 | 0 | 0 | 0 | 0 | 0 | 0 | 0 | 0 | 0 | 0 | 0 | 0 | 0 | 0 | 0 | 0 | 0 | 0 | 0 | 0 | 0 | 0 | 0 | 0 | 0 | 0
F10_Industrial_Wood and Lumber Products_Existing_Space Heating_Natural Gas_HVAC - Demand Controlled Ventilation_A_Technical Potential | F10 | Industrial | Wood and Lumber Products | Existing | Space Heating | Natural Gas | HVAC - Demand Controlled Ventilation | A | Cumulative Energy Savings (MWh or mTherms) | Technical Potential | 0 | 0 | 0 | 0 | 0 | 0.022966 | 0.045504 | 0.067327 | 0.088621 | 0.1094 | 0.1294 | 0.14884 | 0.16785 | 0.18619 | 0.20413 | 0.22176 | 0.23913 | 0.25618 | 0.27287 | 0.28923 | 0.30528 | 0.32095 | 0.33616 | 0.35112 | 0.36583 | 0.36298 | 0.36032 | 0.35782 | 0.35548 | 0.35329 | 0.35123
F11_Industrial_Wood and Lumber Products_Existing_Space Heating_Natural Gas_HVAC - Demand Controlled Ventilation_A_Technical Potential | F11 | Industrial | Wood and Lumber Products | Existing | Space Heating | Natural Gas | HVAC - Demand Controlled Ventilation | A | Cumulative Summer Peak Savings (MW) | Technical Potential | 0 | 0 | 0 | 0 | 0 | 0 | 0 | 0 | 0 | 0 | 0 | 0 | 0 | 0 | 0 | 0 | 0 | 0 | 0 | 0 | 0 | 0 | 0 | 0 | 0 | 0 | 0 | 0 | 0 | 0 | 0
F12_Industrial_Wood and Lumber Products_Existing_Space Heating_Natural Gas_HVAC - Demand Controlled Ventilation_A_Technical Potential | F12 | Industrial | Wood and Lumber Products | Existing | Space Heating | Natural Gas | HVAC - Demand Controlled Ventilation | A | Cumulative Winter Peak Savings (MW) | Technical Potential | 0 | 0 | 0 | 0 | 0 | 0 | 0 | 0 | 0 | 0 | 0 | 0 | 0 | 0 | 0 | 0 | 0 | 0 | 0 | 0 | 0 | 0 | 0 | 0 | 0 | 0 | 0 | 0 | 0 | 0 | 0
F13_Industrial_Wood and Lumber Products_Existing_Space Heating_Natural Gas_HVAC - Demand Controlled Ventilation_A_Technical Potential | F13 | Industrial | Wood and Lumber Products | Existing | Space Heating | Natural Gas | HVAC - Demand Controlled Ventilation | A | Purchases (Incremental) | Technical Potential | 0 | 0 | 0 | 0 | 0 | 502.3748 | 502.0991 | 499.138 | 499.4078 | 499.8208 | 493.4736 | 492.1251 | 491.1259 | 483.327 | 485.1723 | 480.5456 | 480.6079 | 478.189 | 473.9236 | 474.485 | 472.5229 | 470.6851 | 468.9701 | 467.3763 | 465.9025 | 0 | 0 | 0 | 0 | 0 | 0
F14_Industrial_Wood and Lumber Products_Existing_Space Heating_Natural Gas_HVAC - Demand Controlled Ventilation_A_Technical Potential | F14 | Industrial | Wood and Lumber Products | Existing | Space Heating | Natural Gas | HVAC - Demand Controlled Ventilation | A | Purchases (Cumulative) | Technical Potential | 0 | 0 | 0 | 0 | 0 | 502.3748 | 1004.4738 | 1503.6118 | 2003.0197 | 2502.8405 | 2996.3141 | 3488.4391 | 3979.565 | 4462.892 | 4948.0643 | 5428.6098 | 5909.2178 | 6387.4068 | 6861.3303 | 7335.8153 | 7808.3382 | 8279.0233 | 8747.9933 | 9215.3697 | 9681.2722 | 9681.2722 | 9681.2722 | 9681.2722 | 9681.2722 | 9681.2722 | 9681.2722
F1_Industrial_Wood and Lumber Products_Existing_Space Heating_Natural Gas_Gas Boiler - Stack Economizer_A_Technical Potential | F1 | Industrial | Wood and Lumber Products | Existing | Space Heating | Natural Gas | Gas Boiler - Stack Economizer | A | Original Unit Energy Savings (kWh or therms) | Technical Potential | 0 | 0 | 0 | 0 | 0 | 0.88094 | 0.87497 | 0.86904 | 0.86308 | 0.85713 | 0.85136 | 0.84563 | 0.83997 | 0.83438 | 0.82846 | 0.82302 | 0.81764 | 0.81236 | 0.80715 | 0.80193 | 0.79689 | 0.79164 | 0.78658 | 0.78167 | 0.77673 | 0.77223 | 0.76811 | 0.76436 | 0.76094 | 0.75781 | 0.75496
F2_Industrial_Wood and Lumber Products_Existing_Space Heating_Natural Gas_Gas Boiler - Stack Economizer_A_Technical Potential | F2 | Industrial | Wood and Lumber Products | Existing | Space Heating | Natural Gas | Gas Boiler - Stack Economizer | A | Original Unit Summer Peak Savings (kW) | Technical Potential | 0 | 0 | 0 | 0 | 0 | 0 | 0 | 0 | 0 | 0 | 0 | 0 | 0 | 0 | 0 | 0 | 0 | 0 | 0 | 0 | 0 | 0 | 0 | 0 | 0 | 0 | 0 | 0 | 0 | 0 | 0
F3_Industrial_Wood and Lumber Products_Existing_Space Heating_Natural Gas_Gas Boiler - Stack Economizer_A_Technical Potential | F3 | Industrial | Wood and Lumber Products | Existing | Space Heating | Natural Gas | Gas Boiler - Stack Economizer | A | Original Unit Winter Peak Savings (kW) | Technical Potential | 0 | 0 | 0 | 0 | 0 | 0 | 0 | 0 | 0 | 0 | 0 | 0 | 0 | 0 | 0 | 0 | 0 | 0 | 0 | 0 | 0 | 0 | 0 | 0 | 0 | 0 | 0 | 0 | 0 | 0 | 0
F4_Industrial_Wood and Lumber Products_Existing_Space Heating_Natural Gas_Gas Boiler - Stack Economizer_A_Technical Potential | F4 | Industrial | Wood and Lumber Products | Existing | Space Heating | Natural Gas | Gas Boiler - Stack Economizer | A | Standalone Impact on Baseline Energy (%) | Technical Potential | 0% | 0% | 0% | 0% | 0% | 0.00968% | 0.01933% | 0.02908% | 0.03871% | 0.04832% | 0.05764% | 0.06478% | 0.07051% | 0.07614% | 0.07948% | 0.08316% | 0.0855% | 0.0878% | 0.09005% | 0.0911% | 0.09238% | 0.09271% | 0.09297% | 0.0932% | 0.00093377 | 0.00093547 | 0.00093708 | 0.00093859 | 0 | 0 | 0
F5_Industrial_Wood and Lumber Products_Existing_Space Heating_Natural Gas_Gas Boiler - Stack Economizer_A_Technical Potential | F5 | Industrial | Wood and Lumber Products | Existing | Space Heating | Natural Gas | Gas Boiler - Stack Economizer | A | Standalone Impact on Baseline Summer Peak (%) | Technical Potential | 0% | 0% | 0% | 0% | 0% | 0% | 0% | 0% | 0% | 0% | 0% | 0% | 0% | 0% | 0% | 0% | 0% | 0% | 0% | 0% | 0% | 0% | 0% | 0% | 0 | 0 | 0 | 0 | 0 | 0 | 0
F6_Industrial_Wood and Lumber Products_Existing_Space Heating_Natural Gas_Gas Boiler - Stack Economizer_A_Technical Potential | F6 | Industrial | Wood and Lumber Products | Existing | Space Heating | Natural Gas | Gas Boiler - Stack Economizer | A | Standalone Impact on Baseline Winter Peak (%) | Technical Potential | 0% | 0% | 0% | 0% | 0% | 0% | 0% | 0% | 0% | 0% | 0% | 0% | 0% | 0% | 0% | 0% | 0% | 0% | 0% | 0% | 0% | 0% | 0% | 0% | 0 | 0 | 0 | 0 | 0 | 0 | 0
F7_Industrial_Wood and Lumber Products_Existing_Space Heating_Natural Gas_Gas Boiler - Stack Economizer_A_Technical Potential | F7 | Industrial | Wood and Lumber Products | Existing | Space Heating | Natural Gas | Gas Boiler - Stack Economizer | A | Incremental Energy Savings (MWh or mTherms) | Technical Potential | 0 | 0 | 0 | 0 | 0 | 0.0073637 | 0.0073098 | 0.0072174 | 0.0071717 | 0.0071282 | 0.0062912 | 0.0049855 | 0.0039537 | 0.003092 | 0.0024654 | 0.0019407 | 0.0015426 | 0.0012199 | 0.00096104 | 0.00076477 | 0.00060545 | 4.0865e-06 | 1.4448e-06 | 4.8783e-07 | 1.5757e-07 | 1.3277e-07 | 1.3171e-07 | 1.3075e-07 | 1.2988e-07 | 1.291e-07 | 1.2839e-07
F8_Industrial_Wood and Lumber Products_Existing_Space Heating_Natural Gas_Gas Boiler - Stack Economizer_A_Technical Potential | F8 | Industrial | Wood and Lumber Products | Existing | Space Heating | Natural Gas | Gas Boiler - Stack Economizer | A | Incremental Summer Peak Savings (MW) | Technical Potential | 0 | 0 | 0 | 0 | 0 | 0 | 0 | 0 | 0 | 0 | 0 | 0 | 0 | 0 | 0 | 0 | 0 | 0 | 0 | 0 | 0 | 0 | 0 | 0 | 0 | 0 | 0 | 0 | 0 | 0 | 0
F9_Industrial_Wood and Lumber Products_Existing_Space Heating_Natural Gas_Gas Boiler - Stack Economizer_A_Technical Potential | F9 | Industrial | Wood and Lumber Products | Existing | Space Heating | Natural Gas | Gas Boiler - Stack Economizer | A | Incremental Winter Peak Savings (MW) | Technical Potential | 0 | 0 | 0 | 0 | 0 | 0 | 0 | 0 | 0 | 0 | 0 | 0 | 0 | 0 | 0 | 0 | 0 | 0 | 0 | 0 | 0 | 0 | 0 | 0 | 0 | 0 | 0 | 0 | 0 | 0 | 0
F10_Industrial_Wood and Lumber Products_Existing_Space Heating_Natural Gas_Gas Boiler - Stack Economizer_A_Technical Potential | F10 | Industrial | Wood and Lumber Products | Existing | Space Heating | Natural Gas | Gas Boiler - Stack Economizer | A | Cumulative Energy Savings (MWh or mTherms) | Technical Potential | 0 | 0 | 0 | 0 | 0 | 0.0073637 | 0.014624 | 0.021742 | 0.028764 | 0.035694 | 0.041745 | 0.04645 | 0.050093 | 0.052851 | 0.054941 | 0.056521 | 0.057695 | 0.058542 | 0.059128 | 0.05951 | 0.059741 | 0.059352 | 0.058974 | 0.058606 | 0.058236 | 0.057899 | 0.05759 | 0.057309 | 0.057053 | 0.056818 | 0.056605
F11_Industrial_Wood and Lumber Products_Existing_Space Heating_Natural Gas_Gas Boiler - Stack Economizer_A_Technical Potential | F11 | Industrial | Wood and Lumber Products | Existing | Space Heating | Natural Gas | Gas Boiler - Stack Economizer | A | Cumulative Summer Peak Savings (MW) | Technical Potential | 0 | 0 | 0 | 0 | 0 | 0 | 0 | 0 | 0 | 0 | 0 | 0 | 0 | 0 | 0 | 0 | 0 | 0 | 0 | 0 | 0 | 0 | 0 | 0 | 0 | 0 | 0 | 0 | 0 | 0 | 0
F12_Industrial_Wood and Lumber Products_Existing_Space Heating_Natural Gas_Gas Boiler - Stack Economizer_A_Technical Potential | F12 | Industrial | Wood and Lumber Products | Existing | Space Heating | Natural Gas | Gas Boiler - Stack Economizer | A | Cumulative Winter Peak Savings (MW) | Technical Potential | 0 | 0 | 0 | 0 | 0 | 0 | 0 | 0 | 0 | 0 | 0 | 0 | 0 | 0 | 0 | 0 | 0 | 0 | 0 | 0 | 0 | 0 | 0 | 0 | 0 | 0 | 0 | 0 | 0 | 0 | 0
F13_Industrial_Wood and Lumber Products_Existing_Space Heating_Natural Gas_Gas Boiler - Stack Economizer_A_Technical Potential | F13 | Industrial | Wood and Lumber Products | Existing | Space Heating | Natural Gas | Gas Boiler - Stack Economizer | A | Purchases (Incremental) | Technical Potential | 0 | 0 | 0 | 0 | 0 | 8.3588 | 8.3543 | 8.305 | 8.3095 | 8.3164 | 7.3897 | 5.8956 | 4.7069 | 3.7057 | 2.9759 | 2.358 | 1.8867 | 1.5017 | 1.1907 | 0.95366 | 0.75977 | 0.0051621 | 0.0018369 | 0.00062408 | 0.00020286 | 0.00017193 | 0.00017147 | 0.00017106 | 0.00017069 | 0.00017035 | 0.00017006
F14_Industrial_Wood and Lumber Products_Existing_Space Heating_Natural Gas_Gas Boiler - Stack Economizer_A_Technical Potential | F14 | Industrial | Wood and Lumber Products | Existing | Space Heating | Natural Gas | Gas Boiler - Stack Economizer | A | Purchases (Cumulative) | Technical Potential | 0 | 0 | 0 | 0 | 0 | 8.3588 | 16.7131 | 25.0181 | 33.3276 | 41.6439 | 49.0336 | 54.9292 | 59.6361 | 63.3418 | 66.3177 | 68.6757 | 70.5623 | 72.0641 | 73.2547 | 74.2084 | 74.9682 | 74.9733 | 74.9752 | 74.9758 | 74.976 | 74.9762 | 74.9763 | 74.9765 | 74.9767 | 74.9768 | 74.977
F1_Industrial_Wood and Lumber Products_Existing_Process_Natural Gas_Gas Boiler - Stack Economizer_A_Technical Potential | F1 | Industrial | Wood and Lumber Products | Existing | Process | Natural Gas | Gas Boiler - Stack Economizer | A | Original Unit Energy Savings (kWh or therms) | Technical Potential | 0 | 0 | 0 | 0 | 0 | 8.2818 | 8.2818 | 8.2818 | 8.2818 | 8.2818 | 8.2818 | 8.2818 | 8.2818 | 8.2818 | 8.2818 | 8.2818 | 8.2818 | 8.2818 | 8.2818 | 8.2818 | 8.2818 | 8.2818 | 8.2818 | 8.2818 | 8.2818 | 8.2818 | 8.2818 | 8.2818 | 8.2818 | 8.2818 | 8.2818
F2_Industrial_Wood and Lumber Products_Existing_Process_Natural Gas_Gas Boiler - Stack Economizer_A_Technical Potential | F2 | Industrial | Wood and Lumber Products | Existing | Process | Natural Gas | Gas Boiler - Stack Economizer | A | Original Unit Summer Peak Savings (kW) | Technical Potential | 0 | 0 | 0 | 0 | 0 | 0 | 0 | 0 | 0 | 0 | 0 | 0 | 0 | 0 | 0 | 0 | 0 | 0 | 0 | 0 | 0 | 0 | 0 | 0 | 0 | 0 | 0 | 0 | 0 | 0 | 0
F3_Industrial_Wood and Lumber Products_Existing_Process_Natural Gas_Gas Boiler - Stack Economizer_A_Technical Potential | F3 | Industrial | Wood and Lumber Products | Existing | Process | Natural Gas | Gas Boiler - Stack Economizer | A | Original Unit Winter Peak Savings (kW) | Technical Potential | 0 | 0 | 0 | 0 | 0 | 0 | 0 | 0 | 0 | 0 | 0 | 0 | 0 | 0 | 0 | 0 | 0 | 0 | 0 | 0 | 0 | 0 | 0 | 0 | 0 | 0 | 0 | 0 | 0 | 0 | 0
F4_Industrial_Wood and Lumber Products_Existing_Process_Natural Gas_Gas Boiler - Stack Economizer_A_Technical Potential | F4 | Industrial | Wood and Lumber Products | Existing | Process | Natural Gas | Gas Boiler - Stack Economizer | A | Standalone Impact on Baseline Energy (%) | Technical Potential | 0% | 0% | 0% | 0% | 0% | 0.04354% | 0.08711% | 0.1312% | 0.1746% | 0.218% | 0.26% | 0.2921% | 0.3178% | 0.343% | 0.3577% | 0.374% | 0.3842% | 0.3944% | 0.4045% | 0.4093% | 0.4152% | 0.4168% | 0.4184% | 0.4198% | 0.0042113 | 0.0042236 | 0.0042349 | 0.0042452 | 0 | 0 | 0
F5_Industrial_Wood and Lumber Products_Existing_Process_Natural Gas_Gas Boiler - Stack Economizer_A_Technical Potential | F5 | Industrial | Wood and Lumber Products | Existing | Process | Natural Gas | Gas Boiler - Stack Economizer | A | Standalone Impact on Baseline Summer Peak (%) | Technical Potential | 0% | 0% | 0% | 0% | 0% | 0% | 0% | 0% | 0% | 0% | 0% | 0% | 0% | 0% | 0% | 0% | 0% | 0% | 0% | 0% | 0% | 0% | 0% | 0% | 0 | 0 | 0 | 0 | 0 | 0 | 0
F6_Industrial_Wood and Lumber Products_Existing_Process_Natural Gas_Gas Boiler - Stack Economizer_A_Technical Potential | F6 | Industrial | Wood and Lumber Products | Existing | Process | Natural Gas | Gas Boiler - Stack Economizer | A | Standalone Impact on Baseline Winter Peak (%) | Technical Potential | 0% | 0% | 0% | 0% | 0% | 0% | 0% | 0% | 0% | 0% | 0% | 0% | 0% | 0% | 0% | 0% | 0% | 0% | 0% | 0% | 0% | 0% | 0% | 0% | 0 | 0 | 0 | 0 | 0 | 0 | 0
F7_Industrial_Wood and Lumber Products_Existing_Process_Natural Gas_Gas Boiler - Stack Economizer_A_Technical Potential | F7 | Industrial | Wood and Lumber Products | Existing | Process | Natural Gas | Gas Boiler - Stack Economizer | A | Incremental Energy Savings (MWh or mTherms) | Technical Potential | 0 | 0 | 0 | 0 | 0 | 0.23828 | 0.23815 | 0.23675 | 0.23687 | 0.23707 | 0.21065 | 0.16806 | 0.13418 | 0.10564 | 0.084832 | 0.067218 | 0.053782 | 0.042809 | 0.033942 | 0.027185 | 0.021658 | 0.00014715 | 5.2363e-05 | 1.779e-05 | 5.7829e-06 | 4.9012e-06 | 4.8881e-06 | 4.8763e-06 | 4.8656e-06 | 4.8562e-06 | 4.8479e-06
F8_Industrial_Wood and Lumber Products_Existing_Process_Natural Gas_Gas Boiler - Stack Economizer_A_Technical Potential | F8 | Industrial | Wood and Lumber Products | Existing | Process | Natural Gas | Gas Boiler - Stack Economizer | A | Incremental Summer Peak Savings (MW) | Technical Potential | 0 | 0 | 0 | 0 | 0 | 0 | 0 | 0 | 0 | 0 | 0 | 0 | 0 | 0 | 0 | 0 | 0 | 0 | 0 | 0 | 0 | 0 | 0 | 0 | 0 | 0 | 0 | 0 | 0 | 0 | 0
F9_Industrial_Wood and Lumber Products_Existing_Process_Natural Gas_Gas Boiler - Stack Economizer_A_Technical Potential | F9 | Industrial | Wood and Lumber Products | Existing | Process | Natural Gas | Gas Boiler - Stack Economizer | A | Incremental Winter Peak Savings (MW) | Technical Potential | 0 | 0 | 0 | 0 | 0 | 0 | 0 | 0 | 0 | 0 | 0 | 0 | 0 | 0 | 0 | 0 | 0 | 0 | 0 | 0 | 0 | 0 | 0 | 0 | 0 | 0 | 0 | 0 | 0 | 0 | 0
F10_Industrial_Wood and Lumber Products_Existing_Process_Natural Gas_Gas Boiler - Stack Economizer_A_Technical Potential | F10 | Industrial | Wood and Lumber Products | Existing | Process | Natural Gas | Gas Boiler - Stack Economizer | A | Cumulative Energy Savings (MWh or mTherms) | Technical Potential | 0 | 0 | 0 | 0 | 0 | 0.23828 | 0.47643 | 0.71318 | 0.95005 | 1.1871 | 1.3978 | 1.5658 | 1.7 | 1.8056 | 1.8905 | 1.9577 | 2.0115 | 2.0543 | 2.0882 | 2.1154 | 2.1371 | 2.1372 | 2.1373 | 2.1373 | 2.1373 | 2.1373 | 2.1373 | 2.1373 | 2.1373 | 2.1373 | 2.1373
F11_Industrial_Wood and Lumber Products_Existing_Process_Natural Gas_Gas Boiler - Stack Economizer_A_Technical Potential | F11 | Industrial | Wood and Lumber Products | Existing | Process | Natural Gas | Gas Boiler - Stack Economizer | A | Cumulative Summer Peak Savings (MW) | Technical Potential | 0 | 0 | 0 | 0 | 0 | 0 | 0 | 0 | 0 | 0 | 0 | 0 | 0 | 0 | 0 | 0 | 0 | 0 | 0 | 0 | 0 | 0 | 0 | 0 | 0 | 0 | 0 | 0 | 0 | 0 | 0
F12_Industrial_Wood and Lumber Products_Existing_Process_Natural Gas_Gas Boiler - Stack Economizer_A_Technical Potential | F12 | Industrial | Wood and Lumber Products | Existing | Process | Natural Gas | Gas Boiler - Stack Economizer | A | Cumulative Winter Peak Savings (MW) | Technical Potential | 0 | 0 | 0 | 0 | 0 | 0 | 0 | 0 | 0 | 0 | 0 | 0 | 0 | 0 | 0 | 0 | 0 | 0 | 0 | 0 | 0 | 0 | 0 | 0 | 0 | 0 | 0 | 0 | 0 | 0 | 0
F13_Industrial_Wood and Lumber Products_Existing_Process_Natural Gas_Gas Boiler - Stack Economizer_A_Technical Potential | F13 | Industrial | Wood and Lumber Products | Existing | Process | Natural Gas | Gas Boiler - Stack Economizer | A | Purchases (Incremental) | Technical Potential | 0 | 0 | 0 | 0 | 0 | 28.7716 | 28.7558 | 28.5862 | 28.6017 | 28.6253 | 25.4356 | 20.2929 | 16.2014 | 12.7553 | 10.2432 | 8.1164 | 6.494 | 5.169 | 4.0983 | 3.2825 | 2.6152 | 0.017768 | 0.0063226 | 0.0021481 | 0.00069827 | 0.0005918 | 0.00059022 | 0.00058879 | 0.00058751 | 0.00058637 | 0.00058537
F14_Industrial_Wood and Lumber Products_Existing_Process_Natural Gas_Gas Boiler - Stack Economizer_A_Technical Potential | F14 | Industrial | Wood and Lumber Products | Existing | Process | Natural Gas | Gas Boiler - Stack Economizer | A | Purchases (Cumulative) | Technical Potential | 0 | 0 | 0 | 0 | 0 | 28.7716 | 57.5274 | 86.1136 | 114.7153 | 143.3407 | 168.7763 | 189.0692 | 205.2706 | 218.0258 | 228.269 | 236.3854 | 242.8794 | 248.0484 | 252.1467 | 255.4293 | 258.0445 | 258.0622 | 258.0686 | 258.0707 | 258.0714 | 258.072 | 258.0726 | 258.0732 | 258.0738 | 258.0743 | 258.0749
F1_Industrial_Wood and Lumber Products_Existing_Space Heating_Natural Gas_Gas Furnace Tube Inserts_A_Technical Potential | F1 | Industrial | Wood and Lumber Products | Existing | Space Heating | Natural Gas | Gas Furnace Tube Inserts | A | Original Unit Energy Savings (kWh or therms) | Technical Potential | 0 | 0 | 0 | 0 | 0 | 0.086193 | 0.085415 | 0.084425 | 0.083421 | 0.082413 | 0.081426 | 0.080448 | 0.079527 | 0.07866 | 0.077786 | 0.077021 | 0.0763 | 0.075622 | 0.074985 | 0.07434 | 0.073715 | 0.073094 | 0.072454 | 0.071839 | 0.071247 | 0.070693 | 0.070173 | 0.069687 | 0.069231 | 0.068805 | 0.068405
F2_Industrial_Wood and Lumber Products_Existing_Space Heating_Natural Gas_Gas Furnace Tube Inserts_A_Technical Potential | F2 | Industrial | Wood and Lumber Products | Existing | Space Heating | Natural Gas | Gas Furnace Tube Inserts | A | Original Unit Summer Peak Savings (kW) | Technical Potential | 0 | 0 | 0 | 0 | 0 | 0 | 0 | 0 | 0 | 0 | 0 | 0 | 0 | 0 | 0 | 0 | 0 | 0 | 0 | 0 | 0 | 0 | 0 | 0 | 0 | 0 | 0 | 0 | 0 | 0 | 0
F3_Industrial_Wood and Lumber Products_Existing_Space Heating_Natural Gas_Gas Furnace Tube Inserts_A_Technical Potential | F3 | Industrial | Wood and Lumber Products | Existing | Space Heating | Natural Gas | Gas Furnace Tube Inserts | A | Original Unit Winter Peak Savings (kW) | Technical Potential | 0 | 0 | 0 | 0 | 0 | 0 | 0 | 0 | 0 | 0 | 0 | 0 | 0 | 0 | 0 | 0 | 0 | 0 | 0 | 0 | 0 | 0 | 0 | 0 | 0 | 0 | 0 | 0 | 0 | 0 | 0
F4_Industrial_Wood and Lumber Products_Existing_Space Heating_Natural Gas_Gas Furnace Tube Inserts_A_Technical Potential | F4 | Industrial | Wood and Lumber Products | Existing | Space Heating | Natural Gas | Gas Furnace Tube Inserts | A | Standalone Impact on Baseline Energy (%) | Technical Potential | 0% | 0% | 0% | 0% | 0% | 0% | 0% | 0% | 0% | 0% | 0% | 0% | 0% | 0% | 0% | 0% | 0% | 0% | 0% | 0% | 0% | 0% | 0% | 0% | 0 | 0 | 0 | 0 | 0 | 0 | 0
F5_Industrial_Wood and Lumber Products_Existing_Space Heating_Natural Gas_Gas Furnace Tube Inserts_A_Technical Potential | F5 | Industrial | Wood and Lumber Products | Existing | Space Heating | Natural Gas | Gas Furnace Tube Inserts | A | Standalone Impact on Baseline Summer Peak (%) | Technical Potential | 0% | 0% | 0% | 0% | 0% | 0% | 0% | 0% | 0% | 0% | 0% | 0% | 0% | 0% | 0% | 0% | 0% | 0% | 0% | 0% | 0% | 0% | 0% | 0% | 0 | 0 | 0 | 0 | 0 | 0 | 0
F6_Industrial_Wood and Lumber Products_Existing_Space Heating_Natural Gas_Gas Furnace Tube Inserts_A_Technical Potential | F6 | Industrial | Wood and Lumber Products | Existing | Space Heating | Natural Gas | Gas Furnace Tube Inserts | A | Standalone Impact on Baseline Winter Peak (%) | Technical Potential | 0% | 0% | 0% | 0% | 0% | 0% | 0% | 0% | 0% | 0% | 0% | 0% | 0% | 0% | 0% | 0% | 0% | 0% | 0% | 0% | 0% | 0% | 0% | 0% | 0 | 0 | 0 | 0 | 0 | 0 | 0
F7_Industrial_Wood and Lumber Products_Existing_Space Heating_Natural Gas_Gas Furnace Tube Inserts_A_Technical Potential | F7 | Industrial | Wood and Lumber Products | Existing | Space Heating | Natural Gas | Gas Furnace Tube Inserts | A | Incremental Energy Savings (MWh or mTherms) | Technical Potential | 0 | 0 | 0 | 0 | 0 | 0 | 0 | 0 | 0 | 0 | 0 | 0 | 0 | 0 | 0 | 0 | 0 | 0 | 0 | 0 | 0 | 0 | 0 | 0 | 0 | 0 | 0 | 0 | 0 | 0 | 0
F8_Industrial_Wood and Lumber Products_Existing_Space Heating_Natural Gas_Gas Furnace Tube Inserts_A_Technical Potential | F8 | Industrial | Wood and Lumber Products | Existing | Space Heating | Natural Gas | Gas Furnace Tube Inserts | A | Incremental Summer Peak Savings (MW) | Technical Potential | 0 | 0 | 0 | 0 | 0 | 0 | 0 | 0 | 0 | 0 | 0 | 0 | 0 | 0 | 0 | 0 | 0 | 0 | 0 | 0 | 0 | 0 | 0 | 0 | 0 | 0 | 0 | 0 | 0 | 0 | 0
F9_Industrial_Wood and Lumber Products_Existing_Space Heating_Natural Gas_Gas Furnace Tube Inserts_A_Technical Potential | F9 | Industrial | Wood and Lumber Products | Existing | Space Heating | Natural Gas | Gas Furnace Tube Inserts | A | Incremental Winter Peak Savings (MW) | Technical Potential | 0 | 0 | 0 | 0 | 0 | 0 | 0 | 0 | 0 | 0 | 0 | 0 | 0 | 0 | 0 | 0 | 0 | 0 | 0 | 0 | 0 | 0 | 0 | 0 | 0 | 0 | 0 | 0 | 0 | 0 | 0
F10_Industrial_Wood and Lumber Products_Existing_Space Heating_Natural Gas_Gas Furnace Tube Inserts_A_Technical Potential | F10 | Industrial | Wood and Lumber Products | Existing | Space Heating | Natural Gas | Gas Furnace Tube Inserts | A | Cumulative Energy Savings (MWh or mTherms) | Technical Potential | 0 | 0 | 0 | 0 | 0 | 0 | 0 | 0 | 0 | 0 | 0 | 0 | 0 | 0 | 0 | 0 | 0 | 0 | 0 | 0 | 0 | 0 | 0 | 0 | 0 | 0 | 0 | 0 | 0 | 0 | 0
F11_Industrial_Wood and Lumber Products_Existing_Space Heating_Natural Gas_Gas Furnace Tube Inserts_A_Technical Potential | F11 | Industrial | Wood and Lumber Products | Existing | Space Heating | Natural Gas | Gas Furnace Tube Inserts | A | Cumulative Summer Peak Savings (MW) | Technical Potential | 0 | 0 | 0 | 0 | 0 | 0 | 0 | 0 | 0 | 0 | 0 | 0 | 0 | 0 | 0 | 0 | 0 | 0 | 0 | 0 | 0 | 0 | 0 | 0 | 0 | 0 | 0 | 0 | 0 | 0 | 0
F12_Industrial_Wood and Lumber Products_Existing_Space Heating_Natural Gas_Gas Furnace Tube Inserts_A_Technical Potential | F12 | Industrial | Wood and Lumber Products | Existing | Space Heating | Natural Gas | Gas Furnace Tube Inserts | A | Cumulative Winter Peak Savings (MW) | Technical Potential | 0 | 0 | 0 | 0 | 0 | 0 | 0 | 0 | 0 | 0 | 0 | 0 | 0 | 0 | 0 | 0 | 0 | 0 | 0 | 0 | 0 | 0 | 0 | 0 | 0 | 0 | 0 | 0 | 0 | 0 | 0
F13_Industrial_Wood and Lumber Products_Existing_Space Heating_Natural Gas_Gas Furnace Tube Inserts_A_Technical Potential | F13 | Industrial | Wood and Lumber Products | Existing | Space Heating | Natural Gas | Gas Furnace Tube Inserts | A | Purchases (Incremental) | Technical Potential | 0 | 0 | 0 | 0 | 0 | 0 | 0 | 0 | 0 | 0 | 0 | 0 | 0 | 0 | 0 | 0 | 0 | 0 | 0 | 0 | 0 | 0 | 0 | 0 | 0 | 0 | 0 | 0 | 0 | 0 | 0
F14_Industrial_Wood and Lumber Products_Existing_Space Heating_Natural Gas_Gas Furnace Tube Inserts_A_Technical Potential | F14 | Industrial | Wood and Lumber Products | Existing | Space Heating | Natural Gas | Gas Furnace Tube Inserts | A | Purchases (Cumulative) | Technical Potential | 0 | 0 | 0 | 0 | 0 | 0 | 0 | 0 | 0 | 0 | 0 | 0 | 0 | 0 | 0 | 0 | 0 | 0 | 0 | 0 | 0 | 0 | 0 | 0 | 0 | 0 | 0 | 0 | 0 | 0 | 0
F1_Industrial_Wood and Lumber Products_Existing_Space Heating_Natural Gas_Space Heating - Heat Recovery Ventilator_A_Technical Potential | F1 | Industrial | Wood and Lumber Products | Existing | Space Heating | Natural Gas | Space Heating - Heat Recovery Ventilator | A | Original Unit Energy Savings (kWh or therms) | Technical Potential | 0 | 0 | 0 | 0 | 0 | 0.013225 | 0.01316 | 0.01308 | 0.012996 | 0.012907 | 0.012817 | 0.012725 | 0.012634 | 0.012542 | 0.012443 | 0.012352 | 0.012262 | 0.012178 | 0.0121 | 0.012025 | 0.011953 | 0.011879 | 0.011813 | 0.011751 | 0.011691 | 0.011636 | 0.011585 | 0.011538 | 0 | 0 | 0
F2_Industrial_Wood and Lumber Products_Existing_Space Heating_Natural Gas_Space Heating - Heat Recovery Ventilator_A_Technical Potential | F2 | Industrial | Wood and Lumber Products | Existing | Space Heating | Natural Gas | Space Heating - Heat Recovery Ventilator | A | Original Unit Summer Peak Savings (kW) | Technical Potential | 0 | 0 | 0 | 0 | 0 | 0 | 0 | 0 | 0 | 0 | 0 | 0 | 0 | 0 | 0 | 0 | 0 | 0 | 0 | 0 | 0 | 0 | 0 | 0 | 0 | 0 | 0 | 0 | 0 | 0 | 0
F3_Industrial_Wood and Lumber Products_Existing_Space Heating_Natural Gas_Space Heating - Heat Recovery Ventilator_A_Technical Potential | F3 | Industrial | Wood and Lumber Products | Existing | Space Heating | Natural Gas | Space Heating - Heat Recovery Ventilator | A | Original Unit Winter Peak Savings (kW) | Technical Potential | 0 | 0 | 0 | 0 | 0 | 0 | 0 | 0 | 0 | 0 | 0 | 0 | 0 | 0 | 0 | 0 | 0 | 0 | 0 | 0 | 0 | 0 | 0 | 0 | 0 | 0 | 0 | 0 | 0 | 0 | 0
F4_Industrial_Wood and Lumber Products_Existing_Space Heating_Natural Gas_Space Heating - Heat Recovery Ventilator_A_Technical Potential | F4 | Industrial | Wood and Lumber Products | Existing | Space Heating | Natural Gas | Space Heating - Heat Recovery Ventilator | A | Standalone Impact on Baseline Energy (%) | Technical Potential | 0% | 0% | 0% | 0% | 0% | 0.02138% | 0.04277% | 0.0644% | 0.08574% | 0.107% | 0.1298% | 0.1515% | 0.1732% | 0.1974% | 0.218% | 0.2415% | 0.2628% | 0.2856% | 0.3095% | 0.3305% | 0.3533% | 0.376% | 0.3988% | 0.4215% | 0.0044422 | 0.0044552 | 0.0044671 | 0.0044779 | 0 | 0 | 0
F5_Industrial_Wood and Lumber Products_Existing_Space Heating_Natural Gas_Space Heating - Heat Recovery Ventilator_A_Technical Potential | F5 | Industrial | Wood and Lumber Products | Existing | Space Heating | Natural Gas | Space Heating - Heat Recovery Ventilator | A | Standalone Impact on Baseline Summer Peak (%) | Technical Potential | 0% | 0% | 0% | 0% | 0% | 0% | 0% | 0% | 0% | 0% | 0% | 0% | 0% | 0% | 0% | 0% | 0% | 0% | 0% | 0% | 0% | 0% | 0% | 0% | 0 | 0 | 0 | 0 | 0 | 0 | 0
F6_Industrial_Wood and Lumber Products_Existing_Space Heating_Natural Gas_Space Heating - Heat Recovery Ventilator_A_Technical Potential | F6 | Industrial | Wood and Lumber Products | Existing | Space Heating | Natural Gas | Space Heating - Heat Recovery Ventilator | A | Standalone Impact on Baseline Winter Peak (%) | Technical Potential | 0% | 0% | 0% | 0% | 0% | 0% | 0% | 0% | 0% | 0% | 0% | 0% | 0% | 0% | 0% | 0% | 0% | 0% | 0% | 0% | 0% | 0% | 0% | 0% | 0 | 0 | 0 | 0 | 0 | 0 | 0
F7_Industrial_Wood and Lumber Products_Existing_Space Heating_Natural Gas_Space Heating - Heat Recovery Ventilator_A_Technical Potential | F7 | Industrial | Wood and Lumber Products | Existing | Space Heating | Natural Gas | Space Heating - Heat Recovery Ventilator | A | Incremental Energy Savings (MWh or mTherms) | Technical Potential | 0 | 0 | 0 | 0 | 0 | 0.016262 | 0.016174 | 0.015981 | 0.015886 | 0.015791 | 0.015482 | 0.015329 | 0.015187 | 0.014838 | 0.014777 | 0.014529 | 0.014425 | 0.014255 | 0.014037 | 0.013965 | 0.013825 | 0.013686 | 0.013561 | 0.013443 | 0.013333 | 0 | 0 | 0 | 0 | 0 | 0
F8_Industrial_Wood and Lumber Products_Existing_Space Heating_Natural Gas_Space Heating - Heat Recovery Ventilator_A_Technical Potential | F8 | Industrial | Wood and Lumber Products | Existing | Space Heating | Natural Gas | Space Heating - Heat Recovery Ventilator | A | Incremental Summer Peak Savings (MW) | Technical Potential | 0 | 0 | 0 | 0 | 0 | 0 | 0 | 0 | 0 | 0 | 0 | 0 | 0 | 0 | 0 | 0 | 0 | 0 | 0 | 0 | 0 | 0 | 0 | 0 | 0 | 0 | 0 | 0 | 0 | 0 | 0
F9_Industrial_Wood and Lumber Products_Existing_Space Heating_Natural Gas_Space Heating - Heat Recovery Ventilator_A_Technical Potential | F9 | Industrial | Wood and Lumber Products | Existing | Space Heating | Natural Gas | Space Heating - Heat Recovery Ventilator | A | Incremental Winter Peak Savings (MW) | Technical Potential | 0 | 0 | 0 | 0 | 0 | 0 | 0 | 0 | 0 | 0 | 0 | 0 | 0 | 0 | 0 | 0 | 0 | 0 | 0 | 0 | 0 | 0 | 0 | 0 | 0 | 0 | 0 | 0 | 0 | 0 | 0
F10_Industrial_Wood and Lumber Products_Existing_Space Heating_Natural Gas_Space Heating - Heat Recovery Ventilator_A_Technical Potential | F10 | Industrial | Wood and Lumber Products | Existing | Space Heating | Natural Gas | Space Heating - Heat Recovery Ventilator | A | Cumulative Energy Savings (MWh or mTherms) | Technical Potential | 0 | 0 | 0 | 0 | 0 | 0.016262 | 0.032357 | 0.048141 | 0.063716 | 0.079073 | 0.094006 | 0.10866 | 0.12306 | 0.13701 | 0.15071 | 0.16413 | 0.17736 | 0.19041 | 0.20322 | 0.21591 | 0.22845 | 0.24073 | 0.25295 | 0.26506 | 0.27705 | 0.27574 | 0.27453 | 0.27342 | 0 | 0 | 0
F11_Industrial_Wood and Lumber Products_Existing_Space Heating_Natural Gas_Space Heating - Heat Recovery Ventilator_A_Technical Potential | F11 | Industrial | Wood and Lumber Products | Existing | Space Heating | Natural Gas | Space Heating - Heat Recovery Ventilator | A | Cumulative Summer Peak Savings (MW) | Technical Potential | 0 | 0 | 0 | 0 | 0 | 0 | 0 | 0 | 0 | 0 | 0 | 0 | 0 | 0 | 0 | 0 | 0 | 0 | 0 | 0 | 0 | 0 | 0 | 0 | 0 | 0 | 0 | 0 | 0 | 0 | 0
F12_Industrial_Wood and Lumber Products_Existing_Space Heating_Natural Gas_Space Heating - Heat Recovery Ventilator_A_Technical Potential | F12 | Industrial | Wood and Lumber Products | Existing | Space Heating | Natural Gas | Space Heating - Heat Recovery Ventilator | A | Cumulative Winter Peak Savings (MW) | Technical Potential | 0 | 0 | 0 | 0 | 0 | 0 | 0 | 0 | 0 | 0 | 0 | 0 | 0 | 0 | 0 | 0 | 0 | 0 | 0 | 0 | 0 | 0 | 0 | 0 | 0 | 0 | 0 | 0 | 0 | 0 | 0
F13_Industrial_Wood and Lumber Products_Existing_Space Heating_Natural Gas_Space Heating - Heat Recovery Ventilator_A_Technical Potential | F13 | Industrial | Wood and Lumber Products | Existing | Space Heating | Natural Gas | Space Heating - Heat Recovery Ventilator | A | Purchases (Incremental) | Technical Potential | 0 | 0 | 0 | 0 | 0 | 1229.6761 | 1229.0012 | 1221.7533 | 1222.4139 | 1223.4246 | 1207.8884 | 1204.5876 | 1202.1418 | 1183.0522 | 1187.5692 | 1176.2441 | 1176.3968 | 1170.4759 | 1160.0353 | 1161.4095 | 1156.6068 | 1152.1083 | 1147.9105 | 1144.0095 | 1140.4019 | 0 | 0 | 0 | 0 | 0 | 0
F14_Industrial_Wood and Lumber Products_Existing_Space Heating_Natural Gas_Space Heating - Heat Recovery Ventilator_A_Technical Potential | F14 | Industrial | Wood and Lumber Products | Existing | Space Heating | Natural Gas | Space Heating - Heat Recovery Ventilator | A | Purchases (Cumulative) | Technical Potential | 0 | 0 | 0 | 0 | 0 | 1229.6761 | 2458.6773 | 3680.4306 | 4902.8444 | 6126.2691 | 7334.1575 | 8538.7451 | 9740.8869 | 10923.9392 | 12111.5083 | 13287.7524 | 14464.1492 | 15634.6251 | 16794.6605 | 17956.07 | 19112.6767 | 20264.7851 | 21412.6955 | 22556.705 | 23697.1069 | 23697.1069 | 23697.1069 | 23697.1069 | 23697.1069 | 23697.1069 | 23697.1069
F1_Industrial_Wood and Lumber Products_Existing_Space Heating_Natural Gas_Thermostat - Programmable_A_Technical Potential | F1 | Industrial | Wood and Lumber Products | Existing | Space Heating | Natural Gas | Thermostat - Programmable | A | Original Unit Energy Savings (kWh or therms) | Technical Potential | 0 | 0 | 0 | 0 | 0 | 0.00657 | 0.0065379 | 0.0064981 | 0.0064561 | 0.0064121 | 0.0063676 | 0.0063217 | 0.0062762 | 0.0062308 | 0.0061817 | 0.0061364 | 0.0060916 | 0.0060501 | 0.0060114 | 0.0059736 | 0.005938 | 0.0059015 | 0.0058686 | 0.0058376 | 0.005808 | 0.0057807 | 0.0057553 | 0.0057319 | 0 | 0 | 0
F2_Industrial_Wood and Lumber Products_Existing_Space Heating_Natural Gas_Thermostat - Programmable_A_Technical Potential | F2 | Industrial | Wood and Lumber Products | Existing | Space Heating | Natural Gas | Thermostat - Programmable | A | Original Unit Summer Peak Savings (kW) | Technical Potential | 0 | 0 | 0 | 0 | 0 | 0 | 0 | 0 | 0 | 0 | 0 | 0 | 0 | 0 | 0 | 0 | 0 | 0 | 0 | 0 | 0 | 0 | 0 | 0 | 0 | 0 | 0 | 0 | 0 | 0 | 0
F3_Industrial_Wood and Lumber Products_Existing_Space Heating_Natural Gas_Thermostat - Programmable_A_Technical Potential | F3 | Industrial | Wood and Lumber Products | Existing | Space Heating | Natural Gas | Thermostat - Programmable | A | Original Unit Winter Peak Savings (kW) | Technical Potential | 0 | 0 | 0 | 0 | 0 | 0 | 0 | 0 | 0 | 0 | 0 | 0 | 0 | 0 | 0 | 0 | 0 | 0 | 0 | 0 | 0 | 0 | 0 | 0 | 0 | 0 | 0 | 0 | 0 | 0 | 0
F4_Industrial_Wood and Lumber Products_Existing_Space Heating_Natural Gas_Thermostat - Programmable_A_Technical Potential | F4 | Industrial | Wood and Lumber Products | Existing | Space Heating | Natural Gas | Thermostat - Programmable | A | Standalone Impact on Baseline Energy (%) | Technical Potential | 0% | 0% | 0% | 0% | 0% | 0.03186% | 0.06374% | 0.09598% | 0.1278% | 0.1595% | 0.1935% | 0.2258% | 0.2582% | 0.2942% | 0.3249% | 0.3599% | 0.3917% | 0.4256% | 0.4613% | 0.4926% | 0.5265% | 0.5604% | 0.5943% | 0.6282% | 0.0066205 | 0.0066398 | 0.0066575 | 0.0066737 | 0 | 0 | 0
F5_Industrial_Wood and Lumber Products_Existing_Space Heating_Natural Gas_Thermostat - Programmable_A_Technical Potential | F5 | Industrial | Wood and Lumber Products | Existing | Space Heating | Natural Gas | Thermostat - Programmable | A | Standalone Impact on Baseline Summer Peak (%) | Technical Potential | 0% | 0% | 0% | 0% | 0% | 0% | 0% | 0% | 0% | 0% | 0% | 0% | 0% | 0% | 0% | 0% | 0% | 0% | 0% | 0% | 0% | 0% | 0% | 0% | 0 | 0 | 0 | 0 | 0 | 0 | 0
F6_Industrial_Wood and Lumber Products_Existing_Space Heating_Natural Gas_Thermostat - Programmable_A_Technical Potential | F6 | Industrial | Wood and Lumber Products | Existing | Space Heating | Natural Gas | Thermostat - Programmable | A | Standalone Impact on Baseline Winter Peak (%) | Technical Potential | 0% | 0% | 0% | 0% | 0% | 0% | 0% | 0% | 0% | 0% | 0% | 0% | 0% | 0% | 0% | 0% | 0% | 0% | 0% | 0% | 0% | 0% | 0% | 0% | 0 | 0 | 0 | 0 | 0 | 0 | 0
F7_Industrial_Wood and Lumber Products_Existing_Space Heating_Natural Gas_Thermostat - Programmable_A_Technical Potential | F7 | Industrial | Wood and Lumber Products | Existing | Space Heating | Natural Gas | Thermostat - Programmable | A | Incremental Energy Savings (MWh or mTherms) | Technical Potential | 0 | 0 | 0 | 0 | 0 | 0.024237 | 0.024105 | 0.023817 | 0.023676 | 0.023534 | 0.023074 | 0.022845 | 0.022634 | 0.022114 | 0.022024 | 0.021654 | 0.021499 | 0.021244 | 0.02092 | 0.020813 | 0.020604 | 0.020398 | 0.02021 | 0.020035 | 0.01987 | 0 | 0 | 0 | 0 | 0 | 0
F8_Industrial_Wood and Lumber Products_Existing_Space Heating_Natural Gas_Thermostat - Programmable_A_Technical Potential | F8 | Industrial | Wood and Lumber Products | Existing | Space Heating | Natural Gas | Thermostat - Programmable | A | Incremental Summer Peak Savings (MW) | Technical Potential | 0 | 0 | 0 | 0 | 0 | 0 | 0 | 0 | 0 | 0 | 0 | 0 | 0 | 0 | 0 | 0 | 0 | 0 | 0 | 0 | 0 | 0 | 0 | 0 | 0 | 0 | 0 | 0 | 0 | 0 | 0
F9_Industrial_Wood and Lumber Products_Existing_Space Heating_Natural Gas_Thermostat - Programmable_A_Technical Potential | F9 | Industrial | Wood and Lumber Products | Existing | Space Heating | Natural Gas | Thermostat - Programmable | A | Incremental Winter Peak Savings (MW) | Technical Potential | 0 | 0 | 0 | 0 | 0 | 0 | 0 | 0 | 0 | 0 | 0 | 0 | 0 | 0 | 0 | 0 | 0 | 0 | 0 | 0 | 0 | 0 | 0 | 0 | 0 | 0 | 0 | 0 | 0 | 0 | 0
F10_Industrial_Wood and Lumber Products_Existing_Space Heating_Natural Gas_Thermostat - Programmable_A_Technical Potential | F10 | Industrial | Wood and Lumber Products | Existing | Space Heating | Natural Gas | Thermostat - Programmable | A | Cumulative Energy Savings (MWh or mTherms) | Technical Potential | 0 | 0 | 0 | 0 | 0 | 0.024237 | 0.048223 | 0.071748 | 0.09496 | 0.11785 | 0.1401 | 0.16194 | 0.18341 | 0.20419 | 0.22461 | 0.24462 | 0.26433 | 0.28377 | 0.30288 | 0.32179 | 0.34047 | 0.35878 | 0.37699 | 0.39503 | 0.4129 | 0.41095 | 0.40915 | 0.40749 | 0 | 0 | 0
F11_Industrial_Wood and Lumber Products_Existing_Space Heating_Natural Gas_Thermostat - Programmable_A_Technical Potential | F11 | Industrial | Wood and Lumber Products | Existing | Space Heating | Natural Gas | Thermostat - Programmable | A | Cumulative Summer Peak Savings (MW) | Technical Potential | 0 | 0 | 0 | 0 | 0 | 0 | 0 | 0 | 0 | 0 | 0 | 0 | 0 | 0 | 0 | 0 | 0 | 0 | 0 | 0 | 0 | 0 | 0 | 0 | 0 | 0 | 0 | 0 | 0 | 0 | 0
F12_Industrial_Wood and Lumber Products_Existing_Space Heating_Natural Gas_Thermostat - Programmable_A_Technical Potential | F12 | Industrial | Wood and Lumber Products | Existing | Space Heating | Natural Gas | Thermostat - Programmable | A | Cumulative Winter Peak Savings (MW) | Technical Potential | 0 | 0 | 0 | 0 | 0 | 0 | 0 | 0 | 0 | 0 | 0 | 0 | 0 | 0 | 0 | 0 | 0 | 0 | 0 | 0 | 0 | 0 | 0 | 0 | 0 | 0 | 0 | 0 | 0 | 0 | 0
F13_Industrial_Wood and Lumber Products_Existing_Space Heating_Natural Gas_Thermostat - Programmable_A_Technical Potential | F13 | Industrial | Wood and Lumber Products | Existing | Space Heating | Natural Gas | Thermostat - Programmable | A | Purchases (Incremental) | Technical Potential | 0 | 0 | 0 | 0 | 0 | 3689.0282 | 3687.0035 | 3665.26 | 3667.2416 | 3670.2739 | 3623.6652 | 3613.7629 | 3606.4254 | 3549.1567 | 3562.7075 | 3528.7324 | 3529.1903 | 3511.4278 | 3480.106 | 3484.2284 | 3469.8203 | 3456.325 | 3443.7314 | 3432.0285 | 3421.2058 | 0 | 0 | 0 | 0 | 0 | 0
F14_Industrial_Wood and Lumber Products_Existing_Space Heating_Natural Gas_Thermostat - Programmable_A_Technical Potential | F14 | Industrial | Wood and Lumber Products | Existing | Space Heating | Natural Gas | Thermostat - Programmable | A | Purchases (Cumulative) | Technical Potential | 0 | 0 | 0 | 0 | 0 | 3689.0282 | 7376.0318 | 11041.2917 | 14708.5333 | 18378.8072 | 22002.4724 | 25616.2354 | 29222.6608 | 32771.8175 | 36334.5249 | 39863.2573 | 43392.4476 | 46903.8754 | 50383.9815 | 53868.2099 | 57338.0302 | 60794.3552 | 64238.0866 | 67670.115 | 71091.3208 | 71091.3208 | 71091.3208 | 71091.3208 | 71091.3208 | 71091.3208 | 71091.3208
F1_Industrial_Wood and Lumber Products_Existing_Space Heating_Natural Gas_ENERGY STAR Connected Thermostat_A_Technical Potential | F1 | Industrial | Wood and Lumber Products | Existing | Space Heating | Natural Gas | ENERGY STAR Connected Thermostat | A | Original Unit Energy Savings (kWh or therms) | Technical Potential | 0 | 0 | 0 | 0 | 0 | 0.015466 | 0.01539 | 0.015297 | 0.015198 | 0.015094 | 0.014989 | 0.014881 | 0.014774 | 0.014667 | 0.014552 | 0.014445 | 0.01434 | 0.014242 | 0.014151 | 0.014062 | 0.013978 | 0.013892 | 0.013815 | 0.013742 | 0.013672 | 0.013608 | 0.013548 | 0.013493 | 0 | 0 | 0
F2_Industrial_Wood and Lumber Products_Existing_Space Heating_Natural Gas_ENERGY STAR Connected Thermostat_A_Technical Potential | F2 | Industrial | Wood and Lumber Products | Existing | Space Heating | Natural Gas | ENERGY STAR Connected Thermostat | A | Original Unit Summer Peak Savings (kW) | Technical Potential | 0 | 0 | 0 | 0 | 0 | 0 | 0 | 0 | 0 | 0 | 0 | 0 | 0 | 0 | 0 | 0 | 0 | 0 | 0 | 0 | 0 | 0 | 0 | 0 | 0 | 0 | 0 | 0 | 0 | 0 | 0
F3_Industrial_Wood and Lumber Products_Existing_Space Heating_Natural Gas_ENERGY STAR Connected Thermostat_A_Technical Potential | F3 | Industrial | Wood and Lumber Products | Existing | Space Heating | Natural Gas | ENERGY STAR Connected Thermostat | A | Original Unit Winter Peak Savings (kW) | Technical Potential | 0 | 0 | 0 | 0 | 0 | 0 | 0 | 0 | 0 | 0 | 0 | 0 | 0 | 0 | 0 | 0 | 0 | 0 | 0 | 0 | 0 | 0 | 0 | 0 | 0 | 0 | 0 | 0 | 0 | 0 | 0
F4_Industrial_Wood and Lumber Products_Existing_Space Heating_Natural Gas_ENERGY STAR Connected Thermostat_A_Technical Potential | F4 | Industrial | Wood and Lumber Products | Existing | Space Heating | Natural Gas | ENERGY STAR Connected Thermostat | A | Standalone Impact on Baseline Energy (%) | Technical Potential | 0% | 0% | 0% | 0% | 0% | 0.075% | 0.15% | 0.2259% | 0.3008% | 0.3756% | 0.4554% | 0.5316% | 0.6077% | 0.6925% | 0.7649% | 0.8473% | 0.9221% | 1.002% | 1.086% | 1.16% | 1.239% | 1.319% | 1.399% | 1.479% | 0.015585 | 0.01563 | 0.015672 | 0.01571 | 0 | 0 | 0
F5_Industrial_Wood and Lumber Products_Existing_Space Heating_Natural Gas_ENERGY STAR Connected Thermostat_A_Technical Potential | F5 | Industrial | Wood and Lumber Products | Existing | Space Heating | Natural Gas | ENERGY STAR Connected Thermostat | A | Standalone Impact on Baseline Summer Peak (%) | Technical Potential | 0% | 0% | 0% | 0% | 0% | 0% | 0% | 0% | 0% | 0% | 0% | 0% | 0% | 0% | 0% | 0% | 0% | 0% | 0% | 0% | 0% | 0% | 0% | 0% | 0 | 0 | 0 | 0 | 0 | 0 | 0
F6_Industrial_Wood and Lumber Products_Existing_Space Heating_Natural Gas_ENERGY STAR Connected Thermostat_A_Technical Potential | F6 | Industrial | Wood and Lumber Products | Existing | Space Heating | Natural Gas | ENERGY STAR Connected Thermostat | A | Standalone Impact on Baseline Winter Peak (%) | Technical Potential | 0% | 0% | 0% | 0% | 0% | 0% | 0% | 0% | 0% | 0% | 0% | 0% | 0% | 0% | 0% | 0% | 0% | 0% | 0% | 0% | 0% | 0% | 0% | 0% | 0 | 0 | 0 | 0 | 0 | 0 | 0
F7_Industrial_Wood and Lumber Products_Existing_Space Heating_Natural Gas_ENERGY STAR Connected Thermostat_A_Technical Potential | F7 | Industrial | Wood and Lumber Products | Existing | Space Heating | Natural Gas | ENERGY STAR Connected Thermostat | A | Incremental Energy Savings (MWh or mTherms) | Technical Potential | 0 | 0 | 0 | 0 | 0 | 0.057054 | 0.056744 | 0.056066 | 0.055734 | 0.0554 | 0.054316 | 0.053778 | 0.053282 | 0.052057 | 0.051844 | 0.050973 | 0.050608 | 0.05001 | 0.049246 | 0.048995 | 0.048501 | 0.048016 | 0.047575 | 0.047162 | 0.046775 | 0 | 0 | 0 | 0 | 0 | 0
F8_Industrial_Wood and Lumber Products_Existing_Space Heating_Natural Gas_ENERGY STAR Connected Thermostat_A_Technical Potential | F8 | Industrial | Wood and Lumber Products | Existing | Space Heating | Natural Gas | ENERGY STAR Connected Thermostat | A | Incremental Summer Peak Savings (MW) | Technical Potential | 0 | 0 | 0 | 0 | 0 | 0 | 0 | 0 | 0 | 0 | 0 | 0 | 0 | 0 | 0 | 0 | 0 | 0 | 0 | 0 | 0 | 0 | 0 | 0 | 0 | 0 | 0 | 0 | 0 | 0 | 0
F9_Industrial_Wood and Lumber Products_Existing_Space Heating_Natural Gas_ENERGY STAR Connected Thermostat_A_Technical Potential | F9 | Industrial | Wood and Lumber Products | Existing | Space Heating | Natural Gas | ENERGY STAR Connected Thermostat | A | Incremental Winter Peak Savings (MW) | Technical Potential | 0 | 0 | 0 | 0 | 0 | 0 | 0 | 0 | 0 | 0 | 0 | 0 | 0 | 0 | 0 | 0 | 0 | 0 | 0 | 0 | 0 | 0 | 0 | 0 | 0 | 0 | 0 | 0 | 0 | 0 | 0
F10_Industrial_Wood and Lumber Products_Existing_Space Heating_Natural Gas_ENERGY STAR Connected Thermostat_A_Technical Potential | F10 | Industrial | Wood and Lumber Products | Existing | Space Heating | Natural Gas | ENERGY STAR Connected Thermostat | A | Cumulative Energy Savings (MWh or mTherms) | Technical Potential | 0 | 0 | 0 | 0 | 0 | 0.057054 | 0.11352 | 0.1689 | 0.22354 | 0.27742 | 0.3298 | 0.38121 | 0.43174 | 0.48068 | 0.52874 | 0.57583 | 0.62224 | 0.66801 | 0.71298 | 0.7575 | 0.80148 | 0.84457 | 0.88744 | 0.92991 | 0.97197 | 0.96739 | 0.96316 | 0.95923 | 0 | 0 | 0
F11_Industrial_Wood and Lumber Products_Existing_Space Heating_Natural Gas_ENERGY STAR Connected Thermostat_A_Technical Potential | F11 | Industrial | Wood and Lumber Products | Existing | Space Heating | Natural Gas | ENERGY STAR Connected Thermostat | A | Cumulative Summer Peak Savings (MW) | Technical Potential | 0 | 0 | 0 | 0 | 0 | 0 | 0 | 0 | 0 | 0 | 0 | 0 | 0 | 0 | 0 | 0 | 0 | 0 | 0 | 0 | 0 | 0 | 0 | 0 | 0 | 0 | 0 | 0 | 0 | 0 | 0
F12_Industrial_Wood and Lumber Products_Existing_Space Heating_Natural Gas_ENERGY STAR Connected Thermostat_A_Technical Potential | F12 | Industrial | Wood and Lumber Products | Existing | Space Heating | Natural Gas | ENERGY STAR Connected Thermostat | A | Cumulative Winter Peak Savings (MW) | Technical Potential | 0 | 0 | 0 | 0 | 0 | 0 | 0 | 0 | 0 | 0 | 0 | 0 | 0 | 0 | 0 | 0 | 0 | 0 | 0 | 0 | 0 | 0 | 0 | 0 | 0 | 0 | 0 | 0 | 0 | 0 | 0
F13_Industrial_Wood and Lumber Products_Existing_Space Heating_Natural Gas_ENERGY STAR Connected Thermostat_A_Technical Potential | F13 | Industrial | Wood and Lumber Products | Existing | Space Heating | Natural Gas | ENERGY STAR Connected Thermostat | A | Purchases (Incremental) | Technical Potential | 0 | 0 | 0 | 0 | 0 | 3689.0282 | 3687.0035 | 3665.26 | 3667.2416 | 3670.2739 | 3623.6652 | 3613.7629 | 3606.4254 | 3549.1567 | 3562.7075 | 3528.7324 | 3529.1903 | 3511.4278 | 3480.106 | 3484.2284 | 3469.8203 | 3456.325 | 3443.7314 | 3432.0285 | 3421.2058 | 0 | 0 | 0 | 0 | 0 | 0
F14_Industrial_Wood and Lumber Products_Existing_Space Heating_Natural Gas_ENERGY STAR Connected Thermostat_A_Technical Potential | F14 | Industrial | Wood and Lumber Products | Existing | Space Heating | Natural Gas | ENERGY STAR Connected Thermostat | A | Purchases (Cumulative) | Technical Potential | 0 | 0 | 0 | 0 | 0 | 3689.0282 | 7376.0318 | 11041.2917 | 14708.5333 | 18378.8072 | 22002.4724 | 25616.2354 | 29222.6608 | 32771.8175 | 36334.5249 | 39863.2573 | 43392.4476 | 46903.8754 | 50383.9815 | 53868.2099 | 57338.0302 | 60794.3552 | 64238.0866 | 67670.115 | 71091.3208 | 71091.3208 | 71091.3208 | 71091.3208 | 71091.3208 | 71091.3208 | 71091.3208
F1_Industrial_Wood and Lumber Products_Existing_Space Heating_Natural Gas_Destratification Fans (HVLS)_A_Technical Potential | F1 | Industrial | Wood and Lumber Products | Existing | Space Heating | Natural Gas | Destratification Fans (HVLS) | A | Original Unit Energy Savings (kWh or therms) | Technical Potential | 0 | 0 | 0 | 0 | 0 | 0.015466 | 0.01539 | 0.015297 | 0.015198 | 0.015094 | 0.014989 | 0.014881 | 0.014774 | 0.014667 | 0.014552 | 0.014445 | 0.01434 | 0.014242 | 0.014151 | 0.014062 | 0.013978 | 0.013892 | 0.013815 | 0.013742 | 0.013672 | 0.013608 | 0.013548 | 0.013493 | 0 | 0 | 0
F2_Industrial_Wood and Lumber Products_Existing_Space Heating_Natural Gas_Destratification Fans (HVLS)_A_Technical Potential | F2 | Industrial | Wood and Lumber Products | Existing | Space Heating | Natural Gas | Destratification Fans (HVLS) | A | Original Unit Summer Peak Savings (kW) | Technical Potential | 0 | 0 | 0 | 0 | 0 | 0 | 0 | 0 | 0 | 0 | 0 | 0 | 0 | 0 | 0 | 0 | 0 | 0 | 0 | 0 | 0 | 0 | 0 | 0 | 0 | 0 | 0 | 0 | 0 | 0 | 0
F3_Industrial_Wood and Lumber Products_Existing_Space Heating_Natural Gas_Destratification Fans (HVLS)_A_Technical Potential | F3 | Industrial | Wood and Lumber Products | Existing | Space Heating | Natural Gas | Destratification Fans (HVLS) | A | Original Unit Winter Peak Savings (kW) | Technical Potential | 0 | 0 | 0 | 0 | 0 | 0 | 0 | 0 | 0 | 0 | 0 | 0 | 0 | 0 | 0 | 0 | 0 | 0 | 0 | 0 | 0 | 0 | 0 | 0 | 0 | 0 | 0 | 0 | 0 | 0 | 0
F4_Industrial_Wood and Lumber Products_Existing_Space Heating_Natural Gas_Destratification Fans (HVLS)_A_Technical Potential | F4 | Industrial | Wood and Lumber Products | Existing | Space Heating | Natural Gas | Destratification Fans (HVLS) | A | Standalone Impact on Baseline Energy (%) | Technical Potential | 0% | 0% | 0% | 0% | 0% | 0.3% | 0.6002% | 0.9037% | 1.203% | 1.502% | 1.822% | 2.127% | 2.431% | 2.77% | 3.06% | 3.389% | 3.689% | 4.007% | 4.343% | 4.638% | 4.957% | 5.277% | 5.596% | 5.915% | 0.062339 | 0.062521 | 0.062688 | 0.06284 | 0 | 0 | 0
F5_Industrial_Wood and Lumber Products_Existing_Space Heating_Natural Gas_Destratification Fans (HVLS)_A_Technical Potential | F5 | Industrial | Wood and Lumber Products | Existing | Space Heating | Natural Gas | Destratification Fans (HVLS) | A | Standalone Impact on Baseline Summer Peak (%) | Technical Potential | 0% | 0% | 0% | 0% | 0% | 0% | 0% | 0% | 0% | 0% | 0% | 0% | 0% | 0% | 0% | 0% | 0% | 0% | 0% | 0% | 0% | 0% | 0% | 0% | 0 | 0 | 0 | 0 | 0 | 0 | 0
F6_Industrial_Wood and Lumber Products_Existing_Space Heating_Natural Gas_Destratification Fans (HVLS)_A_Technical Potential | F6 | Industrial | Wood and Lumber Products | Existing | Space Heating | Natural Gas | Destratification Fans (HVLS) | A | Standalone Impact on Baseline Winter Peak (%) | Technical Potential | 0% | 0% | 0% | 0% | 0% | 0% | 0% | 0% | 0% | 0% | 0% | 0% | 0% | 0% | 0% | 0% | 0% | 0% | 0% | 0% | 0% | 0% | 0% | 0% | 0 | 0 | 0 | 0 | 0 | 0 | 0
F7_Industrial_Wood and Lumber Products_Existing_Space Heating_Natural Gas_Destratification Fans (HVLS)_A_Technical Potential | F7 | Industrial | Wood and Lumber Products | Existing | Space Heating | Natural Gas | Destratification Fans (HVLS) | A | Incremental Energy Savings (MWh or mTherms) | Technical Potential | 0 | 0 | 0 | 0 | 0 | 0.22822 | 0.22698 | 0.22427 | 0.22294 | 0.2216 | 0.21727 | 0.21511 | 0.21313 | 0.20823 | 0.20738 | 0.20389 | 0.20243 | 0.20004 | 0.19699 | 0.19598 | 0.19401 | 0.19207 | 0.1903 | 0.18865 | 0.1871 | 0 | 0 | 0 | 0 | 0 | 0
F8_Industrial_Wood and Lumber Products_Existing_Space Heating_Natural Gas_Destratification Fans (HVLS)_A_Technical Potential | F8 | Industrial | Wood and Lumber Products | Existing | Space Heating | Natural Gas | Destratification Fans (HVLS) | A | Incremental Summer Peak Savings (MW) | Technical Potential | 0 | 0 | 0 | 0 | 0 | 0 | 0 | 0 | 0 | 0 | 0 | 0 | 0 | 0 | 0 | 0 | 0 | 0 | 0 | 0 | 0 | 0 | 0 | 0 | 0 | 0 | 0 | 0 | 0 | 0 | 0
F9_Industrial_Wood and Lumber Products_Existing_Space Heating_Natural Gas_Destratification Fans (HVLS)_A_Technical Potential | F9 | Industrial | Wood and Lumber Products | Existing | Space Heating | Natural Gas | Destratification Fans (HVLS) | A | Incremental Winter Peak Savings (MW) | Technical Potential | 0 | 0 | 0 | 0 | 0 | 0 | 0 | 0 | 0 | 0 | 0 | 0 | 0 | 0 | 0 | 0 | 0 | 0 | 0 | 0 | 0 | 0 | 0 | 0 | 0 | 0 | 0 | 0 | 0 | 0 | 0
F10_Industrial_Wood and Lumber Products_Existing_Space Heating_Natural Gas_Destratification Fans (HVLS)_A_Technical Potential | F10 | Industrial | Wood and Lumber Products | Existing | Space Heating | Natural Gas | Destratification Fans (HVLS) | A | Cumulative Energy Savings (MWh or mTherms) | Technical Potential | 0 | 0 | 0 | 0 | 0 | 0.22822 | 0.45408 | 0.67558 | 0.89415 | 1.1097 | 1.3192 | 1.5248 | 1.727 | 1.9227 | 2.1149 | 2.3033 | 2.489 | 2.672 | 2.8519 | 3.03 | 3.2059 | 3.3783 | 3.5498 | 3.7196 | 3.8879 | 3.8696 | 3.8526 | 3.8369 | 0 | 0 | 0
F11_Industrial_Wood and Lumber Products_Existing_Space Heating_Natural Gas_Destratification Fans (HVLS)_A_Technical Potential | F11 | Industrial | Wood and Lumber Products | Existing | Space Heating | Natural Gas | Destratification Fans (HVLS) | A | Cumulative Summer Peak Savings (MW) | Technical Potential | 0 | 0 | 0 | 0 | 0 | 0 | 0 | 0 | 0 | 0 | 0 | 0 | 0 | 0 | 0 | 0 | 0 | 0 | 0 | 0 | 0 | 0 | 0 | 0 | 0 | 0 | 0 | 0 | 0 | 0 | 0
F12_Industrial_Wood and Lumber Products_Existing_Space Heating_Natural Gas_Destratification Fans (HVLS)_A_Technical Potential | F12 | Industrial | Wood and Lumber Products | Existing | Space Heating | Natural Gas | Destratification Fans (HVLS) | A | Cumulative Winter Peak Savings (MW) | Technical Potential | 0 | 0 | 0 | 0 | 0 | 0 | 0 | 0 | 0 | 0 | 0 | 0 | 0 | 0 | 0 | 0 | 0 | 0 | 0 | 0 | 0 | 0 | 0 | 0 | 0 | 0 | 0 | 0 | 0 | 0 | 0
F13_Industrial_Wood and Lumber Products_Existing_Space Heating_Natural Gas_Destratification Fans (HVLS)_A_Technical Potential | F13 | Industrial | Wood and Lumber Products | Existing | Space Heating | Natural Gas | Destratification Fans (HVLS) | A | Purchases (Incremental) | Technical Potential | 0 | 0 | 0 | 0 | 0 | 14756.1129 | 14748.0142 | 14661.0398 | 14668.9662 | 14681.0957 | 14494.6609 | 14455.0518 | 14425.7018 | 14196.6266 | 14250.8298 | 14114.9296 | 14116.7613 | 14045.7111 | 13920.4242 | 13936.9137 | 13879.2812 | 13825.3001 | 13774.9255 | 13728.114 | 13684.823 | 0 | 0 | 0 | 0 | 0 | 0
F14_Industrial_Wood and Lumber Products_Existing_Space Heating_Natural Gas_Destratification Fans (HVLS)_A_Technical Potential | F14 | Industrial | Wood and Lumber Products | Existing | Space Heating | Natural Gas | Destratification Fans (HVLS) | A | Purchases (Cumulative) | Technical Potential | 0 | 0 | 0 | 0 | 0 | 14756.1129 | 29504.1271 | 44165.1669 | 58834.1332 | 73515.2289 | 88009.8898 | 102464.9415 | 116890.6433 | 131087.2699 | 145338.0997 | 159453.0293 | 173569.7906 | 187615.5017 | 201535.9258 | 215472.8395 | 229352.1206 | 243177.4207 | 256952.3462 | 270680.4602 | 284365.2832 | 284365.2832 | 284365.2832 | 284365.2832 | 284365.2832 | 284365.2832 | 284365.2832
F1_Industrial_Wood and Lumber Products_Existing_Space Heating_Natural Gas_Gas Boiler - Insulate Steam Lines/Condensate Tank_A_Technical Potential | F1 | Industrial | Wood and Lumber Products | Existing | Space Heating | Natural Gas | Gas Boiler - Insulate Steam Lines/Condensate Tank | A | Original Unit Energy Savings (kWh or therms) | Technical Potential | 0 | 0 | 0 | 0 | 0 | 9.5841 | 9.5191 | 9.4546 | 9.3897 | 9.325 | 9.2622 | 9.1999 | 9.1383 | 9.0775 | 9.013 | 8.9539 | 8.8954 | 8.8379 | 8.7812 | 8.7244 | 8.6696 | 8.6125 | 8.5574 | 8.504 | 8.4503 | 8.4013 | 8.3566 | 8.3157 | 8.2785 | 8.2445 | 8.2134
F2_Industrial_Wood and Lumber Products_Existing_Space Heating_Natural Gas_Gas Boiler - Insulate Steam Lines/Condensate Tank_A_Technical Potential | F2 | Industrial | Wood and Lumber Products | Existing | Space Heating | Natural Gas | Gas Boiler - Insulate Steam Lines/Condensate Tank | A | Original Unit Summer Peak Savings (kW) | Technical Potential | 0 | 0 | 0 | 0 | 0 | 0 | 0 | 0 | 0 | 0 | 0 | 0 | 0 | 0 | 0 | 0 | 0 | 0 | 0 | 0 | 0 | 0 | 0 | 0 | 0 | 0 | 0 | 0 | 0 | 0 | 0
F3_Industrial_Wood and Lumber Products_Existing_Space Heating_Natural Gas_Gas Boiler - Insulate Steam Lines/Condensate Tank_A_Technical Potential | F3 | Industrial | Wood and Lumber Products | Existing | Space Heating | Natural Gas | Gas Boiler - Insulate Steam Lines/Condensate Tank | A | Original Unit Winter Peak Savings (kW) | Technical Potential | 0 | 0 | 0 | 0 | 0 | 0 | 0 | 0 | 0 | 0 | 0 | 0 | 0 | 0 | 0 | 0 | 0 | 0 | 0 | 0 | 0 | 0 | 0 | 0 | 0 | 0 | 0 | 0 | 0 | 0 | 0
F4_Industrial_Wood and Lumber Products_Existing_Space Heating_Natural Gas_Gas Boiler - Insulate Steam Lines/Condensate Tank_A_Technical Potential | F4 | Industrial | Wood and Lumber Products | Existing | Space Heating | Natural Gas | Gas Boiler - Insulate Steam Lines/Condensate Tank | A | Standalone Impact on Baseline Energy (%) | Technical Potential | 0% | 0% | 0% | 0% | 0% | 0.006018% | 0.01202% | 0.01808% | 0.02406% | 0.03004% | 0.03643% | 0.04256% | 0.04867% | 0.05549% | 0.06134% | 0.068% | 0.07407% | 0.08049% | 0.08724% | 0.09315% | 0.09953% | 0.1059% | 0.1122% | 0.1185% | 0.0012472 | 0.0012495 | 0.0012516 | 0.0012536 | 0 | 0 | 0
F5_Industrial_Wood and Lumber Products_Existing_Space Heating_Natural Gas_Gas Boiler - Insulate Steam Lines/Condensate Tank_A_Technical Potential | F5 | Industrial | Wood and Lumber Products | Existing | Space Heating | Natural Gas | Gas Boiler - Insulate Steam Lines/Condensate Tank | A | Standalone Impact on Baseline Summer Peak (%) | Technical Potential | 0% | 0% | 0% | 0% | 0% | 0% | 0% | 0% | 0% | 0% | 0% | 0% | 0% | 0% | 0% | 0% | 0% | 0% | 0% | 0% | 0% | 0% | 0% | 0% | 0 | 0 | 0 | 0 | 0 | 0 | 0
F6_Industrial_Wood and Lumber Products_Existing_Space Heating_Natural Gas_Gas Boiler - Insulate Steam Lines/Condensate Tank_A_Technical Potential | F6 | Industrial | Wood and Lumber Products | Existing | Space Heating | Natural Gas | Gas Boiler - Insulate Steam Lines/Condensate Tank | A | Standalone Impact on Baseline Winter Peak (%) | Technical Potential | 0% | 0% | 0% | 0% | 0% | 0% | 0% | 0% | 0% | 0% | 0% | 0% | 0% | 0% | 0% | 0% | 0% | 0% | 0% | 0% | 0% | 0% | 0% | 0% | 0 | 0 | 0 | 0 | 0 | 0 | 0
F7_Industrial_Wood and Lumber Products_Existing_Space Heating_Natural Gas_Gas Boiler - Insulate Steam Lines/Condensate Tank_A_Technical Potential | F7 | Industrial | Wood and Lumber Products | Existing | Space Heating | Natural Gas | Gas Boiler - Insulate Steam Lines/Condensate Tank | A | Incremental Energy Savings (MWh or mTherms) | Technical Potential | 0 | 0 | 0 | 0 | 0 | 0.0045778 | 0.0045443 | 0.0044869 | 0.0044585 | 0.0044315 | 0.0043457 | 0.0043047 | 0.0042672 | 0.0041715 | 0.0041577 | 0.004091 | 0.0040648 | 0.0040182 | 0.0039568 | 0.0039359 | 0.003895 | 0.0038543 | 0.0038157 | 0.003779 | 0.0037433 | 0 | 0 | 0 | 0 | 0 | 0
F8_Industrial_Wood and Lumber Products_Existing_Space Heating_Natural Gas_Gas Boiler - Insulate Steam Lines/Condensate Tank_A_Technical Potential | F8 | Industrial | Wood and Lumber Products | Existing | Space Heating | Natural Gas | Gas Boiler - Insulate Steam Lines/Condensate Tank | A | Incremental Summer Peak Savings (MW) | Technical Potential | 0 | 0 | 0 | 0 | 0 | 0 | 0 | 0 | 0 | 0 | 0 | 0 | 0 | 0 | 0 | 0 | 0 | 0 | 0 | 0 | 0 | 0 | 0 | 0 | 0 | 0 | 0 | 0 | 0 | 0 | 0
F9_Industrial_Wood and Lumber Products_Existing_Space Heating_Natural Gas_Gas Boiler - Insulate Steam Lines/Condensate Tank_A_Technical Potential | F9 | Industrial | Wood and Lumber Products | Existing | Space Heating | Natural Gas | Gas Boiler - Insulate Steam Lines/Condensate Tank | A | Incremental Winter Peak Savings (MW) | Technical Potential | 0 | 0 | 0 | 0 | 0 | 0 | 0 | 0 | 0 | 0 | 0 | 0 | 0 | 0 | 0 | 0 | 0 | 0 | 0 | 0 | 0 | 0 | 0 | 0 | 0 | 0 | 0 | 0 | 0 | 0 | 0
F10_Industrial_Wood and Lumber Products_Existing_Space Heating_Natural Gas_Gas Boiler - Insulate Steam Lines/Condensate Tank_A_Technical Potential | F10 | Industrial | Wood and Lumber Products | Existing | Space Heating | Natural Gas | Gas Boiler - Insulate Steam Lines/Condensate Tank | A | Cumulative Energy Savings (MWh or mTherms) | Technical Potential | 0 | 0 | 0 | 0 | 0 | 0.0045778 | 0.0090911 | 0.013516 | 0.017882 | 0.02219 | 0.026386 | 0.030514 | 0.034577 | 0.038518 | 0.042402 | 0.046215 | 0.049978 | 0.053673 | 0.057286 | 0.060851 | 0.064363 | 0.067794 | 0.071176 | 0.074511 | 0.077783 | 0.077332 | 0.07692 | 0.076545 | 0.076202 | 0.075889 | 0.075603
F11_Industrial_Wood and Lumber Products_Existing_Space Heating_Natural Gas_Gas Boiler - Insulate Steam Lines/Condensate Tank_A_Technical Potential | F11 | Industrial | Wood and Lumber Products | Existing | Space Heating | Natural Gas | Gas Boiler - Insulate Steam Lines/Condensate Tank | A | Cumulative Summer Peak Savings (MW) | Technical Potential | 0 | 0 | 0 | 0 | 0 | 0 | 0 | 0 | 0 | 0 | 0 | 0 | 0 | 0 | 0 | 0 | 0 | 0 | 0 | 0 | 0 | 0 | 0 | 0 | 0 | 0 | 0 | 0 | 0 | 0 | 0
F12_Industrial_Wood and Lumber Products_Existing_Space Heating_Natural Gas_Gas Boiler - Insulate Steam Lines/Condensate Tank_A_Technical Potential | F12 | Industrial | Wood and Lumber Products | Existing | Space Heating | Natural Gas | Gas Boiler - Insulate Steam Lines/Condensate Tank | A | Cumulative Winter Peak Savings (MW) | Technical Potential | 0 | 0 | 0 | 0 | 0 | 0 | 0 | 0 | 0 | 0 | 0 | 0 | 0 | 0 | 0 | 0 | 0 | 0 | 0 | 0 | 0 | 0 | 0 | 0 | 0 | 0 | 0 | 0 | 0 | 0 | 0
F13_Industrial_Wood and Lumber Products_Existing_Space Heating_Natural Gas_Gas Boiler - Insulate Steam Lines/Condensate Tank_A_Technical Potential | F13 | Industrial | Wood and Lumber Products | Existing | Space Heating | Natural Gas | Gas Boiler - Insulate Steam Lines/Condensate Tank | A | Purchases (Incremental) | Technical Potential | 0 | 0 | 0 | 0 | 0 | 0.47765 | 0.47739 | 0.47457 | 0.47483 | 0.47522 | 0.46919 | 0.4679 | 0.46695 | 0.45954 | 0.46129 | 0.4569 | 0.45695 | 0.45465 | 0.4506 | 0.45113 | 0.44927 | 0.44752 | 0.44589 | 0.44437 | 0.44297 | 0 | 0 | 0 | 0 | 0 | 0
F14_Industrial_Wood and Lumber Products_Existing_Space Heating_Natural Gas_Gas Boiler - Insulate Steam Lines/Condensate Tank_A_Technical Potential | F14 | Industrial | Wood and Lumber Products | Existing | Space Heating | Natural Gas | Gas Boiler - Insulate Steam Lines/Condensate Tank | A | Purchases (Cumulative) | Technical Potential | 0 | 0 | 0 | 0 | 0 | 0.47765 | 0.95504 | 1.4296 | 1.9044 | 2.3797 | 2.8488 | 3.3168 | 3.7837 | 4.2432 | 4.7045 | 5.1614 | 5.6184 | 6.073 | 6.5236 | 6.9748 | 7.424 | 7.8716 | 8.3175 | 8.7618 | 9.2048 | 9.2048 | 9.2048 | 9.2048 | 9.2048 | 9.2048 | 9.2048
F1_Industrial_Wood and Lumber Products_Existing_Process_Natural Gas_Gas Boiler - Insulate Steam Lines/Condensate Tank_A_Technical Potential | F1 | Industrial | Wood and Lumber Products | Existing | Process | Natural Gas | Gas Boiler - Insulate Steam Lines/Condensate Tank | A | Original Unit Energy Savings (kWh or therms) | Technical Potential | 0 | 0 | 0 | 0 | 0 | 68.5138 | 68.5138 | 68.5138 | 68.5138 | 68.5138 | 68.5138 | 68.5138 | 68.5138 | 68.5138 | 68.5138 | 68.5138 | 68.5138 | 68.5138 | 68.5138 | 68.5138 | 68.5138 | 68.5138 | 68.5138 | 68.5138 | 68.5138 | 68.5138 | 68.5138 | 68.5138 | 68.5138 | 68.5138 | 68.5138
F2_Industrial_Wood and Lumber Products_Existing_Process_Natural Gas_Gas Boiler - Insulate Steam Lines/Condensate Tank_A_Technical Potential | F2 | Industrial | Wood and Lumber Products | Existing | Process | Natural Gas | Gas Boiler - Insulate Steam Lines/Condensate Tank | A | Original Unit Summer Peak Savings (kW) | Technical Potential | 0 | 0 | 0 | 0 | 0 | 0 | 0 | 0 | 0 | 0 | 0 | 0 | 0 | 0 | 0 | 0 | 0 | 0 | 0 | 0 | 0 | 0 | 0 | 0 | 0 | 0 | 0 | 0 | 0 | 0 | 0
F3_Industrial_Wood and Lumber Products_Existing_Process_Natural Gas_Gas Boiler - Insulate Steam Lines/Condensate Tank_A_Technical Potential | F3 | Industrial | Wood and Lumber Products | Existing | Process | Natural Gas | Gas Boiler - Insulate Steam Lines/Condensate Tank | A | Original Unit Winter Peak Savings (kW) | Technical Potential | 0 | 0 | 0 | 0 | 0 | 0 | 0 | 0 | 0 | 0 | 0 | 0 | 0 | 0 | 0 | 0 | 0 | 0 | 0 | 0 | 0 | 0 | 0 | 0 | 0 | 0 | 0 | 0 | 0 | 0 | 0
F4_Industrial_Wood and Lumber Products_Existing_Process_Natural Gas_Gas Boiler - Insulate Steam Lines/Condensate Tank_A_Technical Potential | F4 | Industrial | Wood and Lumber Products | Existing | Process | Natural Gas | Gas Boiler - Insulate Steam Lines/Condensate Tank | A | Standalone Impact on Baseline Energy (%) | Technical Potential | 0% | 0% | 0% | 0% | 0% | 0.02058% | 0.04118% | 0.06201% | 0.08256% | 0.1031% | 0.125% | 0.1459% | 0.1668% | 0.1901% | 0.2099% | 0.2325% | 0.2531% | 0.2749% | 0.298% | 0.3182% | 0.3401% | 0.3621% | 0.384% | 0.4059% | 0.0042772 | 0.0042897 | 0.0043012 | 0.0043116 | 0 | 0 | 0
F5_Industrial_Wood and Lumber Products_Existing_Process_Natural Gas_Gas Boiler - Insulate Steam Lines/Condensate Tank_A_Technical Potential | F5 | Industrial | Wood and Lumber Products | Existing | Process | Natural Gas | Gas Boiler - Insulate Steam Lines/Condensate Tank | A | Standalone Impact on Baseline Summer Peak (%) | Technical Potential | 0% | 0% | 0% | 0% | 0% | 0% | 0% | 0% | 0% | 0% | 0% | 0% | 0% | 0% | 0% | 0% | 0% | 0% | 0% | 0% | 0% | 0% | 0% | 0% | 0 | 0 | 0 | 0 | 0 | 0 | 0
F6_Industrial_Wood and Lumber Products_Existing_Process_Natural Gas_Gas Boiler - Insulate Steam Lines/Condensate Tank_A_Technical Potential | F6 | Industrial | Wood and Lumber Products | Existing | Process | Natural Gas | Gas Boiler - Insulate Steam Lines/Condensate Tank | A | Standalone Impact on Baseline Winter Peak (%) | Technical Potential | 0% | 0% | 0% | 0% | 0% | 0% | 0% | 0% | 0% | 0% | 0% | 0% | 0% | 0% | 0% | 0% | 0% | 0% | 0% | 0% | 0% | 0% | 0% | 0% | 0 | 0 | 0 | 0 | 0 | 0 | 0
F7_Industrial_Wood and Lumber Products_Existing_Process_Natural Gas_Gas Boiler - Insulate Steam Lines/Condensate Tank_A_Technical Potential | F7 | Industrial | Wood and Lumber Products | Existing | Process | Natural Gas | Gas Boiler - Insulate Steam Lines/Condensate Tank | A | Incremental Energy Savings (MWh or mTherms) | Technical Potential | 0 | 0 | 0 | 0 | 0 | 0.11264 | 0.11258 | 0.11192 | 0.11198 | 0.11207 | 0.11065 | 0.11035 | 0.11012 | 0.10837 | 0.10879 | 0.10775 | 0.10776 | 0.10722 | 0.10626 | 0.10639 | 0.10595 | 0.10554 | 0.10515 | 0.1048 | 0.10447 | 0 | 0 | 0 | 0 | 0 | 0
F8_Industrial_Wood and Lumber Products_Existing_Process_Natural Gas_Gas Boiler - Insulate Steam Lines/Condensate Tank_A_Technical Potential | F8 | Industrial | Wood and Lumber Products | Existing | Process | Natural Gas | Gas Boiler - Insulate Steam Lines/Condensate Tank | A | Incremental Summer Peak Savings (MW) | Technical Potential | 0 | 0 | 0 | 0 | 0 | 0 | 0 | 0 | 0 | 0 | 0 | 0 | 0 | 0 | 0 | 0 | 0 | 0 | 0 | 0 | 0 | 0 | 0 | 0 | 0 | 0 | 0 | 0 | 0 | 0 | 0
F9_Industrial_Wood and Lumber Products_Existing_Process_Natural Gas_Gas Boiler - Insulate Steam Lines/Condensate Tank_A_Technical Potential | F9 | Industrial | Wood and Lumber Products | Existing | Process | Natural Gas | Gas Boiler - Insulate Steam Lines/Condensate Tank | A | Incremental Winter Peak Savings (MW) | Technical Potential | 0 | 0 | 0 | 0 | 0 | 0 | 0 | 0 | 0 | 0 | 0 | 0 | 0 | 0 | 0 | 0 | 0 | 0 | 0 | 0 | 0 | 0 | 0 | 0 | 0 | 0 | 0 | 0 | 0 | 0 | 0
F10_Industrial_Wood and Lumber Products_Existing_Process_Natural Gas_Gas Boiler - Insulate Steam Lines/Condensate Tank_A_Technical Potential | F10 | Industrial | Wood and Lumber Products | Existing | Process | Natural Gas | Gas Boiler - Insulate Steam Lines/Condensate Tank | A | Cumulative Energy Savings (MWh or mTherms) | Technical Potential | 0 | 0 | 0 | 0 | 0 | 0.11264 | 0.22522 | 0.33714 | 0.44912 | 0.56119 | 0.67184 | 0.78218 | 0.89231 | 1.0007 | 1.1095 | 1.2172 | 1.325 | 1.4322 | 1.5385 | 1.6448 | 1.7508 | 1.8563 | 1.9615 | 2.0663 | 2.1708 | 2.1708 | 2.1708 | 2.1708 | 2.1708 | 2.1708 | 2.1708
F11_Industrial_Wood and Lumber Products_Existing_Process_Natural Gas_Gas Boiler - Insulate Steam Lines/Condensate Tank_A_Technical Potential | F11 | Industrial | Wood and Lumber Products | Existing | Process | Natural Gas | Gas Boiler - Insulate Steam Lines/Condensate Tank | A | Cumulative Summer Peak Savings (MW) | Technical Potential | 0 | 0 | 0 | 0 | 0 | 0 | 0 | 0 | 0 | 0 | 0 | 0 | 0 | 0 | 0 | 0 | 0 | 0 | 0 | 0 | 0 | 0 | 0 | 0 | 0 | 0 | 0 | 0 | 0 | 0 | 0
F12_Industrial_Wood and Lumber Products_Existing_Process_Natural Gas_Gas Boiler - Insulate Steam Lines/Condensate Tank_A_Technical Potential | F12 | Industrial | Wood and Lumber Products | Existing | Process | Natural Gas | Gas Boiler - Insulate Steam Lines/Condensate Tank | A | Cumulative Winter Peak Savings (MW) | Technical Potential | 0 | 0 | 0 | 0 | 0 | 0 | 0 | 0 | 0 | 0 | 0 | 0 | 0 | 0 | 0 | 0 | 0 | 0 | 0 | 0 | 0 | 0 | 0 | 0 | 0 | 0 | 0 | 0 | 0 | 0 | 0
F13_Industrial_Wood and Lumber Products_Existing_Process_Natural Gas_Gas Boiler - Insulate Steam Lines/Condensate Tank_A_Technical Potential | F13 | Industrial | Wood and Lumber Products | Existing | Process | Natural Gas | Gas Boiler - Insulate Steam Lines/Condensate Tank | A | Purchases (Incremental) | Technical Potential | 0 | 0 | 0 | 0 | 0 | 1.6441 | 1.6432 | 1.6335 | 1.6344 | 1.6357 | 1.615 | 1.6106 | 1.6073 | 1.5818 | 1.5878 | 1.5727 | 1.5729 | 1.5649 | 1.551 | 1.5528 | 1.5464 | 1.5404 | 1.5348 | 1.5296 | 1.5247 | 0 | 0 | 0 | 0 | 0 | 0
F14_Industrial_Wood and Lumber Products_Existing_Process_Natural Gas_Gas Boiler - Insulate Steam Lines/Condensate Tank_A_Technical Potential | F14 | Industrial | Wood and Lumber Products | Existing | Process | Natural Gas | Gas Boiler - Insulate Steam Lines/Condensate Tank | A | Purchases (Cumulative) | Technical Potential | 0 | 0 | 0 | 0 | 0 | 1.6441 | 3.2873 | 4.9208 | 6.5552 | 8.1909 | 9.8059 | 11.4164 | 13.0237 | 14.6055 | 16.1933 | 17.766 | 19.3388 | 20.9038 | 22.4547 | 24.0076 | 25.554 | 27.0944 | 28.6291 | 30.1587 | 31.6834 | 31.6834 | 31.6834 | 31.6834 | 31.6834 | 31.6834 | 31.6834
F1_Industrial_Wood and Lumber Products_Existing_Space Heating_Natural Gas_Gas Boiler - Insulate Hot Water Lines_A_Technical Potential | F1 | Industrial | Wood and Lumber Products | Existing | Space Heating | Natural Gas | Gas Boiler - Insulate Hot Water Lines | A | Original Unit Energy Savings (kWh or therms) | Technical Potential | 0 | 0 | 0 | 0 | 0 | 10.833 | 10.7596 | 10.6867 | 10.6133 | 10.5402 | 10.4691 | 10.3988 | 10.3292 | 10.2604 | 10.1876 | 10.1207 | 10.0546 | 9.9896 | 9.9256 | 9.8614 | 9.7994 | 9.7348 | 9.6726 | 9.6122 | 9.5515 | 9.4961 | 9.4455 | 9.3994 | 9.3573 | 9.3188 | 9.2838
F2_Industrial_Wood and Lumber Products_Existing_Space Heating_Natural Gas_Gas Boiler - Insulate Hot Water Lines_A_Technical Potential | F2 | Industrial | Wood and Lumber Products | Existing | Space Heating | Natural Gas | Gas Boiler - Insulate Hot Water Lines | A | Original Unit Summer Peak Savings (kW) | Technical Potential | 0 | 0 | 0 | 0 | 0 | 0 | 0 | 0 | 0 | 0 | 0 | 0 | 0 | 0 | 0 | 0 | 0 | 0 | 0 | 0 | 0 | 0 | 0 | 0 | 0 | 0 | 0 | 0 | 0 | 0 | 0
F3_Industrial_Wood and Lumber Products_Existing_Space Heating_Natural Gas_Gas Boiler - Insulate Hot Water Lines_A_Technical Potential | F3 | Industrial | Wood and Lumber Products | Existing | Space Heating | Natural Gas | Gas Boiler - Insulate Hot Water Lines | A | Original Unit Winter Peak Savings (kW) | Technical Potential | 0 | 0 | 0 | 0 | 0 | 0 | 0 | 0 | 0 | 0 | 0 | 0 | 0 | 0 | 0 | 0 | 0 | 0 | 0 | 0 | 0 | 0 | 0 | 0 | 0 | 0 | 0 | 0 | 0 | 0 | 0
F4_Industrial_Wood and Lumber Products_Existing_Space Heating_Natural Gas_Gas Boiler - Insulate Hot Water Lines_A_Technical Potential | F4 | Industrial | Wood and Lumber Products | Existing | Space Heating | Natural Gas | Gas Boiler - Insulate Hot Water Lines | A | Standalone Impact on Baseline Energy (%) | Technical Potential | 0% | 0% | 0% | 0% | 0% | 0.0136% | 0.02716% | 0.04087% | 0.0544% | 0.06791% | 0.08236% | 0.0962% | 0.11% | 0.1255% | 0.1387% | 0.1537% | 0.1674% | 0.182% | 0.1972% | 0.2106% | 0.225% | 0.2394% | 0.2537% | 0.2679% | 0.0028194 | 0.0028246 | 0.0028294 | 0.002834 | 0 | 0 | 0
F5_Industrial_Wood and Lumber Products_Existing_Space Heating_Natural Gas_Gas Boiler - Insulate Hot Water Lines_A_Technical Potential | F5 | Industrial | Wood and Lumber Products | Existing | Space Heating | Natural Gas | Gas Boiler - Insulate Hot Water Lines | A | Standalone Impact on Baseline Summer Peak (%) | Technical Potential | 0% | 0% | 0% | 0% | 0% | 0% | 0% | 0% | 0% | 0% | 0% | 0% | 0% | 0% | 0% | 0% | 0% | 0% | 0% | 0% | 0% | 0% | 0% | 0% | 0 | 0 | 0 | 0 | 0 | 0 | 0
F6_Industrial_Wood and Lumber Products_Existing_Space Heating_Natural Gas_Gas Boiler - Insulate Hot Water Lines_A_Technical Potential | F6 | Industrial | Wood and Lumber Products | Existing | Space Heating | Natural Gas | Gas Boiler - Insulate Hot Water Lines | A | Standalone Impact on Baseline Winter Peak (%) | Technical Potential | 0% | 0% | 0% | 0% | 0% | 0% | 0% | 0% | 0% | 0% | 0% | 0% | 0% | 0% | 0% | 0% | 0% | 0% | 0% | 0% | 0% | 0% | 0% | 0% | 0 | 0 | 0 | 0 | 0 | 0 | 0
F7_Industrial_Wood and Lumber Products_Existing_Space Heating_Natural Gas_Gas Boiler - Insulate Hot Water Lines_A_Technical Potential | F7 | Industrial | Wood and Lumber Products | Existing | Space Heating | Natural Gas | Gas Boiler - Insulate Hot Water Lines | A | Incremental Energy Savings (MWh or mTherms) | Technical Potential | 0 | 0 | 0 | 0 | 0 | 0.010349 | 0.010273 | 0.010143 | 0.010079 | 0.010018 | 0.009824 | 0.0097313 | 0.0096465 | 0.0094301 | 0.0093989 | 0.0092482 | 0.009189 | 0.0090836 | 0.0089449 | 0.0088976 | 0.0088051 | 0.0087131 | 0.0086258 | 0.0085429 | 0.0084621 | 0 | 0 | 0 | 0 | 0 | 0
F8_Industrial_Wood and Lumber Products_Existing_Space Heating_Natural Gas_Gas Boiler - Insulate Hot Water Lines_A_Technical Potential | F8 | Industrial | Wood and Lumber Products | Existing | Space Heating | Natural Gas | Gas Boiler - Insulate Hot Water Lines | A | Incremental Summer Peak Savings (MW) | Technical Potential | 0 | 0 | 0 | 0 | 0 | 0 | 0 | 0 | 0 | 0 | 0 | 0 | 0 | 0 | 0 | 0 | 0 | 0 | 0 | 0 | 0 | 0 | 0 | 0 | 0 | 0 | 0 | 0 | 0 | 0 | 0
F9_Industrial_Wood and Lumber Products_Existing_Space Heating_Natural Gas_Gas Boiler - Insulate Hot Water Lines_A_Technical Potential | F9 | Industrial | Wood and Lumber Products | Existing | Space Heating | Natural Gas | Gas Boiler - Insulate Hot Water Lines | A | Incremental Winter Peak Savings (MW) | Technical Potential | 0 | 0 | 0 | 0 | 0 | 0 | 0 | 0 | 0 | 0 | 0 | 0 | 0 | 0 | 0 | 0 | 0 | 0 | 0 | 0 | 0 | 0 | 0 | 0 | 0 | 0 | 0 | 0 | 0 | 0 | 0
F10_Industrial_Wood and Lumber Products_Existing_Space Heating_Natural Gas_Gas Boiler - Insulate Hot Water Lines_A_Technical Potential | F10 | Industrial | Wood and Lumber Products | Existing | Space Heating | Natural Gas | Gas Boiler - Insulate Hot Water Lines | A | Cumulative Energy Savings (MWh or mTherms) | Technical Potential | 0 | 0 | 0 | 0 | 0 | 0.010349 | 0.020552 | 0.030556 | 0.040425 | 0.050164 | 0.05965 | 0.06898 | 0.078165 | 0.087075 | 0.095856 | 0.10447 | 0.11298 | 0.12133 | 0.1295 | 0.13756 | 0.1455 | 0.15326 | 0.1609 | 0.16844 | 0.17584 | 0.17482 | 0.17389 | 0.17304 | 0.17226 | 0.17156 | 0.17091
F11_Industrial_Wood and Lumber Products_Existing_Space Heating_Natural Gas_Gas Boiler - Insulate Hot Water Lines_A_Technical Potential | F11 | Industrial | Wood and Lumber Products | Existing | Space Heating | Natural Gas | Gas Boiler - Insulate Hot Water Lines | A | Cumulative Summer Peak Savings (MW) | Technical Potential | 0 | 0 | 0 | 0 | 0 | 0 | 0 | 0 | 0 | 0 | 0 | 0 | 0 | 0 | 0 | 0 | 0 | 0 | 0 | 0 | 0 | 0 | 0 | 0 | 0 | 0 | 0 | 0 | 0 | 0 | 0
F12_Industrial_Wood and Lumber Products_Existing_Space Heating_Natural Gas_Gas Boiler - Insulate Hot Water Lines_A_Technical Potential | F12 | Industrial | Wood and Lumber Products | Existing | Space Heating | Natural Gas | Gas Boiler - Insulate Hot Water Lines | A | Cumulative Winter Peak Savings (MW) | Technical Potential | 0 | 0 | 0 | 0 | 0 | 0 | 0 | 0 | 0 | 0 | 0 | 0 | 0 | 0 | 0 | 0 | 0 | 0 | 0 | 0 | 0 | 0 | 0 | 0 | 0 | 0 | 0 | 0 | 0 | 0 | 0
F13_Industrial_Wood and Lumber Products_Existing_Space Heating_Natural Gas_Gas Boiler - Insulate Hot Water Lines_A_Technical Potential | F13 | Industrial | Wood and Lumber Products | Existing | Space Heating | Natural Gas | Gas Boiler - Insulate Hot Water Lines | A | Purchases (Incremental) | Technical Potential | 0 | 0 | 0 | 0 | 0 | 0.9553 | 0.95478 | 0.94915 | 0.94966 | 0.95044 | 0.93837 | 0.93581 | 0.93391 | 0.91908 | 0.92259 | 0.91379 | 0.91391 | 0.90931 | 0.9012 | 0.90227 | 0.89853 | 0.89504 | 0.89178 | 0.88875 | 0.88595 | 0 | 0 | 0 | 0 | 0 | 0
F14_Industrial_Wood and Lumber Products_Existing_Space Heating_Natural Gas_Gas Boiler - Insulate Hot Water Lines_A_Technical Potential | F14 | Industrial | Wood and Lumber Products | Existing | Space Heating | Natural Gas | Gas Boiler - Insulate Hot Water Lines | A | Purchases (Cumulative) | Technical Potential | 0 | 0 | 0 | 0 | 0 | 0.9553 | 1.9101 | 2.8592 | 3.8089 | 4.7593 | 5.6977 | 6.6335 | 7.5674 | 8.4865 | 9.4091 | 10.3229 | 11.2368 | 12.1461 | 13.0473 | 13.9496 | 14.8481 | 15.7431 | 16.6349 | 17.5237 | 18.4096 | 18.4096 | 18.4096 | 18.4096 | 18.4096 | 18.4096 | 18.4096
F1_Industrial_Wood and Lumber Products_Existing_Process_Natural Gas_Gas Boiler - Insulate Hot Water Lines_A_Technical Potential | F1 | Industrial | Wood and Lumber Products | Existing | Process | Natural Gas | Gas Boiler - Insulate Hot Water Lines | A | Original Unit Energy Savings (kWh or therms) | Technical Potential | 0 | 0 | 0 | 0 | 0 | 77.4421 | 77.4421 | 77.4421 | 77.4421 | 77.4421 | 77.4421 | 77.4421 | 77.4421 | 77.4421 | 77.4421 | 77.4421 | 77.4421 | 77.4421 | 77.4421 | 77.4421 | 77.4421 | 77.4421 | 77.4421 | 77.4421 | 77.4421 | 77.4421 | 77.4421 | 77.4421 | 77.4421 | 77.4421 | 77.4421
F2_Industrial_Wood and Lumber Products_Existing_Process_Natural Gas_Gas Boiler - Insulate Hot Water Lines_A_Technical Potential | F2 | Industrial | Wood and Lumber Products | Existing | Process | Natural Gas | Gas Boiler - Insulate Hot Water Lines | A | Original Unit Summer Peak Savings (kW) | Technical Potential | 0 | 0 | 0 | 0 | 0 | 0 | 0 | 0 | 0 | 0 | 0 | 0 | 0 | 0 | 0 | 0 | 0 | 0 | 0 | 0 | 0 | 0 | 0 | 0 | 0 | 0 | 0 | 0 | 0 | 0 | 0
F3_Industrial_Wood and Lumber Products_Existing_Process_Natural Gas_Gas Boiler - Insulate Hot Water Lines_A_Technical Potential | F3 | Industrial | Wood and Lumber Products | Existing | Process | Natural Gas | Gas Boiler - Insulate Hot Water Lines | A | Original Unit Winter Peak Savings (kW) | Technical Potential | 0 | 0 | 0 | 0 | 0 | 0 | 0 | 0 | 0 | 0 | 0 | 0 | 0 | 0 | 0 | 0 | 0 | 0 | 0 | 0 | 0 | 0 | 0 | 0 | 0 | 0 | 0 | 0 | 0 | 0 | 0
F4_Industrial_Wood and Lumber Products_Existing_Process_Natural Gas_Gas Boiler - Insulate Hot Water Lines_A_Technical Potential | F4 | Industrial | Wood and Lumber Products | Existing | Process | Natural Gas | Gas Boiler - Insulate Hot Water Lines | A | Standalone Impact on Baseline Energy (%) | Technical Potential | 0% | 0% | 0% | 0% | 0% | 0.04653% | 0.09309% | 0.1402% | 0.1866% | 0.233% | 0.2825% | 0.3298% | 0.377% | 0.4297% | 0.4746% | 0.5257% | 0.5721% | 0.6216% | 0.6737% | 0.7194% | 0.7689% | 0.8185% | 0.868% | 0.9175% | 0.0096692 | 0.0096974 | 0.0097234 | 0.009747 | 0 | 0 | 0
F5_Industrial_Wood and Lumber Products_Existing_Process_Natural Gas_Gas Boiler - Insulate Hot Water Lines_A_Technical Potential | F5 | Industrial | Wood and Lumber Products | Existing | Process | Natural Gas | Gas Boiler - Insulate Hot Water Lines | A | Standalone Impact on Baseline Summer Peak (%) | Technical Potential | 0% | 0% | 0% | 0% | 0% | 0% | 0% | 0% | 0% | 0% | 0% | 0% | 0% | 0% | 0% | 0% | 0% | 0% | 0% | 0% | 0% | 0% | 0% | 0% | 0 | 0 | 0 | 0 | 0 | 0 | 0
F6_Industrial_Wood and Lumber Products_Existing_Process_Natural Gas_Gas Boiler - Insulate Hot Water Lines_A_Technical Potential | F6 | Industrial | Wood and Lumber Products | Existing | Process | Natural Gas | Gas Boiler - Insulate Hot Water Lines | A | Standalone Impact on Baseline Winter Peak (%) | Technical Potential | 0% | 0% | 0% | 0% | 0% | 0% | 0% | 0% | 0% | 0% | 0% | 0% | 0% | 0% | 0% | 0% | 0% | 0% | 0% | 0% | 0% | 0% | 0% | 0% | 0 | 0 | 0 | 0 | 0 | 0 | 0
F7_Industrial_Wood and Lumber Products_Existing_Process_Natural Gas_Gas Boiler - Insulate Hot Water Lines_A_Technical Potential | F7 | Industrial | Wood and Lumber Products | Existing | Process | Natural Gas | Gas Boiler - Insulate Hot Water Lines | A | Incremental Energy Savings (MWh or mTherms) | Technical Potential | 0 | 0 | 0 | 0 | 0 | 0.25464 | 0.25451 | 0.253 | 0.25314 | 0.25335 | 0.25013 | 0.24945 | 0.24894 | 0.24499 | 0.24593 | 0.24358 | 0.24361 | 0.24239 | 0.24022 | 0.24051 | 0.23951 | 0.23858 | 0.23771 | 0.2369 | 0.23616 | 0 | 0 | 0 | 0 | 0 | 0
F8_Industrial_Wood and Lumber Products_Existing_Process_Natural Gas_Gas Boiler - Insulate Hot Water Lines_A_Technical Potential | F8 | Industrial | Wood and Lumber Products | Existing | Process | Natural Gas | Gas Boiler - Insulate Hot Water Lines | A | Incremental Summer Peak Savings (MW) | Technical Potential | 0 | 0 | 0 | 0 | 0 | 0 | 0 | 0 | 0 | 0 | 0 | 0 | 0 | 0 | 0 | 0 | 0 | 0 | 0 | 0 | 0 | 0 | 0 | 0 | 0 | 0 | 0 | 0 | 0 | 0 | 0
F9_Industrial_Wood and Lumber Products_Existing_Process_Natural Gas_Gas Boiler - Insulate Hot Water Lines_A_Technical Potential | F9 | Industrial | Wood and Lumber Products | Existing | Process | Natural Gas | Gas Boiler - Insulate Hot Water Lines | A | Incremental Winter Peak Savings (MW) | Technical Potential | 0 | 0 | 0 | 0 | 0 | 0 | 0 | 0 | 0 | 0 | 0 | 0 | 0 | 0 | 0 | 0 | 0 | 0 | 0 | 0 | 0 | 0 | 0 | 0 | 0 | 0 | 0 | 0 | 0 | 0 | 0
F10_Industrial_Wood and Lumber Products_Existing_Process_Natural Gas_Gas Boiler - Insulate Hot Water Lines_A_Technical Potential | F10 | Industrial | Wood and Lumber Products | Existing | Process | Natural Gas | Gas Boiler - Insulate Hot Water Lines | A | Cumulative Energy Savings (MWh or mTherms) | Technical Potential | 0 | 0 | 0 | 0 | 0 | 0.25464 | 0.50915 | 0.76215 | 1.0153 | 1.2686 | 1.5188 | 1.7682 | 2.0172 | 2.2622 | 2.5081 | 2.7517 | 2.9953 | 3.2377 | 3.4779 | 3.7184 | 3.9579 | 4.1965 | 4.4342 | 4.6711 | 4.9073 | 4.9073 | 4.9073 | 4.9073 | 4.9073 | 4.9073 | 4.9073
F11_Industrial_Wood and Lumber Products_Existing_Process_Natural Gas_Gas Boiler - Insulate Hot Water Lines_A_Technical Potential | F11 | Industrial | Wood and Lumber Products | Existing | Process | Natural Gas | Gas Boiler - Insulate Hot Water Lines | A | Cumulative Summer Peak Savings (MW) | Technical Potential | 0 | 0 | 0 | 0 | 0 | 0 | 0 | 0 | 0 | 0 | 0 | 0 | 0 | 0 | 0 | 0 | 0 | 0 | 0 | 0 | 0 | 0 | 0 | 0 | 0 | 0 | 0 | 0 | 0 | 0 | 0
F12_Industrial_Wood and Lumber Products_Existing_Process_Natural Gas_Gas Boiler - Insulate Hot Water Lines_A_Technical Potential | F12 | Industrial | Wood and Lumber Products | Existing | Process | Natural Gas | Gas Boiler - Insulate Hot Water Lines | A | Cumulative Winter Peak Savings (MW) | Technical Potential | 0 | 0 | 0 | 0 | 0 | 0 | 0 | 0 | 0 | 0 | 0 | 0 | 0 | 0 | 0 | 0 | 0 | 0 | 0 | 0 | 0 | 0 | 0 | 0 | 0 | 0 | 0 | 0 | 0 | 0 | 0
F13_Industrial_Wood and Lumber Products_Existing_Process_Natural Gas_Gas Boiler - Insulate Hot Water Lines_A_Technical Potential | F13 | Industrial | Wood and Lumber Products | Existing | Process | Natural Gas | Gas Boiler - Insulate Hot Water Lines | A | Purchases (Incremental) | Technical Potential | 0 | 0 | 0 | 0 | 0 | 3.2882 | 3.2864 | 3.267 | 3.2688 | 3.2715 | 3.2299 | 3.2211 | 3.2146 | 3.1635 | 3.1756 | 3.1453 | 3.1457 | 3.1299 | 3.102 | 3.1056 | 3.0928 | 3.0808 | 3.0696 | 3.0591 | 3.0495 | 0 | 0 | 0 | 0 | 0 | 0
F14_Industrial_Wood and Lumber Products_Existing_Process_Natural Gas_Gas Boiler - Insulate Hot Water Lines_A_Technical Potential | F14 | Industrial | Wood and Lumber Products | Existing | Process | Natural Gas | Gas Boiler - Insulate Hot Water Lines | A | Purchases (Cumulative) | Technical Potential | 0 | 0 | 0 | 0 | 0 | 3.2882 | 6.5746 | 9.8416 | 13.1104 | 16.3819 | 19.6118 | 22.8329 | 26.0475 | 29.211 | 32.3866 | 35.5319 | 38.6776 | 41.8075 | 44.9095 | 48.0151 | 51.1079 | 54.1887 | 57.2583 | 60.3174 | 63.3669 | 63.3669 | 63.3669 | 63.3669 | 63.3669 | 63.3669 | 63.3669
F1_Industrial_Wood and Lumber Products_Existing_Process_Natural Gas_Process - Insulate Heated Process Fluids_A_Technical Potential | F1 | Industrial | Wood and Lumber Products | Existing | Process | Natural Gas | Process - Insulate Heated Process Fluids | A | Original Unit Energy Savings (kWh or therms) | Technical Potential | 0 | 0 | 0 | 0 | 0 | 125.8253 | 125.8253 | 125.8253 | 125.8253 | 125.8253 | 125.8253 | 125.8253 | 125.8253 | 125.8253 | 125.8253 | 125.8253 | 125.8253 | 125.8253 | 125.8253 | 125.8253 | 125.8253 | 125.8253 | 125.8253 | 125.8253 | 125.8253 | 125.8253 | 125.8253 | 125.8253 | 125.8253 | 125.8253 | 125.8253
F2_Industrial_Wood and Lumber Products_Existing_Process_Natural Gas_Process - Insulate Heated Process Fluids_A_Technical Potential | F2 | Industrial | Wood and Lumber Products | Existing | Process | Natural Gas | Process - Insulate Heated Process Fluids | A | Original Unit Summer Peak Savings (kW) | Technical Potential | 0 | 0 | 0 | 0 | 0 | 0 | 0 | 0 | 0 | 0 | 0 | 0 | 0 | 0 | 0 | 0 | 0 | 0 | 0 | 0 | 0 | 0 | 0 | 0 | 0 | 0 | 0 | 0 | 0 | 0 | 0
F3_Industrial_Wood and Lumber Products_Existing_Process_Natural Gas_Process - Insulate Heated Process Fluids_A_Technical Potential | F3 | Industrial | Wood and Lumber Products | Existing | Process | Natural Gas | Process - Insulate Heated Process Fluids | A | Original Unit Winter Peak Savings (kW) | Technical Potential | 0 | 0 | 0 | 0 | 0 | 0 | 0 | 0 | 0 | 0 | 0 | 0 | 0 | 0 | 0 | 0 | 0 | 0 | 0 | 0 | 0 | 0 | 0 | 0 | 0 | 0 | 0 | 0 | 0 | 0 | 0
F4_Industrial_Wood and Lumber Products_Existing_Process_Natural Gas_Process - Insulate Heated Process Fluids_A_Technical Potential | F4 | Industrial | Wood and Lumber Products | Existing | Process | Natural Gas | Process - Insulate Heated Process Fluids | A | Standalone Impact on Baseline Energy (%) | Technical Potential | 0% | 0% | 0% | 0% | 0% | 0.08269% | 0.1654% | 0.2491% | 0.3317% | 0.4141% | 0.4938% | 0.5547% | 0.6035% | 0.6513% | 0.6793% | 0.7103% | 0.7297% | 0.749% | 0.7682% | 0.7773% | 0.7885% | 0.7916% | 0.7945% | 0.7973% | 0.0079978 | 0.0080212 | 0.0080426 | 0.0080622 | 0 | 0 | 0
F5_Industrial_Wood and Lumber Products_Existing_Process_Natural Gas_Process - Insulate Heated Process Fluids_A_Technical Potential | F5 | Industrial | Wood and Lumber Products | Existing | Process | Natural Gas | Process - Insulate Heated Process Fluids | A | Standalone Impact on Baseline Summer Peak (%) | Technical Potential | 0% | 0% | 0% | 0% | 0% | 0% | 0% | 0% | 0% | 0% | 0% | 0% | 0% | 0% | 0% | 0% | 0% | 0% | 0% | 0% | 0% | 0% | 0% | 0% | 0 | 0 | 0 | 0 | 0 | 0 | 0
F6_Industrial_Wood and Lumber Products_Existing_Process_Natural Gas_Process - Insulate Heated Process Fluids_A_Technical Potential | F6 | Industrial | Wood and Lumber Products | Existing | Process | Natural Gas | Process - Insulate Heated Process Fluids | A | Standalone Impact on Baseline Winter Peak (%) | Technical Potential | 0% | 0% | 0% | 0% | 0% | 0% | 0% | 0% | 0% | 0% | 0% | 0% | 0% | 0% | 0% | 0% | 0% | 0% | 0% | 0% | 0% | 0% | 0% | 0% | 0 | 0 | 0 | 0 | 0 | 0 | 0
F7_Industrial_Wood and Lumber Products_Existing_Process_Natural Gas_Process - Insulate Heated Process Fluids_A_Technical Potential | F7 | Industrial | Wood and Lumber Products | Existing | Process | Natural Gas | Process - Insulate Heated Process Fluids | A | Incremental Energy Savings (MWh or mTherms) | Technical Potential | 0 | 0 | 0 | 0 | 0 | 0.45252 | 0.45228 | 0.44961 | 0.44985 | 0.45022 | 0.40006 | 0.31917 | 0.25482 | 0.20062 | 0.16111 | 0.12766 | 0.10214 | 0.081299 | 0.064459 | 0.051628 | 0.041132 | 0.00027946 | 9.9444e-05 | 3.3786e-05 | 1.0982e-05 | 9.3079e-06 | 9.2831e-06 | 9.2606e-06 | 9.2404e-06 | 9.2225e-06 | 9.2068e-06
F8_Industrial_Wood and Lumber Products_Existing_Process_Natural Gas_Process - Insulate Heated Process Fluids_A_Technical Potential | F8 | Industrial | Wood and Lumber Products | Existing | Process | Natural Gas | Process - Insulate Heated Process Fluids | A | Incremental Summer Peak Savings (MW) | Technical Potential | 0 | 0 | 0 | 0 | 0 | 0 | 0 | 0 | 0 | 0 | 0 | 0 | 0 | 0 | 0 | 0 | 0 | 0 | 0 | 0 | 0 | 0 | 0 | 0 | 0 | 0 | 0 | 0 | 0 | 0 | 0
F9_Industrial_Wood and Lumber Products_Existing_Process_Natural Gas_Process - Insulate Heated Process Fluids_A_Technical Potential | F9 | Industrial | Wood and Lumber Products | Existing | Process | Natural Gas | Process - Insulate Heated Process Fluids | A | Incremental Winter Peak Savings (MW) | Technical Potential | 0 | 0 | 0 | 0 | 0 | 0 | 0 | 0 | 0 | 0 | 0 | 0 | 0 | 0 | 0 | 0 | 0 | 0 | 0 | 0 | 0 | 0 | 0 | 0 | 0 | 0 | 0 | 0 | 0 | 0 | 0
F10_Industrial_Wood and Lumber Products_Existing_Process_Natural Gas_Process - Insulate Heated Process Fluids_A_Technical Potential | F10 | Industrial | Wood and Lumber Products | Existing | Process | Natural Gas | Process - Insulate Heated Process Fluids | A | Cumulative Energy Savings (MWh or mTherms) | Technical Potential | 0 | 0 | 0 | 0 | 0 | 0.45252 | 0.9048 | 1.3544 | 1.8043 | 2.2545 | 2.6545 | 2.9737 | 3.2285 | 3.4291 | 3.5903 | 3.7179 | 3.82 | 3.9013 | 3.9658 | 4.0174 | 4.0586 | 4.0588 | 4.0589 | 4.059 | 4.059 | 4.059 | 4.059 | 4.059 | 4.059 | 4.059 | 4.059
F11_Industrial_Wood and Lumber Products_Existing_Process_Natural Gas_Process - Insulate Heated Process Fluids_A_Technical Potential | F11 | Industrial | Wood and Lumber Products | Existing | Process | Natural Gas | Process - Insulate Heated Process Fluids | A | Cumulative Summer Peak Savings (MW) | Technical Potential | 0 | 0 | 0 | 0 | 0 | 0 | 0 | 0 | 0 | 0 | 0 | 0 | 0 | 0 | 0 | 0 | 0 | 0 | 0 | 0 | 0 | 0 | 0 | 0 | 0 | 0 | 0 | 0 | 0 | 0 | 0
F12_Industrial_Wood and Lumber Products_Existing_Process_Natural Gas_Process - Insulate Heated Process Fluids_A_Technical Potential | F12 | Industrial | Wood and Lumber Products | Existing | Process | Natural Gas | Process - Insulate Heated Process Fluids | A | Cumulative Winter Peak Savings (MW) | Technical Potential | 0 | 0 | 0 | 0 | 0 | 0 | 0 | 0 | 0 | 0 | 0 | 0 | 0 | 0 | 0 | 0 | 0 | 0 | 0 | 0 | 0 | 0 | 0 | 0 | 0 | 0 | 0 | 0 | 0 | 0 | 0
F13_Industrial_Wood and Lumber Products_Existing_Process_Natural Gas_Process - Insulate Heated Process Fluids_A_Technical Potential | F13 | Industrial | Wood and Lumber Products | Existing | Process | Natural Gas | Process - Insulate Heated Process Fluids | A | Purchases (Incremental) | Technical Potential | 0 | 0 | 0 | 0 | 0 | 3.5965 | 3.5945 | 3.5733 | 3.5752 | 3.5782 | 3.1795 | 2.5366 | 2.0252 | 1.5944 | 1.2804 | 1.0145 | 0.81175 | 0.64613 | 0.51229 | 0.41032 | 0.3269 | 0.002221 | 0.00079033 | 0.00026852 | 8.7283e-05 | 7.3975e-05 | 7.3778e-05 | 7.3599e-05 | 7.3438e-05 | 7.3296e-05 | 7.3171e-05
F14_Industrial_Wood and Lumber Products_Existing_Process_Natural Gas_Process - Insulate Heated Process Fluids_A_Technical Potential | F14 | Industrial | Wood and Lumber Products | Existing | Process | Natural Gas | Process - Insulate Heated Process Fluids | A | Purchases (Cumulative) | Technical Potential | 0 | 0 | 0 | 0 | 0 | 3.5965 | 7.1909 | 10.7642 | 14.3394 | 17.9176 | 21.097 | 23.6337 | 25.6588 | 27.2532 | 28.5336 | 29.5482 | 30.3599 | 31.0061 | 31.5183 | 31.9287 | 32.2556 | 32.2578 | 32.2586 | 32.2588 | 32.2589 | 32.259 | 32.2591 | 32.2591 | 32.2592 | 32.2593 | 32.2594
F1_Industrial_Wood and Lumber Products_Existing_Process_Natural Gas_Process Heat Recovery_A_Technical Potential | F1 | Industrial | Wood and Lumber Products | Existing | Process | Natural Gas | Process Heat Recovery | A | Original Unit Energy Savings (kWh or therms) | Technical Potential | 0 | 0 | 0 | 0 | 0 | 0.21081 | 0.21081 | 0.21081 | 0.21081 | 0.21081 | 0.21081 | 0.21081 | 0.21081 | 0.21081 | 0.21081 | 0.21081 | 0.21081 | 0.21081 | 0.21081 | 0.21081 | 0.21081 | 0.21081 | 0.21081 | 0.21081 | 0.21081 | 0.21081 | 0.21081 | 0.21081 | 0 | 0 | 0
F2_Industrial_Wood and Lumber Products_Existing_Process_Natural Gas_Process Heat Recovery_A_Technical Potential | F2 | Industrial | Wood and Lumber Products | Existing | Process | Natural Gas | Process Heat Recovery | A | Original Unit Summer Peak Savings (kW) | Technical Potential | 0 | 0 | 0 | 0 | 0 | 0 | 0 | 0 | 0 | 0 | 0 | 0 | 0 | 0 | 0 | 0 | 0 | 0 | 0 | 0 | 0 | 0 | 0 | 0 | 0 | 0 | 0 | 0 | 0 | 0 | 0
F3_Industrial_Wood and Lumber Products_Existing_Process_Natural Gas_Process Heat Recovery_A_Technical Potential | F3 | Industrial | Wood and Lumber Products | Existing | Process | Natural Gas | Process Heat Recovery | A | Original Unit Winter Peak Savings (kW) | Technical Potential | 0 | 0 | 0 | 0 | 0 | 0 | 0 | 0 | 0 | 0 | 0 | 0 | 0 | 0 | 0 | 0 | 0 | 0 | 0 | 0 | 0 | 0 | 0 | 0 | 0 | 0 | 0 | 0 | 0 | 0 | 0
F4_Industrial_Wood and Lumber Products_Existing_Process_Natural Gas_Process Heat Recovery_A_Technical Potential | F4 | Industrial | Wood and Lumber Products | Existing | Process | Natural Gas | Process Heat Recovery | A | Standalone Impact on Baseline Energy (%) | Technical Potential | 0% | 0% | 0% | 0% | 0% | 0.004987% | 0.009978% | 0.01502% | 0.02% | 0.02497% | 0.02978% | 0.03346% | 0.0364% | 0.03928% | 0.04097% | 0.04284% | 0.04401% | 0.04517% | 0.04633% | 0.04688% | 0.04756% | 0.04775% | 0.04792% | 0.04809% | 0.00048238 | 0.00048379 | 0.00048508 | 0.00048626 | 0 | 0 | 0
F5_Industrial_Wood and Lumber Products_Existing_Process_Natural Gas_Process Heat Recovery_A_Technical Potential | F5 | Industrial | Wood and Lumber Products | Existing | Process | Natural Gas | Process Heat Recovery | A | Standalone Impact on Baseline Summer Peak (%) | Technical Potential | 0% | 0% | 0% | 0% | 0% | 0% | 0% | 0% | 0% | 0% | 0% | 0% | 0% | 0% | 0% | 0% | 0% | 0% | 0% | 0% | 0% | 0% | 0% | 0% | 0 | 0 | 0 | 0 | 0 | 0 | 0
F6_Industrial_Wood and Lumber Products_Existing_Process_Natural Gas_Process Heat Recovery_A_Technical Potential | F6 | Industrial | Wood and Lumber Products | Existing | Process | Natural Gas | Process Heat Recovery | A | Standalone Impact on Baseline Winter Peak (%) | Technical Potential | 0% | 0% | 0% | 0% | 0% | 0% | 0% | 0% | 0% | 0% | 0% | 0% | 0% | 0% | 0% | 0% | 0% | 0% | 0% | 0% | 0% | 0% | 0% | 0% | 0 | 0 | 0 | 0 | 0 | 0 | 0
F7_Industrial_Wood and Lumber Products_Existing_Process_Natural Gas_Process Heat Recovery_A_Technical Potential | F7 | Industrial | Wood and Lumber Products | Existing | Process | Natural Gas | Process Heat Recovery | A | Incremental Energy Savings (MWh or mTherms) | Technical Potential | 0 | 0 | 0 | 0 | 0 | 0.027294 | 0.027279 | 0.027118 | 0.027132 | 0.027155 | 0.024129 | 0.019251 | 0.015369 | 0.0121 | 0.009717 | 0.0076995 | 0.0061604 | 0.0049035 | 0.0038878 | 0.0031139 | 0.0024808 | 1.6855e-05 | 5.9979e-06 | 2.0378e-06 | 6.624e-07 | 5.614e-07 | 5.599e-07 | 5.5855e-07 | 0 | 0 | 0
F8_Industrial_Wood and Lumber Products_Existing_Process_Natural Gas_Process Heat Recovery_A_Technical Potential | F8 | Industrial | Wood and Lumber Products | Existing | Process | Natural Gas | Process Heat Recovery | A | Incremental Summer Peak Savings (MW) | Technical Potential | 0 | 0 | 0 | 0 | 0 | 0 | 0 | 0 | 0 | 0 | 0 | 0 | 0 | 0 | 0 | 0 | 0 | 0 | 0 | 0 | 0 | 0 | 0 | 0 | 0 | 0 | 0 | 0 | 0 | 0 | 0
F9_Industrial_Wood and Lumber Products_Existing_Process_Natural Gas_Process Heat Recovery_A_Technical Potential | F9 | Industrial | Wood and Lumber Products | Existing | Process | Natural Gas | Process Heat Recovery | A | Incremental Winter Peak Savings (MW) | Technical Potential | 0 | 0 | 0 | 0 | 0 | 0 | 0 | 0 | 0 | 0 | 0 | 0 | 0 | 0 | 0 | 0 | 0 | 0 | 0 | 0 | 0 | 0 | 0 | 0 | 0 | 0 | 0 | 0 | 0 | 0 | 0
F10_Industrial_Wood and Lumber Products_Existing_Process_Natural Gas_Process Heat Recovery_A_Technical Potential | F10 | Industrial | Wood and Lumber Products | Existing | Process | Natural Gas | Process Heat Recovery | A | Cumulative Energy Savings (MWh or mTherms) | Technical Potential | 0 | 0 | 0 | 0 | 0 | 0.027294 | 0.054572 | 0.08169 | 0.10882 | 0.13598 | 0.16011 | 0.17936 | 0.19473 | 0.20683 | 0.21654 | 0.22424 | 0.2304 | 0.23531 | 0.23919 | 0.24231 | 0.24479 | 0.24481 | 0.24481 | 0.24481 | 0.24481 | 0.24482 | 0.24482 | 0.24482 | 0 | 0 | 0
F11_Industrial_Wood and Lumber Products_Existing_Process_Natural Gas_Process Heat Recovery_A_Technical Potential | F11 | Industrial | Wood and Lumber Products | Existing | Process | Natural Gas | Process Heat Recovery | A | Cumulative Summer Peak Savings (MW) | Technical Potential | 0 | 0 | 0 | 0 | 0 | 0 | 0 | 0 | 0 | 0 | 0 | 0 | 0 | 0 | 0 | 0 | 0 | 0 | 0 | 0 | 0 | 0 | 0 | 0 | 0 | 0 | 0 | 0 | 0 | 0 | 0
F12_Industrial_Wood and Lumber Products_Existing_Process_Natural Gas_Process Heat Recovery_A_Technical Potential | F12 | Industrial | Wood and Lumber Products | Existing | Process | Natural Gas | Process Heat Recovery | A | Cumulative Winter Peak Savings (MW) | Technical Potential | 0 | 0 | 0 | 0 | 0 | 0 | 0 | 0 | 0 | 0 | 0 | 0 | 0 | 0 | 0 | 0 | 0 | 0 | 0 | 0 | 0 | 0 | 0 | 0 | 0 | 0 | 0 | 0 | 0 | 0 | 0
F13_Industrial_Wood and Lumber Products_Existing_Process_Natural Gas_Process Heat Recovery_A_Technical Potential | F13 | Industrial | Wood and Lumber Products | Existing | Process | Natural Gas | Process Heat Recovery | A | Purchases (Incremental) | Technical Potential | 0 | 0 | 0 | 0 | 0 | 129.4722 | 129.4012 | 128.638 | 128.7076 | 128.814 | 114.4604 | 91.3181 | 72.9061 | 57.3987 | 46.0943 | 36.5238 | 29.2228 | 23.2606 | 18.4425 | 14.7715 | 11.7683 | 0.079957 | 0.028452 | 0.0096666 | 0.0031422 | 0.0026631 | 0.002656 | 0.0026496 | 1.0948e-06 | 1.0948e-06 | 1.0948e-06
F14_Industrial_Wood and Lumber Products_Existing_Process_Natural Gas_Process Heat Recovery_A_Technical Potential | F14 | Industrial | Wood and Lumber Products | Existing | Process | Natural Gas | Process Heat Recovery | A | Purchases (Cumulative) | Technical Potential | 0 | 0 | 0 | 0 | 0 | 129.4722 | 258.8734 | 387.5114 | 516.219 | 645.033 | 759.4934 | 850.8115 | 923.7176 | 981.1163 | 1027.2106 | 1063.7344 | 1092.9572 | 1116.2178 | 1134.6603 | 1149.4318 | 1161.2001 | 1161.28 | 1161.3085 | 1161.3182 | 1161.3213 | 1161.324 | 1161.3266 | 1161.3293 | 1161.3293 | 1161.3293 | 1161.3293
F1_Industrial_Wood and Lumber Products_Existing_Space Heating_Natural Gas_Building Automation System_A_Technical Potential | F1 | Industrial | Wood and Lumber Products | Existing | Space Heating | Natural Gas | Building Automation System | A | Original Unit Energy Savings (kWh or therms) | Technical Potential | 0 | 0 | 0 | 0 | 0 | 0.015466 | 0.01539 | 0.015297 | 0.015198 | 0.015094 | 0.014989 | 0.014881 | 0.014774 | 0.014667 | 0.014552 | 0.014445 | 0.01434 | 0.014242 | 0.014151 | 0.014062 | 0.013978 | 0.013892 | 0.013815 | 0.013742 | 0.013672 | 0.013608 | 0.013548 | 0.013493 | 0 | 0 | 0
F2_Industrial_Wood and Lumber Products_Existing_Space Heating_Natural Gas_Building Automation System_A_Technical Potential | F2 | Industrial | Wood and Lumber Products | Existing | Space Heating | Natural Gas | Building Automation System | A | Original Unit Summer Peak Savings (kW) | Technical Potential | 0 | 0 | 0 | 0 | 0 | 0 | 0 | 0 | 0 | 0 | 0 | 0 | 0 | 0 | 0 | 0 | 0 | 0 | 0 | 0 | 0 | 0 | 0 | 0 | 0 | 0 | 0 | 0 | 0 | 0 | 0
F3_Industrial_Wood and Lumber Products_Existing_Space Heating_Natural Gas_Building Automation System_A_Technical Potential | F3 | Industrial | Wood and Lumber Products | Existing | Space Heating | Natural Gas | Building Automation System | A | Original Unit Winter Peak Savings (kW) | Technical Potential | 0 | 0 | 0 | 0 | 0 | 0 | 0 | 0 | 0 | 0 | 0 | 0 | 0 | 0 | 0 | 0 | 0 | 0 | 0 | 0 | 0 | 0 | 0 | 0 | 0 | 0 | 0 | 0 | 0 | 0 | 0
F4_Industrial_Wood and Lumber Products_Existing_Space Heating_Natural Gas_Building Automation System_A_Technical Potential | F4 | Industrial | Wood and Lumber Products | Existing | Space Heating | Natural Gas | Building Automation System | A | Standalone Impact on Baseline Energy (%) | Technical Potential | 0% | 0% | 0% | 0% | 0% | 0.01539% | 0.04615% | 0.101% | 0.1898% | 0.3245% | 0.5218% | 0.7859% | 1.128% | 1.567% | 2.058% | 2.635% | 3.228% | 3.839% | 4.435% | 4.923% | 5.351% | 5.684% | 5.921% | 6.079% | 0.061885 | 0.062065 | 0.062231 | 0.062382 | 0 | 0 | 0
F5_Industrial_Wood and Lumber Products_Existing_Space Heating_Natural Gas_Building Automation System_A_Technical Potential | F5 | Industrial | Wood and Lumber Products | Existing | Space Heating | Natural Gas | Building Automation System | A | Standalone Impact on Baseline Summer Peak (%) | Technical Potential | 0% | 0% | 0% | 0% | 0% | 0% | 0% | 0% | 0% | 0% | 0% | 0% | 0% | 0% | 0% | 0% | 0% | 0% | 0% | 0% | 0% | 0% | 0% | 0% | 0 | 0 | 0 | 0 | 0 | 0 | 0
F6_Industrial_Wood and Lumber Products_Existing_Space Heating_Natural Gas_Building Automation System_A_Technical Potential | F6 | Industrial | Wood and Lumber Products | Existing | Space Heating | Natural Gas | Building Automation System | A | Standalone Impact on Baseline Winter Peak (%) | Technical Potential | 0% | 0% | 0% | 0% | 0% | 0% | 0% | 0% | 0% | 0% | 0% | 0% | 0% | 0% | 0% | 0% | 0% | 0% | 0% | 0% | 0% | 0% | 0% | 0% | 0 | 0 | 0 | 0 | 0 | 0 | 0
F7_Industrial_Wood and Lumber Products_Existing_Space Heating_Natural Gas_Building Automation System_A_Technical Potential | F7 | Industrial | Wood and Lumber Products | Existing | Space Heating | Natural Gas | Building Automation System | A | Incremental Energy Savings (MWh or mTherms) | Technical Potential | 0 | 0 | 0 | 0 | 0 | 0.011705 | 0.02327 | 0.040823 | 0.066011 | 0.099595 | 0.13985 | 0.18835 | 0.24192 | 0.29233 | 0.34332 | 0.37871 | 0.39999 | 0.39691 | 0.36845 | 0.32229 | 0.26385 | 0.19975 | 0.13702 | 0.086778 | 0.05613 | 0 | 0 | 0 | 0 | 0 | 0
F8_Industrial_Wood and Lumber Products_Existing_Space Heating_Natural Gas_Building Automation System_A_Technical Potential | F8 | Industrial | Wood and Lumber Products | Existing | Space Heating | Natural Gas | Building Automation System | A | Incremental Summer Peak Savings (MW) | Technical Potential | 0 | 0 | 0 | 0 | 0 | 0 | 0 | 0 | 0 | 0 | 0 | 0 | 0 | 0 | 0 | 0 | 0 | 0 | 0 | 0 | 0 | 0 | 0 | 0 | 0 | 0 | 0 | 0 | 0 | 0 | 0
F9_Industrial_Wood and Lumber Products_Existing_Space Heating_Natural Gas_Building Automation System_A_Technical Potential | F9 | Industrial | Wood and Lumber Products | Existing | Space Heating | Natural Gas | Building Automation System | A | Incremental Winter Peak Savings (MW) | Technical Potential | 0 | 0 | 0 | 0 | 0 | 0 | 0 | 0 | 0 | 0 | 0 | 0 | 0 | 0 | 0 | 0 | 0 | 0 | 0 | 0 | 0 | 0 | 0 | 0 | 0 | 0 | 0 | 0 | 0 | 0 | 0
F10_Industrial_Wood and Lumber Products_Existing_Space Heating_Natural Gas_Building Automation System_A_Technical Potential | F10 | Industrial | Wood and Lumber Products | Existing | Space Heating | Natural Gas | Building Automation System | A | Cumulative Energy Savings (MWh or mTherms) | Technical Potential | 0 | 0 | 0 | 0 | 0 | 0.011705 | 0.034917 | 0.075528 | 0.14105 | 0.23969 | 0.37787 | 0.5635 | 0.80136 | 1.0879 | 1.4227 | 1.7909 | 2.1779 | 2.5599 | 2.912 | 3.216 | 3.4606 | 3.6392 | 3.7559 | 3.8228 | 3.8596 | 3.8414 | 3.8246 | 3.809 | 0 | 0 | 0
F11_Industrial_Wood and Lumber Products_Existing_Space Heating_Natural Gas_Building Automation System_A_Technical Potential | F11 | Industrial | Wood and Lumber Products | Existing | Space Heating | Natural Gas | Building Automation System | A | Cumulative Summer Peak Savings (MW) | Technical Potential | 0 | 0 | 0 | 0 | 0 | 0 | 0 | 0 | 0 | 0 | 0 | 0 | 0 | 0 | 0 | 0 | 0 | 0 | 0 | 0 | 0 | 0 | 0 | 0 | 0 | 0 | 0 | 0 | 0 | 0 | 0
F12_Industrial_Wood and Lumber Products_Existing_Space Heating_Natural Gas_Building Automation System_A_Technical Potential | F12 | Industrial | Wood and Lumber Products | Existing | Space Heating | Natural Gas | Building Automation System | A | Cumulative Winter Peak Savings (MW) | Technical Potential | 0 | 0 | 0 | 0 | 0 | 0 | 0 | 0 | 0 | 0 | 0 | 0 | 0 | 0 | 0 | 0 | 0 | 0 | 0 | 0 | 0 | 0 | 0 | 0 | 0 | 0 | 0 | 0 | 0 | 0 | 0
F13_Industrial_Wood and Lumber Products_Existing_Space Heating_Natural Gas_Building Automation System_A_Technical Potential | F13 | Industrial | Wood and Lumber Products | Existing | Space Heating | Natural Gas | Building Automation System | A | Purchases (Incremental) | Technical Potential | 0 | 0 | 0 | 0 | 0 | 756.8107 | 1511.9846 | 2668.765 | 4343.4591 | 6598.2157 | 9330.0488 | 12656.7471 | 16374.4008 | 19930.712 | 23592.7794 | 26217.1434 | 27893.7239 | 27869.2001 | 26037.0817 | 22919.5354 | 18875.8224 | 14378.3121 | 9917.9464 | 6314.9324 | 4105.4469 | 0 | 0 | 0 | 0 | 0 | 0
F14_Industrial_Wood and Lumber Products_Existing_Space Heating_Natural Gas_Building Automation System_A_Technical Potential | F14 | Industrial | Wood and Lumber Products | Existing | Space Heating | Natural Gas | Building Automation System | A | Purchases (Cumulative) | Technical Potential | 0 | 0 | 0 | 0 | 0 | 756.8107 | 2268.7952 | 4937.5603 | 9281.0194 | 15879.2351 | 25209.2839 | 37866.031 | 54240.4318 | 74171.1437 | 97763.9231 | 123981.0666 | 151874.7905 | 179743.9906 | 205781.0723 | 228700.6077 | 247576.4301 | 261954.7422 | 271872.6886 | 278187.621 | 282293.0679 | 282293.0679 | 282293.0679 | 282293.0679 | 282293.0679 | 282293.0679 | 282293.0679
F1_Industrial_Wood and Lumber Products_Existing_Space Heating_Natural Gas_Steam System Efficiency Improvements_A_Technical Potential | F1 | Industrial | Wood and Lumber Products | Existing | Space Heating | Natural Gas | Steam System Efficiency Improvements | A | Original Unit Energy Savings (kWh or therms) | Technical Potential | 0 | 0 | 0 | 0 | 0 | 0.13779 | 0.13686 | 0.13593 | 0.135 | 0.13407 | 0.13317 | 0.13227 | 0.13139 | 0.13051 | 0.12958 | 0.12873 | 0.12789 | 0.12707 | 0.12625 | 0.12544 | 0.12465 | 0.12383 | 0.12303 | 0.12227 | 0.12149 | 0.12079 | 0.12015 | 0.11956 | 0.11902 | 0.11854 | 0.11809
F2_Industrial_Wood and Lumber Products_Existing_Space Heating_Natural Gas_Steam System Efficiency Improvements_A_Technical Potential | F2 | Industrial | Wood and Lumber Products | Existing | Space Heating | Natural Gas | Steam System Efficiency Improvements | A | Original Unit Summer Peak Savings (kW) | Technical Potential | 0 | 0 | 0 | 0 | 0 | 0 | 0 | 0 | 0 | 0 | 0 | 0 | 0 | 0 | 0 | 0 | 0 | 0 | 0 | 0 | 0 | 0 | 0 | 0 | 0 | 0 | 0 | 0 | 0 | 0 | 0
F3_Industrial_Wood and Lumber Products_Existing_Space Heating_Natural Gas_Steam System Efficiency Improvements_A_Technical Potential | F3 | Industrial | Wood and Lumber Products | Existing | Space Heating | Natural Gas | Steam System Efficiency Improvements | A | Original Unit Winter Peak Savings (kW) | Technical Potential | 0 | 0 | 0 | 0 | 0 | 0 | 0 | 0 | 0 | 0 | 0 | 0 | 0 | 0 | 0 | 0 | 0 | 0 | 0 | 0 | 0 | 0 | 0 | 0 | 0 | 0 | 0 | 0 | 0 | 0 | 0
F4_Industrial_Wood and Lumber Products_Existing_Space Heating_Natural Gas_Steam System Efficiency Improvements_A_Technical Potential | F4 | Industrial | Wood and Lumber Products | Existing | Space Heating | Natural Gas | Steam System Efficiency Improvements | A | Standalone Impact on Baseline Energy (%) | Technical Potential | 0% | 0% | 0% | 0% | 0% | 0.0009716% | 0.002909% | 0.006363% | 0.01195% | 0.02043% | 0.03285% | 0.0495% | 0.07109% | 0.09884% | 0.1299% | 0.1664% | 0.204% | 0.2428% | 0.2804% | 0.3112% | 0.3382% | 0.3591% | 0.3737% | 0.3833% | 0.0038974 | 0.0039045 | 0.0039112 | 0.0039175 | 0 | 0 | 0
F5_Industrial_Wood and Lumber Products_Existing_Space Heating_Natural Gas_Steam System Efficiency Improvements_A_Technical Potential | F5 | Industrial | Wood and Lumber Products | Existing | Space Heating | Natural Gas | Steam System Efficiency Improvements | A | Standalone Impact on Baseline Summer Peak (%) | Technical Potential | 0% | 0% | 0% | 0% | 0% | 0% | 0% | 0% | 0% | 0% | 0% | 0% | 0% | 0% | 0% | 0% | 0% | 0% | 0% | 0% | 0% | 0% | 0% | 0% | 0 | 0 | 0 | 0 | 0 | 0 | 0
F6_Industrial_Wood and Lumber Products_Existing_Space Heating_Natural Gas_Steam System Efficiency Improvements_A_Technical Potential | F6 | Industrial | Wood and Lumber Products | Existing | Space Heating | Natural Gas | Steam System Efficiency Improvements | A | Standalone Impact on Baseline Winter Peak (%) | Technical Potential | 0% | 0% | 0% | 0% | 0% | 0% | 0% | 0% | 0% | 0% | 0% | 0% | 0% | 0% | 0% | 0% | 0% | 0% | 0% | 0% | 0% | 0% | 0% | 0% | 0 | 0 | 0 | 0 | 0 | 0 | 0
F7_Industrial_Wood and Lumber Products_Existing_Space Heating_Natural Gas_Steam System Efficiency Improvements_A_Technical Potential | F7 | Industrial | Wood and Lumber Products | Existing | Space Heating | Natural Gas | Steam System Efficiency Improvements | A | Incremental Energy Savings (MWh or mTherms) | Technical Potential | 0 | 0 | 0 | 0 | 0 | 0.00073908 | 0.0014666 | 0.002571 | 0.0041557 | 0.0062695 | 0.0088054 | 0.011865 | 0.015247 | 0.018435 | 0.021667 | 0.023919 | 0.025283 | 0.025097 | 0.023297 | 0.020375 | 0.016675 | 0.012618 | 0.008648 | 0.005472 | 0.003535 | 0 | 0 | 0 | 0 | 0 | 0
F8_Industrial_Wood and Lumber Products_Existing_Space Heating_Natural Gas_Steam System Efficiency Improvements_A_Technical Potential | F8 | Industrial | Wood and Lumber Products | Existing | Space Heating | Natural Gas | Steam System Efficiency Improvements | A | Incremental Summer Peak Savings (MW) | Technical Potential | 0 | 0 | 0 | 0 | 0 | 0 | 0 | 0 | 0 | 0 | 0 | 0 | 0 | 0 | 0 | 0 | 0 | 0 | 0 | 0 | 0 | 0 | 0 | 0 | 0 | 0 | 0 | 0 | 0 | 0 | 0
F9_Industrial_Wood and Lumber Products_Existing_Space Heating_Natural Gas_Steam System Efficiency Improvements_A_Technical Potential | F9 | Industrial | Wood and Lumber Products | Existing | Space Heating | Natural Gas | Steam System Efficiency Improvements | A | Incremental Winter Peak Savings (MW) | Technical Potential | 0 | 0 | 0 | 0 | 0 | 0 | 0 | 0 | 0 | 0 | 0 | 0 | 0 | 0 | 0 | 0 | 0 | 0 | 0 | 0 | 0 | 0 | 0 | 0 | 0 | 0 | 0 | 0 | 0 | 0 | 0
F10_Industrial_Wood and Lumber Products_Existing_Space Heating_Natural Gas_Steam System Efficiency Improvements_A_Technical Potential | F10 | Industrial | Wood and Lumber Products | Existing | Space Heating | Natural Gas | Steam System Efficiency Improvements | A | Cumulative Energy Savings (MWh or mTherms) | Technical Potential | 0 | 0 | 0 | 0 | 0 | 0.00073908 | 0.0022006 | 0.0047567 | 0.0088798 | 0.015088 | 0.023792 | 0.035497 | 0.050506 | 0.068605 | 0.089785 | 0.11312 | 0.13766 | 0.16187 | 0.18413 | 0.20331 | 0.21871 | 0.22988 | 0.23706 | 0.24106 | 0.24307 | 0.24166 | 0.24037 | 0.2392 | 0.23812 | 0.23715 | 0.23625
F11_Industrial_Wood and Lumber Products_Existing_Space Heating_Natural Gas_Steam System Efficiency Improvements_A_Technical Potential | F11 | Industrial | Wood and Lumber Products | Existing | Space Heating | Natural Gas | Steam System Efficiency Improvements | A | Cumulative Summer Peak Savings (MW) | Technical Potential | 0 | 0 | 0 | 0 | 0 | 0 | 0 | 0 | 0 | 0 | 0 | 0 | 0 | 0 | 0 | 0 | 0 | 0 | 0 | 0 | 0 | 0 | 0 | 0 | 0 | 0 | 0 | 0 | 0 | 0 | 0
F12_Industrial_Wood and Lumber Products_Existing_Space Heating_Natural Gas_Steam System Efficiency Improvements_A_Technical Potential | F12 | Industrial | Wood and Lumber Products | Existing | Space Heating | Natural Gas | Steam System Efficiency Improvements | A | Cumulative Winter Peak Savings (MW) | Technical Potential | 0 | 0 | 0 | 0 | 0 | 0 | 0 | 0 | 0 | 0 | 0 | 0 | 0 | 0 | 0 | 0 | 0 | 0 | 0 | 0 | 0 | 0 | 0 | 0 | 0 | 0 | 0 | 0 | 0 | 0 | 0
F13_Industrial_Wood and Lumber Products_Existing_Space Heating_Natural Gas_Steam System Efficiency Improvements_A_Technical Potential | F13 | Industrial | Wood and Lumber Products | Existing | Space Heating | Natural Gas | Steam System Efficiency Improvements | A | Purchases (Incremental) | Technical Potential | 0 | 0 | 0 | 0 | 0 | 5.3636 | 10.7156 | 18.9139 | 30.7826 | 46.7624 | 66.1232 | 89.6999 | 116.0474 | 141.2514 | 167.2049 | 185.8041 | 197.6862 | 197.5124 | 184.528 | 162.4336 | 133.7753 | 101.9009 | 70.2897 | 44.7547 | 29.0958 | 0 | 0 | 0 | 0 | 0 | 0
F14_Industrial_Wood and Lumber Products_Existing_Space Heating_Natural Gas_Steam System Efficiency Improvements_A_Technical Potential | F14 | Industrial | Wood and Lumber Products | Existing | Space Heating | Natural Gas | Steam System Efficiency Improvements | A | Purchases (Cumulative) | Technical Potential | 0 | 0 | 0 | 0 | 0 | 5.3636 | 16.0792 | 34.9931 | 65.7757 | 112.5381 | 178.6613 | 268.3612 | 384.4086 | 525.66 | 692.8649 | 878.669 | 1076.3552 | 1273.8676 | 1458.3956 | 1620.8292 | 1754.6044 | 1856.5053 | 1926.795 | 1971.5497 | 2000.6455 | 2000.6455 | 2000.6455 | 2000.6455 | 2000.6455 | 2000.6455 | 2000.6455
F1_Industrial_Wood and Lumber Products_Existing_Process_Natural Gas_Steam System Efficiency Improvements_A_Technical Potential | F1 | Industrial | Wood and Lumber Products | Existing | Process | Natural Gas | Steam System Efficiency Improvements | A | Original Unit Energy Savings (kWh or therms) | Technical Potential | 0 | 0 | 0 | 0 | 0 | 0.98506 | 0.98506 | 0.98506 | 0.98506 | 0.98506 | 0.98506 | 0.98506 | 0.98506 | 0.98506 | 0.98506 | 0.98506 | 0.98506 | 0.98506 | 0.98506 | 0.98506 | 0.98506 | 0.98506 | 0.98506 | 0.98506 | 0.98506 | 0.98506 | 0.98506 | 0.98506 | 0.98506 | 0.98506 | 0.98506
F2_Industrial_Wood and Lumber Products_Existing_Process_Natural Gas_Steam System Efficiency Improvements_A_Technical Potential | F2 | Industrial | Wood and Lumber Products | Existing | Process | Natural Gas | Steam System Efficiency Improvements | A | Original Unit Summer Peak Savings (kW) | Technical Potential | 0 | 0 | 0 | 0 | 0 | 0 | 0 | 0 | 0 | 0 | 0 | 0 | 0 | 0 | 0 | 0 | 0 | 0 | 0 | 0 | 0 | 0 | 0 | 0 | 0 | 0 | 0 | 0 | 0 | 0 | 0
F3_Industrial_Wood and Lumber Products_Existing_Process_Natural Gas_Steam System Efficiency Improvements_A_Technical Potential | F3 | Industrial | Wood and Lumber Products | Existing | Process | Natural Gas | Steam System Efficiency Improvements | A | Original Unit Winter Peak Savings (kW) | Technical Potential | 0 | 0 | 0 | 0 | 0 | 0 | 0 | 0 | 0 | 0 | 0 | 0 | 0 | 0 | 0 | 0 | 0 | 0 | 0 | 0 | 0 | 0 | 0 | 0 | 0 | 0 | 0 | 0 | 0 | 0 | 0
F4_Industrial_Wood and Lumber Products_Existing_Process_Natural Gas_Steam System Efficiency Improvements_A_Technical Potential | F4 | Industrial | Wood and Lumber Products | Existing | Process | Natural Gas | Steam System Efficiency Improvements | A | Standalone Impact on Baseline Energy (%) | Technical Potential | 0% | 0% | 0% | 0% | 0% | 9.107e-05% | 0.0002732% | 0.000598% | 0.001123% | 0.001921% | 0.003088% | 0.004651% | 0.006676% | 0.009277% | 0.01218% | 0.0156% | 0.0191% | 0.02272% | 0.02625% | 0.02914% | 0.03167% | 0.03364% | 0.03505% | 0.03598% | 0.00036629 | 0.00036736 | 0.00036834 | 0.00036923 | 0 | 0 | 0
F5_Industrial_Wood and Lumber Products_Existing_Process_Natural Gas_Steam System Efficiency Improvements_A_Technical Potential | F5 | Industrial | Wood and Lumber Products | Existing | Process | Natural Gas | Steam System Efficiency Improvements | A | Standalone Impact on Baseline Summer Peak (%) | Technical Potential | 0% | 0% | 0% | 0% | 0% | 0% | 0% | 0% | 0% | 0% | 0% | 0% | 0% | 0% | 0% | 0% | 0% | 0% | 0% | 0% | 0% | 0% | 0% | 0% | 0 | 0 | 0 | 0 | 0 | 0 | 0
F6_Industrial_Wood and Lumber Products_Existing_Process_Natural Gas_Steam System Efficiency Improvements_A_Technical Potential | F6 | Industrial | Wood and Lumber Products | Existing | Process | Natural Gas | Steam System Efficiency Improvements | A | Standalone Impact on Baseline Winter Peak (%) | Technical Potential | 0% | 0% | 0% | 0% | 0% | 0% | 0% | 0% | 0% | 0% | 0% | 0% | 0% | 0% | 0% | 0% | 0% | 0% | 0% | 0% | 0% | 0% | 0% | 0% | 0 | 0 | 0 | 0 | 0 | 0 | 0
F7_Industrial_Wood and Lumber Products_Existing_Process_Natural Gas_Steam System Efficiency Improvements_A_Technical Potential | F7 | Industrial | Wood and Lumber Products | Existing | Process | Natural Gas | Steam System Efficiency Improvements | A | Incremental Energy Savings (MWh or mTherms) | Technical Potential | 0 | 0 | 0 | 0 | 0 | 0.00049837 | 0.00099567 | 0.0017574 | 0.0028603 | 0.0043451 | 0.006144 | 0.0083347 | 0.010783 | 0.013125 | 0.015536 | 0.017265 | 0.018369 | 0.018352 | 0.017146 | 0.015093 | 0.01243 | 0.0094684 | 0.0065312 | 0.0041585 | 0.0027035 | 0 | 0 | 0 | 0 | 0 | 0
F8_Industrial_Wood and Lumber Products_Existing_Process_Natural Gas_Steam System Efficiency Improvements_A_Technical Potential | F8 | Industrial | Wood and Lumber Products | Existing | Process | Natural Gas | Steam System Efficiency Improvements | A | Incremental Summer Peak Savings (MW) | Technical Potential | 0 | 0 | 0 | 0 | 0 | 0 | 0 | 0 | 0 | 0 | 0 | 0 | 0 | 0 | 0 | 0 | 0 | 0 | 0 | 0 | 0 | 0 | 0 | 0 | 0 | 0 | 0 | 0 | 0 | 0 | 0
F9_Industrial_Wood and Lumber Products_Existing_Process_Natural Gas_Steam System Efficiency Improvements_A_Technical Potential | F9 | Industrial | Wood and Lumber Products | Existing | Process | Natural Gas | Steam System Efficiency Improvements | A | Incremental Winter Peak Savings (MW) | Technical Potential | 0 | 0 | 0 | 0 | 0 | 0 | 0 | 0 | 0 | 0 | 0 | 0 | 0 | 0 | 0 | 0 | 0 | 0 | 0 | 0 | 0 | 0 | 0 | 0 | 0 | 0 | 0 | 0 | 0 | 0 | 0
F10_Industrial_Wood and Lumber Products_Existing_Process_Natural Gas_Steam System Efficiency Improvements_A_Technical Potential | F10 | Industrial | Wood and Lumber Products | Existing | Process | Natural Gas | Steam System Efficiency Improvements | A | Cumulative Energy Savings (MWh or mTherms) | Technical Potential | 0 | 0 | 0 | 0 | 0 | 0.00049837 | 0.001494 | 0.0032515 | 0.0061117 | 0.010457 | 0.016601 | 0.024936 | 0.035718 | 0.048843 | 0.064379 | 0.081644 | 0.10001 | 0.11836 | 0.13551 | 0.1506 | 0.16303 | 0.1725 | 0.17903 | 0.18319 | 0.1859 | 0.1859 | 0.1859 | 0.1859 | 0.1859 | 0.1859 | 0.1859
F11_Industrial_Wood and Lumber Products_Existing_Process_Natural Gas_Steam System Efficiency Improvements_A_Technical Potential | F11 | Industrial | Wood and Lumber Products | Existing | Process | Natural Gas | Steam System Efficiency Improvements | A | Cumulative Summer Peak Savings (MW) | Technical Potential | 0 | 0 | 0 | 0 | 0 | 0 | 0 | 0 | 0 | 0 | 0 | 0 | 0 | 0 | 0 | 0 | 0 | 0 | 0 | 0 | 0 | 0 | 0 | 0 | 0 | 0 | 0 | 0 | 0 | 0 | 0
F12_Industrial_Wood and Lumber Products_Existing_Process_Natural Gas_Steam System Efficiency Improvements_A_Technical Potential | F12 | Industrial | Wood and Lumber Products | Existing | Process | Natural Gas | Steam System Efficiency Improvements | A | Cumulative Winter Peak Savings (MW) | Technical Potential | 0 | 0 | 0 | 0 | 0 | 0 | 0 | 0 | 0 | 0 | 0 | 0 | 0 | 0 | 0 | 0 | 0 | 0 | 0 | 0 | 0 | 0 | 0 | 0 | 0 | 0 | 0 | 0 | 0 | 0 | 0
F13_Industrial_Wood and Lumber Products_Existing_Process_Natural Gas_Steam System Efficiency Improvements_A_Technical Potential | F13 | Industrial | Wood and Lumber Products | Existing | Process | Natural Gas | Steam System Efficiency Improvements | A | Purchases (Incremental) | Technical Potential | 0 | 0 | 0 | 0 | 0 | 0.50593 | 1.0108 | 1.7841 | 2.9036 | 4.411 | 6.2372 | 8.4611 | 10.9464 | 13.3238 | 15.772 | 17.5264 | 18.6472 | 18.6308 | 17.406 | 15.3219 | 12.6186 | 9.612 | 6.6302 | 4.2216 | 2.7445 | 0 | 0 | 0 | 0 | 0 | 0
F14_Industrial_Wood and Lumber Products_Existing_Process_Natural Gas_Steam System Efficiency Improvements_A_Technical Potential | F14 | Industrial | Wood and Lumber Products | Existing | Process | Natural Gas | Steam System Efficiency Improvements | A | Purchases (Cumulative) | Technical Potential | 0 | 0 | 0 | 0 | 0 | 0.50593 | 1.5167 | 3.3008 | 6.2044 | 10.6154 | 16.8526 | 25.3138 | 36.2602 | 49.584 | 65.356 | 82.8824 | 101.5296 | 120.1604 | 137.5664 | 152.8883 | 165.5069 | 175.119 | 181.7492 | 185.9708 | 188.7153 | 188.7153 | 188.7153 | 188.7153 | 188.7153 | 188.7153 | 188.7153
F1_Industrial_Wood and Lumber Products_Existing_Space Heating_Natural Gas_Strategic Energy Management_A_Technical Potential | F1 | Industrial | Wood and Lumber Products | Existing | Space Heating | Natural Gas | Strategic Energy Management | A | Original Unit Energy Savings (kWh or therms) | Technical Potential | 0 | 0 | 0 | 0 | 0 | 5.5609 | 5.5337 | 5.5001 | 5.4645 | 5.4273 | 5.3896 | 5.3508 | 5.3122 | 5.2738 | 5.2323 | 5.1939 | 5.156 | 5.1209 | 5.0881 | 5.0561 | 5.0259 | 4.9951 | 4.9673 | 4.941 | 4.916 | 4.8928 | 4.8714 | 4.8515 | 0 | 0 | 0
F2_Industrial_Wood and Lumber Products_Existing_Space Heating_Natural Gas_Strategic Energy Management_A_Technical Potential | F2 | Industrial | Wood and Lumber Products | Existing | Space Heating | Natural Gas | Strategic Energy Management | A | Original Unit Summer Peak Savings (kW) | Technical Potential | 0 | 0 | 0 | 0 | 0 | 0 | 0 | 0 | 0 | 0 | 0 | 0 | 0 | 0 | 0 | 0 | 0 | 0 | 0 | 0 | 0 | 0 | 0 | 0 | 0 | 0 | 0 | 0 | 0 | 0 | 0
F3_Industrial_Wood and Lumber Products_Existing_Space Heating_Natural Gas_Strategic Energy Management_A_Technical Potential | F3 | Industrial | Wood and Lumber Products | Existing | Space Heating | Natural Gas | Strategic Energy Management | A | Original Unit Winter Peak Savings (kW) | Technical Potential | 0 | 0 | 0 | 0 | 0 | 0 | 0 | 0 | 0 | 0 | 0 | 0 | 0 | 0 | 0 | 0 | 0 | 0 | 0 | 0 | 0 | 0 | 0 | 0 | 0 | 0 | 0 | 0 | 0 | 0 | 0
F4_Industrial_Wood and Lumber Products_Existing_Space Heating_Natural Gas_Strategic Energy Management_A_Technical Potential | F4 | Industrial | Wood and Lumber Products | Existing | Space Heating | Natural Gas | Strategic Energy Management | A | Standalone Impact on Baseline Energy (%) | Technical Potential | 0% | 0% | 0% | 0% | 0% | 0.09675% | 0.1936% | 0.2915% | 0.388% | 0.4845% | 0.5875% | 0.6858% | 0.784% | 0.8934% | 0.9867% | 1.093% | 1.19% | 1.292% | 1.401% | 1.496% | 1.599% | 1.702% | 1.805% | 1.908% | 0.020104 | 0.020163 | 0.020217 | 0.020266 | 0 | 0 | 0
F5_Industrial_Wood and Lumber Products_Existing_Space Heating_Natural Gas_Strategic Energy Management_A_Technical Potential | F5 | Industrial | Wood and Lumber Products | Existing | Space Heating | Natural Gas | Strategic Energy Management | A | Standalone Impact on Baseline Summer Peak (%) | Technical Potential | 0% | 0% | 0% | 0% | 0% | 0% | 0% | 0% | 0% | 0% | 0% | 0% | 0% | 0% | 0% | 0% | 0% | 0% | 0% | 0% | 0% | 0% | 0% | 0% | 0 | 0 | 0 | 0 | 0 | 0 | 0
F6_Industrial_Wood and Lumber Products_Existing_Space Heating_Natural Gas_Strategic Energy Management_A_Technical Potential | F6 | Industrial | Wood and Lumber Products | Existing | Space Heating | Natural Gas | Strategic Energy Management | A | Standalone Impact on Baseline Winter Peak (%) | Technical Potential | 0% | 0% | 0% | 0% | 0% | 0% | 0% | 0% | 0% | 0% | 0% | 0% | 0% | 0% | 0% | 0% | 0% | 0% | 0% | 0% | 0% | 0% | 0% | 0% | 0 | 0 | 0 | 0 | 0 | 0 | 0
F7_Industrial_Wood and Lumber Products_Existing_Space Heating_Natural Gas_Strategic Energy Management_A_Technical Potential | F7 | Industrial | Wood and Lumber Products | Existing | Space Heating | Natural Gas | Strategic Energy Management | A | Incremental Energy Savings (MWh or mTherms) | Technical Potential | 0 | 0 | 0 | 0 | 0 | 0.0736 | 0.0732 | 0.072326 | 0.071897 | 0.071466 | 0.070068 | 0.069374 | 0.068734 | 0.067153 | 0.066879 | 0.065756 | 0.065284 | 0.064513 | 0.063528 | 0.063204 | 0.062567 | 0.061941 | 0.061371 | 0.060839 | 0.06034 | 0 | 0 | 0 | 0 | 0 | 0
F8_Industrial_Wood and Lumber Products_Existing_Space Heating_Natural Gas_Strategic Energy Management_A_Technical Potential | F8 | Industrial | Wood and Lumber Products | Existing | Space Heating | Natural Gas | Strategic Energy Management | A | Incremental Summer Peak Savings (MW) | Technical Potential | 0 | 0 | 0 | 0 | 0 | 0 | 0 | 0 | 0 | 0 | 0 | 0 | 0 | 0 | 0 | 0 | 0 | 0 | 0 | 0 | 0 | 0 | 0 | 0 | 0 | 0 | 0 | 0 | 0 | 0 | 0
F9_Industrial_Wood and Lumber Products_Existing_Space Heating_Natural Gas_Strategic Energy Management_A_Technical Potential | F9 | Industrial | Wood and Lumber Products | Existing | Space Heating | Natural Gas | Strategic Energy Management | A | Incremental Winter Peak Savings (MW) | Technical Potential | 0 | 0 | 0 | 0 | 0 | 0 | 0 | 0 | 0 | 0 | 0 | 0 | 0 | 0 | 0 | 0 | 0 | 0 | 0 | 0 | 0 | 0 | 0 | 0 | 0 | 0 | 0 | 0 | 0 | 0 | 0
F10_Industrial_Wood and Lumber Products_Existing_Space Heating_Natural Gas_Strategic Energy Management_A_Technical Potential | F10 | Industrial | Wood and Lumber Products | Existing | Space Heating | Natural Gas | Strategic Energy Management | A | Cumulative Energy Savings (MWh or mTherms) | Technical Potential | 0 | 0 | 0 | 0 | 0 | 0.0736 | 0.14644 | 0.21788 | 0.28836 | 0.35787 | 0.42545 | 0.49176 | 0.55695 | 0.62007 | 0.68207 | 0.74283 | 0.80269 | 0.86173 | 0.91974 | 0.97717 | 1.0339 | 1.0895 | 1.1448 | 1.1996 | 1.2538 | 1.2479 | 1.2425 | 1.2374 | 0 | 0 | 0
F11_Industrial_Wood and Lumber Products_Existing_Space Heating_Natural Gas_Strategic Energy Management_A_Technical Potential | F11 | Industrial | Wood and Lumber Products | Existing | Space Heating | Natural Gas | Strategic Energy Management | A | Cumulative Summer Peak Savings (MW) | Technical Potential | 0 | 0 | 0 | 0 | 0 | 0 | 0 | 0 | 0 | 0 | 0 | 0 | 0 | 0 | 0 | 0 | 0 | 0 | 0 | 0 | 0 | 0 | 0 | 0 | 0 | 0 | 0 | 0 | 0 | 0 | 0
F12_Industrial_Wood and Lumber Products_Existing_Space Heating_Natural Gas_Strategic Energy Management_A_Technical Potential | F12 | Industrial | Wood and Lumber Products | Existing | Space Heating | Natural Gas | Strategic Energy Management | A | Cumulative Winter Peak Savings (MW) | Technical Potential | 0 | 0 | 0 | 0 | 0 | 0 | 0 | 0 | 0 | 0 | 0 | 0 | 0 | 0 | 0 | 0 | 0 | 0 | 0 | 0 | 0 | 0 | 0 | 0 | 0 | 0 | 0 | 0 | 0 | 0 | 0
F13_Industrial_Wood and Lumber Products_Existing_Space Heating_Natural Gas_Strategic Energy Management_A_Technical Potential | F13 | Industrial | Wood and Lumber Products | Existing | Space Heating | Natural Gas | Strategic Energy Management | A | Purchases (Incremental) | Technical Potential | 0 | 0 | 0 | 0 | 0 | 13.2352 | 13.2279 | 13.1499 | 13.157 | 13.1679 | 13.0007 | 12.9652 | 12.9389 | 12.7334 | 12.782 | 12.6601 | 12.6618 | 12.598 | 12.4857 | 12.5004 | 12.4488 | 12.4003 | 12.3552 | 12.3132 | 12.2743 | 0 | 0 | 0 | 0 | 0 | 0
F14_Industrial_Wood and Lumber Products_Existing_Space Heating_Natural Gas_Strategic Energy Management_A_Technical Potential | F14 | Industrial | Wood and Lumber Products | Existing | Space Heating | Natural Gas | Strategic Energy Management | A | Purchases (Cumulative) | Technical Potential | 0 | 0 | 0 | 0 | 0 | 13.2352 | 26.4632 | 39.6131 | 52.7701 | 65.9381 | 78.9388 | 91.904 | 104.8428 | 117.5762 | 130.3582 | 143.0183 | 155.6801 | 168.2781 | 180.7638 | 193.2642 | 205.713 | 218.1133 | 230.4685 | 242.7817 | 255.056 | 255.056 | 255.056 | 255.056 | 255.056 | 255.056 | 255.056
F1_Industrial_Wood and Lumber Products_Existing_Process_Natural Gas_Strategic Energy Management_A_Technical Potential | F1 | Industrial | Wood and Lumber Products | Existing | Process | Natural Gas | Strategic Energy Management | A | Original Unit Energy Savings (kWh or therms) | Technical Potential | 0 | 0 | 0 | 0 | 0 | 8.9454 | 8.9454 | 8.9454 | 8.9454 | 8.9454 | 8.9454 | 8.9454 | 8.9454 | 8.9454 | 8.9454 | 8.9454 | 8.9454 | 8.9454 | 8.9454 | 8.9454 | 8.9454 | 8.9454 | 8.9454 | 8.9454 | 8.9454 | 8.9454 | 8.9454 | 8.9454 | 0 | 0 | 0
F2_Industrial_Wood and Lumber Products_Existing_Process_Natural Gas_Strategic Energy Management_A_Technical Potential | F2 | Industrial | Wood and Lumber Products | Existing | Process | Natural Gas | Strategic Energy Management | A | Original Unit Summer Peak Savings (kW) | Technical Potential | 0 | 0 | 0 | 0 | 0 | 0 | 0 | 0 | 0 | 0 | 0 | 0 | 0 | 0 | 0 | 0 | 0 | 0 | 0 | 0 | 0 | 0 | 0 | 0 | 0 | 0 | 0 | 0 | 0 | 0 | 0
F3_Industrial_Wood and Lumber Products_Existing_Process_Natural Gas_Strategic Energy Management_A_Technical Potential | F3 | Industrial | Wood and Lumber Products | Existing | Process | Natural Gas | Strategic Energy Management | A | Original Unit Winter Peak Savings (kW) | Technical Potential | 0 | 0 | 0 | 0 | 0 | 0 | 0 | 0 | 0 | 0 | 0 | 0 | 0 | 0 | 0 | 0 | 0 | 0 | 0 | 0 | 0 | 0 | 0 | 0 | 0 | 0 | 0 | 0 | 0 | 0 | 0
F4_Industrial_Wood and Lumber Products_Existing_Process_Natural Gas_Strategic Energy Management_A_Technical Potential | F4 | Industrial | Wood and Lumber Products | Existing | Process | Natural Gas | Strategic Energy Management | A | Standalone Impact on Baseline Energy (%) | Technical Potential | 0% | 0% | 0% | 0% | 0% | 0.09675% | 0.1936% | 0.2915% | 0.388% | 0.4845% | 0.5875% | 0.6858% | 0.784% | 0.8934% | 0.9867% | 1.093% | 1.19% | 1.292% | 1.401% | 1.496% | 1.599% | 1.702% | 1.805% | 1.908% | 0.020104 | 0.020163 | 0.020217 | 0.020266 | 0 | 0 | 0
F5_Industrial_Wood and Lumber Products_Existing_Process_Natural Gas_Strategic Energy Management_A_Technical Potential | F5 | Industrial | Wood and Lumber Products | Existing | Process | Natural Gas | Strategic Energy Management | A | Standalone Impact on Baseline Summer Peak (%) | Technical Potential | 0% | 0% | 0% | 0% | 0% | 0% | 0% | 0% | 0% | 0% | 0% | 0% | 0% | 0% | 0% | 0% | 0% | 0% | 0% | 0% | 0% | 0% | 0% | 0% | 0 | 0 | 0 | 0 | 0 | 0 | 0
F6_Industrial_Wood and Lumber Products_Existing_Process_Natural Gas_Strategic Energy Management_A_Technical Potential | F6 | Industrial | Wood and Lumber Products | Existing | Process | Natural Gas | Strategic Energy Management | A | Standalone Impact on Baseline Winter Peak (%) | Technical Potential | 0% | 0% | 0% | 0% | 0% | 0% | 0% | 0% | 0% | 0% | 0% | 0% | 0% | 0% | 0% | 0% | 0% | 0% | 0% | 0% | 0% | 0% | 0% | 0% | 0 | 0 | 0 | 0 | 0 | 0 | 0
F7_Industrial_Wood and Lumber Products_Existing_Process_Natural Gas_Strategic Energy Management_A_Technical Potential | F7 | Industrial | Wood and Lumber Products | Existing | Process | Natural Gas | Strategic Energy Management | A | Incremental Energy Savings (MWh or mTherms) | Technical Potential | 0 | 0 | 0 | 0 | 0 | 0.52946 | 0.52917 | 0.52605 | 0.52633 | 0.52677 | 0.52008 | 0.51866 | 0.5176 | 0.50938 | 0.51133 | 0.50645 | 0.50652 | 0.50397 | 0.49947 | 0.50006 | 0.498 | 0.49606 | 0.49425 | 0.49257 | 0.49102 | 0 | 0 | 0 | 0 | 0 | 0
F8_Industrial_Wood and Lumber Products_Existing_Process_Natural Gas_Strategic Energy Management_A_Technical Potential | F8 | Industrial | Wood and Lumber Products | Existing | Process | Natural Gas | Strategic Energy Management | A | Incremental Summer Peak Savings (MW) | Technical Potential | 0 | 0 | 0 | 0 | 0 | 0 | 0 | 0 | 0 | 0 | 0 | 0 | 0 | 0 | 0 | 0 | 0 | 0 | 0 | 0 | 0 | 0 | 0 | 0 | 0 | 0 | 0 | 0 | 0 | 0 | 0
F9_Industrial_Wood and Lumber Products_Existing_Process_Natural Gas_Strategic Energy Management_A_Technical Potential | F9 | Industrial | Wood and Lumber Products | Existing | Process | Natural Gas | Strategic Energy Management | A | Incremental Winter Peak Savings (MW) | Technical Potential | 0 | 0 | 0 | 0 | 0 | 0 | 0 | 0 | 0 | 0 | 0 | 0 | 0 | 0 | 0 | 0 | 0 | 0 | 0 | 0 | 0 | 0 | 0 | 0 | 0 | 0 | 0 | 0 | 0 | 0 | 0
F10_Industrial_Wood and Lumber Products_Existing_Process_Natural Gas_Strategic Energy Management_A_Technical Potential | F10 | Industrial | Wood and Lumber Products | Existing | Process | Natural Gas | Strategic Energy Management | A | Cumulative Energy Savings (MWh or mTherms) | Technical Potential | 0 | 0 | 0 | 0 | 0 | 0.52946 | 1.0586 | 1.5847 | 2.111 | 2.6378 | 3.1578 | 3.6765 | 4.1941 | 4.7035 | 5.2148 | 5.7213 | 6.2278 | 6.7318 | 7.2312 | 7.7313 | 8.2293 | 8.7253 | 9.2196 | 9.7122 | 10.2032 | 10.2032 | 10.2032 | 10.2032 | 0 | 0 | 0
F11_Industrial_Wood and Lumber Products_Existing_Process_Natural Gas_Strategic Energy Management_A_Technical Potential | F11 | Industrial | Wood and Lumber Products | Existing | Process | Natural Gas | Strategic Energy Management | A | Cumulative Summer Peak Savings (MW) | Technical Potential | 0 | 0 | 0 | 0 | 0 | 0 | 0 | 0 | 0 | 0 | 0 | 0 | 0 | 0 | 0 | 0 | 0 | 0 | 0 | 0 | 0 | 0 | 0 | 0 | 0 | 0 | 0 | 0 | 0 | 0 | 0
F12_Industrial_Wood and Lumber Products_Existing_Process_Natural Gas_Strategic Energy Management_A_Technical Potential | F12 | Industrial | Wood and Lumber Products | Existing | Process | Natural Gas | Strategic Energy Management | A | Cumulative Winter Peak Savings (MW) | Technical Potential | 0 | 0 | 0 | 0 | 0 | 0 | 0 | 0 | 0 | 0 | 0 | 0 | 0 | 0 | 0 | 0 | 0 | 0 | 0 | 0 | 0 | 0 | 0 | 0 | 0 | 0 | 0 | 0 | 0 | 0 | 0
F13_Industrial_Wood and Lumber Products_Existing_Process_Natural Gas_Strategic Energy Management_A_Technical Potential | F13 | Industrial | Wood and Lumber Products | Existing | Process | Natural Gas | Strategic Energy Management | A | Purchases (Incremental) | Technical Potential | 0 | 0 | 0 | 0 | 0 | 59.1875 | 59.155 | 58.8062 | 58.838 | 58.8866 | 58.1388 | 57.9799 | 57.8622 | 56.9434 | 57.1608 | 56.6157 | 56.623 | 56.3381 | 55.8355 | 55.9017 | 55.6705 | 55.454 | 55.2519 | 55.0642 | 54.8905 | 0 | 0 | 0 | 0 | 0 | 0
F14_Industrial_Wood and Lumber Products_Existing_Process_Natural Gas_Strategic Energy Management_A_Technical Potential | F14 | Industrial | Wood and Lumber Products | Existing | Process | Natural Gas | Strategic Energy Management | A | Purchases (Cumulative) | Technical Potential | 0 | 0 | 0 | 0 | 0 | 59.1875 | 118.3426 | 177.1487 | 235.9867 | 294.8733 | 353.0121 | 410.9921 | 468.8543 | 525.7977 | 582.9585 | 639.5742 | 696.1973 | 752.5353 | 808.3708 | 864.2725 | 919.943 | 975.397 | 1030.6489 | 1085.7131 | 1140.6036 | 1140.6036 | 1140.6036 | 1140.6036 | 1140.6036 | 1140.6036 | 1140.6036
F1_Industrial_Wood and Lumber Products_Existing_Miscellaneous_Natural Gas_Strategic Energy Management_A_Technical Potential | F1 | Industrial | Wood and Lumber Products | Existing | Miscellaneous | Natural Gas | Strategic Energy Management | A | Original Unit Energy Savings (kWh or therms) | Technical Potential | 0 | 0 | 0 | 0 | 0 | 3.4004 | 3.4004 | 3.4004 | 3.4004 | 3.4004 | 3.4004 | 3.4004 | 3.4004 | 3.4004 | 3.4004 | 3.4004 | 3.4004 | 3.4004 | 3.4004 | 3.4004 | 3.4004 | 3.4004 | 3.4004 | 3.4004 | 3.4004 | 3.4004 | 3.4004 | 3.4004 | 0 | 0 | 0
F2_Industrial_Wood and Lumber Products_Existing_Miscellaneous_Natural Gas_Strategic Energy Management_A_Technical Potential | F2 | Industrial | Wood and Lumber Products | Existing | Miscellaneous | Natural Gas | Strategic Energy Management | A | Original Unit Summer Peak Savings (kW) | Technical Potential | 0 | 0 | 0 | 0 | 0 | 0 | 0 | 0 | 0 | 0 | 0 | 0 | 0 | 0 | 0 | 0 | 0 | 0 | 0 | 0 | 0 | 0 | 0 | 0 | 0 | 0 | 0 | 0 | 0 | 0 | 0
F3_Industrial_Wood and Lumber Products_Existing_Miscellaneous_Natural Gas_Strategic Energy Management_A_Technical Potential | F3 | Industrial | Wood and Lumber Products | Existing | Miscellaneous | Natural Gas | Strategic Energy Management | A | Original Unit Winter Peak Savings (kW) | Technical Potential | 0 | 0 | 0 | 0 | 0 | 0 | 0 | 0 | 0 | 0 | 0 | 0 | 0 | 0 | 0 | 0 | 0 | 0 | 0 | 0 | 0 | 0 | 0 | 0 | 0 | 0 | 0 | 0 | 0 | 0 | 0
F4_Industrial_Wood and Lumber Products_Existing_Miscellaneous_Natural Gas_Strategic Energy Management_A_Technical Potential | F4 | Industrial | Wood and Lumber Products | Existing | Miscellaneous | Natural Gas | Strategic Energy Management | A | Standalone Impact on Baseline Energy (%) | Technical Potential | 0% | 0% | 0% | 0% | 0% | 0.09675% | 0.1936% | 0.2915% | 0.388% | 0.4845% | 0.5875% | 0.6858% | 0.784% | 0.8934% | 0.9867% | 1.093% | 1.19% | 1.292% | 1.401% | 1.496% | 1.599% | 1.702% | 1.805% | 1.908% | 0.020104 | 0.020163 | 0.020217 | 0.020266 | 0 | 0 | 0
F5_Industrial_Wood and Lumber Products_Existing_Miscellaneous_Natural Gas_Strategic Energy Management_A_Technical Potential | F5 | Industrial | Wood and Lumber Products | Existing | Miscellaneous | Natural Gas | Strategic Energy Management | A | Standalone Impact on Baseline Summer Peak (%) | Technical Potential | 0% | 0% | 0% | 0% | 0% | 0% | 0% | 0% | 0% | 0% | 0% | 0% | 0% | 0% | 0% | 0% | 0% | 0% | 0% | 0% | 0% | 0% | 0% | 0% | 0 | 0 | 0 | 0 | 0 | 0 | 0
F6_Industrial_Wood and Lumber Products_Existing_Miscellaneous_Natural Gas_Strategic Energy Management_A_Technical Potential | F6 | Industrial | Wood and Lumber Products | Existing | Miscellaneous | Natural Gas | Strategic Energy Management | A | Standalone Impact on Baseline Winter Peak (%) | Technical Potential | 0% | 0% | 0% | 0% | 0% | 0% | 0% | 0% | 0% | 0% | 0% | 0% | 0% | 0% | 0% | 0% | 0% | 0% | 0% | 0% | 0% | 0% | 0% | 0% | 0 | 0 | 0 | 0 | 0 | 0 | 0
F7_Industrial_Wood and Lumber Products_Existing_Miscellaneous_Natural Gas_Strategic Energy Management_A_Technical Potential | F7 | Industrial | Wood and Lumber Products | Existing | Miscellaneous | Natural Gas | Strategic Energy Management | A | Incremental Energy Savings (MWh or mTherms) | Technical Potential | 0 | 0 | 0 | 0 | 0 | 0.050316 | 0.050288 | 0.049992 | 0.050019 | 0.05006 | 0.049424 | 0.049289 | 0.049189 | 0.048408 | 0.048593 | 0.04813 | 0.048136 | 0.047894 | 0.047466 | 0.047523 | 0.047326 | 0.047142 | 0.04697 | 0.046811 | 0.046663 | 0 | 0 | 0 | 0 | 0 | 0
F8_Industrial_Wood and Lumber Products_Existing_Miscellaneous_Natural Gas_Strategic Energy Management_A_Technical Potential | F8 | Industrial | Wood and Lumber Products | Existing | Miscellaneous | Natural Gas | Strategic Energy Management | A | Incremental Summer Peak Savings (MW) | Technical Potential | 0 | 0 | 0 | 0 | 0 | 0 | 0 | 0 | 0 | 0 | 0 | 0 | 0 | 0 | 0 | 0 | 0 | 0 | 0 | 0 | 0 | 0 | 0 | 0 | 0 | 0 | 0 | 0 | 0 | 0 | 0
F9_Industrial_Wood and Lumber Products_Existing_Miscellaneous_Natural Gas_Strategic Energy Management_A_Technical Potential | F9 | Industrial | Wood and Lumber Products | Existing | Miscellaneous | Natural Gas | Strategic Energy Management | A | Incremental Winter Peak Savings (MW) | Technical Potential | 0 | 0 | 0 | 0 | 0 | 0 | 0 | 0 | 0 | 0 | 0 | 0 | 0 | 0 | 0 | 0 | 0 | 0 | 0 | 0 | 0 | 0 | 0 | 0 | 0 | 0 | 0 | 0 | 0 | 0 | 0
F10_Industrial_Wood and Lumber Products_Existing_Miscellaneous_Natural Gas_Strategic Energy Management_A_Technical Potential | F10 | Industrial | Wood and Lumber Products | Existing | Miscellaneous | Natural Gas | Strategic Energy Management | A | Cumulative Energy Savings (MWh or mTherms) | Technical Potential | 0 | 0 | 0 | 0 | 0 | 0.050316 | 0.1006 | 0.1506 | 0.20061 | 0.25067 | 0.3001 | 0.34939 | 0.39858 | 0.44699 | 0.49558 | 0.54371 | 0.59184 | 0.63974 | 0.6872 | 0.73473 | 0.78205 | 0.8292 | 0.87617 | 0.92298 | 0.96964 | 0.96964 | 0.96964 | 0.96964 | 0 | 0 | 0
F11_Industrial_Wood and Lumber Products_Existing_Miscellaneous_Natural Gas_Strategic Energy Management_A_Technical Potential | F11 | Industrial | Wood and Lumber Products | Existing | Miscellaneous | Natural Gas | Strategic Energy Management | A | Cumulative Summer Peak Savings (MW) | Technical Potential | 0 | 0 | 0 | 0 | 0 | 0 | 0 | 0 | 0 | 0 | 0 | 0 | 0 | 0 | 0 | 0 | 0 | 0 | 0 | 0 | 0 | 0 | 0 | 0 | 0 | 0 | 0 | 0 | 0 | 0 | 0
F12_Industrial_Wood and Lumber Products_Existing_Miscellaneous_Natural Gas_Strategic Energy Management_A_Technical Potential | F12 | Industrial | Wood and Lumber Products | Existing | Miscellaneous | Natural Gas | Strategic Energy Management | A | Cumulative Winter Peak Savings (MW) | Technical Potential | 0 | 0 | 0 | 0 | 0 | 0 | 0 | 0 | 0 | 0 | 0 | 0 | 0 | 0 | 0 | 0 | 0 | 0 | 0 | 0 | 0 | 0 | 0 | 0 | 0 | 0 | 0 | 0 | 0 | 0 | 0
F13_Industrial_Wood and Lumber Products_Existing_Miscellaneous_Natural Gas_Strategic Energy Management_A_Technical Potential | F13 | Industrial | Wood and Lumber Products | Existing | Miscellaneous | Natural Gas | Strategic Energy Management | A | Purchases (Incremental) | Technical Potential | 0 | 0 | 0 | 0 | 0 | 14.7969 | 14.7888 | 14.7015 | 14.7095 | 14.7217 | 14.5347 | 14.495 | 14.4656 | 14.2358 | 14.2902 | 14.1539 | 14.1558 | 14.0845 | 13.9589 | 13.9754 | 13.9176 | 13.8635 | 13.813 | 13.766 | 13.7226 | 0 | 0 | 0 | 0 | 0 | 0
F14_Industrial_Wood and Lumber Products_Existing_Miscellaneous_Natural Gas_Strategic Energy Management_A_Technical Potential | F14 | Industrial | Wood and Lumber Products | Existing | Miscellaneous | Natural Gas | Strategic Energy Management | A | Purchases (Cumulative) | Technical Potential | 0 | 0 | 0 | 0 | 0 | 14.7969 | 29.5856 | 44.2872 | 58.9967 | 73.7183 | 88.253 | 102.748 | 117.2136 | 131.4494 | 145.7396 | 159.8936 | 174.0493 | 188.1338 | 202.0927 | 216.0681 | 229.9858 | 243.8493 | 257.6622 | 271.4283 | 285.1509 | 285.1509 | 285.1509 | 285.1509 | 285.1509 | 285.1509 | 285.1509
F1_Industrial_Wood and Lumber Products_Existing_Space Heating_Natural Gas_Commissioning_A_Technical Potential | F1 | Industrial | Wood and Lumber Products | Existing | Space Heating | Natural Gas | Commissioning | A | Original Unit Energy Savings (kWh or therms) | Technical Potential | 0 | 0 | 0 | 0 | 0 | 6.9405 | 6.9065 | 6.8646 | 6.8202 | 6.7737 | 6.7266 | 6.6782 | 6.6301 | 6.5821 | 6.5303 | 6.4824 | 6.4351 | 6.3913 | 6.3503 | 6.3105 | 6.2728 | 6.2343 | 6.1996 | 6.1667 | 6.1355 | 6.1066 | 6.0799 | 6.0551 | 0 | 0 | 0
F2_Industrial_Wood and Lumber Products_Existing_Space Heating_Natural Gas_Commissioning_A_Technical Potential | F2 | Industrial | Wood and Lumber Products | Existing | Space Heating | Natural Gas | Commissioning | A | Original Unit Summer Peak Savings (kW) | Technical Potential | 0 | 0 | 0 | 0 | 0 | 0 | 0 | 0 | 0 | 0 | 0 | 0 | 0 | 0 | 0 | 0 | 0 | 0 | 0 | 0 | 0 | 0 | 0 | 0 | 0 | 0 | 0 | 0 | 0 | 0 | 0
F3_Industrial_Wood and Lumber Products_Existing_Space Heating_Natural Gas_Commissioning_A_Technical Potential | F3 | Industrial | Wood and Lumber Products | Existing | Space Heating | Natural Gas | Commissioning | A | Original Unit Winter Peak Savings (kW) | Technical Potential | 0 | 0 | 0 | 0 | 0 | 0 | 0 | 0 | 0 | 0 | 0 | 0 | 0 | 0 | 0 | 0 | 0 | 0 | 0 | 0 | 0 | 0 | 0 | 0 | 0 | 0 | 0 | 0 | 0 | 0 | 0
F4_Industrial_Wood and Lumber Products_Existing_Space Heating_Natural Gas_Commissioning_A_Technical Potential | F4 | Industrial | Wood and Lumber Products | Existing | Space Heating | Natural Gas | Commissioning | A | Standalone Impact on Baseline Energy (%) | Technical Potential | 0% | 0% | 0% | 0% | 0% | 0% | 0% | 0% | 0% | 0% | 0% | 0% | 0% | 0% | 0% | 0% | 0% | 0% | 0% | 0% | 0% | 0% | 0% | 0% | 0 | 0 | 0 | 0 | 0 | 0 | 0
F5_Industrial_Wood and Lumber Products_Existing_Space Heating_Natural Gas_Commissioning_A_Technical Potential | F5 | Industrial | Wood and Lumber Products | Existing | Space Heating | Natural Gas | Commissioning | A | Standalone Impact on Baseline Summer Peak (%) | Technical Potential | 0% | 0% | 0% | 0% | 0% | 0% | 0% | 0% | 0% | 0% | 0% | 0% | 0% | 0% | 0% | 0% | 0% | 0% | 0% | 0% | 0% | 0% | 0% | 0% | 0 | 0 | 0 | 0 | 0 | 0 | 0
F6_Industrial_Wood and Lumber Products_Existing_Space Heating_Natural Gas_Commissioning_A_Technical Potential | F6 | Industrial | Wood and Lumber Products | Existing | Space Heating | Natural Gas | Commissioning | A | Standalone Impact on Baseline Winter Peak (%) | Technical Potential | 0% | 0% | 0% | 0% | 0% | 0% | 0% | 0% | 0% | 0% | 0% | 0% | 0% | 0% | 0% | 0% | 0% | 0% | 0% | 0% | 0% | 0% | 0% | 0% | 0 | 0 | 0 | 0 | 0 | 0 | 0
F7_Industrial_Wood and Lumber Products_Existing_Space Heating_Natural Gas_Commissioning_A_Technical Potential | F7 | Industrial | Wood and Lumber Products | Existing | Space Heating | Natural Gas | Commissioning | A | Incremental Energy Savings (MWh or mTherms) | Technical Potential | 0 | 0 | 0 | 0 | 0 | 0 | 0 | 0 | 0 | 0 | 0 | 0 | 0 | 0 | 0 | 0 | 0 | 0 | 0 | 0 | 0 | 0 | 0 | 0 | 0 | 0 | 0 | 0 | 0 | 0 | 0
F8_Industrial_Wood and Lumber Products_Existing_Space Heating_Natural Gas_Commissioning_A_Technical Potential | F8 | Industrial | Wood and Lumber Products | Existing | Space Heating | Natural Gas | Commissioning | A | Incremental Summer Peak Savings (MW) | Technical Potential | 0 | 0 | 0 | 0 | 0 | 0 | 0 | 0 | 0 | 0 | 0 | 0 | 0 | 0 | 0 | 0 | 0 | 0 | 0 | 0 | 0 | 0 | 0 | 0 | 0 | 0 | 0 | 0 | 0 | 0 | 0
F9_Industrial_Wood and Lumber Products_Existing_Space Heating_Natural Gas_Commissioning_A_Technical Potential | F9 | Industrial | Wood and Lumber Products | Existing | Space Heating | Natural Gas | Commissioning | A | Incremental Winter Peak Savings (MW) | Technical Potential | 0 | 0 | 0 | 0 | 0 | 0 | 0 | 0 | 0 | 0 | 0 | 0 | 0 | 0 | 0 | 0 | 0 | 0 | 0 | 0 | 0 | 0 | 0 | 0 | 0 | 0 | 0 | 0 | 0 | 0 | 0
F10_Industrial_Wood and Lumber Products_Existing_Space Heating_Natural Gas_Commissioning_A_Technical Potential | F10 | Industrial | Wood and Lumber Products | Existing | Space Heating | Natural Gas | Commissioning | A | Cumulative Energy Savings (MWh or mTherms) | Technical Potential | 0 | 0 | 0 | 0 | 0 | 0 | 0 | 0 | 0 | 0 | 0 | 0 | 0 | 0 | 0 | 0 | 0 | 0 | 0 | 0 | 0 | 0 | 0 | 0 | 0 | 0 | 0 | 0 | 0 | 0 | 0
F11_Industrial_Wood and Lumber Products_Existing_Space Heating_Natural Gas_Commissioning_A_Technical Potential | F11 | Industrial | Wood and Lumber Products | Existing | Space Heating | Natural Gas | Commissioning | A | Cumulative Summer Peak Savings (MW) | Technical Potential | 0 | 0 | 0 | 0 | 0 | 0 | 0 | 0 | 0 | 0 | 0 | 0 | 0 | 0 | 0 | 0 | 0 | 0 | 0 | 0 | 0 | 0 | 0 | 0 | 0 | 0 | 0 | 0 | 0 | 0 | 0
F12_Industrial_Wood and Lumber Products_Existing_Space Heating_Natural Gas_Commissioning_A_Technical Potential | F12 | Industrial | Wood and Lumber Products | Existing | Space Heating | Natural Gas | Commissioning | A | Cumulative Winter Peak Savings (MW) | Technical Potential | 0 | 0 | 0 | 0 | 0 | 0 | 0 | 0 | 0 | 0 | 0 | 0 | 0 | 0 | 0 | 0 | 0 | 0 | 0 | 0 | 0 | 0 | 0 | 0 | 0 | 0 | 0 | 0 | 0 | 0 | 0
F13_Industrial_Wood and Lumber Products_Existing_Space Heating_Natural Gas_Commissioning_A_Technical Potential | F13 | Industrial | Wood and Lumber Products | Existing | Space Heating | Natural Gas | Commissioning | A | Purchases (Incremental) | Technical Potential | 0 | 0 | 0 | 0 | 0 | 0 | 0 | 0 | 0 | 0 | 0 | 0 | 0 | 0 | 0 | 0 | 0 | 0 | 0 | 0 | 0 | 0 | 0 | 0 | 0 | 0 | 0 | 0 | 0 | 0 | 0
F14_Industrial_Wood and Lumber Products_Existing_Space Heating_Natural Gas_Commissioning_A_Technical Potential | F14 | Industrial | Wood and Lumber Products | Existing | Space Heating | Natural Gas | Commissioning | A | Purchases (Cumulative) | Technical Potential | 0 | 0 | 0 | 0 | 0 | 0 | 0 | 0 | 0 | 0 | 0 | 0 | 0 | 0 | 0 | 0 | 0 | 0 | 0 | 0 | 0 | 0 | 0 | 0 | 0 | 0 | 0 | 0 | 0 | 0 | 0
F1_Industrial_Wood and Lumber Products_Existing_Process_Natural Gas_Commissioning_A_Technical Potential | F1 | Industrial | Wood and Lumber Products | Existing | Process | Natural Gas | Commissioning | A | Original Unit Energy Savings (kWh or therms) | Technical Potential | 0 | 0 | 0 | 0 | 0 | 49.928 | 49.928 | 49.928 | 49.928 | 49.928 | 49.928 | 49.928 | 49.928 | 49.928 | 49.928 | 49.928 | 49.928 | 49.928 | 49.928 | 49.928 | 49.928 | 49.928 | 49.928 | 49.928 | 49.928 | 49.928 | 49.928 | 49.928 | 0 | 0 | 0
F2_Industrial_Wood and Lumber Products_Existing_Process_Natural Gas_Commissioning_A_Technical Potential | F2 | Industrial | Wood and Lumber Products | Existing | Process | Natural Gas | Commissioning | A | Original Unit Summer Peak Savings (kW) | Technical Potential | 0 | 0 | 0 | 0 | 0 | 0 | 0 | 0 | 0 | 0 | 0 | 0 | 0 | 0 | 0 | 0 | 0 | 0 | 0 | 0 | 0 | 0 | 0 | 0 | 0 | 0 | 0 | 0 | 0 | 0 | 0
F3_Industrial_Wood and Lumber Products_Existing_Process_Natural Gas_Commissioning_A_Technical Potential | F3 | Industrial | Wood and Lumber Products | Existing | Process | Natural Gas | Commissioning | A | Original Unit Winter Peak Savings (kW) | Technical Potential | 0 | 0 | 0 | 0 | 0 | 0 | 0 | 0 | 0 | 0 | 0 | 0 | 0 | 0 | 0 | 0 | 0 | 0 | 0 | 0 | 0 | 0 | 0 | 0 | 0 | 0 | 0 | 0 | 0 | 0 | 0
F4_Industrial_Wood and Lumber Products_Existing_Process_Natural Gas_Commissioning_A_Technical Potential | F4 | Industrial | Wood and Lumber Products | Existing | Process | Natural Gas | Commissioning | A | Standalone Impact on Baseline Energy (%) | Technical Potential | 0% | 0% | 0% | 0% | 0% | 0% | 0% | 0% | 0% | 0% | 0% | 0% | 0% | 0% | 0% | 0% | 0% | 0% | 0% | 0% | 0% | 0% | 0% | 0% | 0 | 0 | 0 | 0 | 0 | 0 | 0
F5_Industrial_Wood and Lumber Products_Existing_Process_Natural Gas_Commissioning_A_Technical Potential | F5 | Industrial | Wood and Lumber Products | Existing | Process | Natural Gas | Commissioning | A | Standalone Impact on Baseline Summer Peak (%) | Technical Potential | 0% | 0% | 0% | 0% | 0% | 0% | 0% | 0% | 0% | 0% | 0% | 0% | 0% | 0% | 0% | 0% | 0% | 0% | 0% | 0% | 0% | 0% | 0% | 0% | 0 | 0 | 0 | 0 | 0 | 0 | 0
F6_Industrial_Wood and Lumber Products_Existing_Process_Natural Gas_Commissioning_A_Technical Potential | F6 | Industrial | Wood and Lumber Products | Existing | Process | Natural Gas | Commissioning | A | Standalone Impact on Baseline Winter Peak (%) | Technical Potential | 0% | 0% | 0% | 0% | 0% | 0% | 0% | 0% | 0% | 0% | 0% | 0% | 0% | 0% | 0% | 0% | 0% | 0% | 0% | 0% | 0% | 0% | 0% | 0% | 0 | 0 | 0 | 0 | 0 | 0 | 0
F7_Industrial_Wood and Lumber Products_Existing_Process_Natural Gas_Commissioning_A_Technical Potential | F7 | Industrial | Wood and Lumber Products | Existing | Process | Natural Gas | Commissioning | A | Incremental Energy Savings (MWh or mTherms) | Technical Potential | 0 | 0 | 0 | 0 | 0 | 0 | 0 | 0 | 0 | 0 | 0 | 0 | 0 | 0 | 0 | 0 | 0 | 0 | 0 | 0 | 0 | 0 | 0 | 0 | 0 | 0 | 0 | 0 | 0 | 0 | 0
F8_Industrial_Wood and Lumber Products_Existing_Process_Natural Gas_Commissioning_A_Technical Potential | F8 | Industrial | Wood and Lumber Products | Existing | Process | Natural Gas | Commissioning | A | Incremental Summer Peak Savings (MW) | Technical Potential | 0 | 0 | 0 | 0 | 0 | 0 | 0 | 0 | 0 | 0 | 0 | 0 | 0 | 0 | 0 | 0 | 0 | 0 | 0 | 0 | 0 | 0 | 0 | 0 | 0 | 0 | 0 | 0 | 0 | 0 | 0
F9_Industrial_Wood and Lumber Products_Existing_Process_Natural Gas_Commissioning_A_Technical Potential | F9 | Industrial | Wood and Lumber Products | Existing | Process | Natural Gas | Commissioning | A | Incremental Winter Peak Savings (MW) | Technical Potential | 0 | 0 | 0 | 0 | 0 | 0 | 0 | 0 | 0 | 0 | 0 | 0 | 0 | 0 | 0 | 0 | 0 | 0 | 0 | 0 | 0 | 0 | 0 | 0 | 0 | 0 | 0 | 0 | 0 | 0 | 0
F10_Industrial_Wood and Lumber Products_Existing_Process_Natural Gas_Commissioning_A_Technical Potential | F10 | Industrial | Wood and Lumber Products | Existing | Process | Natural Gas | Commissioning | A | Cumulative Energy Savings (MWh or mTherms) | Technical Potential | 0 | 0 | 0 | 0 | 0 | 0 | 0 | 0 | 0 | 0 | 0 | 0 | 0 | 0 | 0 | 0 | 0 | 0 | 0 | 0 | 0 | 0 | 0 | 0 | 0 | 0 | 0 | 0 | 0 | 0 | 0
F11_Industrial_Wood and Lumber Products_Existing_Process_Natural Gas_Commissioning_A_Technical Potential | F11 | Industrial | Wood and Lumber Products | Existing | Process | Natural Gas | Commissioning | A | Cumulative Summer Peak Savings (MW) | Technical Potential | 0 | 0 | 0 | 0 | 0 | 0 | 0 | 0 | 0 | 0 | 0 | 0 | 0 | 0 | 0 | 0 | 0 | 0 | 0 | 0 | 0 | 0 | 0 | 0 | 0 | 0 | 0 | 0 | 0 | 0 | 0
F12_Industrial_Wood and Lumber Products_Existing_Process_Natural Gas_Commissioning_A_Technical Potential | F12 | Industrial | Wood and Lumber Products | Existing | Process | Natural Gas | Commissioning | A | Cumulative Winter Peak Savings (MW) | Technical Potential | 0 | 0 | 0 | 0 | 0 | 0 | 0 | 0 | 0 | 0 | 0 | 0 | 0 | 0 | 0 | 0 | 0 | 0 | 0 | 0 | 0 | 0 | 0 | 0 | 0 | 0 | 0 | 0 | 0 | 0 | 0
F13_Industrial_Wood and Lumber Products_Existing_Process_Natural Gas_Commissioning_A_Technical Potential | F13 | Industrial | Wood and Lumber Products | Existing | Process | Natural Gas | Commissioning | A | Purchases (Incremental) | Technical Potential | 0 | 0 | 0 | 0 | 0 | 0 | 0 | 0 | 0 | 0 | 0 | 0 | 0 | 0 | 0 | 0 | 0 | 0 | 0 | 0 | 0 | 0 | 0 | 0 | 0 | 0 | 0 | 0 | 0 | 0 | 0
F14_Industrial_Wood and Lumber Products_Existing_Process_Natural Gas_Commissioning_A_Technical Potential | F14 | Industrial | Wood and Lumber Products | Existing | Process | Natural Gas | Commissioning | A | Purchases (Cumulative) | Technical Potential | 0 | 0 | 0 | 0 | 0 | 0 | 0 | 0 | 0 | 0 | 0 | 0 | 0 | 0 | 0 | 0 | 0 | 0 | 0 | 0 | 0 | 0 | 0 | 0 | 0 | 0 | 0 | 0 | 0 | 0 | 0
F1_Industrial_Wood and Lumber Products_Existing_Space Heating_Natural Gas_Retrocommissioning_A_Technical Potential | F1 | Industrial | Wood and Lumber Products | Existing | Space Heating | Natural Gas | Retrocommissioning | A | Original Unit Energy Savings (kWh or therms) | Technical Potential | 0 | 0 | 0 | 0 | 0 | 0.96398 | 0.95927 | 0.95344 | 0.94728 | 0.94082 | 0.93428 | 0.92756 | 0.92087 | 0.91421 | 0.90702 | 0.90037 | 0.8938 | 0.8877 | 0.88202 | 0.87648 | 0.87125 | 0.8659 | 0.86108 | 0.85652 | 0.85218 | 0.84817 | 0.84445 | 0.84101 | 0 | 0 | 0
F2_Industrial_Wood and Lumber Products_Existing_Space Heating_Natural Gas_Retrocommissioning_A_Technical Potential | F2 | Industrial | Wood and Lumber Products | Existing | Space Heating | Natural Gas | Retrocommissioning | A | Original Unit Summer Peak Savings (kW) | Technical Potential | 0 | 0 | 0 | 0 | 0 | 0 | 0 | 0 | 0 | 0 | 0 | 0 | 0 | 0 | 0 | 0 | 0 | 0 | 0 | 0 | 0 | 0 | 0 | 0 | 0 | 0 | 0 | 0 | 0 | 0 | 0
F3_Industrial_Wood and Lumber Products_Existing_Space Heating_Natural Gas_Retrocommissioning_A_Technical Potential | F3 | Industrial | Wood and Lumber Products | Existing | Space Heating | Natural Gas | Retrocommissioning | A | Original Unit Winter Peak Savings (kW) | Technical Potential | 0 | 0 | 0 | 0 | 0 | 0 | 0 | 0 | 0 | 0 | 0 | 0 | 0 | 0 | 0 | 0 | 0 | 0 | 0 | 0 | 0 | 0 | 0 | 0 | 0 | 0 | 0 | 0 | 0 | 0 | 0
F4_Industrial_Wood and Lumber Products_Existing_Space Heating_Natural Gas_Retrocommissioning_A_Technical Potential | F4 | Industrial | Wood and Lumber Products | Existing | Space Heating | Natural Gas | Retrocommissioning | A | Standalone Impact on Baseline Energy (%) | Technical Potential | 0% | 0% | 0% | 0% | 0% | 0.01458% | 0.02918% | 0.04393% | 0.05849% | 0.07303% | 0.08855% | 0.1034% | 0.1182% | 0.1347% | 0.1487% | 0.1647% | 0.1793% | 0.1948% | 0.2111% | 0.2255% | 0.241% | 0.2565% | 0.272% | 0.2876% | 0.0030304 | 0.0030393 | 0.0030474 | 0.0030548 | 0 | 0 | 0
F5_Industrial_Wood and Lumber Products_Existing_Space Heating_Natural Gas_Retrocommissioning_A_Technical Potential | F5 | Industrial | Wood and Lumber Products | Existing | Space Heating | Natural Gas | Retrocommissioning | A | Standalone Impact on Baseline Summer Peak (%) | Technical Potential | 0% | 0% | 0% | 0% | 0% | 0% | 0% | 0% | 0% | 0% | 0% | 0% | 0% | 0% | 0% | 0% | 0% | 0% | 0% | 0% | 0% | 0% | 0% | 0% | 0 | 0 | 0 | 0 | 0 | 0 | 0
F6_Industrial_Wood and Lumber Products_Existing_Space Heating_Natural Gas_Retrocommissioning_A_Technical Potential | F6 | Industrial | Wood and Lumber Products | Existing | Space Heating | Natural Gas | Retrocommissioning | A | Standalone Impact on Baseline Winter Peak (%) | Technical Potential | 0% | 0% | 0% | 0% | 0% | 0% | 0% | 0% | 0% | 0% | 0% | 0% | 0% | 0% | 0% | 0% | 0% | 0% | 0% | 0% | 0% | 0% | 0% | 0% | 0 | 0 | 0 | 0 | 0 | 0 | 0
F7_Industrial_Wood and Lumber Products_Existing_Space Heating_Natural Gas_Retrocommissioning_A_Technical Potential | F7 | Industrial | Wood and Lumber Products | Existing | Space Heating | Natural Gas | Retrocommissioning | A | Incremental Energy Savings (MWh or mTherms) | Technical Potential | 0 | 0 | 0 | 0 | 0 | 0.011094 | 0.011034 | 0.010902 | 0.010838 | 0.010773 | 0.010562 | 0.010457 | 0.010361 | 0.010122 | 0.010081 | 0.0099118 | 0.0098407 | 0.0097244 | 0.009576 | 0.0095271 | 0.0094311 | 0.0093368 | 0.0092509 | 0.0091707 | 0.0090955 | 0 | 0 | 0 | 0 | 0 | 0
F8_Industrial_Wood and Lumber Products_Existing_Space Heating_Natural Gas_Retrocommissioning_A_Technical Potential | F8 | Industrial | Wood and Lumber Products | Existing | Space Heating | Natural Gas | Retrocommissioning | A | Incremental Summer Peak Savings (MW) | Technical Potential | 0 | 0 | 0 | 0 | 0 | 0 | 0 | 0 | 0 | 0 | 0 | 0 | 0 | 0 | 0 | 0 | 0 | 0 | 0 | 0 | 0 | 0 | 0 | 0 | 0 | 0 | 0 | 0 | 0 | 0 | 0
F9_Industrial_Wood and Lumber Products_Existing_Space Heating_Natural Gas_Retrocommissioning_A_Technical Potential | F9 | Industrial | Wood and Lumber Products | Existing | Space Heating | Natural Gas | Retrocommissioning | A | Incremental Winter Peak Savings (MW) | Technical Potential | 0 | 0 | 0 | 0 | 0 | 0 | 0 | 0 | 0 | 0 | 0 | 0 | 0 | 0 | 0 | 0 | 0 | 0 | 0 | 0 | 0 | 0 | 0 | 0 | 0 | 0 | 0 | 0 | 0 | 0 | 0
F10_Industrial_Wood and Lumber Products_Existing_Space Heating_Natural Gas_Retrocommissioning_A_Technical Potential | F10 | Industrial | Wood and Lumber Products | Existing | Space Heating | Natural Gas | Retrocommissioning | A | Cumulative Energy Savings (MWh or mTherms) | Technical Potential | 0 | 0 | 0 | 0 | 0 | 0.011094 | 0.022074 | 0.032842 | 0.043467 | 0.053943 | 0.06413 | 0.074126 | 0.083952 | 0.093467 | 0.10281 | 0.11197 | 0.12099 | 0.12989 | 0.13864 | 0.1473 | 0.15585 | 0.16423 | 0.17256 | 0.18082 | 0.189 | 0.18811 | 0.18729 | 0.18652 | 0 | 0 | 0
F11_Industrial_Wood and Lumber Products_Existing_Space Heating_Natural Gas_Retrocommissioning_A_Technical Potential | F11 | Industrial | Wood and Lumber Products | Existing | Space Heating | Natural Gas | Retrocommissioning | A | Cumulative Summer Peak Savings (MW) | Technical Potential | 0 | 0 | 0 | 0 | 0 | 0 | 0 | 0 | 0 | 0 | 0 | 0 | 0 | 0 | 0 | 0 | 0 | 0 | 0 | 0 | 0 | 0 | 0 | 0 | 0 | 0 | 0 | 0 | 0 | 0 | 0
F12_Industrial_Wood and Lumber Products_Existing_Space Heating_Natural Gas_Retrocommissioning_A_Technical Potential | F12 | Industrial | Wood and Lumber Products | Existing | Space Heating | Natural Gas | Retrocommissioning | A | Cumulative Winter Peak Savings (MW) | Technical Potential | 0 | 0 | 0 | 0 | 0 | 0 | 0 | 0 | 0 | 0 | 0 | 0 | 0 | 0 | 0 | 0 | 0 | 0 | 0 | 0 | 0 | 0 | 0 | 0 | 0 | 0 | 0 | 0 | 0 | 0 | 0
F13_Industrial_Wood and Lumber Products_Existing_Space Heating_Natural Gas_Retrocommissioning_A_Technical Potential | F13 | Industrial | Wood and Lumber Products | Existing | Space Heating | Natural Gas | Retrocommissioning | A | Purchases (Incremental) | Technical Potential | 0 | 0 | 0 | 0 | 0 | 11.5087 | 11.5024 | 11.4345 | 11.4407 | 11.4502 | 11.3048 | 11.2739 | 11.251 | 11.0723 | 11.1146 | 11.0086 | 11.01 | 10.9546 | 10.8569 | 10.8698 | 10.8248 | 10.7827 | 10.7434 | 10.7069 | 10.6732 | 0 | 0 | 0 | 0 | 0 | 0
F14_Industrial_Wood and Lumber Products_Existing_Space Heating_Natural Gas_Retrocommissioning_A_Technical Potential | F14 | Industrial | Wood and Lumber Products | Existing | Space Heating | Natural Gas | Retrocommissioning | A | Purchases (Cumulative) | Technical Potential | 0 | 0 | 0 | 0 | 0 | 11.5087 | 23.0111 | 34.4456 | 45.8863 | 57.3365 | 68.6413 | 79.9151 | 91.1661 | 102.2384 | 113.353 | 124.3617 | 135.3717 | 146.3263 | 157.1832 | 168.053 | 178.8778 | 189.6605 | 200.404 | 211.1109 | 221.784 | 221.784 | 221.784 | 221.784 | 221.784 | 221.784 | 221.784
F1_Industrial_Wood and Lumber Products_Existing_Process_Natural Gas_Retrocommissioning_A_Technical Potential | F1 | Industrial | Wood and Lumber Products | Existing | Process | Natural Gas | Retrocommissioning | A | Original Unit Energy Savings (kWh or therms) | Technical Potential | 0 | 0 | 0 | 0 | 0 | 0 | 0 | 0 | 0 | 0 | 0 | 0 | 0 | 0 | 0 | 0 | 0 | 0 | 0 | 0 | 0 | 0 | 0 | 0 | 0 | 0 | 0 | 0 | 0 | 0 | 0
F2_Industrial_Wood and Lumber Products_Existing_Process_Natural Gas_Retrocommissioning_A_Technical Potential | F2 | Industrial | Wood and Lumber Products | Existing | Process | Natural Gas | Retrocommissioning | A | Original Unit Summer Peak Savings (kW) | Technical Potential | 0 | 0 | 0 | 0 | 0 | 0 | 0 | 0 | 0 | 0 | 0 | 0 | 0 | 0 | 0 | 0 | 0 | 0 | 0 | 0 | 0 | 0 | 0 | 0 | 0 | 0 | 0 | 0 | 0 | 0 | 0
F3_Industrial_Wood and Lumber Products_Existing_Process_Natural Gas_Retrocommissioning_A_Technical Potential | F3 | Industrial | Wood and Lumber Products | Existing | Process | Natural Gas | Retrocommissioning | A | Original Unit Winter Peak Savings (kW) | Technical Potential | 0 | 0 | 0 | 0 | 0 | 0 | 0 | 0 | 0 | 0 | 0 | 0 | 0 | 0 | 0 | 0 | 0 | 0 | 0 | 0 | 0 | 0 | 0 | 0 | 0 | 0 | 0 | 0 | 0 | 0 | 0
F4_Industrial_Wood and Lumber Products_Existing_Process_Natural Gas_Retrocommissioning_A_Technical Potential | F4 | Industrial | Wood and Lumber Products | Existing | Process | Natural Gas | Retrocommissioning | A | Standalone Impact on Baseline Energy (%) | Technical Potential | 0% | 0% | 0% | 0% | 0% | 0% | 0% | 0% | 0% | 0% | 0% | 0% | 0% | 0% | 0% | 0% | 0% | 0% | 0% | 0% | 0% | 0% | 0% | 0% | 0 | 0 | 0 | 0 | 0 | 0 | 0
F5_Industrial_Wood and Lumber Products_Existing_Process_Natural Gas_Retrocommissioning_A_Technical Potential | F5 | Industrial | Wood and Lumber Products | Existing | Process | Natural Gas | Retrocommissioning | A | Standalone Impact on Baseline Summer Peak (%) | Technical Potential | 0% | 0% | 0% | 0% | 0% | 0% | 0% | 0% | 0% | 0% | 0% | 0% | 0% | 0% | 0% | 0% | 0% | 0% | 0% | 0% | 0% | 0% | 0% | 0% | 0 | 0 | 0 | 0 | 0 | 0 | 0
F6_Industrial_Wood and Lumber Products_Existing_Process_Natural Gas_Retrocommissioning_A_Technical Potential | F6 | Industrial | Wood and Lumber Products | Existing | Process | Natural Gas | Retrocommissioning | A | Standalone Impact on Baseline Winter Peak (%) | Technical Potential | 0% | 0% | 0% | 0% | 0% | 0% | 0% | 0% | 0% | 0% | 0% | 0% | 0% | 0% | 0% | 0% | 0% | 0% | 0% | 0% | 0% | 0% | 0% | 0% | 0 | 0 | 0 | 0 | 0 | 0 | 0
F7_Industrial_Wood and Lumber Products_Existing_Process_Natural Gas_Retrocommissioning_A_Technical Potential | F7 | Industrial | Wood and Lumber Products | Existing | Process | Natural Gas | Retrocommissioning | A | Incremental Energy Savings (MWh or mTherms) | Technical Potential | 0 | 0 | 0 | 0 | 0 | 0 | 0 | 0 | 0 | 0 | 0 | 0 | 0 | 0 | 0 | 0 | 0 | 0 | 0 | 0 | 0 | 0 | 0 | 0 | 0 | 0 | 0 | 0 | 0 | 0 | 0
F8_Industrial_Wood and Lumber Products_Existing_Process_Natural Gas_Retrocommissioning_A_Technical Potential | F8 | Industrial | Wood and Lumber Products | Existing | Process | Natural Gas | Retrocommissioning | A | Incremental Summer Peak Savings (MW) | Technical Potential | 0 | 0 | 0 | 0 | 0 | 0 | 0 | 0 | 0 | 0 | 0 | 0 | 0 | 0 | 0 | 0 | 0 | 0 | 0 | 0 | 0 | 0 | 0 | 0 | 0 | 0 | 0 | 0 | 0 | 0 | 0
F9_Industrial_Wood and Lumber Products_Existing_Process_Natural Gas_Retrocommissioning_A_Technical Potential | F9 | Industrial | Wood and Lumber Products | Existing | Process | Natural Gas | Retrocommissioning | A | Incremental Winter Peak Savings (MW) | Technical Potential | 0 | 0 | 0 | 0 | 0 | 0 | 0 | 0 | 0 | 0 | 0 | 0 | 0 | 0 | 0 | 0 | 0 | 0 | 0 | 0 | 0 | 0 | 0 | 0 | 0 | 0 | 0 | 0 | 0 | 0 | 0
F10_Industrial_Wood and Lumber Products_Existing_Process_Natural Gas_Retrocommissioning_A_Technical Potential | F10 | Industrial | Wood and Lumber Products | Existing | Process | Natural Gas | Retrocommissioning | A | Cumulative Energy Savings (MWh or mTherms) | Technical Potential | 0 | 0 | 0 | 0 | 0 | 0 | 0 | 0 | 0 | 0 | 0 | 0 | 0 | 0 | 0 | 0 | 0 | 0 | 0 | 0 | 0 | 0 | 0 | 0 | 0 | 0 | 0 | 0 | 0 | 0 | 0
F11_Industrial_Wood and Lumber Products_Existing_Process_Natural Gas_Retrocommissioning_A_Technical Potential | F11 | Industrial | Wood and Lumber Products | Existing | Process | Natural Gas | Retrocommissioning | A | Cumulative Summer Peak Savings (MW) | Technical Potential | 0 | 0 | 0 | 0 | 0 | 0 | 0 | 0 | 0 | 0 | 0 | 0 | 0 | 0 | 0 | 0 | 0 | 0 | 0 | 0 | 0 | 0 | 0 | 0 | 0 | 0 | 0 | 0 | 0 | 0 | 0
F12_Industrial_Wood and Lumber Products_Existing_Process_Natural Gas_Retrocommissioning_A_Technical Potential | F12 | Industrial | Wood and Lumber Products | Existing | Process | Natural Gas | Retrocommissioning | A | Cumulative Winter Peak Savings (MW) | Technical Potential | 0 | 0 | 0 | 0 | 0 | 0 | 0 | 0 | 0 | 0 | 0 | 0 | 0 | 0 | 0 | 0 | 0 | 0 | 0 | 0 | 0 | 0 | 0 | 0 | 0 | 0 | 0 | 0 | 0 | 0 | 0
F13_Industrial_Wood and Lumber Products_Existing_Process_Natural Gas_Retrocommissioning_A_Technical Potential | F13 | Industrial | Wood and Lumber Products | Existing | Process | Natural Gas | Retrocommissioning | A | Purchases (Incremental) | Technical Potential | 0 | 0 | 0 | 0 | 0 | 11.5087 | 11.5024 | 11.4345 | 11.4407 | 11.4502 | 11.3048 | 11.2739 | 11.251 | 11.0723 | 11.1146 | 11.0086 | 11.01 | 10.9546 | 10.8569 | 10.8698 | 10.8248 | 10.7827 | 10.7434 | 10.7069 | 10.6732 | 0 | 0 | 0 | 0 | 0 | 0
F14_Industrial_Wood and Lumber Products_Existing_Process_Natural Gas_Retrocommissioning_A_Technical Potential | F14 | Industrial | Wood and Lumber Products | Existing | Process | Natural Gas | Retrocommissioning | A | Purchases (Cumulative) | Technical Potential | 0 | 0 | 0 | 0 | 0 | 11.5087 | 23.0111 | 34.4456 | 45.8863 | 57.3365 | 68.6413 | 79.9151 | 91.1661 | 102.2384 | 113.353 | 124.3617 | 135.3717 | 146.3263 | 157.1832 | 168.053 | 178.8778 | 189.6605 | 200.404 | 211.1109 | 221.784 | 221.784 | 221.784 | 221.784 | 221.784 | 221.784 | 221.784
F1_Industrial_Wood and Lumber Products_New_Space Heating_Natural Gas_Insulation - Roof/Ceiling_A_Technical Potential | F1 | Industrial | Wood and Lumber Products | New | Space Heating | Natural Gas | Insulation - Roof/Ceiling | A | Original Unit Energy Savings (kWh or therms) | Technical Potential | 0 | 0 | 0 | 0 | 0 | 0.093892 | 0.092679 | 0.091794 | 0.091122 | 0.090592 | 0.090164 | 0.089662 | 0.089136 | 0.088616 | 0.088114 | 0.08772 | 0.087409 | 0.087162 | 0.08677 | 0.086483 | 0.086275 | 0.086113 | 0.086113 | 0.086113 | 0.086113 | 0.086113 | 0.086113 | 0.086113 | 0 | 0 | 0
F2_Industrial_Wood and Lumber Products_New_Space Heating_Natural Gas_Insulation - Roof/Ceiling_A_Technical Potential | F2 | Industrial | Wood and Lumber Products | New | Space Heating | Natural Gas | Insulation - Roof/Ceiling | A | Original Unit Summer Peak Savings (kW) | Technical Potential | 0 | 0 | 0 | 0 | 0 | 0 | 0 | 0 | 0 | 0 | 0 | 0 | 0 | 0 | 0 | 0 | 0 | 0 | 0 | 0 | 0 | 0 | 0 | 0 | 0 | 0 | 0 | 0 | 0 | 0 | 0
F3_Industrial_Wood and Lumber Products_New_Space Heating_Natural Gas_Insulation - Roof/Ceiling_A_Technical Potential | F3 | Industrial | Wood and Lumber Products | New | Space Heating | Natural Gas | Insulation - Roof/Ceiling | A | Original Unit Winter Peak Savings (kW) | Technical Potential | 0 | 0 | 0 | 0 | 0 | 0 | 0 | 0 | 0 | 0 | 0 | 0 | 0 | 0 | 0 | 0 | 0 | 0 | 0 | 0 | 0 | 0 | 0 | 0 | 0 | 0 | 0 | 0 | 0 | 0 | 0
F4_Industrial_Wood and Lumber Products_New_Space Heating_Natural Gas_Insulation - Roof/Ceiling_A_Technical Potential | F4 | Industrial | Wood and Lumber Products | New | Space Heating | Natural Gas | Insulation - Roof/Ceiling | A | Standalone Impact on Baseline Energy (%) | Technical Potential | 0% | 0% | 0% | 0% | 0% | 0% | 0% | 0% | 0% | 0% | 0% | 0% | 0% | 0% | 0% | 0% | 0% | 0% | 0% | 0% | 0% | 0% | 0% | 0% | 0 | 0 | 0 | 0 | 0 | 0 | 0
F5_Industrial_Wood and Lumber Products_New_Space Heating_Natural Gas_Insulation - Roof/Ceiling_A_Technical Potential | F5 | Industrial | Wood and Lumber Products | New | Space Heating | Natural Gas | Insulation - Roof/Ceiling | A | Standalone Impact on Baseline Summer Peak (%) | Technical Potential | 0% | 0% | 0% | 0% | 0% | 0% | 0% | 0% | 0% | 0% | 0% | 0% | 0% | 0% | 0% | 0% | 0% | 0% | 0% | 0% | 0% | 0% | 0% | 0% | 0 | 0 | 0 | 0 | 0 | 0 | 0
F6_Industrial_Wood and Lumber Products_New_Space Heating_Natural Gas_Insulation - Roof/Ceiling_A_Technical Potential | F6 | Industrial | Wood and Lumber Products | New | Space Heating | Natural Gas | Insulation - Roof/Ceiling | A | Standalone Impact on Baseline Winter Peak (%) | Technical Potential | 0% | 0% | 0% | 0% | 0% | 0% | 0% | 0% | 0% | 0% | 0% | 0% | 0% | 0% | 0% | 0% | 0% | 0% | 0% | 0% | 0% | 0% | 0% | 0% | 0 | 0 | 0 | 0 | 0 | 0 | 0
F7_Industrial_Wood and Lumber Products_New_Space Heating_Natural Gas_Insulation - Roof/Ceiling_A_Technical Potential | F7 | Industrial | Wood and Lumber Products | New | Space Heating | Natural Gas | Insulation - Roof/Ceiling | A | Incremental Energy Savings (MWh or mTherms) | Technical Potential | 0 | 0 | 0 | 0 | 0 | 0 | 0 | 0 | 0 | 0 | 0 | 0 | 0 | 0 | 0 | 0 | 0 | 0 | 0 | 0 | 0 | 0 | 0 | 0 | 0 | 0 | 0 | 0 | 0 | 0 | 0
F8_Industrial_Wood and Lumber Products_New_Space Heating_Natural Gas_Insulation - Roof/Ceiling_A_Technical Potential | F8 | Industrial | Wood and Lumber Products | New | Space Heating | Natural Gas | Insulation - Roof/Ceiling | A | Incremental Summer Peak Savings (MW) | Technical Potential | 0 | 0 | 0 | 0 | 0 | 0 | 0 | 0 | 0 | 0 | 0 | 0 | 0 | 0 | 0 | 0 | 0 | 0 | 0 | 0 | 0 | 0 | 0 | 0 | 0 | 0 | 0 | 0 | 0 | 0 | 0
F9_Industrial_Wood and Lumber Products_New_Space Heating_Natural Gas_Insulation - Roof/Ceiling_A_Technical Potential | F9 | Industrial | Wood and Lumber Products | New | Space Heating | Natural Gas | Insulation - Roof/Ceiling | A | Incremental Winter Peak Savings (MW) | Technical Potential | 0 | 0 | 0 | 0 | 0 | 0 | 0 | 0 | 0 | 0 | 0 | 0 | 0 | 0 | 0 | 0 | 0 | 0 | 0 | 0 | 0 | 0 | 0 | 0 | 0 | 0 | 0 | 0 | 0 | 0 | 0
F10_Industrial_Wood and Lumber Products_New_Space Heating_Natural Gas_Insulation - Roof/Ceiling_A_Technical Potential | F10 | Industrial | Wood and Lumber Products | New | Space Heating | Natural Gas | Insulation - Roof/Ceiling | A | Cumulative Energy Savings (MWh or mTherms) | Technical Potential | 0 | 0 | 0 | 0 | 0 | 0 | 0 | 0 | 0 | 0 | 0 | 0 | 0 | 0 | 0 | 0 | 0 | 0 | 0 | 0 | 0 | 0 | 0 | 0 | 0 | 0 | 0 | 0 | 0 | 0 | 0
F11_Industrial_Wood and Lumber Products_New_Space Heating_Natural Gas_Insulation - Roof/Ceiling_A_Technical Potential | F11 | Industrial | Wood and Lumber Products | New | Space Heating | Natural Gas | Insulation - Roof/Ceiling | A | Cumulative Summer Peak Savings (MW) | Technical Potential | 0 | 0 | 0 | 0 | 0 | 0 | 0 | 0 | 0 | 0 | 0 | 0 | 0 | 0 | 0 | 0 | 0 | 0 | 0 | 0 | 0 | 0 | 0 | 0 | 0 | 0 | 0 | 0 | 0 | 0 | 0
F12_Industrial_Wood and Lumber Products_New_Space Heating_Natural Gas_Insulation - Roof/Ceiling_A_Technical Potential | F12 | Industrial | Wood and Lumber Products | New | Space Heating | Natural Gas | Insulation - Roof/Ceiling | A | Cumulative Winter Peak Savings (MW) | Technical Potential | 0 | 0 | 0 | 0 | 0 | 0 | 0 | 0 | 0 | 0 | 0 | 0 | 0 | 0 | 0 | 0 | 0 | 0 | 0 | 0 | 0 | 0 | 0 | 0 | 0 | 0 | 0 | 0 | 0 | 0 | 0
F13_Industrial_Wood and Lumber Products_New_Space Heating_Natural Gas_Insulation - Roof/Ceiling_A_Technical Potential | F13 | Industrial | Wood and Lumber Products | New | Space Heating | Natural Gas | Insulation - Roof/Ceiling | A | Purchases (Incremental) | Technical Potential | 0 | 0 | 0 | 0 | 0 | 0 | 0 | 0 | 0 | 0 | 0 | 0 | 0 | 0 | 0 | 0 | 0 | 0 | 0 | 0 | 0 | 0 | 0 | 0 | 0 | 0 | 0 | 0 | 0 | 0 | 0
F14_Industrial_Wood and Lumber Products_New_Space Heating_Natural Gas_Insulation - Roof/Ceiling_A_Technical Potential | F14 | Industrial | Wood and Lumber Products | New | Space Heating | Natural Gas | Insulation - Roof/Ceiling | A | Purchases (Cumulative) | Technical Potential | 0 | 0 | 0 | 0 | 0 | 0 | 0 | 0 | 0 | 0 | 0 | 0 | 0 | 0 | 0 | 0 | 0 | 0 | 0 | 0 | 0 | 0 | 0 | 0 | 0 | 0 | 0 | 0 | 0 | 0 | 0
F1_Industrial_Wood and Lumber Products_New_Space Heating_Natural Gas_Insulation - Wall Cavity_A_Technical Potential | F1 | Industrial | Wood and Lumber Products | New | Space Heating | Natural Gas | Insulation - Wall Cavity | A | Original Unit Energy Savings (kWh or therms) | Technical Potential | 0 | 0 | 0 | 0 | 0 | 0.016909 | 0.016691 | 0.016531 | 0.01641 | 0.016315 | 0.016238 | 0.016147 | 0.016053 | 0.015959 | 0.015869 | 0.015798 | 0.015742 | 0.015697 | 0.015627 | 0.015575 | 0.015537 | 0.015508 | 0.015508 | 0.015508 | 0.015508 | 0.015508 | 0.015508 | 0.015508 | 0 | 0 | 0
F2_Industrial_Wood and Lumber Products_New_Space Heating_Natural Gas_Insulation - Wall Cavity_A_Technical Potential | F2 | Industrial | Wood and Lumber Products | New | Space Heating | Natural Gas | Insulation - Wall Cavity | A | Original Unit Summer Peak Savings (kW) | Technical Potential | 0 | 0 | 0 | 0 | 0 | 0 | 0 | 0 | 0 | 0 | 0 | 0 | 0 | 0 | 0 | 0 | 0 | 0 | 0 | 0 | 0 | 0 | 0 | 0 | 0 | 0 | 0 | 0 | 0 | 0 | 0
F3_Industrial_Wood and Lumber Products_New_Space Heating_Natural Gas_Insulation - Wall Cavity_A_Technical Potential | F3 | Industrial | Wood and Lumber Products | New | Space Heating | Natural Gas | Insulation - Wall Cavity | A | Original Unit Winter Peak Savings (kW) | Technical Potential | 0 | 0 | 0 | 0 | 0 | 0 | 0 | 0 | 0 | 0 | 0 | 0 | 0 | 0 | 0 | 0 | 0 | 0 | 0 | 0 | 0 | 0 | 0 | 0 | 0 | 0 | 0 | 0 | 0 | 0 | 0
F4_Industrial_Wood and Lumber Products_New_Space Heating_Natural Gas_Insulation - Wall Cavity_A_Technical Potential | F4 | Industrial | Wood and Lumber Products | New | Space Heating | Natural Gas | Insulation - Wall Cavity | A | Standalone Impact on Baseline Energy (%) | Technical Potential | 0% | 0% | 0% | 0% | 0% | 0% | 0% | 0% | 0% | 0% | 0% | 0% | 0% | 0% | 0% | 0% | 0% | 0% | 0% | 0% | 0% | 0% | 0% | 0% | 0 | 0 | 0 | 0 | 0 | 0 | 0
F5_Industrial_Wood and Lumber Products_New_Space Heating_Natural Gas_Insulation - Wall Cavity_A_Technical Potential | F5 | Industrial | Wood and Lumber Products | New | Space Heating | Natural Gas | Insulation - Wall Cavity | A | Standalone Impact on Baseline Summer Peak (%) | Technical Potential | 0% | 0% | 0% | 0% | 0% | 0% | 0% | 0% | 0% | 0% | 0% | 0% | 0% | 0% | 0% | 0% | 0% | 0% | 0% | 0% | 0% | 0% | 0% | 0% | 0 | 0 | 0 | 0 | 0 | 0 | 0
F6_Industrial_Wood and Lumber Products_New_Space Heating_Natural Gas_Insulation - Wall Cavity_A_Technical Potential | F6 | Industrial | Wood and Lumber Products | New | Space Heating | Natural Gas | Insulation - Wall Cavity | A | Standalone Impact on Baseline Winter Peak (%) | Technical Potential | 0% | 0% | 0% | 0% | 0% | 0% | 0% | 0% | 0% | 0% | 0% | 0% | 0% | 0% | 0% | 0% | 0% | 0% | 0% | 0% | 0% | 0% | 0% | 0% | 0 | 0 | 0 | 0 | 0 | 0 | 0
F7_Industrial_Wood and Lumber Products_New_Space Heating_Natural Gas_Insulation - Wall Cavity_A_Technical Potential | F7 | Industrial | Wood and Lumber Products | New | Space Heating | Natural Gas | Insulation - Wall Cavity | A | Incremental Energy Savings (MWh or mTherms) | Technical Potential | 0 | 0 | 0 | 0 | 0 | 0 | 0 | 0 | 0 | 0 | 0 | 0 | 0 | 0 | 0 | 0 | 0 | 0 | 0 | 0 | 0 | 0 | 0 | 0 | 0 | 0 | 0 | 0 | 0 | 0 | 0
F8_Industrial_Wood and Lumber Products_New_Space Heating_Natural Gas_Insulation - Wall Cavity_A_Technical Potential | F8 | Industrial | Wood and Lumber Products | New | Space Heating | Natural Gas | Insulation - Wall Cavity | A | Incremental Summer Peak Savings (MW) | Technical Potential | 0 | 0 | 0 | 0 | 0 | 0 | 0 | 0 | 0 | 0 | 0 | 0 | 0 | 0 | 0 | 0 | 0 | 0 | 0 | 0 | 0 | 0 | 0 | 0 | 0 | 0 | 0 | 0 | 0 | 0 | 0
F9_Industrial_Wood and Lumber Products_New_Space Heating_Natural Gas_Insulation - Wall Cavity_A_Technical Potential | F9 | Industrial | Wood and Lumber Products | New | Space Heating | Natural Gas | Insulation - Wall Cavity | A | Incremental Winter Peak Savings (MW) | Technical Potential | 0 | 0 | 0 | 0 | 0 | 0 | 0 | 0 | 0 | 0 | 0 | 0 | 0 | 0 | 0 | 0 | 0 | 0 | 0 | 0 | 0 | 0 | 0 | 0 | 0 | 0 | 0 | 0 | 0 | 0 | 0
F10_Industrial_Wood and Lumber Products_New_Space Heating_Natural Gas_Insulation - Wall Cavity_A_Technical Potential | F10 | Industrial | Wood and Lumber Products | New | Space Heating | Natural Gas | Insulation - Wall Cavity | A | Cumulative Energy Savings (MWh or mTherms) | Technical Potential | 0 | 0 | 0 | 0 | 0 | 0 | 0 | 0 | 0 | 0 | 0 | 0 | 0 | 0 | 0 | 0 | 0 | 0 | 0 | 0 | 0 | 0 | 0 | 0 | 0 | 0 | 0 | 0 | 0 | 0 | 0
F11_Industrial_Wood and Lumber Products_New_Space Heating_Natural Gas_Insulation - Wall Cavity_A_Technical Potential | F11 | Industrial | Wood and Lumber Products | New | Space Heating | Natural Gas | Insulation - Wall Cavity | A | Cumulative Summer Peak Savings (MW) | Technical Potential | 0 | 0 | 0 | 0 | 0 | 0 | 0 | 0 | 0 | 0 | 0 | 0 | 0 | 0 | 0 | 0 | 0 | 0 | 0 | 0 | 0 | 0 | 0 | 0 | 0 | 0 | 0 | 0 | 0 | 0 | 0
F12_Industrial_Wood and Lumber Products_New_Space Heating_Natural Gas_Insulation - Wall Cavity_A_Technical Potential | F12 | Industrial | Wood and Lumber Products | New | Space Heating | Natural Gas | Insulation - Wall Cavity | A | Cumulative Winter Peak Savings (MW) | Technical Potential | 0 | 0 | 0 | 0 | 0 | 0 | 0 | 0 | 0 | 0 | 0 | 0 | 0 | 0 | 0 | 0 | 0 | 0 | 0 | 0 | 0 | 0 | 0 | 0 | 0 | 0 | 0 | 0 | 0 | 0 | 0
F13_Industrial_Wood and Lumber Products_New_Space Heating_Natural Gas_Insulation - Wall Cavity_A_Technical Potential | F13 | Industrial | Wood and Lumber Products | New | Space Heating | Natural Gas | Insulation - Wall Cavity | A | Purchases (Incremental) | Technical Potential | 0 | 0 | 0 | 0 | 0 | 0 | 0 | 0 | 0 | 0 | 0 | 0 | 0 | 0 | 0 | 0 | 0 | 0 | 0 | 0 | 0 | 0 | 0 | 0 | 0 | 0 | 0 | 0 | 0 | 0 | 0
F14_Industrial_Wood and Lumber Products_New_Space Heating_Natural Gas_Insulation - Wall Cavity_A_Technical Potential | F14 | Industrial | Wood and Lumber Products | New | Space Heating | Natural Gas | Insulation - Wall Cavity | A | Purchases (Cumulative) | Technical Potential | 0 | 0 | 0 | 0 | 0 | 0 | 0 | 0 | 0 | 0 | 0 | 0 | 0 | 0 | 0 | 0 | 0 | 0 | 0 | 0 | 0 | 0 | 0 | 0 | 0 | 0 | 0 | 0 | 0 | 0 | 0
F1_Industrial_Wood and Lumber Products_New_Space Heating_Natural Gas_Insulation - Ducting_A_Technical Potential | F1 | Industrial | Wood and Lumber Products | New | Space Heating | Natural Gas | Insulation - Ducting | A | Original Unit Energy Savings (kWh or therms) | Technical Potential | 0 | 0 | 0 | 0 | 0 | 0 | 0 | 0 | 0 | 0 | 0 | 0 | 0 | 0 | 0 | 0 | 0 | 0 | 0 | 0 | 0 | 0 | 0 | 0 | 0 | 0 | 0 | 0 | 0 | 0 | 0
F2_Industrial_Wood and Lumber Products_New_Space Heating_Natural Gas_Insulation - Ducting_A_Technical Potential | F2 | Industrial | Wood and Lumber Products | New | Space Heating | Natural Gas | Insulation - Ducting | A | Original Unit Summer Peak Savings (kW) | Technical Potential | 0 | 0 | 0 | 0 | 0 | 0 | 0 | 0 | 0 | 0 | 0 | 0 | 0 | 0 | 0 | 0 | 0 | 0 | 0 | 0 | 0 | 0 | 0 | 0 | 0 | 0 | 0 | 0 | 0 | 0 | 0
F3_Industrial_Wood and Lumber Products_New_Space Heating_Natural Gas_Insulation - Ducting_A_Technical Potential | F3 | Industrial | Wood and Lumber Products | New | Space Heating | Natural Gas | Insulation - Ducting | A | Original Unit Winter Peak Savings (kW) | Technical Potential | 0 | 0 | 0 | 0 | 0 | 0 | 0 | 0 | 0 | 0 | 0 | 0 | 0 | 0 | 0 | 0 | 0 | 0 | 0 | 0 | 0 | 0 | 0 | 0 | 0 | 0 | 0 | 0 | 0 | 0 | 0
F4_Industrial_Wood and Lumber Products_New_Space Heating_Natural Gas_Insulation - Ducting_A_Technical Potential | F4 | Industrial | Wood and Lumber Products | New | Space Heating | Natural Gas | Insulation - Ducting | A | Standalone Impact on Baseline Energy (%) | Technical Potential | 0% | 0% | 0% | 0% | 0% | 0% | 0% | 0% | 0% | 0% | 0% | 0% | 0% | 0% | 0% | 0% | 0% | 0% | 0% | 0% | 0% | 0% | 0% | 0% | 0 | 0 | 0 | 0 | 0 | 0 | 0
F5_Industrial_Wood and Lumber Products_New_Space Heating_Natural Gas_Insulation - Ducting_A_Technical Potential | F5 | Industrial | Wood and Lumber Products | New | Space Heating | Natural Gas | Insulation - Ducting | A | Standalone Impact on Baseline Summer Peak (%) | Technical Potential | 0% | 0% | 0% | 0% | 0% | 0% | 0% | 0% | 0% | 0% | 0% | 0% | 0% | 0% | 0% | 0% | 0% | 0% | 0% | 0% | 0% | 0% | 0% | 0% | 0 | 0 | 0 | 0 | 0 | 0 | 0
F6_Industrial_Wood and Lumber Products_New_Space Heating_Natural Gas_Insulation - Ducting_A_Technical Potential | F6 | Industrial | Wood and Lumber Products | New | Space Heating | Natural Gas | Insulation - Ducting | A | Standalone Impact on Baseline Winter Peak (%) | Technical Potential | 0% | 0% | 0% | 0% | 0% | 0% | 0% | 0% | 0% | 0% | 0% | 0% | 0% | 0% | 0% | 0% | 0% | 0% | 0% | 0% | 0% | 0% | 0% | 0% | 0 | 0 | 0 | 0 | 0 | 0 | 0
F7_Industrial_Wood and Lumber Products_New_Space Heating_Natural Gas_Insulation - Ducting_A_Technical Potential | F7 | Industrial | Wood and Lumber Products | New | Space Heating | Natural Gas | Insulation - Ducting | A | Incremental Energy Savings (MWh or mTherms) | Technical Potential | 0 | 0 | 0 | 0 | 0 | 0 | 0 | 0 | 0 | 0 | 0 | 0 | 0 | 0 | 0 | 0 | 0 | 0 | 0 | 0 | 0 | 0 | 0 | 0 | 0 | 0 | 0 | 0 | 0 | 0 | 0
F8_Industrial_Wood and Lumber Products_New_Space Heating_Natural Gas_Insulation - Ducting_A_Technical Potential | F8 | Industrial | Wood and Lumber Products | New | Space Heating | Natural Gas | Insulation - Ducting | A | Incremental Summer Peak Savings (MW) | Technical Potential | 0 | 0 | 0 | 0 | 0 | 0 | 0 | 0 | 0 | 0 | 0 | 0 | 0 | 0 | 0 | 0 | 0 | 0 | 0 | 0 | 0 | 0 | 0 | 0 | 0 | 0 | 0 | 0 | 0 | 0 | 0
F9_Industrial_Wood and Lumber Products_New_Space Heating_Natural Gas_Insulation - Ducting_A_Technical Potential | F9 | Industrial | Wood and Lumber Products | New | Space Heating | Natural Gas | Insulation - Ducting | A | Incremental Winter Peak Savings (MW) | Technical Potential | 0 | 0 | 0 | 0 | 0 | 0 | 0 | 0 | 0 | 0 | 0 | 0 | 0 | 0 | 0 | 0 | 0 | 0 | 0 | 0 | 0 | 0 | 0 | 0 | 0 | 0 | 0 | 0 | 0 | 0 | 0
F10_Industrial_Wood and Lumber Products_New_Space Heating_Natural Gas_Insulation - Ducting_A_Technical Potential | F10 | Industrial | Wood and Lumber Products | New | Space Heating | Natural Gas | Insulation - Ducting | A | Cumulative Energy Savings (MWh or mTherms) | Technical Potential | 0 | 0 | 0 | 0 | 0 | 0 | 0 | 0 | 0 | 0 | 0 | 0 | 0 | 0 | 0 | 0 | 0 | 0 | 0 | 0 | 0 | 0 | 0 | 0 | 0 | 0 | 0 | 0 | 0 | 0 | 0
F11_Industrial_Wood and Lumber Products_New_Space Heating_Natural Gas_Insulation - Ducting_A_Technical Potential | F11 | Industrial | Wood and Lumber Products | New | Space Heating | Natural Gas | Insulation - Ducting | A | Cumulative Summer Peak Savings (MW) | Technical Potential | 0 | 0 | 0 | 0 | 0 | 0 | 0 | 0 | 0 | 0 | 0 | 0 | 0 | 0 | 0 | 0 | 0 | 0 | 0 | 0 | 0 | 0 | 0 | 0 | 0 | 0 | 0 | 0 | 0 | 0 | 0
F12_Industrial_Wood and Lumber Products_New_Space Heating_Natural Gas_Insulation - Ducting_A_Technical Potential | F12 | Industrial | Wood and Lumber Products | New | Space Heating | Natural Gas | Insulation - Ducting | A | Cumulative Winter Peak Savings (MW) | Technical Potential | 0 | 0 | 0 | 0 | 0 | 0 | 0 | 0 | 0 | 0 | 0 | 0 | 0 | 0 | 0 | 0 | 0 | 0 | 0 | 0 | 0 | 0 | 0 | 0 | 0 | 0 | 0 | 0 | 0 | 0 | 0
F13_Industrial_Wood and Lumber Products_New_Space Heating_Natural Gas_Insulation - Ducting_A_Technical Potential | F13 | Industrial | Wood and Lumber Products | New | Space Heating | Natural Gas | Insulation - Ducting | A | Purchases (Incremental) | Technical Potential | 0 | 0 | 0 | 0 | 0 | 0 | 0 | 0 | 0 | 0 | 0 | 0 | 0 | 0 | 0 | 0 | 0 | 0 | 0 | 0 | 0 | 0 | 0 | 0 | 0 | 0 | 0 | 0 | 0 | 0 | 0
F14_Industrial_Wood and Lumber Products_New_Space Heating_Natural Gas_Insulation - Ducting_A_Technical Potential | F14 | Industrial | Wood and Lumber Products | New | Space Heating | Natural Gas | Insulation - Ducting | A | Purchases (Cumulative) | Technical Potential | 0 | 0 | 0 | 0 | 0 | 0 | 0 | 0 | 0 | 0 | 0 | 0 | 0 | 0 | 0 | 0 | 0 | 0 | 0 | 0 | 0 | 0 | 0 | 0 | 0 | 0 | 0 | 0 | 0 | 0 | 0
F1_Industrial_Wood and Lumber Products_New_Space Heating_Natural Gas_HVAC - Duct Repair and Sealing_A_Technical Potential | F1 | Industrial | Wood and Lumber Products | New | Space Heating | Natural Gas | HVAC - Duct Repair and Sealing | A | Original Unit Energy Savings (kWh or therms) | Technical Potential | 0 | 0 | 0 | 0 | 0 | 0 | 0 | 0 | 0 | 0 | 0 | 0 | 0 | 0 | 0 | 0 | 0 | 0 | 0 | 0 | 0 | 0 | 0 | 0 | 0 | 0 | 0 | 0 | 0 | 0 | 0
F2_Industrial_Wood and Lumber Products_New_Space Heating_Natural Gas_HVAC - Duct Repair and Sealing_A_Technical Potential | F2 | Industrial | Wood and Lumber Products | New | Space Heating | Natural Gas | HVAC - Duct Repair and Sealing | A | Original Unit Summer Peak Savings (kW) | Technical Potential | 0 | 0 | 0 | 0 | 0 | 0 | 0 | 0 | 0 | 0 | 0 | 0 | 0 | 0 | 0 | 0 | 0 | 0 | 0 | 0 | 0 | 0 | 0 | 0 | 0 | 0 | 0 | 0 | 0 | 0 | 0
F3_Industrial_Wood and Lumber Products_New_Space Heating_Natural Gas_HVAC - Duct Repair and Sealing_A_Technical Potential | F3 | Industrial | Wood and Lumber Products | New | Space Heating | Natural Gas | HVAC - Duct Repair and Sealing | A | Original Unit Winter Peak Savings (kW) | Technical Potential | 0 | 0 | 0 | 0 | 0 | 0 | 0 | 0 | 0 | 0 | 0 | 0 | 0 | 0 | 0 | 0 | 0 | 0 | 0 | 0 | 0 | 0 | 0 | 0 | 0 | 0 | 0 | 0 | 0 | 0 | 0
F4_Industrial_Wood and Lumber Products_New_Space Heating_Natural Gas_HVAC - Duct Repair and Sealing_A_Technical Potential | F4 | Industrial | Wood and Lumber Products | New | Space Heating | Natural Gas | HVAC - Duct Repair and Sealing | A | Standalone Impact on Baseline Energy (%) | Technical Potential | 0% | 0% | 0% | 0% | 0% | 0% | 0% | 0% | 0% | 0% | 0% | 0% | 0% | 0% | 0% | 0% | 0% | 0% | 0% | 0% | 0% | 0% | 0% | 0% | 0 | 0 | 0 | 0 | 0 | 0 | 0
F5_Industrial_Wood and Lumber Products_New_Space Heating_Natural Gas_HVAC - Duct Repair and Sealing_A_Technical Potential | F5 | Industrial | Wood and Lumber Products | New | Space Heating | Natural Gas | HVAC - Duct Repair and Sealing | A | Standalone Impact on Baseline Summer Peak (%) | Technical Potential | 0% | 0% | 0% | 0% | 0% | 0% | 0% | 0% | 0% | 0% | 0% | 0% | 0% | 0% | 0% | 0% | 0% | 0% | 0% | 0% | 0% | 0% | 0% | 0% | 0 | 0 | 0 | 0 | 0 | 0 | 0
F6_Industrial_Wood and Lumber Products_New_Space Heating_Natural Gas_HVAC - Duct Repair and Sealing_A_Technical Potential | F6 | Industrial | Wood and Lumber Products | New | Space Heating | Natural Gas | HVAC - Duct Repair and Sealing | A | Standalone Impact on Baseline Winter Peak (%) | Technical Potential | 0% | 0% | 0% | 0% | 0% | 0% | 0% | 0% | 0% | 0% | 0% | 0% | 0% | 0% | 0% | 0% | 0% | 0% | 0% | 0% | 0% | 0% | 0% | 0% | 0 | 0 | 0 | 0 | 0 | 0 | 0
F7_Industrial_Wood and Lumber Products_New_Space Heating_Natural Gas_HVAC - Duct Repair and Sealing_A_Technical Potential | F7 | Industrial | Wood and Lumber Products | New | Space Heating | Natural Gas | HVAC - Duct Repair and Sealing | A | Incremental Energy Savings (MWh or mTherms) | Technical Potential | 0 | 0 | 0 | 0 | 0 | 0 | 0 | 0 | 0 | 0 | 0 | 0 | 0 | 0 | 0 | 0 | 0 | 0 | 0 | 0 | 0 | 0 | 0 | 0 | 0 | 0 | 0 | 0 | 0 | 0 | 0
F8_Industrial_Wood and Lumber Products_New_Space Heating_Natural Gas_HVAC - Duct Repair and Sealing_A_Technical Potential | F8 | Industrial | Wood and Lumber Products | New | Space Heating | Natural Gas | HVAC - Duct Repair and Sealing | A | Incremental Summer Peak Savings (MW) | Technical Potential | 0 | 0 | 0 | 0 | 0 | 0 | 0 | 0 | 0 | 0 | 0 | 0 | 0 | 0 | 0 | 0 | 0 | 0 | 0 | 0 | 0 | 0 | 0 | 0 | 0 | 0 | 0 | 0 | 0 | 0 | 0
F9_Industrial_Wood and Lumber Products_New_Space Heating_Natural Gas_HVAC - Duct Repair and Sealing_A_Technical Potential | F9 | Industrial | Wood and Lumber Products | New | Space Heating | Natural Gas | HVAC - Duct Repair and Sealing | A | Incremental Winter Peak Savings (MW) | Technical Potential | 0 | 0 | 0 | 0 | 0 | 0 | 0 | 0 | 0 | 0 | 0 | 0 | 0 | 0 | 0 | 0 | 0 | 0 | 0 | 0 | 0 | 0 | 0 | 0 | 0 | 0 | 0 | 0 | 0 | 0 | 0
F10_Industrial_Wood and Lumber Products_New_Space Heating_Natural Gas_HVAC - Duct Repair and Sealing_A_Technical Potential | F10 | Industrial | Wood and Lumber Products | New | Space Heating | Natural Gas | HVAC - Duct Repair and Sealing | A | Cumulative Energy Savings (MWh or mTherms) | Technical Potential | 0 | 0 | 0 | 0 | 0 | 0 | 0 | 0 | 0 | 0 | 0 | 0 | 0 | 0 | 0 | 0 | 0 | 0 | 0 | 0 | 0 | 0 | 0 | 0 | 0 | 0 | 0 | 0 | 0 | 0 | 0
F11_Industrial_Wood and Lumber Products_New_Space Heating_Natural Gas_HVAC - Duct Repair and Sealing_A_Technical Potential | F11 | Industrial | Wood and Lumber Products | New | Space Heating | Natural Gas | HVAC - Duct Repair and Sealing | A | Cumulative Summer Peak Savings (MW) | Technical Potential | 0 | 0 | 0 | 0 | 0 | 0 | 0 | 0 | 0 | 0 | 0 | 0 | 0 | 0 | 0 | 0 | 0 | 0 | 0 | 0 | 0 | 0 | 0 | 0 | 0 | 0 | 0 | 0 | 0 | 0 | 0
F12_Industrial_Wood and Lumber Products_New_Space Heating_Natural Gas_HVAC - Duct Repair and Sealing_A_Technical Potential | F12 | Industrial | Wood and Lumber Products | New | Space Heating | Natural Gas | HVAC - Duct Repair and Sealing | A | Cumulative Winter Peak Savings (MW) | Technical Potential | 0 | 0 | 0 | 0 | 0 | 0 | 0 | 0 | 0 | 0 | 0 | 0 | 0 | 0 | 0 | 0 | 0 | 0 | 0 | 0 | 0 | 0 | 0 | 0 | 0 | 0 | 0 | 0 | 0 | 0 | 0
F13_Industrial_Wood and Lumber Products_New_Space Heating_Natural Gas_HVAC - Duct Repair and Sealing_A_Technical Potential | F13 | Industrial | Wood and Lumber Products | New | Space Heating | Natural Gas | HVAC - Duct Repair and Sealing | A | Purchases (Incremental) | Technical Potential | 0 | 0 | 0 | 0 | 0 | 0 | 0 | 0 | 0 | 0 | 0 | 0 | 0 | 0 | 0 | 0 | 0 | 0 | 0 | 0 | 0 | 0 | 0 | 0 | 0 | 0 | 0 | 0 | 0 | 0 | 0
F14_Industrial_Wood and Lumber Products_New_Space Heating_Natural Gas_HVAC - Duct Repair and Sealing_A_Technical Potential | F14 | Industrial | Wood and Lumber Products | New | Space Heating | Natural Gas | HVAC - Duct Repair and Sealing | A | Purchases (Cumulative) | Technical Potential | 0 | 0 | 0 | 0 | 0 | 0 | 0 | 0 | 0 | 0 | 0 | 0 | 0 | 0 | 0 | 0 | 0 | 0 | 0 | 0 | 0 | 0 | 0 | 0 | 0 | 0 | 0 | 0 | 0 | 0 | 0
F1_Industrial_Wood and Lumber Products_New_Space Heating_Natural Gas_Windows - High Efficiency_A_Technical Potential | F1 | Industrial | Wood and Lumber Products | New | Space Heating | Natural Gas | Windows - High Efficiency | A | Original Unit Energy Savings (kWh or therms) | Technical Potential | 0 | 0 | 0 | 0 | 0 | 0.0053664 | 0.005297 | 0.0052464 | 0.0052081 | 0.0051778 | 0.0051533 | 0.0051246 | 0.0050945 | 0.0050648 | 0.0050361 | 0.0050136 | 0.0049958 | 0.0049817 | 0.0049593 | 0.0049429 | 0.004931 | 0.0049217 | 0.0049217 | 0.0049217 | 0.0049217 | 0.0049217 | 0.0049217 | 0.0049217 | 0 | 0 | 0
F2_Industrial_Wood and Lumber Products_New_Space Heating_Natural Gas_Windows - High Efficiency_A_Technical Potential | F2 | Industrial | Wood and Lumber Products | New | Space Heating | Natural Gas | Windows - High Efficiency | A | Original Unit Summer Peak Savings (kW) | Technical Potential | 0 | 0 | 0 | 0 | 0 | 0 | 0 | 0 | 0 | 0 | 0 | 0 | 0 | 0 | 0 | 0 | 0 | 0 | 0 | 0 | 0 | 0 | 0 | 0 | 0 | 0 | 0 | 0 | 0 | 0 | 0
F3_Industrial_Wood and Lumber Products_New_Space Heating_Natural Gas_Windows - High Efficiency_A_Technical Potential | F3 | Industrial | Wood and Lumber Products | New | Space Heating | Natural Gas | Windows - High Efficiency | A | Original Unit Winter Peak Savings (kW) | Technical Potential | 0 | 0 | 0 | 0 | 0 | 0 | 0 | 0 | 0 | 0 | 0 | 0 | 0 | 0 | 0 | 0 | 0 | 0 | 0 | 0 | 0 | 0 | 0 | 0 | 0 | 0 | 0 | 0 | 0 | 0 | 0
F4_Industrial_Wood and Lumber Products_New_Space Heating_Natural Gas_Windows - High Efficiency_A_Technical Potential | F4 | Industrial | Wood and Lumber Products | New | Space Heating | Natural Gas | Windows - High Efficiency | A | Standalone Impact on Baseline Energy (%) | Technical Potential | 0% | 0% | 0% | 0% | 0% | 0% | 0% | 0% | 0% | 0% | 0% | 0% | 0% | 0% | 0% | 0% | 0% | 0% | 0% | 0% | 0% | 0% | 0% | 0% | 0 | 0 | 0 | 0 | 0 | 0 | 0
F5_Industrial_Wood and Lumber Products_New_Space Heating_Natural Gas_Windows - High Efficiency_A_Technical Potential | F5 | Industrial | Wood and Lumber Products | New | Space Heating | Natural Gas | Windows - High Efficiency | A | Standalone Impact on Baseline Summer Peak (%) | Technical Potential | 0% | 0% | 0% | 0% | 0% | 0% | 0% | 0% | 0% | 0% | 0% | 0% | 0% | 0% | 0% | 0% | 0% | 0% | 0% | 0% | 0% | 0% | 0% | 0% | 0 | 0 | 0 | 0 | 0 | 0 | 0
F6_Industrial_Wood and Lumber Products_New_Space Heating_Natural Gas_Windows - High Efficiency_A_Technical Potential | F6 | Industrial | Wood and Lumber Products | New | Space Heating | Natural Gas | Windows - High Efficiency | A | Standalone Impact on Baseline Winter Peak (%) | Technical Potential | 0% | 0% | 0% | 0% | 0% | 0% | 0% | 0% | 0% | 0% | 0% | 0% | 0% | 0% | 0% | 0% | 0% | 0% | 0% | 0% | 0% | 0% | 0% | 0% | 0 | 0 | 0 | 0 | 0 | 0 | 0
F7_Industrial_Wood and Lumber Products_New_Space Heating_Natural Gas_Windows - High Efficiency_A_Technical Potential | F7 | Industrial | Wood and Lumber Products | New | Space Heating | Natural Gas | Windows - High Efficiency | A | Incremental Energy Savings (MWh or mTherms) | Technical Potential | 0 | 0 | 0 | 0 | 0 | 0 | 0 | 0 | 0 | 0 | 0 | 0 | 0 | 0 | 0 | 0 | 0 | 0 | 0 | 0 | 0 | 0 | 0 | 0 | 0 | 0 | 0 | 0 | 0 | 0 | 0
F8_Industrial_Wood and Lumber Products_New_Space Heating_Natural Gas_Windows - High Efficiency_A_Technical Potential | F8 | Industrial | Wood and Lumber Products | New | Space Heating | Natural Gas | Windows - High Efficiency | A | Incremental Summer Peak Savings (MW) | Technical Potential | 0 | 0 | 0 | 0 | 0 | 0 | 0 | 0 | 0 | 0 | 0 | 0 | 0 | 0 | 0 | 0 | 0 | 0 | 0 | 0 | 0 | 0 | 0 | 0 | 0 | 0 | 0 | 0 | 0 | 0 | 0
F9_Industrial_Wood and Lumber Products_New_Space Heating_Natural Gas_Windows - High Efficiency_A_Technical Potential | F9 | Industrial | Wood and Lumber Products | New | Space Heating | Natural Gas | Windows - High Efficiency | A | Incremental Winter Peak Savings (MW) | Technical Potential | 0 | 0 | 0 | 0 | 0 | 0 | 0 | 0 | 0 | 0 | 0 | 0 | 0 | 0 | 0 | 0 | 0 | 0 | 0 | 0 | 0 | 0 | 0 | 0 | 0 | 0 | 0 | 0 | 0 | 0 | 0
F10_Industrial_Wood and Lumber Products_New_Space Heating_Natural Gas_Windows - High Efficiency_A_Technical Potential | F10 | Industrial | Wood and Lumber Products | New | Space Heating | Natural Gas | Windows - High Efficiency | A | Cumulative Energy Savings (MWh or mTherms) | Technical Potential | 0 | 0 | 0 | 0 | 0 | 0 | 0 | 0 | 0 | 0 | 0 | 0 | 0 | 0 | 0 | 0 | 0 | 0 | 0 | 0 | 0 | 0 | 0 | 0 | 0 | 0 | 0 | 0 | 0 | 0 | 0
F11_Industrial_Wood and Lumber Products_New_Space Heating_Natural Gas_Windows - High Efficiency_A_Technical Potential | F11 | Industrial | Wood and Lumber Products | New | Space Heating | Natural Gas | Windows - High Efficiency | A | Cumulative Summer Peak Savings (MW) | Technical Potential | 0 | 0 | 0 | 0 | 0 | 0 | 0 | 0 | 0 | 0 | 0 | 0 | 0 | 0 | 0 | 0 | 0 | 0 | 0 | 0 | 0 | 0 | 0 | 0 | 0 | 0 | 0 | 0 | 0 | 0 | 0
F12_Industrial_Wood and Lumber Products_New_Space Heating_Natural Gas_Windows - High Efficiency_A_Technical Potential | F12 | Industrial | Wood and Lumber Products | New | Space Heating | Natural Gas | Windows - High Efficiency | A | Cumulative Winter Peak Savings (MW) | Technical Potential | 0 | 0 | 0 | 0 | 0 | 0 | 0 | 0 | 0 | 0 | 0 | 0 | 0 | 0 | 0 | 0 | 0 | 0 | 0 | 0 | 0 | 0 | 0 | 0 | 0 | 0 | 0 | 0 | 0 | 0 | 0
F13_Industrial_Wood and Lumber Products_New_Space Heating_Natural Gas_Windows - High Efficiency_A_Technical Potential | F13 | Industrial | Wood and Lumber Products | New | Space Heating | Natural Gas | Windows - High Efficiency | A | Purchases (Incremental) | Technical Potential | 0 | 0 | 0 | 0 | 0 | 0 | 0 | 0 | 0 | 0 | 0 | 0 | 0 | 0 | 0 | 0 | 0 | 0 | 0 | 0 | 0 | 0 | 0 | 0 | 0 | 0 | 0 | 0 | 0 | 0 | 0
F14_Industrial_Wood and Lumber Products_New_Space Heating_Natural Gas_Windows - High Efficiency_A_Technical Potential | F14 | Industrial | Wood and Lumber Products | New | Space Heating | Natural Gas | Windows - High Efficiency | A | Purchases (Cumulative) | Technical Potential | 0 | 0 | 0 | 0 | 0 | 0 | 0 | 0 | 0 | 0 | 0 | 0 | 0 | 0 | 0 | 0 | 0 | 0 | 0 | 0 | 0 | 0 | 0 | 0 | 0 | 0 | 0 | 0 | 0 | 0 | 0
F1_Industrial_Wood and Lumber Products_New_Space Heating_Natural Gas_Gas Boiler - Maintenance_A_Technical Potential | F1 | Industrial | Wood and Lumber Products | New | Space Heating | Natural Gas | Gas Boiler - Maintenance | A | Original Unit Energy Savings (kWh or therms) | Technical Potential | 0 | 0 | 0 | 0 | 0 | 0 | 0 | 0 | 0 | 0 | 0 | 0 | 0 | 0 | 0 | 0 | 0 | 0 | 0 | 0 | 0 | 0 | 0 | 0 | 0 | 0 | 0 | 0 | 0 | 0 | 0
F2_Industrial_Wood and Lumber Products_New_Space Heating_Natural Gas_Gas Boiler - Maintenance_A_Technical Potential | F2 | Industrial | Wood and Lumber Products | New | Space Heating | Natural Gas | Gas Boiler - Maintenance | A | Original Unit Summer Peak Savings (kW) | Technical Potential | 0 | 0 | 0 | 0 | 0 | 0 | 0 | 0 | 0 | 0 | 0 | 0 | 0 | 0 | 0 | 0 | 0 | 0 | 0 | 0 | 0 | 0 | 0 | 0 | 0 | 0 | 0 | 0 | 0 | 0 | 0
F3_Industrial_Wood and Lumber Products_New_Space Heating_Natural Gas_Gas Boiler - Maintenance_A_Technical Potential | F3 | Industrial | Wood and Lumber Products | New | Space Heating | Natural Gas | Gas Boiler - Maintenance | A | Original Unit Winter Peak Savings (kW) | Technical Potential | 0 | 0 | 0 | 0 | 0 | 0 | 0 | 0 | 0 | 0 | 0 | 0 | 0 | 0 | 0 | 0 | 0 | 0 | 0 | 0 | 0 | 0 | 0 | 0 | 0 | 0 | 0 | 0 | 0 | 0 | 0
F4_Industrial_Wood and Lumber Products_New_Space Heating_Natural Gas_Gas Boiler - Maintenance_A_Technical Potential | F4 | Industrial | Wood and Lumber Products | New | Space Heating | Natural Gas | Gas Boiler - Maintenance | A | Standalone Impact on Baseline Energy (%) | Technical Potential | 0% | 0% | 0% | 0% | 0% | 0% | 0% | 0% | 0% | 0% | 0% | 0% | 0% | 0% | 0% | 0% | 0% | 0% | 0% | 0% | 0% | 0% | 0% | 0% | 0 | 0 | 0 | 0 | 0 | 0 | 0
F5_Industrial_Wood and Lumber Products_New_Space Heating_Natural Gas_Gas Boiler - Maintenance_A_Technical Potential | F5 | Industrial | Wood and Lumber Products | New | Space Heating | Natural Gas | Gas Boiler - Maintenance | A | Standalone Impact on Baseline Summer Peak (%) | Technical Potential | 0% | 0% | 0% | 0% | 0% | 0% | 0% | 0% | 0% | 0% | 0% | 0% | 0% | 0% | 0% | 0% | 0% | 0% | 0% | 0% | 0% | 0% | 0% | 0% | 0 | 0 | 0 | 0 | 0 | 0 | 0
F6_Industrial_Wood and Lumber Products_New_Space Heating_Natural Gas_Gas Boiler - Maintenance_A_Technical Potential | F6 | Industrial | Wood and Lumber Products | New | Space Heating | Natural Gas | Gas Boiler - Maintenance | A | Standalone Impact on Baseline Winter Peak (%) | Technical Potential | 0% | 0% | 0% | 0% | 0% | 0% | 0% | 0% | 0% | 0% | 0% | 0% | 0% | 0% | 0% | 0% | 0% | 0% | 0% | 0% | 0% | 0% | 0% | 0% | 0 | 0 | 0 | 0 | 0 | 0 | 0
F7_Industrial_Wood and Lumber Products_New_Space Heating_Natural Gas_Gas Boiler - Maintenance_A_Technical Potential | F7 | Industrial | Wood and Lumber Products | New | Space Heating | Natural Gas | Gas Boiler - Maintenance | A | Incremental Energy Savings (MWh or mTherms) | Technical Potential | 0 | 0 | 0 | 0 | 0 | 0 | 0 | 0 | 0 | 0 | 0 | 0 | 0 | 0 | 0 | 0 | 0 | 0 | 0 | 0 | 0 | 0 | 0 | 0 | 0 | 0 | 0 | 0 | 0 | 0 | 0
F8_Industrial_Wood and Lumber Products_New_Space Heating_Natural Gas_Gas Boiler - Maintenance_A_Technical Potential | F8 | Industrial | Wood and Lumber Products | New | Space Heating | Natural Gas | Gas Boiler - Maintenance | A | Incremental Summer Peak Savings (MW) | Technical Potential | 0 | 0 | 0 | 0 | 0 | 0 | 0 | 0 | 0 | 0 | 0 | 0 | 0 | 0 | 0 | 0 | 0 | 0 | 0 | 0 | 0 | 0 | 0 | 0 | 0 | 0 | 0 | 0 | 0 | 0 | 0
F9_Industrial_Wood and Lumber Products_New_Space Heating_Natural Gas_Gas Boiler - Maintenance_A_Technical Potential | F9 | Industrial | Wood and Lumber Products | New | Space Heating | Natural Gas | Gas Boiler - Maintenance | A | Incremental Winter Peak Savings (MW) | Technical Potential | 0 | 0 | 0 | 0 | 0 | 0 | 0 | 0 | 0 | 0 | 0 | 0 | 0 | 0 | 0 | 0 | 0 | 0 | 0 | 0 | 0 | 0 | 0 | 0 | 0 | 0 | 0 | 0 | 0 | 0 | 0
F10_Industrial_Wood and Lumber Products_New_Space Heating_Natural Gas_Gas Boiler - Maintenance_A_Technical Potential | F10 | Industrial | Wood and Lumber Products | New | Space Heating | Natural Gas | Gas Boiler - Maintenance | A | Cumulative Energy Savings (MWh or mTherms) | Technical Potential | 0 | 0 | 0 | 0 | 0 | 0 | 0 | 0 | 0 | 0 | 0 | 0 | 0 | 0 | 0 | 0 | 0 | 0 | 0 | 0 | 0 | 0 | 0 | 0 | 0 | 0 | 0 | 0 | 0 | 0 | 0
F11_Industrial_Wood and Lumber Products_New_Space Heating_Natural Gas_Gas Boiler - Maintenance_A_Technical Potential | F11 | Industrial | Wood and Lumber Products | New | Space Heating | Natural Gas | Gas Boiler - Maintenance | A | Cumulative Summer Peak Savings (MW) | Technical Potential | 0 | 0 | 0 | 0 | 0 | 0 | 0 | 0 | 0 | 0 | 0 | 0 | 0 | 0 | 0 | 0 | 0 | 0 | 0 | 0 | 0 | 0 | 0 | 0 | 0 | 0 | 0 | 0 | 0 | 0 | 0
F12_Industrial_Wood and Lumber Products_New_Space Heating_Natural Gas_Gas Boiler - Maintenance_A_Technical Potential | F12 | Industrial | Wood and Lumber Products | New | Space Heating | Natural Gas | Gas Boiler - Maintenance | A | Cumulative Winter Peak Savings (MW) | Technical Potential | 0 | 0 | 0 | 0 | 0 | 0 | 0 | 0 | 0 | 0 | 0 | 0 | 0 | 0 | 0 | 0 | 0 | 0 | 0 | 0 | 0 | 0 | 0 | 0 | 0 | 0 | 0 | 0 | 0 | 0 | 0
F13_Industrial_Wood and Lumber Products_New_Space Heating_Natural Gas_Gas Boiler - Maintenance_A_Technical Potential | F13 | Industrial | Wood and Lumber Products | New | Space Heating | Natural Gas | Gas Boiler - Maintenance | A | Purchases (Incremental) | Technical Potential | 0 | 0 | 0 | 0 | 0 | 0 | 0 | 0 | 0 | 0 | 0 | 0 | 0 | 0 | 0 | 0 | 0 | 0 | 0 | 0 | 0 | 0 | 0 | 0 | 0 | 0 | 0 | 0 | 0 | 0 | 0
F14_Industrial_Wood and Lumber Products_New_Space Heating_Natural Gas_Gas Boiler - Maintenance_A_Technical Potential | F14 | Industrial | Wood and Lumber Products | New | Space Heating | Natural Gas | Gas Boiler - Maintenance | A | Purchases (Cumulative) | Technical Potential | 0 | 0 | 0 | 0 | 0 | 0 | 0 | 0 | 0 | 0 | 0 | 0 | 0 | 0 | 0 | 0 | 0 | 0 | 0 | 0 | 0 | 0 | 0 | 0 | 0 | 0 | 0 | 0 | 0 | 0 | 0
F1_Industrial_Wood and Lumber Products_New_Process_Natural Gas_Gas Boiler - Maintenance_A_Technical Potential | F1 | Industrial | Wood and Lumber Products | New | Process | Natural Gas | Gas Boiler - Maintenance | A | Original Unit Energy Savings (kWh or therms) | Technical Potential | 0 | 0 | 0 | 0 | 0 | 6.3264 | 6.3264 | 6.3264 | 6.3264 | 6.3264 | 6.3264 | 6.3264 | 6.3264 | 6.3264 | 6.3264 | 6.3264 | 6.3264 | 6.3264 | 6.3264 | 6.3264 | 6.3264 | 6.3264 | 6.3264 | 6.3264 | 6.3264 | 6.3264 | 6.3264 | 6.3264 | 6.3264 | 6.3264 | 6.3264
F2_Industrial_Wood and Lumber Products_New_Process_Natural Gas_Gas Boiler - Maintenance_A_Technical Potential | F2 | Industrial | Wood and Lumber Products | New | Process | Natural Gas | Gas Boiler - Maintenance | A | Original Unit Summer Peak Savings (kW) | Technical Potential | 0 | 0 | 0 | 0 | 0 | 0 | 0 | 0 | 0 | 0 | 0 | 0 | 0 | 0 | 0 | 0 | 0 | 0 | 0 | 0 | 0 | 0 | 0 | 0 | 0 | 0 | 0 | 0 | 0 | 0 | 0
F3_Industrial_Wood and Lumber Products_New_Process_Natural Gas_Gas Boiler - Maintenance_A_Technical Potential | F3 | Industrial | Wood and Lumber Products | New | Process | Natural Gas | Gas Boiler - Maintenance | A | Original Unit Winter Peak Savings (kW) | Technical Potential | 0 | 0 | 0 | 0 | 0 | 0 | 0 | 0 | 0 | 0 | 0 | 0 | 0 | 0 | 0 | 0 | 0 | 0 | 0 | 0 | 0 | 0 | 0 | 0 | 0 | 0 | 0 | 0 | 0 | 0 | 0
F4_Industrial_Wood and Lumber Products_New_Process_Natural Gas_Gas Boiler - Maintenance_A_Technical Potential | F4 | Industrial | Wood and Lumber Products | New | Process | Natural Gas | Gas Boiler - Maintenance | A | Standalone Impact on Baseline Energy (%) | Technical Potential | 0% | 0% | 0% | 0% | 0% | 0.008408% | 0.01299% | 0.01532% | 0.01351% | 0.01208% | 0.01092% | 0.009981% | 0.00919% | 0.008516% | 0.007943% | 0.00744% | 0.007002% | 0.006612% | 0.006264% | 0.005955% | 0.005674% | 0.005419% | 0.005187% | 0.004975% | 4.7801e-05 | 4.6005e-05 | 4.4344e-05 | 4.2803e-05 | 0 | 0 | 0
F5_Industrial_Wood and Lumber Products_New_Process_Natural Gas_Gas Boiler - Maintenance_A_Technical Potential | F5 | Industrial | Wood and Lumber Products | New | Process | Natural Gas | Gas Boiler - Maintenance | A | Standalone Impact on Baseline Summer Peak (%) | Technical Potential | 0% | 0% | 0% | 0% | 0% | 0% | 0% | 0% | 0% | 0% | 0% | 0% | 0% | 0% | 0% | 0% | 0% | 0% | 0% | 0% | 0% | 0% | 0% | 0% | 0 | 0 | 0 | 0 | 0 | 0 | 0
F6_Industrial_Wood and Lumber Products_New_Process_Natural Gas_Gas Boiler - Maintenance_A_Technical Potential | F6 | Industrial | Wood and Lumber Products | New | Process | Natural Gas | Gas Boiler - Maintenance | A | Standalone Impact on Baseline Winter Peak (%) | Technical Potential | 0% | 0% | 0% | 0% | 0% | 0% | 0% | 0% | 0% | 0% | 0% | 0% | 0% | 0% | 0% | 0% | 0% | 0% | 0% | 0% | 0% | 0% | 0% | 0% | 0 | 0 | 0 | 0 | 0 | 0 | 0
F7_Industrial_Wood and Lumber Products_New_Process_Natural Gas_Gas Boiler - Maintenance_A_Technical Potential | F7 | Industrial | Wood and Lumber Products | New | Process | Natural Gas | Gas Boiler - Maintenance | A | Incremental Energy Savings (MWh or mTherms) | Technical Potential | 0 | 0 | 0 | 0 | 0 | 0.0049819 | 0.004137 | 0.0033102 | 0.0049819 | 0.004137 | 0.0033102 | 0.0049819 | 0.004137 | 0.0033102 | 0.0049819 | 0.004137 | 0.0033102 | 0.0049819 | 0.004137 | 0.0033102 | 0.0049819 | 0.004137 | 0.0033102 | 0.0049819 | 0.004137 | 0.0033102 | 0.0049819 | 0.004137 | 0.0033102 | 0.0049819 | 0.004137
F8_Industrial_Wood and Lumber Products_New_Process_Natural Gas_Gas Boiler - Maintenance_A_Technical Potential | F8 | Industrial | Wood and Lumber Products | New | Process | Natural Gas | Gas Boiler - Maintenance | A | Incremental Summer Peak Savings (MW) | Technical Potential | 0 | 0 | 0 | 0 | 0 | 0 | 0 | 0 | 0 | 0 | 0 | 0 | 0 | 0 | 0 | 0 | 0 | 0 | 0 | 0 | 0 | 0 | 0 | 0 | 0 | 0 | 0 | 0 | 0 | 0 | 0
F9_Industrial_Wood and Lumber Products_New_Process_Natural Gas_Gas Boiler - Maintenance_A_Technical Potential | F9 | Industrial | Wood and Lumber Products | New | Process | Natural Gas | Gas Boiler - Maintenance | A | Incremental Winter Peak Savings (MW) | Technical Potential | 0 | 0 | 0 | 0 | 0 | 0 | 0 | 0 | 0 | 0 | 0 | 0 | 0 | 0 | 0 | 0 | 0 | 0 | 0 | 0 | 0 | 0 | 0 | 0 | 0 | 0 | 0 | 0 | 0 | 0 | 0
F10_Industrial_Wood and Lumber Products_New_Process_Natural Gas_Gas Boiler - Maintenance_A_Technical Potential | F10 | Industrial | Wood and Lumber Products | New | Process | Natural Gas | Gas Boiler - Maintenance | A | Cumulative Energy Savings (MWh or mTherms) | Technical Potential | 0 | 0 | 0 | 0 | 0 | 0.0049819 | 0.0091189 | 0.012429 | 0.012429 | 0.012429 | 0.012429 | 0.012429 | 0.012429 | 0.012429 | 0.012429 | 0.012429 | 0.012429 | 0.012429 | 0.012429 | 0.012429 | 0.012429 | 0.012429 | 0.012429 | 0.012429 | 0.012429 | 0.012429 | 0.012429 | 0.012429 | 0.012429 | 0.012429 | 0.012429
F11_Industrial_Wood and Lumber Products_New_Process_Natural Gas_Gas Boiler - Maintenance_A_Technical Potential | F11 | Industrial | Wood and Lumber Products | New | Process | Natural Gas | Gas Boiler - Maintenance | A | Cumulative Summer Peak Savings (MW) | Technical Potential | 0 | 0 | 0 | 0 | 0 | 0 | 0 | 0 | 0 | 0 | 0 | 0 | 0 | 0 | 0 | 0 | 0 | 0 | 0 | 0 | 0 | 0 | 0 | 0 | 0 | 0 | 0 | 0 | 0 | 0 | 0
F12_Industrial_Wood and Lumber Products_New_Process_Natural Gas_Gas Boiler - Maintenance_A_Technical Potential | F12 | Industrial | Wood and Lumber Products | New | Process | Natural Gas | Gas Boiler - Maintenance | A | Cumulative Winter Peak Savings (MW) | Technical Potential | 0 | 0 | 0 | 0 | 0 | 0 | 0 | 0 | 0 | 0 | 0 | 0 | 0 | 0 | 0 | 0 | 0 | 0 | 0 | 0 | 0 | 0 | 0 | 0 | 0 | 0 | 0 | 0 | 0 | 0 | 0
F13_Industrial_Wood and Lumber Products_New_Process_Natural Gas_Gas Boiler - Maintenance_A_Technical Potential | F13 | Industrial | Wood and Lumber Products | New | Process | Natural Gas | Gas Boiler - Maintenance | A | Purchases (Incremental) | Technical Potential | 0 | 0 | 0 | 0 | 0 | 0.78748 | 0.65392 | 0.52324 | 0.78748 | 0.65392 | 0.52324 | 0.78748 | 0.65392 | 0.52324 | 0.78748 | 0.65392 | 0.52324 | 0.78748 | 0.65392 | 0.52324 | 0.78748 | 0.65392 | 0.52324 | 0.78748 | 0.65392 | 0.52324 | 0.78748 | 0.65392 | 0.52324 | 0.78748 | 0.65392
F14_Industrial_Wood and Lumber Products_New_Process_Natural Gas_Gas Boiler - Maintenance_A_Technical Potential | F14 | Industrial | Wood and Lumber Products | New | Process | Natural Gas | Gas Boiler - Maintenance | A | Purchases (Cumulative) | Technical Potential | 0 | 0 | 0 | 0 | 0 | 0.78748 | 1.4414 | 1.9646 | 1.9646 | 1.9646 | 1.9646 | 1.9646 | 1.9646 | 1.9646 | 1.9646 | 1.9646 | 1.9646 | 1.9646 | 1.9646 | 1.9646 | 1.9646 | 1.9646 | 1.9646 | 1.9646 | 1.9646 | 1.9646 | 1.9646 | 1.9646 | 1.9646 | 1.9646 | 1.9646
F1_Industrial_Wood and Lumber Products_New_Space Heating_Natural Gas_Gas Furnace - Maintenance_A_Technical Potential | F1 | Industrial | Wood and Lumber Products | New | Space Heating | Natural Gas | Gas Furnace - Maintenance | A | Original Unit Energy Savings (kWh or therms) | Technical Potential | 0 | 0 | 0 | 0 | 0 | 0 | 0 | 0 | 0 | 0 | 0 | 0 | 0 | 0 | 0 | 0 | 0 | 0 | 0 | 0 | 0 | 0 | 0 | 0 | 0 | 0 | 0 | 0 | 0 | 0 | 0
F2_Industrial_Wood and Lumber Products_New_Space Heating_Natural Gas_Gas Furnace - Maintenance_A_Technical Potential | F2 | Industrial | Wood and Lumber Products | New | Space Heating | Natural Gas | Gas Furnace - Maintenance | A | Original Unit Summer Peak Savings (kW) | Technical Potential | 0 | 0 | 0 | 0 | 0 | 0 | 0 | 0 | 0 | 0 | 0 | 0 | 0 | 0 | 0 | 0 | 0 | 0 | 0 | 0 | 0 | 0 | 0 | 0 | 0 | 0 | 0 | 0 | 0 | 0 | 0
F3_Industrial_Wood and Lumber Products_New_Space Heating_Natural Gas_Gas Furnace - Maintenance_A_Technical Potential | F3 | Industrial | Wood and Lumber Products | New | Space Heating | Natural Gas | Gas Furnace - Maintenance | A | Original Unit Winter Peak Savings (kW) | Technical Potential | 0 | 0 | 0 | 0 | 0 | 0 | 0 | 0 | 0 | 0 | 0 | 0 | 0 | 0 | 0 | 0 | 0 | 0 | 0 | 0 | 0 | 0 | 0 | 0 | 0 | 0 | 0 | 0 | 0 | 0 | 0
F4_Industrial_Wood and Lumber Products_New_Space Heating_Natural Gas_Gas Furnace - Maintenance_A_Technical Potential | F4 | Industrial | Wood and Lumber Products | New | Space Heating | Natural Gas | Gas Furnace - Maintenance | A | Standalone Impact on Baseline Energy (%) | Technical Potential | 0% | 0% | 0% | 0% | 0% | 0% | 0% | 0% | 0% | 0% | 0% | 0% | 0% | 0% | 0% | 0% | 0% | 0% | 0% | 0% | 0% | 0% | 0% | 0% | 0 | 0 | 0 | 0 | 0 | 0 | 0
F5_Industrial_Wood and Lumber Products_New_Space Heating_Natural Gas_Gas Furnace - Maintenance_A_Technical Potential | F5 | Industrial | Wood and Lumber Products | New | Space Heating | Natural Gas | Gas Furnace - Maintenance | A | Standalone Impact on Baseline Summer Peak (%) | Technical Potential | 0% | 0% | 0% | 0% | 0% | 0% | 0% | 0% | 0% | 0% | 0% | 0% | 0% | 0% | 0% | 0% | 0% | 0% | 0% | 0% | 0% | 0% | 0% | 0% | 0 | 0 | 0 | 0 | 0 | 0 | 0
F6_Industrial_Wood and Lumber Products_New_Space Heating_Natural Gas_Gas Furnace - Maintenance_A_Technical Potential | F6 | Industrial | Wood and Lumber Products | New | Space Heating | Natural Gas | Gas Furnace - Maintenance | A | Standalone Impact on Baseline Winter Peak (%) | Technical Potential | 0% | 0% | 0% | 0% | 0% | 0% | 0% | 0% | 0% | 0% | 0% | 0% | 0% | 0% | 0% | 0% | 0% | 0% | 0% | 0% | 0% | 0% | 0% | 0% | 0 | 0 | 0 | 0 | 0 | 0 | 0
F7_Industrial_Wood and Lumber Products_New_Space Heating_Natural Gas_Gas Furnace - Maintenance_A_Technical Potential | F7 | Industrial | Wood and Lumber Products | New | Space Heating | Natural Gas | Gas Furnace - Maintenance | A | Incremental Energy Savings (MWh or mTherms) | Technical Potential | 0 | 0 | 0 | 0 | 0 | 0 | 0 | 0 | 0 | 0 | 0 | 0 | 0 | 0 | 0 | 0 | 0 | 0 | 0 | 0 | 0 | 0 | 0 | 0 | 0 | 0 | 0 | 0 | 0 | 0 | 0
F8_Industrial_Wood and Lumber Products_New_Space Heating_Natural Gas_Gas Furnace - Maintenance_A_Technical Potential | F8 | Industrial | Wood and Lumber Products | New | Space Heating | Natural Gas | Gas Furnace - Maintenance | A | Incremental Summer Peak Savings (MW) | Technical Potential | 0 | 0 | 0 | 0 | 0 | 0 | 0 | 0 | 0 | 0 | 0 | 0 | 0 | 0 | 0 | 0 | 0 | 0 | 0 | 0 | 0 | 0 | 0 | 0 | 0 | 0 | 0 | 0 | 0 | 0 | 0
F9_Industrial_Wood and Lumber Products_New_Space Heating_Natural Gas_Gas Furnace - Maintenance_A_Technical Potential | F9 | Industrial | Wood and Lumber Products | New | Space Heating | Natural Gas | Gas Furnace - Maintenance | A | Incremental Winter Peak Savings (MW) | Technical Potential | 0 | 0 | 0 | 0 | 0 | 0 | 0 | 0 | 0 | 0 | 0 | 0 | 0 | 0 | 0 | 0 | 0 | 0 | 0 | 0 | 0 | 0 | 0 | 0 | 0 | 0 | 0 | 0 | 0 | 0 | 0
F10_Industrial_Wood and Lumber Products_New_Space Heating_Natural Gas_Gas Furnace - Maintenance_A_Technical Potential | F10 | Industrial | Wood and Lumber Products | New | Space Heating | Natural Gas | Gas Furnace - Maintenance | A | Cumulative Energy Savings (MWh or mTherms) | Technical Potential | 0 | 0 | 0 | 0 | 0 | 0 | 0 | 0 | 0 | 0 | 0 | 0 | 0 | 0 | 0 | 0 | 0 | 0 | 0 | 0 | 0 | 0 | 0 | 0 | 0 | 0 | 0 | 0 | 0 | 0 | 0
F11_Industrial_Wood and Lumber Products_New_Space Heating_Natural Gas_Gas Furnace - Maintenance_A_Technical Potential | F11 | Industrial | Wood and Lumber Products | New | Space Heating | Natural Gas | Gas Furnace - Maintenance | A | Cumulative Summer Peak Savings (MW) | Technical Potential | 0 | 0 | 0 | 0 | 0 | 0 | 0 | 0 | 0 | 0 | 0 | 0 | 0 | 0 | 0 | 0 | 0 | 0 | 0 | 0 | 0 | 0 | 0 | 0 | 0 | 0 | 0 | 0 | 0 | 0 | 0
F12_Industrial_Wood and Lumber Products_New_Space Heating_Natural Gas_Gas Furnace - Maintenance_A_Technical Potential | F12 | Industrial | Wood and Lumber Products | New | Space Heating | Natural Gas | Gas Furnace - Maintenance | A | Cumulative Winter Peak Savings (MW) | Technical Potential | 0 | 0 | 0 | 0 | 0 | 0 | 0 | 0 | 0 | 0 | 0 | 0 | 0 | 0 | 0 | 0 | 0 | 0 | 0 | 0 | 0 | 0 | 0 | 0 | 0 | 0 | 0 | 0 | 0 | 0 | 0
F13_Industrial_Wood and Lumber Products_New_Space Heating_Natural Gas_Gas Furnace - Maintenance_A_Technical Potential | F13 | Industrial | Wood and Lumber Products | New | Space Heating | Natural Gas | Gas Furnace - Maintenance | A | Purchases (Incremental) | Technical Potential | 0 | 0 | 0 | 0 | 0 | 0 | 0 | 0 | 0 | 0 | 0 | 0 | 0 | 0 | 0 | 0 | 0 | 0 | 0 | 0 | 0 | 0 | 0 | 0 | 0 | 0 | 0 | 0 | 0 | 0 | 0
F14_Industrial_Wood and Lumber Products_New_Space Heating_Natural Gas_Gas Furnace - Maintenance_A_Technical Potential | F14 | Industrial | Wood and Lumber Products | New | Space Heating | Natural Gas | Gas Furnace - Maintenance | A | Purchases (Cumulative) | Technical Potential | 0 | 0 | 0 | 0 | 0 | 0 | 0 | 0 | 0 | 0 | 0 | 0 | 0 | 0 | 0 | 0 | 0 | 0 | 0 | 0 | 0 | 0 | 0 | 0 | 0 | 0 | 0 | 0 | 0 | 0 | 0
F1_Industrial_Wood and Lumber Products_New_Space Heating_Natural Gas_Gas Boiler - Hot Water Reset_A_Technical Potential | F1 | Industrial | Wood and Lumber Products | New | Space Heating | Natural Gas | Gas Boiler - Hot Water Reset | A | Original Unit Energy Savings (kWh or therms) | Technical Potential | 0 | 0 | 0 | 0 | 0 | 0 | 0 | 0 | 0 | 0 | 0 | 0 | 0 | 0 | 0 | 0 | 0 | 0 | 0 | 0 | 0 | 0 | 0 | 0 | 0 | 0 | 0 | 0 | 0 | 0 | 0
F2_Industrial_Wood and Lumber Products_New_Space Heating_Natural Gas_Gas Boiler - Hot Water Reset_A_Technical Potential | F2 | Industrial | Wood and Lumber Products | New | Space Heating | Natural Gas | Gas Boiler - Hot Water Reset | A | Original Unit Summer Peak Savings (kW) | Technical Potential | 0 | 0 | 0 | 0 | 0 | 0 | 0 | 0 | 0 | 0 | 0 | 0 | 0 | 0 | 0 | 0 | 0 | 0 | 0 | 0 | 0 | 0 | 0 | 0 | 0 | 0 | 0 | 0 | 0 | 0 | 0
F3_Industrial_Wood and Lumber Products_New_Space Heating_Natural Gas_Gas Boiler - Hot Water Reset_A_Technical Potential | F3 | Industrial | Wood and Lumber Products | New | Space Heating | Natural Gas | Gas Boiler - Hot Water Reset | A | Original Unit Winter Peak Savings (kW) | Technical Potential | 0 | 0 | 0 | 0 | 0 | 0 | 0 | 0 | 0 | 0 | 0 | 0 | 0 | 0 | 0 | 0 | 0 | 0 | 0 | 0 | 0 | 0 | 0 | 0 | 0 | 0 | 0 | 0 | 0 | 0 | 0
F4_Industrial_Wood and Lumber Products_New_Space Heating_Natural Gas_Gas Boiler - Hot Water Reset_A_Technical Potential | F4 | Industrial | Wood and Lumber Products | New | Space Heating | Natural Gas | Gas Boiler - Hot Water Reset | A | Standalone Impact on Baseline Energy (%) | Technical Potential | 0% | 0% | 0% | 0% | 0% | 0% | 0% | 0% | 0% | 0% | 0% | 0% | 0% | 0% | 0% | 0% | 0% | 0% | 0% | 0% | 0% | 0% | 0% | 0% | 0 | 0 | 0 | 0 | 0 | 0 | 0
F5_Industrial_Wood and Lumber Products_New_Space Heating_Natural Gas_Gas Boiler - Hot Water Reset_A_Technical Potential | F5 | Industrial | Wood and Lumber Products | New | Space Heating | Natural Gas | Gas Boiler - Hot Water Reset | A | Standalone Impact on Baseline Summer Peak (%) | Technical Potential | 0% | 0% | 0% | 0% | 0% | 0% | 0% | 0% | 0% | 0% | 0% | 0% | 0% | 0% | 0% | 0% | 0% | 0% | 0% | 0% | 0% | 0% | 0% | 0% | 0 | 0 | 0 | 0 | 0 | 0 | 0
F6_Industrial_Wood and Lumber Products_New_Space Heating_Natural Gas_Gas Boiler - Hot Water Reset_A_Technical Potential | F6 | Industrial | Wood and Lumber Products | New | Space Heating | Natural Gas | Gas Boiler - Hot Water Reset | A | Standalone Impact on Baseline Winter Peak (%) | Technical Potential | 0% | 0% | 0% | 0% | 0% | 0% | 0% | 0% | 0% | 0% | 0% | 0% | 0% | 0% | 0% | 0% | 0% | 0% | 0% | 0% | 0% | 0% | 0% | 0% | 0 | 0 | 0 | 0 | 0 | 0 | 0
F7_Industrial_Wood and Lumber Products_New_Space Heating_Natural Gas_Gas Boiler - Hot Water Reset_A_Technical Potential | F7 | Industrial | Wood and Lumber Products | New | Space Heating | Natural Gas | Gas Boiler - Hot Water Reset | A | Incremental Energy Savings (MWh or mTherms) | Technical Potential | 0 | 0 | 0 | 0 | 0 | 0 | 0 | 0 | 0 | 0 | 0 | 0 | 0 | 0 | 0 | 0 | 0 | 0 | 0 | 0 | 0 | 0 | 0 | 0 | 0 | 0 | 0 | 0 | 0 | 0 | 0
F8_Industrial_Wood and Lumber Products_New_Space Heating_Natural Gas_Gas Boiler - Hot Water Reset_A_Technical Potential | F8 | Industrial | Wood and Lumber Products | New | Space Heating | Natural Gas | Gas Boiler - Hot Water Reset | A | Incremental Summer Peak Savings (MW) | Technical Potential | 0 | 0 | 0 | 0 | 0 | 0 | 0 | 0 | 0 | 0 | 0 | 0 | 0 | 0 | 0 | 0 | 0 | 0 | 0 | 0 | 0 | 0 | 0 | 0 | 0 | 0 | 0 | 0 | 0 | 0 | 0
F9_Industrial_Wood and Lumber Products_New_Space Heating_Natural Gas_Gas Boiler - Hot Water Reset_A_Technical Potential | F9 | Industrial | Wood and Lumber Products | New | Space Heating | Natural Gas | Gas Boiler - Hot Water Reset | A | Incremental Winter Peak Savings (MW) | Technical Potential | 0 | 0 | 0 | 0 | 0 | 0 | 0 | 0 | 0 | 0 | 0 | 0 | 0 | 0 | 0 | 0 | 0 | 0 | 0 | 0 | 0 | 0 | 0 | 0 | 0 | 0 | 0 | 0 | 0 | 0 | 0
F10_Industrial_Wood and Lumber Products_New_Space Heating_Natural Gas_Gas Boiler - Hot Water Reset_A_Technical Potential | F10 | Industrial | Wood and Lumber Products | New | Space Heating | Natural Gas | Gas Boiler - Hot Water Reset | A | Cumulative Energy Savings (MWh or mTherms) | Technical Potential | 0 | 0 | 0 | 0 | 0 | 0 | 0 | 0 | 0 | 0 | 0 | 0 | 0 | 0 | 0 | 0 | 0 | 0 | 0 | 0 | 0 | 0 | 0 | 0 | 0 | 0 | 0 | 0 | 0 | 0 | 0
F11_Industrial_Wood and Lumber Products_New_Space Heating_Natural Gas_Gas Boiler - Hot Water Reset_A_Technical Potential | F11 | Industrial | Wood and Lumber Products | New | Space Heating | Natural Gas | Gas Boiler - Hot Water Reset | A | Cumulative Summer Peak Savings (MW) | Technical Potential | 0 | 0 | 0 | 0 | 0 | 0 | 0 | 0 | 0 | 0 | 0 | 0 | 0 | 0 | 0 | 0 | 0 | 0 | 0 | 0 | 0 | 0 | 0 | 0 | 0 | 0 | 0 | 0 | 0 | 0 | 0
F12_Industrial_Wood and Lumber Products_New_Space Heating_Natural Gas_Gas Boiler - Hot Water Reset_A_Technical Potential | F12 | Industrial | Wood and Lumber Products | New | Space Heating | Natural Gas | Gas Boiler - Hot Water Reset | A | Cumulative Winter Peak Savings (MW) | Technical Potential | 0 | 0 | 0 | 0 | 0 | 0 | 0 | 0 | 0 | 0 | 0 | 0 | 0 | 0 | 0 | 0 | 0 | 0 | 0 | 0 | 0 | 0 | 0 | 0 | 0 | 0 | 0 | 0 | 0 | 0 | 0
F13_Industrial_Wood and Lumber Products_New_Space Heating_Natural Gas_Gas Boiler - Hot Water Reset_A_Technical Potential | F13 | Industrial | Wood and Lumber Products | New | Space Heating | Natural Gas | Gas Boiler - Hot Water Reset | A | Purchases (Incremental) | Technical Potential | 0 | 0 | 0 | 0 | 0 | 0 | 0 | 0 | 0 | 0 | 0 | 0 | 0 | 0 | 0 | 0 | 0 | 0 | 0 | 0 | 0 | 0 | 0 | 0 | 0 | 0 | 0 | 0 | 0 | 0 | 0
F14_Industrial_Wood and Lumber Products_New_Space Heating_Natural Gas_Gas Boiler - Hot Water Reset_A_Technical Potential | F14 | Industrial | Wood and Lumber Products | New | Space Heating | Natural Gas | Gas Boiler - Hot Water Reset | A | Purchases (Cumulative) | Technical Potential | 0 | 0 | 0 | 0 | 0 | 0 | 0 | 0 | 0 | 0 | 0 | 0 | 0 | 0 | 0 | 0 | 0 | 0 | 0 | 0 | 0 | 0 | 0 | 0 | 0 | 0 | 0 | 0 | 0 | 0 | 0
F1_Industrial_Wood and Lumber Products_New_Process_Natural Gas_Gas Boiler - Hot Water Reset_A_Technical Potential | F1 | Industrial | Wood and Lumber Products | New | Process | Natural Gas | Gas Boiler - Hot Water Reset | A | Original Unit Energy Savings (kWh or therms) | Technical Potential | 0 | 0 | 0 | 0 | 0 | 11.5025 | 11.5025 | 11.5025 | 11.5025 | 11.5025 | 11.5025 | 11.5025 | 11.5025 | 11.5025 | 11.5025 | 11.5025 | 11.5025 | 11.5025 | 11.5025 | 11.5025 | 11.5025 | 11.5025 | 11.5025 | 11.5025 | 11.5025 | 11.5025 | 11.5025 | 11.5025 | 11.5025 | 11.5025 | 11.5025
F2_Industrial_Wood and Lumber Products_New_Process_Natural Gas_Gas Boiler - Hot Water Reset_A_Technical Potential | F2 | Industrial | Wood and Lumber Products | New | Process | Natural Gas | Gas Boiler - Hot Water Reset | A | Original Unit Summer Peak Savings (kW) | Technical Potential | 0 | 0 | 0 | 0 | 0 | 0 | 0 | 0 | 0 | 0 | 0 | 0 | 0 | 0 | 0 | 0 | 0 | 0 | 0 | 0 | 0 | 0 | 0 | 0 | 0 | 0 | 0 | 0 | 0 | 0 | 0
F3_Industrial_Wood and Lumber Products_New_Process_Natural Gas_Gas Boiler - Hot Water Reset_A_Technical Potential | F3 | Industrial | Wood and Lumber Products | New | Process | Natural Gas | Gas Boiler - Hot Water Reset | A | Original Unit Winter Peak Savings (kW) | Technical Potential | 0 | 0 | 0 | 0 | 0 | 0 | 0 | 0 | 0 | 0 | 0 | 0 | 0 | 0 | 0 | 0 | 0 | 0 | 0 | 0 | 0 | 0 | 0 | 0 | 0 | 0 | 0 | 0 | 0 | 0 | 0
F4_Industrial_Wood and Lumber Products_New_Process_Natural Gas_Gas Boiler - Hot Water Reset_A_Technical Potential | F4 | Industrial | Wood and Lumber Products | New | Process | Natural Gas | Gas Boiler - Hot Water Reset | A | Standalone Impact on Baseline Energy (%) | Technical Potential | 0% | 0% | 0% | 0% | 0% | 0.01486% | 0.03079% | 0.04896% | 0.06909% | 0.09135% | 0.1172% | 0.145% | 0.1722% | 0.1961% | 0.2143% | 0.225% | 0.2278% | 0.2244% | 0.2171% | 0.2083% | 0.1992% | 0.1902% | 0.1821% | 0.1746% | 0.001678 | 0.0016149 | 0.0015566 | 0.0015025 | 0 | 0 | 0
F5_Industrial_Wood and Lumber Products_New_Process_Natural Gas_Gas Boiler - Hot Water Reset_A_Technical Potential | F5 | Industrial | Wood and Lumber Products | New | Process | Natural Gas | Gas Boiler - Hot Water Reset | A | Standalone Impact on Baseline Summer Peak (%) | Technical Potential | 0% | 0% | 0% | 0% | 0% | 0% | 0% | 0% | 0% | 0% | 0% | 0% | 0% | 0% | 0% | 0% | 0% | 0% | 0% | 0% | 0% | 0% | 0% | 0% | 0 | 0 | 0 | 0 | 0 | 0 | 0
F6_Industrial_Wood and Lumber Products_New_Process_Natural Gas_Gas Boiler - Hot Water Reset_A_Technical Potential | F6 | Industrial | Wood and Lumber Products | New | Process | Natural Gas | Gas Boiler - Hot Water Reset | A | Standalone Impact on Baseline Winter Peak (%) | Technical Potential | 0% | 0% | 0% | 0% | 0% | 0% | 0% | 0% | 0% | 0% | 0% | 0% | 0% | 0% | 0% | 0% | 0% | 0% | 0% | 0% | 0% | 0% | 0% | 0% | 0 | 0 | 0 | 0 | 0 | 0 | 0
F7_Industrial_Wood and Lumber Products_New_Process_Natural Gas_Gas Boiler - Hot Water Reset_A_Technical Potential | F7 | Industrial | Wood and Lumber Products | New | Process | Natural Gas | Gas Boiler - Hot Water Reset | A | Incremental Energy Savings (MWh or mTherms) | Technical Potential | 0 | 0 | 0 | 0 | 0 | 0.0088042 | 0.012807 | 0.018114 | 0.023846 | 0.030416 | 0.039324 | 0.047215 | 0.052386 | 0.053273 | 0.049097 | 0.04056 | 0.028526 | 0.01754 | 0.0089133 | 0.0039673 | 0.0015141 | 0.0088042 | 0.012807 | 0.018114 | 0.023846 | 0.030416 | 0.039324 | 0.047215 | 0.052386 | 0.053273 | 0.049097
F8_Industrial_Wood and Lumber Products_New_Process_Natural Gas_Gas Boiler - Hot Water Reset_A_Technical Potential | F8 | Industrial | Wood and Lumber Products | New | Process | Natural Gas | Gas Boiler - Hot Water Reset | A | Incremental Summer Peak Savings (MW) | Technical Potential | 0 | 0 | 0 | 0 | 0 | 0 | 0 | 0 | 0 | 0 | 0 | 0 | 0 | 0 | 0 | 0 | 0 | 0 | 0 | 0 | 0 | 0 | 0 | 0 | 0 | 0 | 0 | 0 | 0 | 0 | 0
F9_Industrial_Wood and Lumber Products_New_Process_Natural Gas_Gas Boiler - Hot Water Reset_A_Technical Potential | F9 | Industrial | Wood and Lumber Products | New | Process | Natural Gas | Gas Boiler - Hot Water Reset | A | Incremental Winter Peak Savings (MW) | Technical Potential | 0 | 0 | 0 | 0 | 0 | 0 | 0 | 0 | 0 | 0 | 0 | 0 | 0 | 0 | 0 | 0 | 0 | 0 | 0 | 0 | 0 | 0 | 0 | 0 | 0 | 0 | 0 | 0 | 0 | 0 | 0
F10_Industrial_Wood and Lumber Products_New_Process_Natural Gas_Gas Boiler - Hot Water Reset_A_Technical Potential | F10 | Industrial | Wood and Lumber Products | New | Process | Natural Gas | Gas Boiler - Hot Water Reset | A | Cumulative Energy Savings (MWh or mTherms) | Technical Potential | 0 | 0 | 0 | 0 | 0 | 0.0088042 | 0.021611 | 0.039726 | 0.063572 | 0.093988 | 0.13331 | 0.18053 | 0.23291 | 0.28619 | 0.33528 | 0.37584 | 0.40437 | 0.42191 | 0.43082 | 0.43479 | 0.4363 | 0.4363 | 0.4363 | 0.4363 | 0.4363 | 0.4363 | 0.4363 | 0.4363 | 0.4363 | 0.4363 | 0.4363
F11_Industrial_Wood and Lumber Products_New_Process_Natural Gas_Gas Boiler - Hot Water Reset_A_Technical Potential | F11 | Industrial | Wood and Lumber Products | New | Process | Natural Gas | Gas Boiler - Hot Water Reset | A | Cumulative Summer Peak Savings (MW) | Technical Potential | 0 | 0 | 0 | 0 | 0 | 0 | 0 | 0 | 0 | 0 | 0 | 0 | 0 | 0 | 0 | 0 | 0 | 0 | 0 | 0 | 0 | 0 | 0 | 0 | 0 | 0 | 0 | 0 | 0 | 0 | 0
F12_Industrial_Wood and Lumber Products_New_Process_Natural Gas_Gas Boiler - Hot Water Reset_A_Technical Potential | F12 | Industrial | Wood and Lumber Products | New | Process | Natural Gas | Gas Boiler - Hot Water Reset | A | Cumulative Winter Peak Savings (MW) | Technical Potential | 0 | 0 | 0 | 0 | 0 | 0 | 0 | 0 | 0 | 0 | 0 | 0 | 0 | 0 | 0 | 0 | 0 | 0 | 0 | 0 | 0 | 0 | 0 | 0 | 0 | 0 | 0 | 0 | 0 | 0 | 0
F13_Industrial_Wood and Lumber Products_New_Process_Natural Gas_Gas Boiler - Hot Water Reset_A_Technical Potential | F13 | Industrial | Wood and Lumber Products | New | Process | Natural Gas | Gas Boiler - Hot Water Reset | A | Purchases (Incremental) | Technical Potential | 0 | 0 | 0 | 0 | 0 | 0.76541 | 1.1134 | 1.5748 | 2.0731 | 2.6443 | 3.4187 | 4.1048 | 4.5543 | 4.6315 | 4.2684 | 3.5262 | 2.4799 | 1.5249 | 0.7749 | 0.3449 | 0.13163 | 0.76541 | 1.1134 | 1.5748 | 2.0731 | 2.6443 | 3.4187 | 4.1048 | 4.5543 | 4.6315 | 4.2684
F14_Industrial_Wood and Lumber Products_New_Process_Natural Gas_Gas Boiler - Hot Water Reset_A_Technical Potential | F14 | Industrial | Wood and Lumber Products | New | Process | Natural Gas | Gas Boiler - Hot Water Reset | A | Purchases (Cumulative) | Technical Potential | 0 | 0 | 0 | 0 | 0 | 0.76541 | 1.8788 | 3.4536 | 5.5268 | 8.1711 | 11.5898 | 15.6946 | 20.2489 | 24.8804 | 29.1488 | 32.6749 | 35.1549 | 36.6798 | 37.4547 | 37.7996 | 37.9312 | 37.9312 | 37.9312 | 37.9312 | 37.9312 | 37.9312 | 37.9312 | 37.9312 | 37.9312 | 37.9312 | 37.9312
F1_Industrial_Wood and Lumber Products_New_Space Heating_Natural Gas_Steam Trap Maintenance_A_Technical Potential | F1 | Industrial | Wood and Lumber Products | New | Space Heating | Natural Gas | Steam Trap Maintenance | A | Original Unit Energy Savings (kWh or therms) | Technical Potential | 0 | 0 | 0 | 0 | 0 | 0 | 0 | 0 | 0 | 0 | 0 | 0 | 0 | 0 | 0 | 0 | 0 | 0 | 0 | 0 | 0 | 0 | 0 | 0 | 0 | 0 | 0 | 0 | 0 | 0 | 0
F2_Industrial_Wood and Lumber Products_New_Space Heating_Natural Gas_Steam Trap Maintenance_A_Technical Potential | F2 | Industrial | Wood and Lumber Products | New | Space Heating | Natural Gas | Steam Trap Maintenance | A | Original Unit Summer Peak Savings (kW) | Technical Potential | 0 | 0 | 0 | 0 | 0 | 0 | 0 | 0 | 0 | 0 | 0 | 0 | 0 | 0 | 0 | 0 | 0 | 0 | 0 | 0 | 0 | 0 | 0 | 0 | 0 | 0 | 0 | 0 | 0 | 0 | 0
F3_Industrial_Wood and Lumber Products_New_Space Heating_Natural Gas_Steam Trap Maintenance_A_Technical Potential | F3 | Industrial | Wood and Lumber Products | New | Space Heating | Natural Gas | Steam Trap Maintenance | A | Original Unit Winter Peak Savings (kW) | Technical Potential | 0 | 0 | 0 | 0 | 0 | 0 | 0 | 0 | 0 | 0 | 0 | 0 | 0 | 0 | 0 | 0 | 0 | 0 | 0 | 0 | 0 | 0 | 0 | 0 | 0 | 0 | 0 | 0 | 0 | 0 | 0
F4_Industrial_Wood and Lumber Products_New_Space Heating_Natural Gas_Steam Trap Maintenance_A_Technical Potential | F4 | Industrial | Wood and Lumber Products | New | Space Heating | Natural Gas | Steam Trap Maintenance | A | Standalone Impact on Baseline Energy (%) | Technical Potential | 0% | 0% | 0% | 0% | 0% | 0% | 0% | 0% | 0% | 0% | 0% | 0% | 0% | 0% | 0% | 0% | 0% | 0% | 0% | 0% | 0% | 0% | 0% | 0% | 0 | 0 | 0 | 0 | 0 | 0 | 0
F5_Industrial_Wood and Lumber Products_New_Space Heating_Natural Gas_Steam Trap Maintenance_A_Technical Potential | F5 | Industrial | Wood and Lumber Products | New | Space Heating | Natural Gas | Steam Trap Maintenance | A | Standalone Impact on Baseline Summer Peak (%) | Technical Potential | 0% | 0% | 0% | 0% | 0% | 0% | 0% | 0% | 0% | 0% | 0% | 0% | 0% | 0% | 0% | 0% | 0% | 0% | 0% | 0% | 0% | 0% | 0% | 0% | 0 | 0 | 0 | 0 | 0 | 0 | 0
F6_Industrial_Wood and Lumber Products_New_Space Heating_Natural Gas_Steam Trap Maintenance_A_Technical Potential | F6 | Industrial | Wood and Lumber Products | New | Space Heating | Natural Gas | Steam Trap Maintenance | A | Standalone Impact on Baseline Winter Peak (%) | Technical Potential | 0% | 0% | 0% | 0% | 0% | 0% | 0% | 0% | 0% | 0% | 0% | 0% | 0% | 0% | 0% | 0% | 0% | 0% | 0% | 0% | 0% | 0% | 0% | 0% | 0 | 0 | 0 | 0 | 0 | 0 | 0
F7_Industrial_Wood and Lumber Products_New_Space Heating_Natural Gas_Steam Trap Maintenance_A_Technical Potential | F7 | Industrial | Wood and Lumber Products | New | Space Heating | Natural Gas | Steam Trap Maintenance | A | Incremental Energy Savings (MWh or mTherms) | Technical Potential | 0 | 0 | 0 | 0 | 0 | 0 | 0 | 0 | 0 | 0 | 0 | 0 | 0 | 0 | 0 | 0 | 0 | 0 | 0 | 0 | 0 | 0 | 0 | 0 | 0 | 0 | 0 | 0 | 0 | 0 | 0
F8_Industrial_Wood and Lumber Products_New_Space Heating_Natural Gas_Steam Trap Maintenance_A_Technical Potential | F8 | Industrial | Wood and Lumber Products | New | Space Heating | Natural Gas | Steam Trap Maintenance | A | Incremental Summer Peak Savings (MW) | Technical Potential | 0 | 0 | 0 | 0 | 0 | 0 | 0 | 0 | 0 | 0 | 0 | 0 | 0 | 0 | 0 | 0 | 0 | 0 | 0 | 0 | 0 | 0 | 0 | 0 | 0 | 0 | 0 | 0 | 0 | 0 | 0
F9_Industrial_Wood and Lumber Products_New_Space Heating_Natural Gas_Steam Trap Maintenance_A_Technical Potential | F9 | Industrial | Wood and Lumber Products | New | Space Heating | Natural Gas | Steam Trap Maintenance | A | Incremental Winter Peak Savings (MW) | Technical Potential | 0 | 0 | 0 | 0 | 0 | 0 | 0 | 0 | 0 | 0 | 0 | 0 | 0 | 0 | 0 | 0 | 0 | 0 | 0 | 0 | 0 | 0 | 0 | 0 | 0 | 0 | 0 | 0 | 0 | 0 | 0
F10_Industrial_Wood and Lumber Products_New_Space Heating_Natural Gas_Steam Trap Maintenance_A_Technical Potential | F10 | Industrial | Wood and Lumber Products | New | Space Heating | Natural Gas | Steam Trap Maintenance | A | Cumulative Energy Savings (MWh or mTherms) | Technical Potential | 0 | 0 | 0 | 0 | 0 | 0 | 0 | 0 | 0 | 0 | 0 | 0 | 0 | 0 | 0 | 0 | 0 | 0 | 0 | 0 | 0 | 0 | 0 | 0 | 0 | 0 | 0 | 0 | 0 | 0 | 0
F11_Industrial_Wood and Lumber Products_New_Space Heating_Natural Gas_Steam Trap Maintenance_A_Technical Potential | F11 | Industrial | Wood and Lumber Products | New | Space Heating | Natural Gas | Steam Trap Maintenance | A | Cumulative Summer Peak Savings (MW) | Technical Potential | 0 | 0 | 0 | 0 | 0 | 0 | 0 | 0 | 0 | 0 | 0 | 0 | 0 | 0 | 0 | 0 | 0 | 0 | 0 | 0 | 0 | 0 | 0 | 0 | 0 | 0 | 0 | 0 | 0 | 0 | 0
F12_Industrial_Wood and Lumber Products_New_Space Heating_Natural Gas_Steam Trap Maintenance_A_Technical Potential | F12 | Industrial | Wood and Lumber Products | New | Space Heating | Natural Gas | Steam Trap Maintenance | A | Cumulative Winter Peak Savings (MW) | Technical Potential | 0 | 0 | 0 | 0 | 0 | 0 | 0 | 0 | 0 | 0 | 0 | 0 | 0 | 0 | 0 | 0 | 0 | 0 | 0 | 0 | 0 | 0 | 0 | 0 | 0 | 0 | 0 | 0 | 0 | 0 | 0
F13_Industrial_Wood and Lumber Products_New_Space Heating_Natural Gas_Steam Trap Maintenance_A_Technical Potential | F13 | Industrial | Wood and Lumber Products | New | Space Heating | Natural Gas | Steam Trap Maintenance | A | Purchases (Incremental) | Technical Potential | 0 | 0 | 0 | 0 | 0 | 0 | 0 | 0 | 0 | 0 | 0 | 0 | 0 | 0 | 0 | 0 | 0 | 0 | 0 | 0 | 0 | 0 | 0 | 0 | 0 | 0 | 0 | 0 | 0 | 0 | 0
F14_Industrial_Wood and Lumber Products_New_Space Heating_Natural Gas_Steam Trap Maintenance_A_Technical Potential | F14 | Industrial | Wood and Lumber Products | New | Space Heating | Natural Gas | Steam Trap Maintenance | A | Purchases (Cumulative) | Technical Potential | 0 | 0 | 0 | 0 | 0 | 0 | 0 | 0 | 0 | 0 | 0 | 0 | 0 | 0 | 0 | 0 | 0 | 0 | 0 | 0 | 0 | 0 | 0 | 0 | 0 | 0 | 0 | 0 | 0 | 0 | 0
F1_Industrial_Wood and Lumber Products_New_Process_Natural Gas_Steam Trap Maintenance_A_Technical Potential | F1 | Industrial | Wood and Lumber Products | New | Process | Natural Gas | Steam Trap Maintenance | A | Original Unit Energy Savings (kWh or therms) | Technical Potential | 0 | 0 | 0 | 0 | 0 | 8.1272 | 8.1272 | 8.1272 | 8.1272 | 8.1272 | 8.1272 | 8.1272 | 8.1272 | 8.1272 | 8.1272 | 8.1272 | 8.1272 | 8.1272 | 8.1272 | 8.1272 | 8.1272 | 8.1272 | 8.1272 | 8.1272 | 8.1272 | 8.1272 | 8.1272 | 8.1272 | 8.1272 | 8.1272 | 8.1272
F2_Industrial_Wood and Lumber Products_New_Process_Natural Gas_Steam Trap Maintenance_A_Technical Potential | F2 | Industrial | Wood and Lumber Products | New | Process | Natural Gas | Steam Trap Maintenance | A | Original Unit Summer Peak Savings (kW) | Technical Potential | 0 | 0 | 0 | 0 | 0 | 0 | 0 | 0 | 0 | 0 | 0 | 0 | 0 | 0 | 0 | 0 | 0 | 0 | 0 | 0 | 0 | 0 | 0 | 0 | 0 | 0 | 0 | 0 | 0 | 0 | 0
F3_Industrial_Wood and Lumber Products_New_Process_Natural Gas_Steam Trap Maintenance_A_Technical Potential | F3 | Industrial | Wood and Lumber Products | New | Process | Natural Gas | Steam Trap Maintenance | A | Original Unit Winter Peak Savings (kW) | Technical Potential | 0 | 0 | 0 | 0 | 0 | 0 | 0 | 0 | 0 | 0 | 0 | 0 | 0 | 0 | 0 | 0 | 0 | 0 | 0 | 0 | 0 | 0 | 0 | 0 | 0 | 0 | 0 | 0 | 0 | 0 | 0
F4_Industrial_Wood and Lumber Products_New_Process_Natural Gas_Steam Trap Maintenance_A_Technical Potential | F4 | Industrial | Wood and Lumber Products | New | Process | Natural Gas | Steam Trap Maintenance | A | Standalone Impact on Baseline Energy (%) | Technical Potential | 0% | 0% | 0% | 0% | 0% | 0% | 0% | 0% | 0% | 0% | 0% | 0% | 0% | 0% | 0% | 0% | 0% | 0% | 0% | 0% | 0% | 0% | 0% | 0% | 0 | 0 | 0 | 0 | 0 | 0 | 0
F5_Industrial_Wood and Lumber Products_New_Process_Natural Gas_Steam Trap Maintenance_A_Technical Potential | F5 | Industrial | Wood and Lumber Products | New | Process | Natural Gas | Steam Trap Maintenance | A | Standalone Impact on Baseline Summer Peak (%) | Technical Potential | 0% | 0% | 0% | 0% | 0% | 0% | 0% | 0% | 0% | 0% | 0% | 0% | 0% | 0% | 0% | 0% | 0% | 0% | 0% | 0% | 0% | 0% | 0% | 0% | 0 | 0 | 0 | 0 | 0 | 0 | 0
F6_Industrial_Wood and Lumber Products_New_Process_Natural Gas_Steam Trap Maintenance_A_Technical Potential | F6 | Industrial | Wood and Lumber Products | New | Process | Natural Gas | Steam Trap Maintenance | A | Standalone Impact on Baseline Winter Peak (%) | Technical Potential | 0% | 0% | 0% | 0% | 0% | 0% | 0% | 0% | 0% | 0% | 0% | 0% | 0% | 0% | 0% | 0% | 0% | 0% | 0% | 0% | 0% | 0% | 0% | 0% | 0 | 0 | 0 | 0 | 0 | 0 | 0
F7_Industrial_Wood and Lumber Products_New_Process_Natural Gas_Steam Trap Maintenance_A_Technical Potential | F7 | Industrial | Wood and Lumber Products | New | Process | Natural Gas | Steam Trap Maintenance | A | Incremental Energy Savings (MWh or mTherms) | Technical Potential | 0 | 0 | 0 | 0 | 0 | 0 | 0 | 0 | 0 | 0 | 0 | 0 | 0 | 0 | 0 | 0 | 0 | 0 | 0 | 0 | 0 | 0 | 0 | 0 | 0 | 0 | 0 | 0 | 0 | 0 | 0
F8_Industrial_Wood and Lumber Products_New_Process_Natural Gas_Steam Trap Maintenance_A_Technical Potential | F8 | Industrial | Wood and Lumber Products | New | Process | Natural Gas | Steam Trap Maintenance | A | Incremental Summer Peak Savings (MW) | Technical Potential | 0 | 0 | 0 | 0 | 0 | 0 | 0 | 0 | 0 | 0 | 0 | 0 | 0 | 0 | 0 | 0 | 0 | 0 | 0 | 0 | 0 | 0 | 0 | 0 | 0 | 0 | 0 | 0 | 0 | 0 | 0
F9_Industrial_Wood and Lumber Products_New_Process_Natural Gas_Steam Trap Maintenance_A_Technical Potential | F9 | Industrial | Wood and Lumber Products | New | Process | Natural Gas | Steam Trap Maintenance | A | Incremental Winter Peak Savings (MW) | Technical Potential | 0 | 0 | 0 | 0 | 0 | 0 | 0 | 0 | 0 | 0 | 0 | 0 | 0 | 0 | 0 | 0 | 0 | 0 | 0 | 0 | 0 | 0 | 0 | 0 | 0 | 0 | 0 | 0 | 0 | 0 | 0
F10_Industrial_Wood and Lumber Products_New_Process_Natural Gas_Steam Trap Maintenance_A_Technical Potential | F10 | Industrial | Wood and Lumber Products | New | Process | Natural Gas | Steam Trap Maintenance | A | Cumulative Energy Savings (MWh or mTherms) | Technical Potential | 0 | 0 | 0 | 0 | 0 | 0 | 0 | 0 | 0 | 0 | 0 | 0 | 0 | 0 | 0 | 0 | 0 | 0 | 0 | 0 | 0 | 0 | 0 | 0 | 0 | 0 | 0 | 0 | 0 | 0 | 0
F11_Industrial_Wood and Lumber Products_New_Process_Natural Gas_Steam Trap Maintenance_A_Technical Potential | F11 | Industrial | Wood and Lumber Products | New | Process | Natural Gas | Steam Trap Maintenance | A | Cumulative Summer Peak Savings (MW) | Technical Potential | 0 | 0 | 0 | 0 | 0 | 0 | 0 | 0 | 0 | 0 | 0 | 0 | 0 | 0 | 0 | 0 | 0 | 0 | 0 | 0 | 0 | 0 | 0 | 0 | 0 | 0 | 0 | 0 | 0 | 0 | 0
F12_Industrial_Wood and Lumber Products_New_Process_Natural Gas_Steam Trap Maintenance_A_Technical Potential | F12 | Industrial | Wood and Lumber Products | New | Process | Natural Gas | Steam Trap Maintenance | A | Cumulative Winter Peak Savings (MW) | Technical Potential | 0 | 0 | 0 | 0 | 0 | 0 | 0 | 0 | 0 | 0 | 0 | 0 | 0 | 0 | 0 | 0 | 0 | 0 | 0 | 0 | 0 | 0 | 0 | 0 | 0 | 0 | 0 | 0 | 0 | 0 | 0
F13_Industrial_Wood and Lumber Products_New_Process_Natural Gas_Steam Trap Maintenance_A_Technical Potential | F13 | Industrial | Wood and Lumber Products | New | Process | Natural Gas | Steam Trap Maintenance | A | Purchases (Incremental) | Technical Potential | 0 | 0 | 0 | 0 | 0 | 0 | 0 | 0 | 0 | 0 | 0 | 0 | 0 | 0 | 0 | 0 | 0 | 0 | 0 | 0 | 0 | 0 | 0 | 0 | 0 | 0 | 0 | 0 | 0 | 0 | 0
F14_Industrial_Wood and Lumber Products_New_Process_Natural Gas_Steam Trap Maintenance_A_Technical Potential | F14 | Industrial | Wood and Lumber Products | New | Process | Natural Gas | Steam Trap Maintenance | A | Purchases (Cumulative) | Technical Potential | 0 | 0 | 0 | 0 | 0 | 0 | 0 | 0 | 0 | 0 | 0 | 0 | 0 | 0 | 0 | 0 | 0 | 0 | 0 | 0 | 0 | 0 | 0 | 0 | 0 | 0 | 0 | 0 | 0 | 0 | 0
F1_Industrial_Wood and Lumber Products_New_Space Heating_Natural Gas_Gas Boiler - High Turndown_A_Technical Potential | F1 | Industrial | Wood and Lumber Products | New | Space Heating | Natural Gas | Gas Boiler - High Turndown | A | Original Unit Energy Savings (kWh or therms) | Technical Potential | 0 | 0 | 0 | 0 | 0 | 0 | 0 | 0 | 0 | 0 | 0 | 0 | 0 | 0 | 0 | 0 | 0 | 0 | 0 | 0 | 0 | 0 | 0 | 0 | 0 | 0 | 0 | 0 | 0 | 0 | 0
F2_Industrial_Wood and Lumber Products_New_Space Heating_Natural Gas_Gas Boiler - High Turndown_A_Technical Potential | F2 | Industrial | Wood and Lumber Products | New | Space Heating | Natural Gas | Gas Boiler - High Turndown | A | Original Unit Summer Peak Savings (kW) | Technical Potential | 0 | 0 | 0 | 0 | 0 | 0 | 0 | 0 | 0 | 0 | 0 | 0 | 0 | 0 | 0 | 0 | 0 | 0 | 0 | 0 | 0 | 0 | 0 | 0 | 0 | 0 | 0 | 0 | 0 | 0 | 0
F3_Industrial_Wood and Lumber Products_New_Space Heating_Natural Gas_Gas Boiler - High Turndown_A_Technical Potential | F3 | Industrial | Wood and Lumber Products | New | Space Heating | Natural Gas | Gas Boiler - High Turndown | A | Original Unit Winter Peak Savings (kW) | Technical Potential | 0 | 0 | 0 | 0 | 0 | 0 | 0 | 0 | 0 | 0 | 0 | 0 | 0 | 0 | 0 | 0 | 0 | 0 | 0 | 0 | 0 | 0 | 0 | 0 | 0 | 0 | 0 | 0 | 0 | 0 | 0
F4_Industrial_Wood and Lumber Products_New_Space Heating_Natural Gas_Gas Boiler - High Turndown_A_Technical Potential | F4 | Industrial | Wood and Lumber Products | New | Space Heating | Natural Gas | Gas Boiler - High Turndown | A | Standalone Impact on Baseline Energy (%) | Technical Potential | 0% | 0% | 0% | 0% | 0% | 0% | 0% | 0% | 0% | 0% | 0% | 0% | 0% | 0% | 0% | 0% | 0% | 0% | 0% | 0% | 0% | 0% | 0% | 0% | 0 | 0 | 0 | 0 | 0 | 0 | 0
F5_Industrial_Wood and Lumber Products_New_Space Heating_Natural Gas_Gas Boiler - High Turndown_A_Technical Potential | F5 | Industrial | Wood and Lumber Products | New | Space Heating | Natural Gas | Gas Boiler - High Turndown | A | Standalone Impact on Baseline Summer Peak (%) | Technical Potential | 0% | 0% | 0% | 0% | 0% | 0% | 0% | 0% | 0% | 0% | 0% | 0% | 0% | 0% | 0% | 0% | 0% | 0% | 0% | 0% | 0% | 0% | 0% | 0% | 0 | 0 | 0 | 0 | 0 | 0 | 0
F6_Industrial_Wood and Lumber Products_New_Space Heating_Natural Gas_Gas Boiler - High Turndown_A_Technical Potential | F6 | Industrial | Wood and Lumber Products | New | Space Heating | Natural Gas | Gas Boiler - High Turndown | A | Standalone Impact on Baseline Winter Peak (%) | Technical Potential | 0% | 0% | 0% | 0% | 0% | 0% | 0% | 0% | 0% | 0% | 0% | 0% | 0% | 0% | 0% | 0% | 0% | 0% | 0% | 0% | 0% | 0% | 0% | 0% | 0 | 0 | 0 | 0 | 0 | 0 | 0
F7_Industrial_Wood and Lumber Products_New_Space Heating_Natural Gas_Gas Boiler - High Turndown_A_Technical Potential | F7 | Industrial | Wood and Lumber Products | New | Space Heating | Natural Gas | Gas Boiler - High Turndown | A | Incremental Energy Savings (MWh or mTherms) | Technical Potential | 0 | 0 | 0 | 0 | 0 | 0 | 0 | 0 | 0 | 0 | 0 | 0 | 0 | 0 | 0 | 0 | 0 | 0 | 0 | 0 | 0 | 0 | 0 | 0 | 0 | 0 | 0 | 0 | 0 | 0 | 0
F8_Industrial_Wood and Lumber Products_New_Space Heating_Natural Gas_Gas Boiler - High Turndown_A_Technical Potential | F8 | Industrial | Wood and Lumber Products | New | Space Heating | Natural Gas | Gas Boiler - High Turndown | A | Incremental Summer Peak Savings (MW) | Technical Potential | 0 | 0 | 0 | 0 | 0 | 0 | 0 | 0 | 0 | 0 | 0 | 0 | 0 | 0 | 0 | 0 | 0 | 0 | 0 | 0 | 0 | 0 | 0 | 0 | 0 | 0 | 0 | 0 | 0 | 0 | 0
F9_Industrial_Wood and Lumber Products_New_Space Heating_Natural Gas_Gas Boiler - High Turndown_A_Technical Potential | F9 | Industrial | Wood and Lumber Products | New | Space Heating | Natural Gas | Gas Boiler - High Turndown | A | Incremental Winter Peak Savings (MW) | Technical Potential | 0 | 0 | 0 | 0 | 0 | 0 | 0 | 0 | 0 | 0 | 0 | 0 | 0 | 0 | 0 | 0 | 0 | 0 | 0 | 0 | 0 | 0 | 0 | 0 | 0 | 0 | 0 | 0 | 0 | 0 | 0
F10_Industrial_Wood and Lumber Products_New_Space Heating_Natural Gas_Gas Boiler - High Turndown_A_Technical Potential | F10 | Industrial | Wood and Lumber Products | New | Space Heating | Natural Gas | Gas Boiler - High Turndown | A | Cumulative Energy Savings (MWh or mTherms) | Technical Potential | 0 | 0 | 0 | 0 | 0 | 0 | 0 | 0 | 0 | 0 | 0 | 0 | 0 | 0 | 0 | 0 | 0 | 0 | 0 | 0 | 0 | 0 | 0 | 0 | 0 | 0 | 0 | 0 | 0 | 0 | 0
F11_Industrial_Wood and Lumber Products_New_Space Heating_Natural Gas_Gas Boiler - High Turndown_A_Technical Potential | F11 | Industrial | Wood and Lumber Products | New | Space Heating | Natural Gas | Gas Boiler - High Turndown | A | Cumulative Summer Peak Savings (MW) | Technical Potential | 0 | 0 | 0 | 0 | 0 | 0 | 0 | 0 | 0 | 0 | 0 | 0 | 0 | 0 | 0 | 0 | 0 | 0 | 0 | 0 | 0 | 0 | 0 | 0 | 0 | 0 | 0 | 0 | 0 | 0 | 0
F12_Industrial_Wood and Lumber Products_New_Space Heating_Natural Gas_Gas Boiler - High Turndown_A_Technical Potential | F12 | Industrial | Wood and Lumber Products | New | Space Heating | Natural Gas | Gas Boiler - High Turndown | A | Cumulative Winter Peak Savings (MW) | Technical Potential | 0 | 0 | 0 | 0 | 0 | 0 | 0 | 0 | 0 | 0 | 0 | 0 | 0 | 0 | 0 | 0 | 0 | 0 | 0 | 0 | 0 | 0 | 0 | 0 | 0 | 0 | 0 | 0 | 0 | 0 | 0
F13_Industrial_Wood and Lumber Products_New_Space Heating_Natural Gas_Gas Boiler - High Turndown_A_Technical Potential | F13 | Industrial | Wood and Lumber Products | New | Space Heating | Natural Gas | Gas Boiler - High Turndown | A | Purchases (Incremental) | Technical Potential | 0 | 0 | 0 | 0 | 0 | 0 | 0 | 0 | 0 | 0 | 0 | 0 | 0 | 0 | 0 | 0 | 0 | 0 | 0 | 0 | 0 | 0 | 0 | 0 | 0 | 0 | 0 | 0 | 0 | 0 | 0
F14_Industrial_Wood and Lumber Products_New_Space Heating_Natural Gas_Gas Boiler - High Turndown_A_Technical Potential | F14 | Industrial | Wood and Lumber Products | New | Space Heating | Natural Gas | Gas Boiler - High Turndown | A | Purchases (Cumulative) | Technical Potential | 0 | 0 | 0 | 0 | 0 | 0 | 0 | 0 | 0 | 0 | 0 | 0 | 0 | 0 | 0 | 0 | 0 | 0 | 0 | 0 | 0 | 0 | 0 | 0 | 0 | 0 | 0 | 0 | 0 | 0 | 0
F1_Industrial_Wood and Lumber Products_New_Process_Natural Gas_Gas Boiler - High Turndown_A_Technical Potential | F1 | Industrial | Wood and Lumber Products | New | Process | Natural Gas | Gas Boiler - High Turndown | A | Original Unit Energy Savings (kWh or therms) | Technical Potential | 0 | 0 | 0 | 0 | 0 | 8.6269 | 8.6269 | 8.6269 | 8.6269 | 8.6269 | 8.6269 | 8.6269 | 8.6269 | 8.6269 | 8.6269 | 8.6269 | 8.6269 | 8.6269 | 8.6269 | 8.6269 | 8.6269 | 8.6269 | 8.6269 | 8.6269 | 8.6269 | 8.6269 | 8.6269 | 8.6269 | 8.6269 | 8.6269 | 8.6269
F2_Industrial_Wood and Lumber Products_New_Process_Natural Gas_Gas Boiler - High Turndown_A_Technical Potential | F2 | Industrial | Wood and Lumber Products | New | Process | Natural Gas | Gas Boiler - High Turndown | A | Original Unit Summer Peak Savings (kW) | Technical Potential | 0 | 0 | 0 | 0 | 0 | 0 | 0 | 0 | 0 | 0 | 0 | 0 | 0 | 0 | 0 | 0 | 0 | 0 | 0 | 0 | 0 | 0 | 0 | 0 | 0 | 0 | 0 | 0 | 0 | 0 | 0
F3_Industrial_Wood and Lumber Products_New_Process_Natural Gas_Gas Boiler - High Turndown_A_Technical Potential | F3 | Industrial | Wood and Lumber Products | New | Process | Natural Gas | Gas Boiler - High Turndown | A | Original Unit Winter Peak Savings (kW) | Technical Potential | 0 | 0 | 0 | 0 | 0 | 0 | 0 | 0 | 0 | 0 | 0 | 0 | 0 | 0 | 0 | 0 | 0 | 0 | 0 | 0 | 0 | 0 | 0 | 0 | 0 | 0 | 0 | 0 | 0 | 0 | 0
F4_Industrial_Wood and Lumber Products_New_Process_Natural Gas_Gas Boiler - High Turndown_A_Technical Potential | F4 | Industrial | Wood and Lumber Products | New | Process | Natural Gas | Gas Boiler - High Turndown | A | Standalone Impact on Baseline Energy (%) | Technical Potential | 0% | 0% | 0% | 0% | 0% | 0.01701% | 0.03137% | 0.04414% | 0.05594% | 0.06703% | 0.07592% | 0.08161% | 0.08494% | 0.08655% | 0.087% | 0.08651% | 0.08542% | 0.08387% | 0.08204% | 0.08003% | 0.07626% | 0.07283% | 0.06972% | 0.06687% | 0.00064247 | 0.00061833 | 0.00059601 | 0.00057529 | 0 | 0 | 0
F5_Industrial_Wood and Lumber Products_New_Process_Natural Gas_Gas Boiler - High Turndown_A_Technical Potential | F5 | Industrial | Wood and Lumber Products | New | Process | Natural Gas | Gas Boiler - High Turndown | A | Standalone Impact on Baseline Summer Peak (%) | Technical Potential | 0% | 0% | 0% | 0% | 0% | 0% | 0% | 0% | 0% | 0% | 0% | 0% | 0% | 0% | 0% | 0% | 0% | 0% | 0% | 0% | 0% | 0% | 0% | 0% | 0 | 0 | 0 | 0 | 0 | 0 | 0
F6_Industrial_Wood and Lumber Products_New_Process_Natural Gas_Gas Boiler - High Turndown_A_Technical Potential | F6 | Industrial | Wood and Lumber Products | New | Process | Natural Gas | Gas Boiler - High Turndown | A | Standalone Impact on Baseline Winter Peak (%) | Technical Potential | 0% | 0% | 0% | 0% | 0% | 0% | 0% | 0% | 0% | 0% | 0% | 0% | 0% | 0% | 0% | 0% | 0% | 0% | 0% | 0% | 0% | 0% | 0% | 0% | 0 | 0 | 0 | 0 | 0 | 0 | 0
F7_Industrial_Wood and Lumber Products_New_Process_Natural Gas_Gas Boiler - High Turndown_A_Technical Potential | F7 | Industrial | Wood and Lumber Products | New | Process | Natural Gas | Gas Boiler - High Turndown | A | Incremental Energy Savings (MWh or mTherms) | Technical Potential | 0 | 0 | 0 | 0 | 0 | 0.010077 | 0.011939 | 0.0138 | 0.015649 | 0.0175 | 0.017417 | 0.01525 | 0.01325 | 0.011439 | 0.0098113 | 0.0083792 | 0.0071235 | 0.0060349 | 0.0050955 | 0.0042885 | 0.010077 | 0.011939 | 0.0138 | 0.015649 | 0.0175 | 0.017417 | 0.01525 | 0.01325 | 0.011439 | 0.0098113 | 0.0083792
F8_Industrial_Wood and Lumber Products_New_Process_Natural Gas_Gas Boiler - High Turndown_A_Technical Potential | F8 | Industrial | Wood and Lumber Products | New | Process | Natural Gas | Gas Boiler - High Turndown | A | Incremental Summer Peak Savings (MW) | Technical Potential | 0 | 0 | 0 | 0 | 0 | 0 | 0 | 0 | 0 | 0 | 0 | 0 | 0 | 0 | 0 | 0 | 0 | 0 | 0 | 0 | 0 | 0 | 0 | 0 | 0 | 0 | 0 | 0 | 0 | 0 | 0
F9_Industrial_Wood and Lumber Products_New_Process_Natural Gas_Gas Boiler - High Turndown_A_Technical Potential | F9 | Industrial | Wood and Lumber Products | New | Process | Natural Gas | Gas Boiler - High Turndown | A | Incremental Winter Peak Savings (MW) | Technical Potential | 0 | 0 | 0 | 0 | 0 | 0 | 0 | 0 | 0 | 0 | 0 | 0 | 0 | 0 | 0 | 0 | 0 | 0 | 0 | 0 | 0 | 0 | 0 | 0 | 0 | 0 | 0 | 0 | 0 | 0 | 0
F10_Industrial_Wood and Lumber Products_New_Process_Natural Gas_Gas Boiler - High Turndown_A_Technical Potential | F10 | Industrial | Wood and Lumber Products | New | Process | Natural Gas | Gas Boiler - High Turndown | A | Cumulative Energy Savings (MWh or mTherms) | Technical Potential | 0 | 0 | 0 | 0 | 0 | 0.010077 | 0.022016 | 0.035816 | 0.051465 | 0.068965 | 0.086381 | 0.10163 | 0.11488 | 0.12632 | 0.13613 | 0.14451 | 0.15163 | 0.15767 | 0.16276 | 0.16705 | 0.16705 | 0.16705 | 0.16705 | 0.16705 | 0.16705 | 0.16705 | 0.16705 | 0.16705 | 0.16705 | 0.16705 | 0.16705
F11_Industrial_Wood and Lumber Products_New_Process_Natural Gas_Gas Boiler - High Turndown_A_Technical Potential | F11 | Industrial | Wood and Lumber Products | New | Process | Natural Gas | Gas Boiler - High Turndown | A | Cumulative Summer Peak Savings (MW) | Technical Potential | 0 | 0 | 0 | 0 | 0 | 0 | 0 | 0 | 0 | 0 | 0 | 0 | 0 | 0 | 0 | 0 | 0 | 0 | 0 | 0 | 0 | 0 | 0 | 0 | 0 | 0 | 0 | 0 | 0 | 0 | 0
F12_Industrial_Wood and Lumber Products_New_Process_Natural Gas_Gas Boiler - High Turndown_A_Technical Potential | F12 | Industrial | Wood and Lumber Products | New | Process | Natural Gas | Gas Boiler - High Turndown | A | Cumulative Winter Peak Savings (MW) | Technical Potential | 0 | 0 | 0 | 0 | 0 | 0 | 0 | 0 | 0 | 0 | 0 | 0 | 0 | 0 | 0 | 0 | 0 | 0 | 0 | 0 | 0 | 0 | 0 | 0 | 0 | 0 | 0 | 0 | 0 | 0 | 0
F13_Industrial_Wood and Lumber Products_New_Process_Natural Gas_Gas Boiler - High Turndown_A_Technical Potential | F13 | Industrial | Wood and Lumber Products | New | Process | Natural Gas | Gas Boiler - High Turndown | A | Purchases (Incremental) | Technical Potential | 0 | 0 | 0 | 0 | 0 | 1.1681 | 1.3839 | 1.5996 | 1.814 | 2.0285 | 2.0189 | 1.7677 | 1.5359 | 1.326 | 1.1373 | 0.97129 | 0.82573 | 0.69955 | 0.59065 | 0.49711 | 1.1681 | 1.3839 | 1.5996 | 1.814 | 2.0285 | 2.0189 | 1.7677 | 1.5359 | 1.326 | 1.1373 | 0.97129
F14_Industrial_Wood and Lumber Products_New_Process_Natural Gas_Gas Boiler - High Turndown_A_Technical Potential | F14 | Industrial | Wood and Lumber Products | New | Process | Natural Gas | Gas Boiler - High Turndown | A | Purchases (Cumulative) | Technical Potential | 0 | 0 | 0 | 0 | 0 | 1.1681 | 2.5521 | 4.1517 | 5.9657 | 7.9942 | 10.013 | 11.7807 | 13.3167 | 14.6426 | 15.7799 | 16.7512 | 17.5769 | 18.2765 | 18.8671 | 19.3643 | 19.3643 | 19.3643 | 19.3643 | 19.3643 | 19.3643 | 19.3643 | 19.3643 | 19.3643 | 19.3643 | 19.3643 | 19.3643
F1_Industrial_Wood and Lumber Products_New_Space Heating_Natural Gas_Gas Boiler - Burner Control Optimization_A_Technical Potential | F1 | Industrial | Wood and Lumber Products | New | Space Heating | Natural Gas | Gas Boiler - Burner Control Optimization | A | Original Unit Energy Savings (kWh or therms) | Technical Potential | 0 | 0 | 0 | 0 | 0 | 0 | 0 | 0 | 0 | 0 | 0 | 0 | 0 | 0 | 0 | 0 | 0 | 0 | 0 | 0 | 0 | 0 | 0 | 0 | 0 | 0 | 0 | 0 | 0 | 0 | 0
F2_Industrial_Wood and Lumber Products_New_Space Heating_Natural Gas_Gas Boiler - Burner Control Optimization_A_Technical Potential | F2 | Industrial | Wood and Lumber Products | New | Space Heating | Natural Gas | Gas Boiler - Burner Control Optimization | A | Original Unit Summer Peak Savings (kW) | Technical Potential | 0 | 0 | 0 | 0 | 0 | 0 | 0 | 0 | 0 | 0 | 0 | 0 | 0 | 0 | 0 | 0 | 0 | 0 | 0 | 0 | 0 | 0 | 0 | 0 | 0 | 0 | 0 | 0 | 0 | 0 | 0
F3_Industrial_Wood and Lumber Products_New_Space Heating_Natural Gas_Gas Boiler - Burner Control Optimization_A_Technical Potential | F3 | Industrial | Wood and Lumber Products | New | Space Heating | Natural Gas | Gas Boiler - Burner Control Optimization | A | Original Unit Winter Peak Savings (kW) | Technical Potential | 0 | 0 | 0 | 0 | 0 | 0 | 0 | 0 | 0 | 0 | 0 | 0 | 0 | 0 | 0 | 0 | 0 | 0 | 0 | 0 | 0 | 0 | 0 | 0 | 0 | 0 | 0 | 0 | 0 | 0 | 0
F4_Industrial_Wood and Lumber Products_New_Space Heating_Natural Gas_Gas Boiler - Burner Control Optimization_A_Technical Potential | F4 | Industrial | Wood and Lumber Products | New | Space Heating | Natural Gas | Gas Boiler - Burner Control Optimization | A | Standalone Impact on Baseline Energy (%) | Technical Potential | 0% | 0% | 0% | 0% | 0% | 0% | 0% | 0% | 0% | 0% | 0% | 0% | 0% | 0% | 0% | 0% | 0% | 0% | 0% | 0% | 0% | 0% | 0% | 0% | 0 | 0 | 0 | 0 | 0 | 0 | 0
F5_Industrial_Wood and Lumber Products_New_Space Heating_Natural Gas_Gas Boiler - Burner Control Optimization_A_Technical Potential | F5 | Industrial | Wood and Lumber Products | New | Space Heating | Natural Gas | Gas Boiler - Burner Control Optimization | A | Standalone Impact on Baseline Summer Peak (%) | Technical Potential | 0% | 0% | 0% | 0% | 0% | 0% | 0% | 0% | 0% | 0% | 0% | 0% | 0% | 0% | 0% | 0% | 0% | 0% | 0% | 0% | 0% | 0% | 0% | 0% | 0 | 0 | 0 | 0 | 0 | 0 | 0
F6_Industrial_Wood and Lumber Products_New_Space Heating_Natural Gas_Gas Boiler - Burner Control Optimization_A_Technical Potential | F6 | Industrial | Wood and Lumber Products | New | Space Heating | Natural Gas | Gas Boiler - Burner Control Optimization | A | Standalone Impact on Baseline Winter Peak (%) | Technical Potential | 0% | 0% | 0% | 0% | 0% | 0% | 0% | 0% | 0% | 0% | 0% | 0% | 0% | 0% | 0% | 0% | 0% | 0% | 0% | 0% | 0% | 0% | 0% | 0% | 0 | 0 | 0 | 0 | 0 | 0 | 0
F7_Industrial_Wood and Lumber Products_New_Space Heating_Natural Gas_Gas Boiler - Burner Control Optimization_A_Technical Potential | F7 | Industrial | Wood and Lumber Products | New | Space Heating | Natural Gas | Gas Boiler - Burner Control Optimization | A | Incremental Energy Savings (MWh or mTherms) | Technical Potential | 0 | 0 | 0 | 0 | 0 | 0 | 0 | 0 | 0 | 0 | 0 | 0 | 0 | 0 | 0 | 0 | 0 | 0 | 0 | 0 | 0 | 0 | 0 | 0 | 0 | 0 | 0 | 0 | 0 | 0 | 0
F8_Industrial_Wood and Lumber Products_New_Space Heating_Natural Gas_Gas Boiler - Burner Control Optimization_A_Technical Potential | F8 | Industrial | Wood and Lumber Products | New | Space Heating | Natural Gas | Gas Boiler - Burner Control Optimization | A | Incremental Summer Peak Savings (MW) | Technical Potential | 0 | 0 | 0 | 0 | 0 | 0 | 0 | 0 | 0 | 0 | 0 | 0 | 0 | 0 | 0 | 0 | 0 | 0 | 0 | 0 | 0 | 0 | 0 | 0 | 0 | 0 | 0 | 0 | 0 | 0 | 0
F9_Industrial_Wood and Lumber Products_New_Space Heating_Natural Gas_Gas Boiler - Burner Control Optimization_A_Technical Potential | F9 | Industrial | Wood and Lumber Products | New | Space Heating | Natural Gas | Gas Boiler - Burner Control Optimization | A | Incremental Winter Peak Savings (MW) | Technical Potential | 0 | 0 | 0 | 0 | 0 | 0 | 0 | 0 | 0 | 0 | 0 | 0 | 0 | 0 | 0 | 0 | 0 | 0 | 0 | 0 | 0 | 0 | 0 | 0 | 0 | 0 | 0 | 0 | 0 | 0 | 0
F10_Industrial_Wood and Lumber Products_New_Space Heating_Natural Gas_Gas Boiler - Burner Control Optimization_A_Technical Potential | F10 | Industrial | Wood and Lumber Products | New | Space Heating | Natural Gas | Gas Boiler - Burner Control Optimization | A | Cumulative Energy Savings (MWh or mTherms) | Technical Potential | 0 | 0 | 0 | 0 | 0 | 0 | 0 | 0 | 0 | 0 | 0 | 0 | 0 | 0 | 0 | 0 | 0 | 0 | 0 | 0 | 0 | 0 | 0 | 0 | 0 | 0 | 0 | 0 | 0 | 0 | 0
F11_Industrial_Wood and Lumber Products_New_Space Heating_Natural Gas_Gas Boiler - Burner Control Optimization_A_Technical Potential | F11 | Industrial | Wood and Lumber Products | New | Space Heating | Natural Gas | Gas Boiler - Burner Control Optimization | A | Cumulative Summer Peak Savings (MW) | Technical Potential | 0 | 0 | 0 | 0 | 0 | 0 | 0 | 0 | 0 | 0 | 0 | 0 | 0 | 0 | 0 | 0 | 0 | 0 | 0 | 0 | 0 | 0 | 0 | 0 | 0 | 0 | 0 | 0 | 0 | 0 | 0
F12_Industrial_Wood and Lumber Products_New_Space Heating_Natural Gas_Gas Boiler - Burner Control Optimization_A_Technical Potential | F12 | Industrial | Wood and Lumber Products | New | Space Heating | Natural Gas | Gas Boiler - Burner Control Optimization | A | Cumulative Winter Peak Savings (MW) | Technical Potential | 0 | 0 | 0 | 0 | 0 | 0 | 0 | 0 | 0 | 0 | 0 | 0 | 0 | 0 | 0 | 0 | 0 | 0 | 0 | 0 | 0 | 0 | 0 | 0 | 0 | 0 | 0 | 0 | 0 | 0 | 0
F13_Industrial_Wood and Lumber Products_New_Space Heating_Natural Gas_Gas Boiler - Burner Control Optimization_A_Technical Potential | F13 | Industrial | Wood and Lumber Products | New | Space Heating | Natural Gas | Gas Boiler - Burner Control Optimization | A | Purchases (Incremental) | Technical Potential | 0 | 0 | 0 | 0 | 0 | 0 | 0 | 0 | 0 | 0 | 0 | 0 | 0 | 0 | 0 | 0 | 0 | 0 | 0 | 0 | 0 | 0 | 0 | 0 | 0 | 0 | 0 | 0 | 0 | 0 | 0
F14_Industrial_Wood and Lumber Products_New_Space Heating_Natural Gas_Gas Boiler - Burner Control Optimization_A_Technical Potential | F14 | Industrial | Wood and Lumber Products | New | Space Heating | Natural Gas | Gas Boiler - Burner Control Optimization | A | Purchases (Cumulative) | Technical Potential | 0 | 0 | 0 | 0 | 0 | 0 | 0 | 0 | 0 | 0 | 0 | 0 | 0 | 0 | 0 | 0 | 0 | 0 | 0 | 0 | 0 | 0 | 0 | 0 | 0 | 0 | 0 | 0 | 0 | 0 | 0
F1_Industrial_Wood and Lumber Products_New_Process_Natural Gas_Gas Boiler - Burner Control Optimization_A_Technical Potential | F1 | Industrial | Wood and Lumber Products | New | Process | Natural Gas | Gas Boiler - Burner Control Optimization | A | Original Unit Energy Savings (kWh or therms) | Technical Potential | 0 | 0 | 0 | 0 | 0 | 2.5018 | 2.5018 | 2.5018 | 2.5018 | 2.5018 | 2.5018 | 2.5018 | 2.5018 | 2.5018 | 2.5018 | 2.5018 | 2.5018 | 2.5018 | 2.5018 | 2.5018 | 2.5018 | 2.5018 | 2.5018 | 2.5018 | 2.5018 | 2.5018 | 2.5018 | 2.5018 | 2.5018 | 2.5018 | 2.5018
F2_Industrial_Wood and Lumber Products_New_Process_Natural Gas_Gas Boiler - Burner Control Optimization_A_Technical Potential | F2 | Industrial | Wood and Lumber Products | New | Process | Natural Gas | Gas Boiler - Burner Control Optimization | A | Original Unit Summer Peak Savings (kW) | Technical Potential | 0 | 0 | 0 | 0 | 0 | 0 | 0 | 0 | 0 | 0 | 0 | 0 | 0 | 0 | 0 | 0 | 0 | 0 | 0 | 0 | 0 | 0 | 0 | 0 | 0 | 0 | 0 | 0 | 0 | 0 | 0
F3_Industrial_Wood and Lumber Products_New_Process_Natural Gas_Gas Boiler - Burner Control Optimization_A_Technical Potential | F3 | Industrial | Wood and Lumber Products | New | Process | Natural Gas | Gas Boiler - Burner Control Optimization | A | Original Unit Winter Peak Savings (kW) | Technical Potential | 0 | 0 | 0 | 0 | 0 | 0 | 0 | 0 | 0 | 0 | 0 | 0 | 0 | 0 | 0 | 0 | 0 | 0 | 0 | 0 | 0 | 0 | 0 | 0 | 0 | 0 | 0 | 0 | 0 | 0 | 0
F4_Industrial_Wood and Lumber Products_New_Process_Natural Gas_Gas Boiler - Burner Control Optimization_A_Technical Potential | F4 | Industrial | Wood and Lumber Products | New | Process | Natural Gas | Gas Boiler - Burner Control Optimization | A | Standalone Impact on Baseline Energy (%) | Technical Potential | 0% | 0% | 0% | 0% | 0% | 0.001331% | 0.003215% | 0.006964% | 0.01346% | 0.02343% | 0.03713% | 0.05421% | 0.07358% | 0.09368% | 0.1129% | 0.1295% | 0.1427% | 0.1519% | 0.1573% | 0.1593% | 0.1587% | 0.1561% | 0.1524% | 0.1476% | 0.0014245 | 0.001371 | 0.0013215 | 0.0012756 | 0 | 0 | 0
F5_Industrial_Wood and Lumber Products_New_Process_Natural Gas_Gas Boiler - Burner Control Optimization_A_Technical Potential | F5 | Industrial | Wood and Lumber Products | New | Process | Natural Gas | Gas Boiler - Burner Control Optimization | A | Standalone Impact on Baseline Summer Peak (%) | Technical Potential | 0% | 0% | 0% | 0% | 0% | 0% | 0% | 0% | 0% | 0% | 0% | 0% | 0% | 0% | 0% | 0% | 0% | 0% | 0% | 0% | 0% | 0% | 0% | 0% | 0 | 0 | 0 | 0 | 0 | 0 | 0
F6_Industrial_Wood and Lumber Products_New_Process_Natural Gas_Gas Boiler - Burner Control Optimization_A_Technical Potential | F6 | Industrial | Wood and Lumber Products | New | Process | Natural Gas | Gas Boiler - Burner Control Optimization | A | Standalone Impact on Baseline Winter Peak (%) | Technical Potential | 0% | 0% | 0% | 0% | 0% | 0% | 0% | 0% | 0% | 0% | 0% | 0% | 0% | 0% | 0% | 0% | 0% | 0% | 0% | 0% | 0% | 0% | 0% | 0% | 0 | 0 | 0 | 0 | 0 | 0 | 0
F7_Industrial_Wood and Lumber Products_New_Process_Natural Gas_Gas Boiler - Burner Control Optimization_A_Technical Potential | F7 | Industrial | Wood and Lumber Products | New | Process | Natural Gas | Gas Boiler - Burner Control Optimization | A | Incremental Energy Savings (MWh or mTherms) | Technical Potential | 0 | 0 | 0 | 0 | 0 | 0.00078834 | 0.0014681 | 0.0033938 | 0.0067352 | 0.011716 | 0.018138 | 0.025266 | 0.032015 | 0.037206 | 0.03989 | 0.039746 | 0.036957 | 0.03223 | 0.026457 | 0.020509 | 0.015068 | 0.010517 | 0.0069919 | 0.0044374 | 0.003127 | 0.0033938 | 0.0067352 | 0.011716 | 0.018138 | 0.025266 | 0.032015
F8_Industrial_Wood and Lumber Products_New_Process_Natural Gas_Gas Boiler - Burner Control Optimization_A_Technical Potential | F8 | Industrial | Wood and Lumber Products | New | Process | Natural Gas | Gas Boiler - Burner Control Optimization | A | Incremental Summer Peak Savings (MW) | Technical Potential | 0 | 0 | 0 | 0 | 0 | 0 | 0 | 0 | 0 | 0 | 0 | 0 | 0 | 0 | 0 | 0 | 0 | 0 | 0 | 0 | 0 | 0 | 0 | 0 | 0 | 0 | 0 | 0 | 0 | 0 | 0
F9_Industrial_Wood and Lumber Products_New_Process_Natural Gas_Gas Boiler - Burner Control Optimization_A_Technical Potential | F9 | Industrial | Wood and Lumber Products | New | Process | Natural Gas | Gas Boiler - Burner Control Optimization | A | Incremental Winter Peak Savings (MW) | Technical Potential | 0 | 0 | 0 | 0 | 0 | 0 | 0 | 0 | 0 | 0 | 0 | 0 | 0 | 0 | 0 | 0 | 0 | 0 | 0 | 0 | 0 | 0 | 0 | 0 | 0 | 0 | 0 | 0 | 0 | 0 | 0
F10_Industrial_Wood and Lumber Products_New_Process_Natural Gas_Gas Boiler - Burner Control Optimization_A_Technical Potential | F10 | Industrial | Wood and Lumber Products | New | Process | Natural Gas | Gas Boiler - Burner Control Optimization | A | Cumulative Energy Savings (MWh or mTherms) | Technical Potential | 0 | 0 | 0 | 0 | 0 | 0.00078834 | 0.0022565 | 0.0056503 | 0.012385 | 0.024101 | 0.04224 | 0.067506 | 0.099521 | 0.13673 | 0.17662 | 0.21636 | 0.25332 | 0.28555 | 0.31201 | 0.33252 | 0.34758 | 0.3581 | 0.36509 | 0.36874 | 0.3704 | 0.3704 | 0.3704 | 0.3704 | 0.3704 | 0.3704 | 0.3704
F11_Industrial_Wood and Lumber Products_New_Process_Natural Gas_Gas Boiler - Burner Control Optimization_A_Technical Potential | F11 | Industrial | Wood and Lumber Products | New | Process | Natural Gas | Gas Boiler - Burner Control Optimization | A | Cumulative Summer Peak Savings (MW) | Technical Potential | 0 | 0 | 0 | 0 | 0 | 0 | 0 | 0 | 0 | 0 | 0 | 0 | 0 | 0 | 0 | 0 | 0 | 0 | 0 | 0 | 0 | 0 | 0 | 0 | 0 | 0 | 0 | 0 | 0 | 0 | 0
F12_Industrial_Wood and Lumber Products_New_Process_Natural Gas_Gas Boiler - Burner Control Optimization_A_Technical Potential | F12 | Industrial | Wood and Lumber Products | New | Process | Natural Gas | Gas Boiler - Burner Control Optimization | A | Cumulative Winter Peak Savings (MW) | Technical Potential | 0 | 0 | 0 | 0 | 0 | 0 | 0 | 0 | 0 | 0 | 0 | 0 | 0 | 0 | 0 | 0 | 0 | 0 | 0 | 0 | 0 | 0 | 0 | 0 | 0 | 0 | 0 | 0 | 0 | 0 | 0
F13_Industrial_Wood and Lumber Products_New_Process_Natural Gas_Gas Boiler - Burner Control Optimization_A_Technical Potential | F13 | Industrial | Wood and Lumber Products | New | Process | Natural Gas | Gas Boiler - Burner Control Optimization | A | Purchases (Incremental) | Technical Potential | 0 | 0 | 0 | 0 | 0 | 0.31511 | 0.58682 | 1.3565 | 2.6921 | 4.683 | 7.2501 | 10.0993 | 12.797 | 14.8716 | 15.9446 | 15.8869 | 14.7722 | 12.8829 | 10.5753 | 8.1979 | 6.0227 | 4.2038 | 2.7948 | 1.7737 | 1.2499 | 1.3565 | 2.6921 | 4.683 | 7.2501 | 10.0993 | 12.797
F14_Industrial_Wood and Lumber Products_New_Process_Natural Gas_Gas Boiler - Burner Control Optimization_A_Technical Potential | F14 | Industrial | Wood and Lumber Products | New | Process | Natural Gas | Gas Boiler - Burner Control Optimization | A | Purchases (Cumulative) | Technical Potential | 0 | 0 | 0 | 0 | 0 | 0.31511 | 0.90194 | 2.2585 | 4.9506 | 9.6336 | 16.8837 | 26.983 | 39.78 | 54.6517 | 70.5962 | 86.4831 | 101.2553 | 114.1382 | 124.7136 | 132.9114 | 138.9341 | 143.1379 | 145.9327 | 147.3913 | 148.0543 | 148.0543 | 148.0543 | 148.0543 | 148.0543 | 148.0543 | 148.0543
F1_Industrial_Wood and Lumber Products_New_Space Heating_Natural Gas_HVAC - Demand Controlled Ventilation_A_Technical Potential | F1 | Industrial | Wood and Lumber Products | New | Space Heating | Natural Gas | HVAC - Demand Controlled Ventilation | A | Original Unit Energy Savings (kWh or therms) | Technical Potential | 0 | 0 | 0 | 0 | 0 | 0 | 0 | 0 | 0 | 0 | 0 | 0 | 0 | 0 | 0 | 0 | 0 | 0 | 0 | 0 | 0 | 0 | 0 | 0 | 0 | 0 | 0 | 0 | 0 | 0 | 0
F2_Industrial_Wood and Lumber Products_New_Space Heating_Natural Gas_HVAC - Demand Controlled Ventilation_A_Technical Potential | F2 | Industrial | Wood and Lumber Products | New | Space Heating | Natural Gas | HVAC - Demand Controlled Ventilation | A | Original Unit Summer Peak Savings (kW) | Technical Potential | 0 | 0 | 0 | 0 | 0 | 0 | 0 | 0 | 0 | 0 | 0 | 0 | 0 | 0 | 0 | 0 | 0 | 0 | 0 | 0 | 0 | 0 | 0 | 0 | 0 | 0 | 0 | 0 | 0 | 0 | 0
F3_Industrial_Wood and Lumber Products_New_Space Heating_Natural Gas_HVAC - Demand Controlled Ventilation_A_Technical Potential | F3 | Industrial | Wood and Lumber Products | New | Space Heating | Natural Gas | HVAC - Demand Controlled Ventilation | A | Original Unit Winter Peak Savings (kW) | Technical Potential | 0 | 0 | 0 | 0 | 0 | 0 | 0 | 0 | 0 | 0 | 0 | 0 | 0 | 0 | 0 | 0 | 0 | 0 | 0 | 0 | 0 | 0 | 0 | 0 | 0 | 0 | 0 | 0 | 0 | 0 | 0
F4_Industrial_Wood and Lumber Products_New_Space Heating_Natural Gas_HVAC - Demand Controlled Ventilation_A_Technical Potential | F4 | Industrial | Wood and Lumber Products | New | Space Heating | Natural Gas | HVAC - Demand Controlled Ventilation | A | Standalone Impact on Baseline Energy (%) | Technical Potential | 0% | 0% | 0% | 0% | 0% | 0% | 0% | 0% | 0% | 0% | 0% | 0% | 0% | 0% | 0% | 0% | 0% | 0% | 0% | 0% | 0% | 0% | 0% | 0% | 0 | 0 | 0 | 0 | 0 | 0 | 0
F5_Industrial_Wood and Lumber Products_New_Space Heating_Natural Gas_HVAC - Demand Controlled Ventilation_A_Technical Potential | F5 | Industrial | Wood and Lumber Products | New | Space Heating | Natural Gas | HVAC - Demand Controlled Ventilation | A | Standalone Impact on Baseline Summer Peak (%) | Technical Potential | 0% | 0% | 0% | 0% | 0% | 0% | 0% | 0% | 0% | 0% | 0% | 0% | 0% | 0% | 0% | 0% | 0% | 0% | 0% | 0% | 0% | 0% | 0% | 0% | 0 | 0 | 0 | 0 | 0 | 0 | 0
F6_Industrial_Wood and Lumber Products_New_Space Heating_Natural Gas_HVAC - Demand Controlled Ventilation_A_Technical Potential | F6 | Industrial | Wood and Lumber Products | New | Space Heating | Natural Gas | HVAC - Demand Controlled Ventilation | A | Standalone Impact on Baseline Winter Peak (%) | Technical Potential | 0% | 0% | 0% | 0% | 0% | 0% | 0% | 0% | 0% | 0% | 0% | 0% | 0% | 0% | 0% | 0% | 0% | 0% | 0% | 0% | 0% | 0% | 0% | 0% | 0 | 0 | 0 | 0 | 0 | 0 | 0
F7_Industrial_Wood and Lumber Products_New_Space Heating_Natural Gas_HVAC - Demand Controlled Ventilation_A_Technical Potential | F7 | Industrial | Wood and Lumber Products | New | Space Heating | Natural Gas | HVAC - Demand Controlled Ventilation | A | Incremental Energy Savings (MWh or mTherms) | Technical Potential | 0 | 0 | 0 | 0 | 0 | 0 | 0 | 0 | 0 | 0 | 0 | 0 | 0 | 0 | 0 | 0 | 0 | 0 | 0 | 0 | 0 | 0 | 0 | 0 | 0 | 0 | 0 | 0 | 0 | 0 | 0
F8_Industrial_Wood and Lumber Products_New_Space Heating_Natural Gas_HVAC - Demand Controlled Ventilation_A_Technical Potential | F8 | Industrial | Wood and Lumber Products | New | Space Heating | Natural Gas | HVAC - Demand Controlled Ventilation | A | Incremental Summer Peak Savings (MW) | Technical Potential | 0 | 0 | 0 | 0 | 0 | 0 | 0 | 0 | 0 | 0 | 0 | 0 | 0 | 0 | 0 | 0 | 0 | 0 | 0 | 0 | 0 | 0 | 0 | 0 | 0 | 0 | 0 | 0 | 0 | 0 | 0
F9_Industrial_Wood and Lumber Products_New_Space Heating_Natural Gas_HVAC - Demand Controlled Ventilation_A_Technical Potential | F9 | Industrial | Wood and Lumber Products | New | Space Heating | Natural Gas | HVAC - Demand Controlled Ventilation | A | Incremental Winter Peak Savings (MW) | Technical Potential | 0 | 0 | 0 | 0 | 0 | 0 | 0 | 0 | 0 | 0 | 0 | 0 | 0 | 0 | 0 | 0 | 0 | 0 | 0 | 0 | 0 | 0 | 0 | 0 | 0 | 0 | 0 | 0 | 0 | 0 | 0
F10_Industrial_Wood and Lumber Products_New_Space Heating_Natural Gas_HVAC - Demand Controlled Ventilation_A_Technical Potential | F10 | Industrial | Wood and Lumber Products | New | Space Heating | Natural Gas | HVAC - Demand Controlled Ventilation | A | Cumulative Energy Savings (MWh or mTherms) | Technical Potential | 0 | 0 | 0 | 0 | 0 | 0 | 0 | 0 | 0 | 0 | 0 | 0 | 0 | 0 | 0 | 0 | 0 | 0 | 0 | 0 | 0 | 0 | 0 | 0 | 0 | 0 | 0 | 0 | 0 | 0 | 0
F11_Industrial_Wood and Lumber Products_New_Space Heating_Natural Gas_HVAC - Demand Controlled Ventilation_A_Technical Potential | F11 | Industrial | Wood and Lumber Products | New | Space Heating | Natural Gas | HVAC - Demand Controlled Ventilation | A | Cumulative Summer Peak Savings (MW) | Technical Potential | 0 | 0 | 0 | 0 | 0 | 0 | 0 | 0 | 0 | 0 | 0 | 0 | 0 | 0 | 0 | 0 | 0 | 0 | 0 | 0 | 0 | 0 | 0 | 0 | 0 | 0 | 0 | 0 | 0 | 0 | 0
F12_Industrial_Wood and Lumber Products_New_Space Heating_Natural Gas_HVAC - Demand Controlled Ventilation_A_Technical Potential | F12 | Industrial | Wood and Lumber Products | New | Space Heating | Natural Gas | HVAC - Demand Controlled Ventilation | A | Cumulative Winter Peak Savings (MW) | Technical Potential | 0 | 0 | 0 | 0 | 0 | 0 | 0 | 0 | 0 | 0 | 0 | 0 | 0 | 0 | 0 | 0 | 0 | 0 | 0 | 0 | 0 | 0 | 0 | 0 | 0 | 0 | 0 | 0 | 0 | 0 | 0
F13_Industrial_Wood and Lumber Products_New_Space Heating_Natural Gas_HVAC - Demand Controlled Ventilation_A_Technical Potential | F13 | Industrial | Wood and Lumber Products | New | Space Heating | Natural Gas | HVAC - Demand Controlled Ventilation | A | Purchases (Incremental) | Technical Potential | 0 | 0 | 0 | 0 | 0 | 0 | 0 | 0 | 0 | 0 | 0 | 0 | 0 | 0 | 0 | 0 | 0 | 0 | 0 | 0 | 0 | 0 | 0 | 0 | 0 | 0 | 0 | 0 | 0 | 0 | 0
F14_Industrial_Wood and Lumber Products_New_Space Heating_Natural Gas_HVAC - Demand Controlled Ventilation_A_Technical Potential | F14 | Industrial | Wood and Lumber Products | New | Space Heating | Natural Gas | HVAC - Demand Controlled Ventilation | A | Purchases (Cumulative) | Technical Potential | 0 | 0 | 0 | 0 | 0 | 0 | 0 | 0 | 0 | 0 | 0 | 0 | 0 | 0 | 0 | 0 | 0 | 0 | 0 | 0 | 0 | 0 | 0 | 0 | 0 | 0 | 0 | 0 | 0 | 0 | 0
F1_Industrial_Wood and Lumber Products_New_Space Heating_Natural Gas_Gas Boiler - Stack Economizer_A_Technical Potential | F1 | Industrial | Wood and Lumber Products | New | Space Heating | Natural Gas | Gas Boiler - Stack Economizer | A | Original Unit Energy Savings (kWh or therms) | Technical Potential | 0 | 0 | 0 | 0 | 0 | 0 | 0 | 0 | 0 | 0 | 0 | 0 | 0 | 0 | 0 | 0 | 0 | 0 | 0 | 0 | 0 | 0 | 0 | 0 | 0 | 0 | 0 | 0 | 0 | 0 | 0
F2_Industrial_Wood and Lumber Products_New_Space Heating_Natural Gas_Gas Boiler - Stack Economizer_A_Technical Potential | F2 | Industrial | Wood and Lumber Products | New | Space Heating | Natural Gas | Gas Boiler - Stack Economizer | A | Original Unit Summer Peak Savings (kW) | Technical Potential | 0 | 0 | 0 | 0 | 0 | 0 | 0 | 0 | 0 | 0 | 0 | 0 | 0 | 0 | 0 | 0 | 0 | 0 | 0 | 0 | 0 | 0 | 0 | 0 | 0 | 0 | 0 | 0 | 0 | 0 | 0
F3_Industrial_Wood and Lumber Products_New_Space Heating_Natural Gas_Gas Boiler - Stack Economizer_A_Technical Potential | F3 | Industrial | Wood and Lumber Products | New | Space Heating | Natural Gas | Gas Boiler - Stack Economizer | A | Original Unit Winter Peak Savings (kW) | Technical Potential | 0 | 0 | 0 | 0 | 0 | 0 | 0 | 0 | 0 | 0 | 0 | 0 | 0 | 0 | 0 | 0 | 0 | 0 | 0 | 0 | 0 | 0 | 0 | 0 | 0 | 0 | 0 | 0 | 0 | 0 | 0
F4_Industrial_Wood and Lumber Products_New_Space Heating_Natural Gas_Gas Boiler - Stack Economizer_A_Technical Potential | F4 | Industrial | Wood and Lumber Products | New | Space Heating | Natural Gas | Gas Boiler - Stack Economizer | A | Standalone Impact on Baseline Energy (%) | Technical Potential | 0% | 0% | 0% | 0% | 0% | 0% | 0% | 0% | 0% | 0% | 0% | 0% | 0% | 0% | 0% | 0% | 0% | 0% | 0% | 0% | 0% | 0% | 0% | 0% | 0 | 0 | 0 | 0 | 0 | 0 | 0
F5_Industrial_Wood and Lumber Products_New_Space Heating_Natural Gas_Gas Boiler - Stack Economizer_A_Technical Potential | F5 | Industrial | Wood and Lumber Products | New | Space Heating | Natural Gas | Gas Boiler - Stack Economizer | A | Standalone Impact on Baseline Summer Peak (%) | Technical Potential | 0% | 0% | 0% | 0% | 0% | 0% | 0% | 0% | 0% | 0% | 0% | 0% | 0% | 0% | 0% | 0% | 0% | 0% | 0% | 0% | 0% | 0% | 0% | 0% | 0 | 0 | 0 | 0 | 0 | 0 | 0
F6_Industrial_Wood and Lumber Products_New_Space Heating_Natural Gas_Gas Boiler - Stack Economizer_A_Technical Potential | F6 | Industrial | Wood and Lumber Products | New | Space Heating | Natural Gas | Gas Boiler - Stack Economizer | A | Standalone Impact on Baseline Winter Peak (%) | Technical Potential | 0% | 0% | 0% | 0% | 0% | 0% | 0% | 0% | 0% | 0% | 0% | 0% | 0% | 0% | 0% | 0% | 0% | 0% | 0% | 0% | 0% | 0% | 0% | 0% | 0 | 0 | 0 | 0 | 0 | 0 | 0
F7_Industrial_Wood and Lumber Products_New_Space Heating_Natural Gas_Gas Boiler - Stack Economizer_A_Technical Potential | F7 | Industrial | Wood and Lumber Products | New | Space Heating | Natural Gas | Gas Boiler - Stack Economizer | A | Incremental Energy Savings (MWh or mTherms) | Technical Potential | 0 | 0 | 0 | 0 | 0 | 0 | 0 | 0 | 0 | 0 | 0 | 0 | 0 | 0 | 0 | 0 | 0 | 0 | 0 | 0 | 0 | 0 | 0 | 0 | 0 | 0 | 0 | 0 | 0 | 0 | 0
F8_Industrial_Wood and Lumber Products_New_Space Heating_Natural Gas_Gas Boiler - Stack Economizer_A_Technical Potential | F8 | Industrial | Wood and Lumber Products | New | Space Heating | Natural Gas | Gas Boiler - Stack Economizer | A | Incremental Summer Peak Savings (MW) | Technical Potential | 0 | 0 | 0 | 0 | 0 | 0 | 0 | 0 | 0 | 0 | 0 | 0 | 0 | 0 | 0 | 0 | 0 | 0 | 0 | 0 | 0 | 0 | 0 | 0 | 0 | 0 | 0 | 0 | 0 | 0 | 0
F9_Industrial_Wood and Lumber Products_New_Space Heating_Natural Gas_Gas Boiler - Stack Economizer_A_Technical Potential | F9 | Industrial | Wood and Lumber Products | New | Space Heating | Natural Gas | Gas Boiler - Stack Economizer | A | Incremental Winter Peak Savings (MW) | Technical Potential | 0 | 0 | 0 | 0 | 0 | 0 | 0 | 0 | 0 | 0 | 0 | 0 | 0 | 0 | 0 | 0 | 0 | 0 | 0 | 0 | 0 | 0 | 0 | 0 | 0 | 0 | 0 | 0 | 0 | 0 | 0
F10_Industrial_Wood and Lumber Products_New_Space Heating_Natural Gas_Gas Boiler - Stack Economizer_A_Technical Potential | F10 | Industrial | Wood and Lumber Products | New | Space Heating | Natural Gas | Gas Boiler - Stack Economizer | A | Cumulative Energy Savings (MWh or mTherms) | Technical Potential | 0 | 0 | 0 | 0 | 0 | 0 | 0 | 0 | 0 | 0 | 0 | 0 | 0 | 0 | 0 | 0 | 0 | 0 | 0 | 0 | 0 | 0 | 0 | 0 | 0 | 0 | 0 | 0 | 0 | 0 | 0
F11_Industrial_Wood and Lumber Products_New_Space Heating_Natural Gas_Gas Boiler - Stack Economizer_A_Technical Potential | F11 | Industrial | Wood and Lumber Products | New | Space Heating | Natural Gas | Gas Boiler - Stack Economizer | A | Cumulative Summer Peak Savings (MW) | Technical Potential | 0 | 0 | 0 | 0 | 0 | 0 | 0 | 0 | 0 | 0 | 0 | 0 | 0 | 0 | 0 | 0 | 0 | 0 | 0 | 0 | 0 | 0 | 0 | 0 | 0 | 0 | 0 | 0 | 0 | 0 | 0
F12_Industrial_Wood and Lumber Products_New_Space Heating_Natural Gas_Gas Boiler - Stack Economizer_A_Technical Potential | F12 | Industrial | Wood and Lumber Products | New | Space Heating | Natural Gas | Gas Boiler - Stack Economizer | A | Cumulative Winter Peak Savings (MW) | Technical Potential | 0 | 0 | 0 | 0 | 0 | 0 | 0 | 0 | 0 | 0 | 0 | 0 | 0 | 0 | 0 | 0 | 0 | 0 | 0 | 0 | 0 | 0 | 0 | 0 | 0 | 0 | 0 | 0 | 0 | 0 | 0
F13_Industrial_Wood and Lumber Products_New_Space Heating_Natural Gas_Gas Boiler - Stack Economizer_A_Technical Potential | F13 | Industrial | Wood and Lumber Products | New | Space Heating | Natural Gas | Gas Boiler - Stack Economizer | A | Purchases (Incremental) | Technical Potential | 0 | 0 | 0 | 0 | 0 | 0 | 0 | 0 | 0 | 0 | 0 | 0 | 0 | 0 | 0 | 0 | 0 | 0 | 0 | 0 | 0 | 0 | 0 | 0 | 0 | 0 | 0 | 0 | 0 | 0 | 0
F14_Industrial_Wood and Lumber Products_New_Space Heating_Natural Gas_Gas Boiler - Stack Economizer_A_Technical Potential | F14 | Industrial | Wood and Lumber Products | New | Space Heating | Natural Gas | Gas Boiler - Stack Economizer | A | Purchases (Cumulative) | Technical Potential | 0 | 0 | 0 | 0 | 0 | 0 | 0 | 0 | 0 | 0 | 0 | 0 | 0 | 0 | 0 | 0 | 0 | 0 | 0 | 0 | 0 | 0 | 0 | 0 | 0 | 0 | 0 | 0 | 0 | 0 | 0
F1_Industrial_Wood and Lumber Products_New_Process_Natural Gas_Gas Boiler - Stack Economizer_A_Technical Potential | F1 | Industrial | Wood and Lumber Products | New | Process | Natural Gas | Gas Boiler - Stack Economizer | A | Original Unit Energy Savings (kWh or therms) | Technical Potential | 0 | 0 | 0 | 0 | 0 | 8.2818 | 8.2818 | 8.2818 | 8.2818 | 8.2818 | 8.2818 | 8.2818 | 8.2818 | 8.2818 | 8.2818 | 8.2818 | 8.2818 | 8.2818 | 8.2818 | 8.2818 | 8.2818 | 8.2818 | 8.2818 | 8.2818 | 8.2818 | 8.2818 | 8.2818 | 8.2818 | 8.2818 | 8.2818 | 8.2818
F2_Industrial_Wood and Lumber Products_New_Process_Natural Gas_Gas Boiler - Stack Economizer_A_Technical Potential | F2 | Industrial | Wood and Lumber Products | New | Process | Natural Gas | Gas Boiler - Stack Economizer | A | Original Unit Summer Peak Savings (kW) | Technical Potential | 0 | 0 | 0 | 0 | 0 | 0 | 0 | 0 | 0 | 0 | 0 | 0 | 0 | 0 | 0 | 0 | 0 | 0 | 0 | 0 | 0 | 0 | 0 | 0 | 0 | 0 | 0 | 0 | 0 | 0 | 0
F3_Industrial_Wood and Lumber Products_New_Process_Natural Gas_Gas Boiler - Stack Economizer_A_Technical Potential | F3 | Industrial | Wood and Lumber Products | New | Process | Natural Gas | Gas Boiler - Stack Economizer | A | Original Unit Winter Peak Savings (kW) | Technical Potential | 0 | 0 | 0 | 0 | 0 | 0 | 0 | 0 | 0 | 0 | 0 | 0 | 0 | 0 | 0 | 0 | 0 | 0 | 0 | 0 | 0 | 0 | 0 | 0 | 0 | 0 | 0 | 0 | 0 | 0 | 0
F4_Industrial_Wood and Lumber Products_New_Process_Natural Gas_Gas Boiler - Stack Economizer_A_Technical Potential | F4 | Industrial | Wood and Lumber Products | New | Process | Natural Gas | Gas Boiler - Stack Economizer | A | Standalone Impact on Baseline Energy (%) | Technical Potential | 0% | 0% | 0% | 0% | 0% | 0.04354% | 0.08029% | 0.113% | 0.1432% | 0.1716% | 0.1944% | 0.2089% | 0.2174% | 0.2216% | 0.2227% | 0.2215% | 0.2187% | 0.2147% | 0.21% | 0.2049% | 0.1952% | 0.1865% | 0.1785% | 0.1712% | 0.0016447 | 0.0015829 | 0.0015258 | 0.0014727 | 0 | 0 | 0
F5_Industrial_Wood and Lumber Products_New_Process_Natural Gas_Gas Boiler - Stack Economizer_A_Technical Potential | F5 | Industrial | Wood and Lumber Products | New | Process | Natural Gas | Gas Boiler - Stack Economizer | A | Standalone Impact on Baseline Summer Peak (%) | Technical Potential | 0% | 0% | 0% | 0% | 0% | 0% | 0% | 0% | 0% | 0% | 0% | 0% | 0% | 0% | 0% | 0% | 0% | 0% | 0% | 0% | 0% | 0% | 0% | 0% | 0 | 0 | 0 | 0 | 0 | 0 | 0
F6_Industrial_Wood and Lumber Products_New_Process_Natural Gas_Gas Boiler - Stack Economizer_A_Technical Potential | F6 | Industrial | Wood and Lumber Products | New | Process | Natural Gas | Gas Boiler - Stack Economizer | A | Standalone Impact on Baseline Winter Peak (%) | Technical Potential | 0% | 0% | 0% | 0% | 0% | 0% | 0% | 0% | 0% | 0% | 0% | 0% | 0% | 0% | 0% | 0% | 0% | 0% | 0% | 0% | 0% | 0% | 0% | 0% | 0 | 0 | 0 | 0 | 0 | 0 | 0
F7_Industrial_Wood and Lumber Products_New_Process_Natural Gas_Gas Boiler - Stack Economizer_A_Technical Potential | F7 | Industrial | Wood and Lumber Products | New | Process | Natural Gas | Gas Boiler - Stack Economizer | A | Incremental Energy Savings (MWh or mTherms) | Technical Potential | 0 | 0 | 0 | 0 | 0 | 0.025798 | 0.030564 | 0.035327 | 0.040062 | 0.044799 | 0.044586 | 0.03904 | 0.033921 | 0.029283 | 0.025117 | 0.021451 | 0.018236 | 0.015449 | 0.013044 | 0.010979 | 0.025798 | 0.030564 | 0.035327 | 0.040062 | 0.044799 | 0.044586 | 0.03904 | 0.033921 | 0.029283 | 0.025117 | 0.021451
F8_Industrial_Wood and Lumber Products_New_Process_Natural Gas_Gas Boiler - Stack Economizer_A_Technical Potential | F8 | Industrial | Wood and Lumber Products | New | Process | Natural Gas | Gas Boiler - Stack Economizer | A | Incremental Summer Peak Savings (MW) | Technical Potential | 0 | 0 | 0 | 0 | 0 | 0 | 0 | 0 | 0 | 0 | 0 | 0 | 0 | 0 | 0 | 0 | 0 | 0 | 0 | 0 | 0 | 0 | 0 | 0 | 0 | 0 | 0 | 0 | 0 | 0 | 0
F9_Industrial_Wood and Lumber Products_New_Process_Natural Gas_Gas Boiler - Stack Economizer_A_Technical Potential | F9 | Industrial | Wood and Lumber Products | New | Process | Natural Gas | Gas Boiler - Stack Economizer | A | Incremental Winter Peak Savings (MW) | Technical Potential | 0 | 0 | 0 | 0 | 0 | 0 | 0 | 0 | 0 | 0 | 0 | 0 | 0 | 0 | 0 | 0 | 0 | 0 | 0 | 0 | 0 | 0 | 0 | 0 | 0 | 0 | 0 | 0 | 0 | 0 | 0
F10_Industrial_Wood and Lumber Products_New_Process_Natural Gas_Gas Boiler - Stack Economizer_A_Technical Potential | F10 | Industrial | Wood and Lumber Products | New | Process | Natural Gas | Gas Boiler - Stack Economizer | A | Cumulative Energy Savings (MWh or mTherms) | Technical Potential | 0 | 0 | 0 | 0 | 0 | 0.025798 | 0.056362 | 0.091689 | 0.13175 | 0.17655 | 0.22114 | 0.26018 | 0.2941 | 0.32338 | 0.3485 | 0.36995 | 0.38818 | 0.40363 | 0.41668 | 0.42766 | 0.42766 | 0.42766 | 0.42766 | 0.42766 | 0.42766 | 0.42766 | 0.42766 | 0.42766 | 0.42766 | 0.42766 | 0.42766
F11_Industrial_Wood and Lumber Products_New_Process_Natural Gas_Gas Boiler - Stack Economizer_A_Technical Potential | F11 | Industrial | Wood and Lumber Products | New | Process | Natural Gas | Gas Boiler - Stack Economizer | A | Cumulative Summer Peak Savings (MW) | Technical Potential | 0 | 0 | 0 | 0 | 0 | 0 | 0 | 0 | 0 | 0 | 0 | 0 | 0 | 0 | 0 | 0 | 0 | 0 | 0 | 0 | 0 | 0 | 0 | 0 | 0 | 0 | 0 | 0 | 0 | 0 | 0
F12_Industrial_Wood and Lumber Products_New_Process_Natural Gas_Gas Boiler - Stack Economizer_A_Technical Potential | F12 | Industrial | Wood and Lumber Products | New | Process | Natural Gas | Gas Boiler - Stack Economizer | A | Cumulative Winter Peak Savings (MW) | Technical Potential | 0 | 0 | 0 | 0 | 0 | 0 | 0 | 0 | 0 | 0 | 0 | 0 | 0 | 0 | 0 | 0 | 0 | 0 | 0 | 0 | 0 | 0 | 0 | 0 | 0 | 0 | 0 | 0 | 0 | 0 | 0
F13_Industrial_Wood and Lumber Products_New_Process_Natural Gas_Gas Boiler - Stack Economizer_A_Technical Potential | F13 | Industrial | Wood and Lumber Products | New | Process | Natural Gas | Gas Boiler - Stack Economizer | A | Purchases (Incremental) | Technical Potential | 0 | 0 | 0 | 0 | 0 | 3.115 | 3.6905 | 4.2656 | 4.8373 | 5.4093 | 5.3837 | 4.7139 | 4.0958 | 3.5359 | 3.0328 | 2.5901 | 2.202 | 1.8655 | 1.5751 | 1.3256 | 3.115 | 3.6905 | 4.2656 | 4.8373 | 5.4093 | 5.3837 | 4.7139 | 4.0958 | 3.5359 | 3.0328 | 2.5901
F14_Industrial_Wood and Lumber Products_New_Process_Natural Gas_Gas Boiler - Stack Economizer_A_Technical Potential | F14 | Industrial | Wood and Lumber Products | New | Process | Natural Gas | Gas Boiler - Stack Economizer | A | Purchases (Cumulative) | Technical Potential | 0 | 0 | 0 | 0 | 0 | 3.115 | 6.8055 | 11.0711 | 15.9084 | 21.3177 | 26.7014 | 31.4153 | 35.5111 | 39.047 | 42.0798 | 44.6699 | 46.8718 | 48.7373 | 50.3124 | 51.638 | 51.638 | 51.638 | 51.638 | 51.638 | 51.638 | 51.638 | 51.638 | 51.638 | 51.638 | 51.638 | 51.638
F1_Industrial_Wood and Lumber Products_New_Space Heating_Natural Gas_Gas Furnace Tube Inserts_A_Technical Potential | F1 | Industrial | Wood and Lumber Products | New | Space Heating | Natural Gas | Gas Furnace Tube Inserts | A | Original Unit Energy Savings (kWh or therms) | Technical Potential | 0 | 0 | 0 | 0 | 0 | 0 | 0 | 0 | 0 | 0 | 0 | 0 | 0 | 0 | 0 | 0 | 0 | 0 | 0 | 0 | 0 | 0 | 0 | 0 | 0 | 0 | 0 | 0 | 0 | 0 | 0
F2_Industrial_Wood and Lumber Products_New_Space Heating_Natural Gas_Gas Furnace Tube Inserts_A_Technical Potential | F2 | Industrial | Wood and Lumber Products | New | Space Heating | Natural Gas | Gas Furnace Tube Inserts | A | Original Unit Summer Peak Savings (kW) | Technical Potential | 0 | 0 | 0 | 0 | 0 | 0 | 0 | 0 | 0 | 0 | 0 | 0 | 0 | 0 | 0 | 0 | 0 | 0 | 0 | 0 | 0 | 0 | 0 | 0 | 0 | 0 | 0 | 0 | 0 | 0 | 0
F3_Industrial_Wood and Lumber Products_New_Space Heating_Natural Gas_Gas Furnace Tube Inserts_A_Technical Potential | F3 | Industrial | Wood and Lumber Products | New | Space Heating | Natural Gas | Gas Furnace Tube Inserts | A | Original Unit Winter Peak Savings (kW) | Technical Potential | 0 | 0 | 0 | 0 | 0 | 0 | 0 | 0 | 0 | 0 | 0 | 0 | 0 | 0 | 0 | 0 | 0 | 0 | 0 | 0 | 0 | 0 | 0 | 0 | 0 | 0 | 0 | 0 | 0 | 0 | 0
F4_Industrial_Wood and Lumber Products_New_Space Heating_Natural Gas_Gas Furnace Tube Inserts_A_Technical Potential | F4 | Industrial | Wood and Lumber Products | New | Space Heating | Natural Gas | Gas Furnace Tube Inserts | A | Standalone Impact on Baseline Energy (%) | Technical Potential | 0% | 0% | 0% | 0% | 0% | 0% | 0% | 0% | 0% | 0% | 0% | 0% | 0% | 0% | 0% | 0% | 0% | 0% | 0% | 0% | 0% | 0% | 0% | 0% | 0 | 0 | 0 | 0 | 0 | 0 | 0
F5_Industrial_Wood and Lumber Products_New_Space Heating_Natural Gas_Gas Furnace Tube Inserts_A_Technical Potential | F5 | Industrial | Wood and Lumber Products | New | Space Heating | Natural Gas | Gas Furnace Tube Inserts | A | Standalone Impact on Baseline Summer Peak (%) | Technical Potential | 0% | 0% | 0% | 0% | 0% | 0% | 0% | 0% | 0% | 0% | 0% | 0% | 0% | 0% | 0% | 0% | 0% | 0% | 0% | 0% | 0% | 0% | 0% | 0% | 0 | 0 | 0 | 0 | 0 | 0 | 0
F6_Industrial_Wood and Lumber Products_New_Space Heating_Natural Gas_Gas Furnace Tube Inserts_A_Technical Potential | F6 | Industrial | Wood and Lumber Products | New | Space Heating | Natural Gas | Gas Furnace Tube Inserts | A | Standalone Impact on Baseline Winter Peak (%) | Technical Potential | 0% | 0% | 0% | 0% | 0% | 0% | 0% | 0% | 0% | 0% | 0% | 0% | 0% | 0% | 0% | 0% | 0% | 0% | 0% | 0% | 0% | 0% | 0% | 0% | 0 | 0 | 0 | 0 | 0 | 0 | 0
F7_Industrial_Wood and Lumber Products_New_Space Heating_Natural Gas_Gas Furnace Tube Inserts_A_Technical Potential | F7 | Industrial | Wood and Lumber Products | New | Space Heating | Natural Gas | Gas Furnace Tube Inserts | A | Incremental Energy Savings (MWh or mTherms) | Technical Potential | 0 | 0 | 0 | 0 | 0 | 0 | 0 | 0 | 0 | 0 | 0 | 0 | 0 | 0 | 0 | 0 | 0 | 0 | 0 | 0 | 0 | 0 | 0 | 0 | 0 | 0 | 0 | 0 | 0 | 0 | 0
F8_Industrial_Wood and Lumber Products_New_Space Heating_Natural Gas_Gas Furnace Tube Inserts_A_Technical Potential | F8 | Industrial | Wood and Lumber Products | New | Space Heating | Natural Gas | Gas Furnace Tube Inserts | A | Incremental Summer Peak Savings (MW) | Technical Potential | 0 | 0 | 0 | 0 | 0 | 0 | 0 | 0 | 0 | 0 | 0 | 0 | 0 | 0 | 0 | 0 | 0 | 0 | 0 | 0 | 0 | 0 | 0 | 0 | 0 | 0 | 0 | 0 | 0 | 0 | 0
F9_Industrial_Wood and Lumber Products_New_Space Heating_Natural Gas_Gas Furnace Tube Inserts_A_Technical Potential | F9 | Industrial | Wood and Lumber Products | New | Space Heating | Natural Gas | Gas Furnace Tube Inserts | A | Incremental Winter Peak Savings (MW) | Technical Potential | 0 | 0 | 0 | 0 | 0 | 0 | 0 | 0 | 0 | 0 | 0 | 0 | 0 | 0 | 0 | 0 | 0 | 0 | 0 | 0 | 0 | 0 | 0 | 0 | 0 | 0 | 0 | 0 | 0 | 0 | 0
F10_Industrial_Wood and Lumber Products_New_Space Heating_Natural Gas_Gas Furnace Tube Inserts_A_Technical Potential | F10 | Industrial | Wood and Lumber Products | New | Space Heating | Natural Gas | Gas Furnace Tube Inserts | A | Cumulative Energy Savings (MWh or mTherms) | Technical Potential | 0 | 0 | 0 | 0 | 0 | 0 | 0 | 0 | 0 | 0 | 0 | 0 | 0 | 0 | 0 | 0 | 0 | 0 | 0 | 0 | 0 | 0 | 0 | 0 | 0 | 0 | 0 | 0 | 0 | 0 | 0
F11_Industrial_Wood and Lumber Products_New_Space Heating_Natural Gas_Gas Furnace Tube Inserts_A_Technical Potential | F11 | Industrial | Wood and Lumber Products | New | Space Heating | Natural Gas | Gas Furnace Tube Inserts | A | Cumulative Summer Peak Savings (MW) | Technical Potential | 0 | 0 | 0 | 0 | 0 | 0 | 0 | 0 | 0 | 0 | 0 | 0 | 0 | 0 | 0 | 0 | 0 | 0 | 0 | 0 | 0 | 0 | 0 | 0 | 0 | 0 | 0 | 0 | 0 | 0 | 0
F12_Industrial_Wood and Lumber Products_New_Space Heating_Natural Gas_Gas Furnace Tube Inserts_A_Technical Potential | F12 | Industrial | Wood and Lumber Products | New | Space Heating | Natural Gas | Gas Furnace Tube Inserts | A | Cumulative Winter Peak Savings (MW) | Technical Potential | 0 | 0 | 0 | 0 | 0 | 0 | 0 | 0 | 0 | 0 | 0 | 0 | 0 | 0 | 0 | 0 | 0 | 0 | 0 | 0 | 0 | 0 | 0 | 0 | 0 | 0 | 0 | 0 | 0 | 0 | 0
F13_Industrial_Wood and Lumber Products_New_Space Heating_Natural Gas_Gas Furnace Tube Inserts_A_Technical Potential | F13 | Industrial | Wood and Lumber Products | New | Space Heating | Natural Gas | Gas Furnace Tube Inserts | A | Purchases (Incremental) | Technical Potential | 0 | 0 | 0 | 0 | 0 | 0 | 0 | 0 | 0 | 0 | 0 | 0 | 0 | 0 | 0 | 0 | 0 | 0 | 0 | 0 | 0 | 0 | 0 | 0 | 0 | 0 | 0 | 0 | 0 | 0 | 0
F14_Industrial_Wood and Lumber Products_New_Space Heating_Natural Gas_Gas Furnace Tube Inserts_A_Technical Potential | F14 | Industrial | Wood and Lumber Products | New | Space Heating | Natural Gas | Gas Furnace Tube Inserts | A | Purchases (Cumulative) | Technical Potential | 0 | 0 | 0 | 0 | 0 | 0 | 0 | 0 | 0 | 0 | 0 | 0 | 0 | 0 | 0 | 0 | 0 | 0 | 0 | 0 | 0 | 0 | 0 | 0 | 0 | 0 | 0 | 0 | 0 | 0 | 0
F1_Industrial_Wood and Lumber Products_New_Space Heating_Natural Gas_Space Heating - Heat Recovery Ventilator_A_Technical Potential | F1 | Industrial | Wood and Lumber Products | New | Space Heating | Natural Gas | Space Heating - Heat Recovery Ventilator | A | Original Unit Energy Savings (kWh or therms) | Technical Potential | 0 | 0 | 0 | 0 | 0 | 0.012468 | 0.012307 | 0.01219 | 0.0121 | 0.01203 | 0.011973 | 0.011906 | 0.011837 | 0.011768 | 0.011701 | 0.011649 | 0.011607 | 0.011574 | 0.011522 | 0.011484 | 0.011457 | 0.011435 | 0.011435 | 0.011435 | 0.011435 | 0.011435 | 0.011435 | 0.011435 | 0 | 0 | 0
F2_Industrial_Wood and Lumber Products_New_Space Heating_Natural Gas_Space Heating - Heat Recovery Ventilator_A_Technical Potential | F2 | Industrial | Wood and Lumber Products | New | Space Heating | Natural Gas | Space Heating - Heat Recovery Ventilator | A | Original Unit Summer Peak Savings (kW) | Technical Potential | 0 | 0 | 0 | 0 | 0 | 0 | 0 | 0 | 0 | 0 | 0 | 0 | 0 | 0 | 0 | 0 | 0 | 0 | 0 | 0 | 0 | 0 | 0 | 0 | 0 | 0 | 0 | 0 | 0 | 0 | 0
F3_Industrial_Wood and Lumber Products_New_Space Heating_Natural Gas_Space Heating - Heat Recovery Ventilator_A_Technical Potential | F3 | Industrial | Wood and Lumber Products | New | Space Heating | Natural Gas | Space Heating - Heat Recovery Ventilator | A | Original Unit Winter Peak Savings (kW) | Technical Potential | 0 | 0 | 0 | 0 | 0 | 0 | 0 | 0 | 0 | 0 | 0 | 0 | 0 | 0 | 0 | 0 | 0 | 0 | 0 | 0 | 0 | 0 | 0 | 0 | 0 | 0 | 0 | 0 | 0 | 0 | 0
F4_Industrial_Wood and Lumber Products_New_Space Heating_Natural Gas_Space Heating - Heat Recovery Ventilator_A_Technical Potential | F4 | Industrial | Wood and Lumber Products | New | Space Heating | Natural Gas | Space Heating - Heat Recovery Ventilator | A | Standalone Impact on Baseline Energy (%) | Technical Potential | 0% | 0% | 0% | 0% | 0% | 0.004999% | 0.009219% | 0.01298% | 0.01644% | 0.0197% | 0.02282% | 0.02585% | 0.0288% | 0.03168% | 0.03455% | 0.03736% | 0.04016% | 0.04292% | 0.04567% | 0.04841% | 0.04977% | 0.05101% | 0.05213% | 0.05316% | 0.00054096 | 0.00052064 | 0.00050184 | 0.0004844 | 0 | 0 | 0
F5_Industrial_Wood and Lumber Products_New_Space Heating_Natural Gas_Space Heating - Heat Recovery Ventilator_A_Technical Potential | F5 | Industrial | Wood and Lumber Products | New | Space Heating | Natural Gas | Space Heating - Heat Recovery Ventilator | A | Standalone Impact on Baseline Summer Peak (%) | Technical Potential | 0% | 0% | 0% | 0% | 0% | 0% | 0% | 0% | 0% | 0% | 0% | 0% | 0% | 0% | 0% | 0% | 0% | 0% | 0% | 0% | 0% | 0% | 0% | 0% | 0 | 0 | 0 | 0 | 0 | 0 | 0
F6_Industrial_Wood and Lumber Products_New_Space Heating_Natural Gas_Space Heating - Heat Recovery Ventilator_A_Technical Potential | F6 | Industrial | Wood and Lumber Products | New | Space Heating | Natural Gas | Space Heating - Heat Recovery Ventilator | A | Standalone Impact on Baseline Winter Peak (%) | Technical Potential | 0% | 0% | 0% | 0% | 0% | 0% | 0% | 0% | 0% | 0% | 0% | 0% | 0% | 0% | 0% | 0% | 0% | 0% | 0% | 0% | 0% | 0% | 0% | 0% | 0 | 0 | 0 | 0 | 0 | 0 | 0
F7_Industrial_Wood and Lumber Products_New_Space Heating_Natural Gas_Space Heating - Heat Recovery Ventilator_A_Technical Potential | F7 | Industrial | Wood and Lumber Products | New | Space Heating | Natural Gas | Space Heating - Heat Recovery Ventilator | A | Incremental Energy Savings (MWh or mTherms) | Technical Potential | 0 | 0 | 0 | 0 | 0 | 4.2022e-05 | 4.9141e-05 | 5.6257e-05 | 6.333e-05 | 7.0408e-05 | 7.7491e-05 | 8.4341e-05 | 9.1065e-05 | 9.7697e-05 | 0.00010415 | 0.00011069 | 0.00011721 | 0.00012377 | 0.00013005 | 0.00013636 | 0.00014277 | 0.0001492 | 0.00015587 | 0.00016251 | 0.00016914 | 7.4009e-05 | 8.1002e-05 | 8.7977e-05 | 0 | 0 | 0
F8_Industrial_Wood and Lumber Products_New_Space Heating_Natural Gas_Space Heating - Heat Recovery Ventilator_A_Technical Potential | F8 | Industrial | Wood and Lumber Products | New | Space Heating | Natural Gas | Space Heating - Heat Recovery Ventilator | A | Incremental Summer Peak Savings (MW) | Technical Potential | 0 | 0 | 0 | 0 | 0 | 0 | 0 | 0 | 0 | 0 | 0 | 0 | 0 | 0 | 0 | 0 | 0 | 0 | 0 | 0 | 0 | 0 | 0 | 0 | 0 | 0 | 0 | 0 | 0 | 0 | 0
F9_Industrial_Wood and Lumber Products_New_Space Heating_Natural Gas_Space Heating - Heat Recovery Ventilator_A_Technical Potential | F9 | Industrial | Wood and Lumber Products | New | Space Heating | Natural Gas | Space Heating - Heat Recovery Ventilator | A | Incremental Winter Peak Savings (MW) | Technical Potential | 0 | 0 | 0 | 0 | 0 | 0 | 0 | 0 | 0 | 0 | 0 | 0 | 0 | 0 | 0 | 0 | 0 | 0 | 0 | 0 | 0 | 0 | 0 | 0 | 0 | 0 | 0 | 0 | 0 | 0 | 0
F10_Industrial_Wood and Lumber Products_New_Space Heating_Natural Gas_Space Heating - Heat Recovery Ventilator_A_Technical Potential | F10 | Industrial | Wood and Lumber Products | New | Space Heating | Natural Gas | Space Heating - Heat Recovery Ventilator | A | Cumulative Energy Savings (MWh or mTherms) | Technical Potential | 0 | 0 | 0 | 0 | 0 | 4.2022e-05 | 9.062e-05 | 0.00014601 | 0.00020827 | 0.00027747 | 0.00035365 | 0.00043602 | 0.00052453 | 0.00061917 | 0.00071981 | 0.00082728 | 0.00094156 | 0.0010627 | 0.0011879 | 0.0013204 | 0.0014213 | 0.0015222 | 0.0016253 | 0.001728 | 0.0018302 | 0.0018302 | 0.0018302 | 0.0018302 | 0 | 0 | 0
F11_Industrial_Wood and Lumber Products_New_Space Heating_Natural Gas_Space Heating - Heat Recovery Ventilator_A_Technical Potential | F11 | Industrial | Wood and Lumber Products | New | Space Heating | Natural Gas | Space Heating - Heat Recovery Ventilator | A | Cumulative Summer Peak Savings (MW) | Technical Potential | 0 | 0 | 0 | 0 | 0 | 0 | 0 | 0 | 0 | 0 | 0 | 0 | 0 | 0 | 0 | 0 | 0 | 0 | 0 | 0 | 0 | 0 | 0 | 0 | 0 | 0 | 0 | 0 | 0 | 0 | 0
F12_Industrial_Wood and Lumber Products_New_Space Heating_Natural Gas_Space Heating - Heat Recovery Ventilator_A_Technical Potential | F12 | Industrial | Wood and Lumber Products | New | Space Heating | Natural Gas | Space Heating - Heat Recovery Ventilator | A | Cumulative Winter Peak Savings (MW) | Technical Potential | 0 | 0 | 0 | 0 | 0 | 0 | 0 | 0 | 0 | 0 | 0 | 0 | 0 | 0 | 0 | 0 | 0 | 0 | 0 | 0 | 0 | 0 | 0 | 0 | 0 | 0 | 0 | 0 | 0 | 0 | 0
F13_Industrial_Wood and Lumber Products_New_Space Heating_Natural Gas_Space Heating - Heat Recovery Ventilator_A_Technical Potential | F13 | Industrial | Wood and Lumber Products | New | Space Heating | Natural Gas | Space Heating - Heat Recovery Ventilator | A | Purchases (Incremental) | Technical Potential | 0 | 0 | 0 | 0 | 0 | 3.3703 | 3.9929 | 4.6152 | 5.2337 | 5.8527 | 6.4721 | 7.0836 | 7.6935 | 8.3022 | 8.9012 | 9.5024 | 10.098 | 10.6936 | 11.2862 | 11.8735 | 12.4616 | 13.0472 | 13.6305 | 14.2117 | 14.7909 | 6.4721 | 7.0836 | 7.6935 | 8.3022 | 8.9012 | 9.5024
F14_Industrial_Wood and Lumber Products_New_Space Heating_Natural Gas_Space Heating - Heat Recovery Ventilator_A_Technical Potential | F14 | Industrial | Wood and Lumber Products | New | Space Heating | Natural Gas | Space Heating - Heat Recovery Ventilator | A | Purchases (Cumulative) | Technical Potential | 0 | 0 | 0 | 0 | 0 | 3.3703 | 7.3632 | 11.9784 | 17.2122 | 23.0648 | 29.5369 | 36.6205 | 44.3141 | 52.6162 | 61.5174 | 71.0198 | 81.1178 | 91.8114 | 103.0976 | 114.9712 | 124.0624 | 133.1166 | 142.132 | 151.1099 | 160.0481 | 160.0481 | 160.0481 | 160.0481 | 160.0481 | 160.0481 | 160.0481
F1_Industrial_Wood and Lumber Products_New_Space Heating_Natural Gas_Thermostat - Programmable_A_Technical Potential | F1 | Industrial | Wood and Lumber Products | New | Space Heating | Natural Gas | Thermostat - Programmable | A | Original Unit Energy Savings (kWh or therms) | Technical Potential | 0 | 0 | 0 | 0 | 0 | 0.006194 | 0.006114 | 0.0060556 | 0.0060113 | 0.0059764 | 0.0059481 | 0.005915 | 0.0058802 | 0.005846 | 0.0058129 | 0.0057868 | 0.0057663 | 0.00575 | 0.0057242 | 0.0057053 | 0.0056915 | 0.0056808 | 0.0056808 | 0.0056808 | 0.0056808 | 0.0056808 | 0.0056808 | 0.0056808 | 0 | 0 | 0
F2_Industrial_Wood and Lumber Products_New_Space Heating_Natural Gas_Thermostat - Programmable_A_Technical Potential | F2 | Industrial | Wood and Lumber Products | New | Space Heating | Natural Gas | Thermostat - Programmable | A | Original Unit Summer Peak Savings (kW) | Technical Potential | 0 | 0 | 0 | 0 | 0 | 0 | 0 | 0 | 0 | 0 | 0 | 0 | 0 | 0 | 0 | 0 | 0 | 0 | 0 | 0 | 0 | 0 | 0 | 0 | 0 | 0 | 0 | 0 | 0 | 0 | 0
F3_Industrial_Wood and Lumber Products_New_Space Heating_Natural Gas_Thermostat - Programmable_A_Technical Potential | F3 | Industrial | Wood and Lumber Products | New | Space Heating | Natural Gas | Thermostat - Programmable | A | Original Unit Winter Peak Savings (kW) | Technical Potential | 0 | 0 | 0 | 0 | 0 | 0 | 0 | 0 | 0 | 0 | 0 | 0 | 0 | 0 | 0 | 0 | 0 | 0 | 0 | 0 | 0 | 0 | 0 | 0 | 0 | 0 | 0 | 0 | 0 | 0 | 0
F4_Industrial_Wood and Lumber Products_New_Space Heating_Natural Gas_Thermostat - Programmable_A_Technical Potential | F4 | Industrial | Wood and Lumber Products | New | Space Heating | Natural Gas | Thermostat - Programmable | A | Standalone Impact on Baseline Energy (%) | Technical Potential | 0% | 0% | 0% | 0% | 0% | 0.007451% | 0.01374% | 0.01934% | 0.0245% | 0.02936% | 0.034% | 0.03852% | 0.04292% | 0.04722% | 0.05149% | 0.05569% | 0.05737% | 0.05884% | 0.06015% | 0.06135% | 0.0624% | 0.06336% | 0.06422% | 0.06501% | 0.00065737 | 0.00063267 | 0.00060982 | 0.00058863 | 0 | 0 | 0
F5_Industrial_Wood and Lumber Products_New_Space Heating_Natural Gas_Thermostat - Programmable_A_Technical Potential | F5 | Industrial | Wood and Lumber Products | New | Space Heating | Natural Gas | Thermostat - Programmable | A | Standalone Impact on Baseline Summer Peak (%) | Technical Potential | 0% | 0% | 0% | 0% | 0% | 0% | 0% | 0% | 0% | 0% | 0% | 0% | 0% | 0% | 0% | 0% | 0% | 0% | 0% | 0% | 0% | 0% | 0% | 0% | 0 | 0 | 0 | 0 | 0 | 0 | 0
F6_Industrial_Wood and Lumber Products_New_Space Heating_Natural Gas_Thermostat - Programmable_A_Technical Potential | F6 | Industrial | Wood and Lumber Products | New | Space Heating | Natural Gas | Thermostat - Programmable | A | Standalone Impact on Baseline Winter Peak (%) | Technical Potential | 0% | 0% | 0% | 0% | 0% | 0% | 0% | 0% | 0% | 0% | 0% | 0% | 0% | 0% | 0% | 0% | 0% | 0% | 0% | 0% | 0% | 0% | 0% | 0% | 0 | 0 | 0 | 0 | 0 | 0 | 0
F7_Industrial_Wood and Lumber Products_New_Space Heating_Natural Gas_Thermostat - Programmable_A_Technical Potential | F7 | Industrial | Wood and Lumber Products | New | Space Heating | Natural Gas | Thermostat - Programmable | A | Incremental Energy Savings (MWh or mTherms) | Technical Potential | 0 | 0 | 0 | 0 | 0 | 6.2628e-05 | 7.3238e-05 | 8.3843e-05 | 9.4385e-05 | 0.00010493 | 0.00011549 | 0.0001257 | 0.00013572 | 0.0001456 | 0.00015522 | 0.00016497 | 0.00017468 | 0.00018447 | 0.00019381 | 0.00020322 | 0.00021278 | 0.00022236 | 0.0002323 | 0.0002422 | 0.00025207 | 0.0001517 | 0.00016194 | 0.00017209 | 0 | 0 | 0
F8_Industrial_Wood and Lumber Products_New_Space Heating_Natural Gas_Thermostat - Programmable_A_Technical Potential | F8 | Industrial | Wood and Lumber Products | New | Space Heating | Natural Gas | Thermostat - Programmable | A | Incremental Summer Peak Savings (MW) | Technical Potential | 0 | 0 | 0 | 0 | 0 | 0 | 0 | 0 | 0 | 0 | 0 | 0 | 0 | 0 | 0 | 0 | 0 | 0 | 0 | 0 | 0 | 0 | 0 | 0 | 0 | 0 | 0 | 0 | 0 | 0 | 0
F9_Industrial_Wood and Lumber Products_New_Space Heating_Natural Gas_Thermostat - Programmable_A_Technical Potential | F9 | Industrial | Wood and Lumber Products | New | Space Heating | Natural Gas | Thermostat - Programmable | A | Incremental Winter Peak Savings (MW) | Technical Potential | 0 | 0 | 0 | 0 | 0 | 0 | 0 | 0 | 0 | 0 | 0 | 0 | 0 | 0 | 0 | 0 | 0 | 0 | 0 | 0 | 0 | 0 | 0 | 0 | 0 | 0 | 0 | 0 | 0 | 0 | 0
F10_Industrial_Wood and Lumber Products_New_Space Heating_Natural Gas_Thermostat - Programmable_A_Technical Potential | F10 | Industrial | Wood and Lumber Products | New | Space Heating | Natural Gas | Thermostat - Programmable | A | Cumulative Energy Savings (MWh or mTherms) | Technical Potential | 0 | 0 | 0 | 0 | 0 | 6.2628e-05 | 0.00013506 | 0.00021761 | 0.0003104 | 0.00041353 | 0.00052706 | 0.00064983 | 0.00078173 | 0.00092278 | 0.0010728 | 0.0012329 | 0.001345 | 0.0014567 | 0.0015648 | 0.0016732 | 0.001782 | 0.0018907 | 0.0020023 | 0.0021134 | 0.002224 | 0.002224 | 0.002224 | 0.002224 | 0 | 0 | 0
F11_Industrial_Wood and Lumber Products_New_Space Heating_Natural Gas_Thermostat - Programmable_A_Technical Potential | F11 | Industrial | Wood and Lumber Products | New | Space Heating | Natural Gas | Thermostat - Programmable | A | Cumulative Summer Peak Savings (MW) | Technical Potential | 0 | 0 | 0 | 0 | 0 | 0 | 0 | 0 | 0 | 0 | 0 | 0 | 0 | 0 | 0 | 0 | 0 | 0 | 0 | 0 | 0 | 0 | 0 | 0 | 0 | 0 | 0 | 0 | 0 | 0 | 0
F12_Industrial_Wood and Lumber Products_New_Space Heating_Natural Gas_Thermostat - Programmable_A_Technical Potential | F12 | Industrial | Wood and Lumber Products | New | Space Heating | Natural Gas | Thermostat - Programmable | A | Cumulative Winter Peak Savings (MW) | Technical Potential | 0 | 0 | 0 | 0 | 0 | 0 | 0 | 0 | 0 | 0 | 0 | 0 | 0 | 0 | 0 | 0 | 0 | 0 | 0 | 0 | 0 | 0 | 0 | 0 | 0 | 0 | 0 | 0 | 0 | 0 | 0
F13_Industrial_Wood and Lumber Products_New_Space Heating_Natural Gas_Thermostat - Programmable_A_Technical Potential | F13 | Industrial | Wood and Lumber Products | New | Space Heating | Natural Gas | Thermostat - Programmable | A | Purchases (Incremental) | Technical Potential | 0 | 0 | 0 | 0 | 0 | 10.111 | 11.9787 | 13.8455 | 15.7012 | 17.558 | 19.4163 | 21.2509 | 23.0806 | 24.9065 | 26.7035 | 28.5073 | 30.2939 | 32.0808 | 33.8586 | 35.6206 | 37.3847 | 39.1415 | 40.8914 | 42.635 | 44.3727 | 26.7035 | 28.5073 | 30.2939 | 32.0808 | 33.8586 | 35.6206
F14_Industrial_Wood and Lumber Products_New_Space Heating_Natural Gas_Thermostat - Programmable_A_Technical Potential | F14 | Industrial | Wood and Lumber Products | New | Space Heating | Natural Gas | Thermostat - Programmable | A | Purchases (Cumulative) | Technical Potential | 0 | 0 | 0 | 0 | 0 | 10.111 | 22.0897 | 35.9352 | 51.6365 | 69.1944 | 88.6107 | 109.8616 | 132.9422 | 157.8487 | 184.5522 | 213.0595 | 233.2425 | 253.3445 | 273.3576 | 293.277 | 313.1038 | 332.829 | 352.4695 | 372.0239 | 391.49 | 391.49 | 391.49 | 391.49 | 391.49 | 391.49 | 391.49
F1_Industrial_Wood and Lumber Products_New_Space Heating_Natural Gas_ENERGY STAR Connected Thermostat_A_Technical Potential | F1 | Industrial | Wood and Lumber Products | New | Space Heating | Natural Gas | ENERGY STAR Connected Thermostat | A | Original Unit Energy Savings (kWh or therms) | Technical Potential | 0 | 0 | 0 | 0 | 0 | 0.014581 | 0.014392 | 0.014255 | 0.014151 | 0.014068 | 0.014002 | 0.013924 | 0.013842 | 0.013762 | 0.013684 | 0.013622 | 0.013574 | 0.013536 | 0.013475 | 0.01343 | 0.013398 | 0.013373 | 0.013373 | 0.013373 | 0.013373 | 0.013373 | 0.013373 | 0.013373 | 0 | 0 | 0
F2_Industrial_Wood and Lumber Products_New_Space Heating_Natural Gas_ENERGY STAR Connected Thermostat_A_Technical Potential | F2 | Industrial | Wood and Lumber Products | New | Space Heating | Natural Gas | ENERGY STAR Connected Thermostat | A | Original Unit Summer Peak Savings (kW) | Technical Potential | 0 | 0 | 0 | 0 | 0 | 0 | 0 | 0 | 0 | 0 | 0 | 0 | 0 | 0 | 0 | 0 | 0 | 0 | 0 | 0 | 0 | 0 | 0 | 0 | 0 | 0 | 0 | 0 | 0 | 0 | 0
F3_Industrial_Wood and Lumber Products_New_Space Heating_Natural Gas_ENERGY STAR Connected Thermostat_A_Technical Potential | F3 | Industrial | Wood and Lumber Products | New | Space Heating | Natural Gas | ENERGY STAR Connected Thermostat | A | Original Unit Winter Peak Savings (kW) | Technical Potential | 0 | 0 | 0 | 0 | 0 | 0 | 0 | 0 | 0 | 0 | 0 | 0 | 0 | 0 | 0 | 0 | 0 | 0 | 0 | 0 | 0 | 0 | 0 | 0 | 0 | 0 | 0 | 0 | 0 | 0 | 0
F4_Industrial_Wood and Lumber Products_New_Space Heating_Natural Gas_ENERGY STAR Connected Thermostat_A_Technical Potential | F4 | Industrial | Wood and Lumber Products | New | Space Heating | Natural Gas | ENERGY STAR Connected Thermostat | A | Standalone Impact on Baseline Energy (%) | Technical Potential | 0% | 0% | 0% | 0% | 0% | 0.01754% | 0.03234% | 0.04552% | 0.05768% | 0.06912% | 0.07091% | 0.07244% | 0.07372% | 0.0748% | 0.07577% | 0.07657% | 0.07729% | 0.0779% | 0.07845% | 0.07896% | 0.0794% | 0.0798% | 0.08016% | 0.0805% | 0.00080804 | 0.00077768 | 0.0007496 | 0.00072354 | 0 | 0 | 0
F5_Industrial_Wood and Lumber Products_New_Space Heating_Natural Gas_ENERGY STAR Connected Thermostat_A_Technical Potential | F5 | Industrial | Wood and Lumber Products | New | Space Heating | Natural Gas | ENERGY STAR Connected Thermostat | A | Standalone Impact on Baseline Summer Peak (%) | Technical Potential | 0% | 0% | 0% | 0% | 0% | 0% | 0% | 0% | 0% | 0% | 0% | 0% | 0% | 0% | 0% | 0% | 0% | 0% | 0% | 0% | 0% | 0% | 0% | 0% | 0 | 0 | 0 | 0 | 0 | 0 | 0
F6_Industrial_Wood and Lumber Products_New_Space Heating_Natural Gas_ENERGY STAR Connected Thermostat_A_Technical Potential | F6 | Industrial | Wood and Lumber Products | New | Space Heating | Natural Gas | ENERGY STAR Connected Thermostat | A | Standalone Impact on Baseline Winter Peak (%) | Technical Potential | 0% | 0% | 0% | 0% | 0% | 0% | 0% | 0% | 0% | 0% | 0% | 0% | 0% | 0% | 0% | 0% | 0% | 0% | 0% | 0% | 0% | 0% | 0% | 0% | 0 | 0 | 0 | 0 | 0 | 0 | 0
F7_Industrial_Wood and Lumber Products_New_Space Heating_Natural Gas_ENERGY STAR Connected Thermostat_A_Technical Potential | F7 | Industrial | Wood and Lumber Products | New | Space Heating | Natural Gas | ENERGY STAR Connected Thermostat | A | Incremental Energy Savings (MWh or mTherms) | Technical Potential | 0 | 0 | 0 | 0 | 0 | 0.00014743 | 0.0001724 | 0.00019737 | 0.00022218 | 0.00024701 | 0.00027186 | 0.0002959 | 0.00031949 | 0.00034275 | 0.0003654 | 0.00038834 | 0.00041121 | 0.00043424 | 0.00045624 | 0.00047839 | 0.00050088 | 0.00052343 | 0.00054683 | 0.00057015 | 0.00059338 | 0.00049994 | 0.00052343 | 0.00054683 | 0 | 0 | 0
F8_Industrial_Wood and Lumber Products_New_Space Heating_Natural Gas_ENERGY STAR Connected Thermostat_A_Technical Potential | F8 | Industrial | Wood and Lumber Products | New | Space Heating | Natural Gas | ENERGY STAR Connected Thermostat | A | Incremental Summer Peak Savings (MW) | Technical Potential | 0 | 0 | 0 | 0 | 0 | 0 | 0 | 0 | 0 | 0 | 0 | 0 | 0 | 0 | 0 | 0 | 0 | 0 | 0 | 0 | 0 | 0 | 0 | 0 | 0 | 0 | 0 | 0 | 0 | 0 | 0
F9_Industrial_Wood and Lumber Products_New_Space Heating_Natural Gas_ENERGY STAR Connected Thermostat_A_Technical Potential | F9 | Industrial | Wood and Lumber Products | New | Space Heating | Natural Gas | ENERGY STAR Connected Thermostat | A | Incremental Winter Peak Savings (MW) | Technical Potential | 0 | 0 | 0 | 0 | 0 | 0 | 0 | 0 | 0 | 0 | 0 | 0 | 0 | 0 | 0 | 0 | 0 | 0 | 0 | 0 | 0 | 0 | 0 | 0 | 0 | 0 | 0 | 0 | 0 | 0 | 0
F10_Industrial_Wood and Lumber Products_New_Space Heating_Natural Gas_ENERGY STAR Connected Thermostat_A_Technical Potential | F10 | Industrial | Wood and Lumber Products | New | Space Heating | Natural Gas | ENERGY STAR Connected Thermostat | A | Cumulative Energy Savings (MWh or mTherms) | Technical Potential | 0 | 0 | 0 | 0 | 0 | 0.00014743 | 0.00031793 | 0.00051226 | 0.00073069 | 0.00097346 | 0.0010991 | 0.0012221 | 0.0013428 | 0.0014616 | 0.0015785 | 0.0016953 | 0.001812 | 0.0019287 | 0.0020407 | 0.0021537 | 0.0022675 | 0.0023815 | 0.0024993 | 0.0026167 | 0.0027337 | 0.0027337 | 0.0027337 | 0.0027337 | 0 | 0 | 0
F11_Industrial_Wood and Lumber Products_New_Space Heating_Natural Gas_ENERGY STAR Connected Thermostat_A_Technical Potential | F11 | Industrial | Wood and Lumber Products | New | Space Heating | Natural Gas | ENERGY STAR Connected Thermostat | A | Cumulative Summer Peak Savings (MW) | Technical Potential | 0 | 0 | 0 | 0 | 0 | 0 | 0 | 0 | 0 | 0 | 0 | 0 | 0 | 0 | 0 | 0 | 0 | 0 | 0 | 0 | 0 | 0 | 0 | 0 | 0 | 0 | 0 | 0 | 0 | 0 | 0
F12_Industrial_Wood and Lumber Products_New_Space Heating_Natural Gas_ENERGY STAR Connected Thermostat_A_Technical Potential | F12 | Industrial | Wood and Lumber Products | New | Space Heating | Natural Gas | ENERGY STAR Connected Thermostat | A | Cumulative Winter Peak Savings (MW) | Technical Potential | 0 | 0 | 0 | 0 | 0 | 0 | 0 | 0 | 0 | 0 | 0 | 0 | 0 | 0 | 0 | 0 | 0 | 0 | 0 | 0 | 0 | 0 | 0 | 0 | 0 | 0 | 0 | 0 | 0 | 0 | 0
F13_Industrial_Wood and Lumber Products_New_Space Heating_Natural Gas_ENERGY STAR Connected Thermostat_A_Technical Potential | F13 | Industrial | Wood and Lumber Products | New | Space Heating | Natural Gas | ENERGY STAR Connected Thermostat | A | Purchases (Incremental) | Technical Potential | 0 | 0 | 0 | 0 | 0 | 10.111 | 11.9787 | 13.8455 | 15.7012 | 17.558 | 19.4163 | 21.2509 | 23.0806 | 24.9065 | 26.7035 | 28.5073 | 30.2939 | 32.0808 | 33.8586 | 35.6206 | 37.3847 | 39.1415 | 40.8914 | 42.635 | 44.3727 | 37.3847 | 39.1415 | 40.8914 | 42.635 | 44.3727 | 37.3847
F14_Industrial_Wood and Lumber Products_New_Space Heating_Natural Gas_ENERGY STAR Connected Thermostat_A_Technical Potential | F14 | Industrial | Wood and Lumber Products | New | Space Heating | Natural Gas | ENERGY STAR Connected Thermostat | A | Purchases (Cumulative) | Technical Potential | 0 | 0 | 0 | 0 | 0 | 10.111 | 22.0897 | 35.9352 | 51.6365 | 69.1944 | 78.4997 | 87.7719 | 97.007 | 106.2123 | 115.3578 | 124.4489 | 133.4919 | 142.492 | 151.4441 | 160.3612 | 169.2386 | 178.0862 | 186.8969 | 195.6732 | 204.4253 | 204.4253 | 204.4253 | 204.4253 | 204.4253 | 204.4253 | 204.4253
F1_Industrial_Wood and Lumber Products_New_Space Heating_Natural Gas_Destratification Fans (HVLS)_A_Technical Potential | F1 | Industrial | Wood and Lumber Products | New | Space Heating | Natural Gas | Destratification Fans (HVLS) | A | Original Unit Energy Savings (kWh or therms) | Technical Potential | 0 | 0 | 0 | 0 | 0 | 0.014581 | 0.014392 | 0.014255 | 0.014151 | 0.014068 | 0.014002 | 0.013924 | 0.013842 | 0.013762 | 0.013684 | 0.013622 | 0.013574 | 0.013536 | 0.013475 | 0.01343 | 0.013398 | 0.013373 | 0.013373 | 0.013373 | 0.013373 | 0.013373 | 0.013373 | 0.013373 | 0 | 0 | 0
F2_Industrial_Wood and Lumber Products_New_Space Heating_Natural Gas_Destratification Fans (HVLS)_A_Technical Potential | F2 | Industrial | Wood and Lumber Products | New | Space Heating | Natural Gas | Destratification Fans (HVLS) | A | Original Unit Summer Peak Savings (kW) | Technical Potential | 0 | 0 | 0 | 0 | 0 | 0 | 0 | 0 | 0 | 0 | 0 | 0 | 0 | 0 | 0 | 0 | 0 | 0 | 0 | 0 | 0 | 0 | 0 | 0 | 0 | 0 | 0 | 0 | 0 | 0 | 0
F3_Industrial_Wood and Lumber Products_New_Space Heating_Natural Gas_Destratification Fans (HVLS)_A_Technical Potential | F3 | Industrial | Wood and Lumber Products | New | Space Heating | Natural Gas | Destratification Fans (HVLS) | A | Original Unit Winter Peak Savings (kW) | Technical Potential | 0 | 0 | 0 | 0 | 0 | 0 | 0 | 0 | 0 | 0 | 0 | 0 | 0 | 0 | 0 | 0 | 0 | 0 | 0 | 0 | 0 | 0 | 0 | 0 | 0 | 0 | 0 | 0 | 0 | 0 | 0
F4_Industrial_Wood and Lumber Products_New_Space Heating_Natural Gas_Destratification Fans (HVLS)_A_Technical Potential | F4 | Industrial | Wood and Lumber Products | New | Space Heating | Natural Gas | Destratification Fans (HVLS) | A | Standalone Impact on Baseline Energy (%) | Technical Potential | 0% | 0% | 0% | 0% | 0% | 0.07016% | 0.1294% | 0.1821% | 0.2307% | 0.2765% | 0.3202% | 0.3627% | 0.4041% | 0.4446% | 0.4849% | 0.4995% | 0.5124% | 0.5238% | 0.5339% | 0.543% | 0.5511% | 0.5585% | 0.5651% | 0.5712% | 0.0057676 | 0.0055509 | 0.0053505 | 0.0051645 | 0 | 0 | 0
F5_Industrial_Wood and Lumber Products_New_Space Heating_Natural Gas_Destratification Fans (HVLS)_A_Technical Potential | F5 | Industrial | Wood and Lumber Products | New | Space Heating | Natural Gas | Destratification Fans (HVLS) | A | Standalone Impact on Baseline Summer Peak (%) | Technical Potential | 0% | 0% | 0% | 0% | 0% | 0% | 0% | 0% | 0% | 0% | 0% | 0% | 0% | 0% | 0% | 0% | 0% | 0% | 0% | 0% | 0% | 0% | 0% | 0% | 0 | 0 | 0 | 0 | 0 | 0 | 0
F6_Industrial_Wood and Lumber Products_New_Space Heating_Natural Gas_Destratification Fans (HVLS)_A_Technical Potential | F6 | Industrial | Wood and Lumber Products | New | Space Heating | Natural Gas | Destratification Fans (HVLS) | A | Standalone Impact on Baseline Winter Peak (%) | Technical Potential | 0% | 0% | 0% | 0% | 0% | 0% | 0% | 0% | 0% | 0% | 0% | 0% | 0% | 0% | 0% | 0% | 0% | 0% | 0% | 0% | 0% | 0% | 0% | 0% | 0 | 0 | 0 | 0 | 0 | 0 | 0
F7_Industrial_Wood and Lumber Products_New_Space Heating_Natural Gas_Destratification Fans (HVLS)_A_Technical Potential | F7 | Industrial | Wood and Lumber Products | New | Space Heating | Natural Gas | Destratification Fans (HVLS) | A | Incremental Energy Savings (MWh or mTherms) | Technical Potential | 0 | 0 | 0 | 0 | 0 | 0.00058971 | 0.00068961 | 0.00078947 | 0.00088873 | 0.00098805 | 0.0010875 | 0.0011836 | 0.0012779 | 0.001371 | 0.0014616 | 0.0015533 | 0.0016448 | 0.0017369 | 0.001825 | 0.0019136 | 0.0020035 | 0.0020937 | 0.0021873 | 0.0022806 | 0.0023735 | 0.0015249 | 0.0016205 | 0.001716 | 0 | 0 | 0
F8_Industrial_Wood and Lumber Products_New_Space Heating_Natural Gas_Destratification Fans (HVLS)_A_Technical Potential | F8 | Industrial | Wood and Lumber Products | New | Space Heating | Natural Gas | Destratification Fans (HVLS) | A | Incremental Summer Peak Savings (MW) | Technical Potential | 0 | 0 | 0 | 0 | 0 | 0 | 0 | 0 | 0 | 0 | 0 | 0 | 0 | 0 | 0 | 0 | 0 | 0 | 0 | 0 | 0 | 0 | 0 | 0 | 0 | 0 | 0 | 0 | 0 | 0 | 0
F9_Industrial_Wood and Lumber Products_New_Space Heating_Natural Gas_Destratification Fans (HVLS)_A_Technical Potential | F9 | Industrial | Wood and Lumber Products | New | Space Heating | Natural Gas | Destratification Fans (HVLS) | A | Incremental Winter Peak Savings (MW) | Technical Potential | 0 | 0 | 0 | 0 | 0 | 0 | 0 | 0 | 0 | 0 | 0 | 0 | 0 | 0 | 0 | 0 | 0 | 0 | 0 | 0 | 0 | 0 | 0 | 0 | 0 | 0 | 0 | 0 | 0 | 0 | 0
F10_Industrial_Wood and Lumber Products_New_Space Heating_Natural Gas_Destratification Fans (HVLS)_A_Technical Potential | F10 | Industrial | Wood and Lumber Products | New | Space Heating | Natural Gas | Destratification Fans (HVLS) | A | Cumulative Energy Savings (MWh or mTherms) | Technical Potential | 0 | 0 | 0 | 0 | 0 | 0.00058971 | 0.0012717 | 0.002049 | 0.0029228 | 0.0038938 | 0.0049629 | 0.0061188 | 0.0073609 | 0.008689 | 0.010101 | 0.011059 | 0.012014 | 0.012967 | 0.013888 | 0.014812 | 0.015739 | 0.016667 | 0.017619 | 0.018568 | 0.019513 | 0.019513 | 0.019513 | 0.019513 | 0 | 0 | 0
F11_Industrial_Wood and Lumber Products_New_Space Heating_Natural Gas_Destratification Fans (HVLS)_A_Technical Potential | F11 | Industrial | Wood and Lumber Products | New | Space Heating | Natural Gas | Destratification Fans (HVLS) | A | Cumulative Summer Peak Savings (MW) | Technical Potential | 0 | 0 | 0 | 0 | 0 | 0 | 0 | 0 | 0 | 0 | 0 | 0 | 0 | 0 | 0 | 0 | 0 | 0 | 0 | 0 | 0 | 0 | 0 | 0 | 0 | 0 | 0 | 0 | 0 | 0 | 0
F12_Industrial_Wood and Lumber Products_New_Space Heating_Natural Gas_Destratification Fans (HVLS)_A_Technical Potential | F12 | Industrial | Wood and Lumber Products | New | Space Heating | Natural Gas | Destratification Fans (HVLS) | A | Cumulative Winter Peak Savings (MW) | Technical Potential | 0 | 0 | 0 | 0 | 0 | 0 | 0 | 0 | 0 | 0 | 0 | 0 | 0 | 0 | 0 | 0 | 0 | 0 | 0 | 0 | 0 | 0 | 0 | 0 | 0 | 0 | 0 | 0 | 0 | 0 | 0
F13_Industrial_Wood and Lumber Products_New_Space Heating_Natural Gas_Destratification Fans (HVLS)_A_Technical Potential | F13 | Industrial | Wood and Lumber Products | New | Space Heating | Natural Gas | Destratification Fans (HVLS) | A | Purchases (Incremental) | Technical Potential | 0 | 0 | 0 | 0 | 0 | 40.4439 | 47.915 | 55.382 | 62.8049 | 70.2319 | 77.665 | 85.0037 | 92.3224 | 99.6262 | 106.814 | 114.0292 | 121.1757 | 128.3231 | 135.4345 | 142.4825 | 149.5388 | 156.5659 | 163.5657 | 170.54 | 177.4907 | 114.0292 | 121.1757 | 128.3231 | 135.4345 | 142.4825 | 149.5388
F14_Industrial_Wood and Lumber Products_New_Space Heating_Natural Gas_Destratification Fans (HVLS)_A_Technical Potential | F14 | Industrial | Wood and Lumber Products | New | Space Heating | Natural Gas | Destratification Fans (HVLS) | A | Purchases (Cumulative) | Technical Potential | 0 | 0 | 0 | 0 | 0 | 40.4439 | 88.3589 | 143.7409 | 206.5458 | 276.7777 | 354.4427 | 439.4464 | 531.7688 | 631.395 | 738.2089 | 811.7943 | 885.055 | 957.9961 | 1030.6257 | 1102.8762 | 1174.75 | 1246.3122 | 1317.5556 | 1388.4695 | 1459.1461 | 1459.1461 | 1459.1461 | 1459.1461 | 1459.1461 | 1459.1461 | 1459.1461
F1_Industrial_Wood and Lumber Products_New_Space Heating_Natural Gas_Gas Boiler - Insulate Steam Lines/Condensate Tank_A_Technical Potential | F1 | Industrial | Wood and Lumber Products | New | Space Heating | Natural Gas | Gas Boiler - Insulate Steam Lines/Condensate Tank | A | Original Unit Energy Savings (kWh or therms) | Technical Potential | 0 | 0 | 0 | 0 | 0 | 0 | 0 | 0 | 0 | 0 | 0 | 0 | 0 | 0 | 0 | 0 | 0 | 0 | 0 | 0 | 0 | 0 | 0 | 0 | 0 | 0 | 0 | 0 | 0 | 0 | 0
F2_Industrial_Wood and Lumber Products_New_Space Heating_Natural Gas_Gas Boiler - Insulate Steam Lines/Condensate Tank_A_Technical Potential | F2 | Industrial | Wood and Lumber Products | New | Space Heating | Natural Gas | Gas Boiler - Insulate Steam Lines/Condensate Tank | A | Original Unit Summer Peak Savings (kW) | Technical Potential | 0 | 0 | 0 | 0 | 0 | 0 | 0 | 0 | 0 | 0 | 0 | 0 | 0 | 0 | 0 | 0 | 0 | 0 | 0 | 0 | 0 | 0 | 0 | 0 | 0 | 0 | 0 | 0 | 0 | 0 | 0
F3_Industrial_Wood and Lumber Products_New_Space Heating_Natural Gas_Gas Boiler - Insulate Steam Lines/Condensate Tank_A_Technical Potential | F3 | Industrial | Wood and Lumber Products | New | Space Heating | Natural Gas | Gas Boiler - Insulate Steam Lines/Condensate Tank | A | Original Unit Winter Peak Savings (kW) | Technical Potential | 0 | 0 | 0 | 0 | 0 | 0 | 0 | 0 | 0 | 0 | 0 | 0 | 0 | 0 | 0 | 0 | 0 | 0 | 0 | 0 | 0 | 0 | 0 | 0 | 0 | 0 | 0 | 0 | 0 | 0 | 0
F4_Industrial_Wood and Lumber Products_New_Space Heating_Natural Gas_Gas Boiler - Insulate Steam Lines/Condensate Tank_A_Technical Potential | F4 | Industrial | Wood and Lumber Products | New | Space Heating | Natural Gas | Gas Boiler - Insulate Steam Lines/Condensate Tank | A | Standalone Impact on Baseline Energy (%) | Technical Potential | 0% | 0% | 0% | 0% | 0% | 0% | 0% | 0% | 0% | 0% | 0% | 0% | 0% | 0% | 0% | 0% | 0% | 0% | 0% | 0% | 0% | 0% | 0% | 0% | 0 | 0 | 0 | 0 | 0 | 0 | 0
F5_Industrial_Wood and Lumber Products_New_Space Heating_Natural Gas_Gas Boiler - Insulate Steam Lines/Condensate Tank_A_Technical Potential | F5 | Industrial | Wood and Lumber Products | New | Space Heating | Natural Gas | Gas Boiler - Insulate Steam Lines/Condensate Tank | A | Standalone Impact on Baseline Summer Peak (%) | Technical Potential | 0% | 0% | 0% | 0% | 0% | 0% | 0% | 0% | 0% | 0% | 0% | 0% | 0% | 0% | 0% | 0% | 0% | 0% | 0% | 0% | 0% | 0% | 0% | 0% | 0 | 0 | 0 | 0 | 0 | 0 | 0
F6_Industrial_Wood and Lumber Products_New_Space Heating_Natural Gas_Gas Boiler - Insulate Steam Lines/Condensate Tank_A_Technical Potential | F6 | Industrial | Wood and Lumber Products | New | Space Heating | Natural Gas | Gas Boiler - Insulate Steam Lines/Condensate Tank | A | Standalone Impact on Baseline Winter Peak (%) | Technical Potential | 0% | 0% | 0% | 0% | 0% | 0% | 0% | 0% | 0% | 0% | 0% | 0% | 0% | 0% | 0% | 0% | 0% | 0% | 0% | 0% | 0% | 0% | 0% | 0% | 0 | 0 | 0 | 0 | 0 | 0 | 0
F7_Industrial_Wood and Lumber Products_New_Space Heating_Natural Gas_Gas Boiler - Insulate Steam Lines/Condensate Tank_A_Technical Potential | F7 | Industrial | Wood and Lumber Products | New | Space Heating | Natural Gas | Gas Boiler - Insulate Steam Lines/Condensate Tank | A | Incremental Energy Savings (MWh or mTherms) | Technical Potential | 0 | 0 | 0 | 0 | 0 | 0 | 0 | 0 | 0 | 0 | 0 | 0 | 0 | 0 | 0 | 0 | 0 | 0 | 0 | 0 | 0 | 0 | 0 | 0 | 0 | 0 | 0 | 0 | 0 | 0 | 0
F8_Industrial_Wood and Lumber Products_New_Space Heating_Natural Gas_Gas Boiler - Insulate Steam Lines/Condensate Tank_A_Technical Potential | F8 | Industrial | Wood and Lumber Products | New | Space Heating | Natural Gas | Gas Boiler - Insulate Steam Lines/Condensate Tank | A | Incremental Summer Peak Savings (MW) | Technical Potential | 0 | 0 | 0 | 0 | 0 | 0 | 0 | 0 | 0 | 0 | 0 | 0 | 0 | 0 | 0 | 0 | 0 | 0 | 0 | 0 | 0 | 0 | 0 | 0 | 0 | 0 | 0 | 0 | 0 | 0 | 0
F9_Industrial_Wood and Lumber Products_New_Space Heating_Natural Gas_Gas Boiler - Insulate Steam Lines/Condensate Tank_A_Technical Potential | F9 | Industrial | Wood and Lumber Products | New | Space Heating | Natural Gas | Gas Boiler - Insulate Steam Lines/Condensate Tank | A | Incremental Winter Peak Savings (MW) | Technical Potential | 0 | 0 | 0 | 0 | 0 | 0 | 0 | 0 | 0 | 0 | 0 | 0 | 0 | 0 | 0 | 0 | 0 | 0 | 0 | 0 | 0 | 0 | 0 | 0 | 0 | 0 | 0 | 0 | 0 | 0 | 0
F10_Industrial_Wood and Lumber Products_New_Space Heating_Natural Gas_Gas Boiler - Insulate Steam Lines/Condensate Tank_A_Technical Potential | F10 | Industrial | Wood and Lumber Products | New | Space Heating | Natural Gas | Gas Boiler - Insulate Steam Lines/Condensate Tank | A | Cumulative Energy Savings (MWh or mTherms) | Technical Potential | 0 | 0 | 0 | 0 | 0 | 0 | 0 | 0 | 0 | 0 | 0 | 0 | 0 | 0 | 0 | 0 | 0 | 0 | 0 | 0 | 0 | 0 | 0 | 0 | 0 | 0 | 0 | 0 | 0 | 0 | 0
F11_Industrial_Wood and Lumber Products_New_Space Heating_Natural Gas_Gas Boiler - Insulate Steam Lines/Condensate Tank_A_Technical Potential | F11 | Industrial | Wood and Lumber Products | New | Space Heating | Natural Gas | Gas Boiler - Insulate Steam Lines/Condensate Tank | A | Cumulative Summer Peak Savings (MW) | Technical Potential | 0 | 0 | 0 | 0 | 0 | 0 | 0 | 0 | 0 | 0 | 0 | 0 | 0 | 0 | 0 | 0 | 0 | 0 | 0 | 0 | 0 | 0 | 0 | 0 | 0 | 0 | 0 | 0 | 0 | 0 | 0
F12_Industrial_Wood and Lumber Products_New_Space Heating_Natural Gas_Gas Boiler - Insulate Steam Lines/Condensate Tank_A_Technical Potential | F12 | Industrial | Wood and Lumber Products | New | Space Heating | Natural Gas | Gas Boiler - Insulate Steam Lines/Condensate Tank | A | Cumulative Winter Peak Savings (MW) | Technical Potential | 0 | 0 | 0 | 0 | 0 | 0 | 0 | 0 | 0 | 0 | 0 | 0 | 0 | 0 | 0 | 0 | 0 | 0 | 0 | 0 | 0 | 0 | 0 | 0 | 0 | 0 | 0 | 0 | 0 | 0 | 0
F13_Industrial_Wood and Lumber Products_New_Space Heating_Natural Gas_Gas Boiler - Insulate Steam Lines/Condensate Tank_A_Technical Potential | F13 | Industrial | Wood and Lumber Products | New | Space Heating | Natural Gas | Gas Boiler - Insulate Steam Lines/Condensate Tank | A | Purchases (Incremental) | Technical Potential | 0 | 0 | 0 | 0 | 0 | 0 | 0 | 0 | 0 | 0 | 0 | 0 | 0 | 0 | 0 | 0 | 0 | 0 | 0 | 0 | 0 | 0 | 0 | 0 | 0 | 0 | 0 | 0 | 0 | 0 | 0
F14_Industrial_Wood and Lumber Products_New_Space Heating_Natural Gas_Gas Boiler - Insulate Steam Lines/Condensate Tank_A_Technical Potential | F14 | Industrial | Wood and Lumber Products | New | Space Heating | Natural Gas | Gas Boiler - Insulate Steam Lines/Condensate Tank | A | Purchases (Cumulative) | Technical Potential | 0 | 0 | 0 | 0 | 0 | 0 | 0 | 0 | 0 | 0 | 0 | 0 | 0 | 0 | 0 | 0 | 0 | 0 | 0 | 0 | 0 | 0 | 0 | 0 | 0 | 0 | 0 | 0 | 0 | 0 | 0
F1_Industrial_Wood and Lumber Products_New_Process_Natural Gas_Gas Boiler - Insulate Steam Lines/Condensate Tank_A_Technical Potential | F1 | Industrial | Wood and Lumber Products | New | Process | Natural Gas | Gas Boiler - Insulate Steam Lines/Condensate Tank | A | Original Unit Energy Savings (kWh or therms) | Technical Potential | 0 | 0 | 0 | 0 | 0 | 68.5138 | 68.5138 | 68.5138 | 68.5138 | 68.5138 | 68.5138 | 68.5138 | 68.5138 | 68.5138 | 68.5138 | 68.5138 | 68.5138 | 68.5138 | 68.5138 | 68.5138 | 68.5138 | 68.5138 | 68.5138 | 68.5138 | 68.5138 | 68.5138 | 68.5138 | 68.5138 | 68.5138 | 68.5138 | 68.5138
F2_Industrial_Wood and Lumber Products_New_Process_Natural Gas_Gas Boiler - Insulate Steam Lines/Condensate Tank_A_Technical Potential | F2 | Industrial | Wood and Lumber Products | New | Process | Natural Gas | Gas Boiler - Insulate Steam Lines/Condensate Tank | A | Original Unit Summer Peak Savings (kW) | Technical Potential | 0 | 0 | 0 | 0 | 0 | 0 | 0 | 0 | 0 | 0 | 0 | 0 | 0 | 0 | 0 | 0 | 0 | 0 | 0 | 0 | 0 | 0 | 0 | 0 | 0 | 0 | 0 | 0 | 0 | 0 | 0
F3_Industrial_Wood and Lumber Products_New_Process_Natural Gas_Gas Boiler - Insulate Steam Lines/Condensate Tank_A_Technical Potential | F3 | Industrial | Wood and Lumber Products | New | Process | Natural Gas | Gas Boiler - Insulate Steam Lines/Condensate Tank | A | Original Unit Winter Peak Savings (kW) | Technical Potential | 0 | 0 | 0 | 0 | 0 | 0 | 0 | 0 | 0 | 0 | 0 | 0 | 0 | 0 | 0 | 0 | 0 | 0 | 0 | 0 | 0 | 0 | 0 | 0 | 0 | 0 | 0 | 0 | 0 | 0 | 0
F4_Industrial_Wood and Lumber Products_New_Process_Natural Gas_Gas Boiler - Insulate Steam Lines/Condensate Tank_A_Technical Potential | F4 | Industrial | Wood and Lumber Products | New | Process | Natural Gas | Gas Boiler - Insulate Steam Lines/Condensate Tank | A | Standalone Impact on Baseline Energy (%) | Technical Potential | 0% | 0% | 0% | 0% | 0% | 0.02058% | 0.03796% | 0.05342% | 0.06769% | 0.08112% | 0.09394% | 0.1064% | 0.1186% | 0.1305% | 0.1423% | 0.1538% | 0.1654% | 0.1767% | 0.188% | 0.1993% | 0.2105% | 0.2216% | 0.2327% | 0.2438% | 0.0025483 | 0.0024526 | 0.002364 | 0.0022818 | 0 | 0 | 0
F5_Industrial_Wood and Lumber Products_New_Process_Natural Gas_Gas Boiler - Insulate Steam Lines/Condensate Tank_A_Technical Potential | F5 | Industrial | Wood and Lumber Products | New | Process | Natural Gas | Gas Boiler - Insulate Steam Lines/Condensate Tank | A | Standalone Impact on Baseline Summer Peak (%) | Technical Potential | 0% | 0% | 0% | 0% | 0% | 0% | 0% | 0% | 0% | 0% | 0% | 0% | 0% | 0% | 0% | 0% | 0% | 0% | 0% | 0% | 0% | 0% | 0% | 0% | 0 | 0 | 0 | 0 | 0 | 0 | 0
F6_Industrial_Wood and Lumber Products_New_Process_Natural Gas_Gas Boiler - Insulate Steam Lines/Condensate Tank_A_Technical Potential | F6 | Industrial | Wood and Lumber Products | New | Process | Natural Gas | Gas Boiler - Insulate Steam Lines/Condensate Tank | A | Standalone Impact on Baseline Winter Peak (%) | Technical Potential | 0% | 0% | 0% | 0% | 0% | 0% | 0% | 0% | 0% | 0% | 0% | 0% | 0% | 0% | 0% | 0% | 0% | 0% | 0% | 0% | 0% | 0% | 0% | 0% | 0 | 0 | 0 | 0 | 0 | 0 | 0
F7_Industrial_Wood and Lumber Products_New_Process_Natural Gas_Gas Boiler - Insulate Steam Lines/Condensate Tank_A_Technical Potential | F7 | Industrial | Wood and Lumber Products | New | Process | Natural Gas | Gas Boiler - Insulate Steam Lines/Condensate Tank | A | Incremental Energy Savings (MWh or mTherms) | Technical Potential | 0 | 0 | 0 | 0 | 0 | 0.012196 | 0.014449 | 0.0167 | 0.018938 | 0.021178 | 0.023419 | 0.025632 | 0.027839 | 0.030042 | 0.032209 | 0.034385 | 0.03654 | 0.038695 | 0.04084 | 0.042965 | 0.045093 | 0.047212 | 0.049322 | 0.051425 | 0.053521 | 0.012196 | 0.014449 | 0.0167 | 0.018938 | 0.021178 | 0.023419
F8_Industrial_Wood and Lumber Products_New_Process_Natural Gas_Gas Boiler - Insulate Steam Lines/Condensate Tank_A_Technical Potential | F8 | Industrial | Wood and Lumber Products | New | Process | Natural Gas | Gas Boiler - Insulate Steam Lines/Condensate Tank | A | Incremental Summer Peak Savings (MW) | Technical Potential | 0 | 0 | 0 | 0 | 0 | 0 | 0 | 0 | 0 | 0 | 0 | 0 | 0 | 0 | 0 | 0 | 0 | 0 | 0 | 0 | 0 | 0 | 0 | 0 | 0 | 0 | 0 | 0 | 0 | 0 | 0
F9_Industrial_Wood and Lumber Products_New_Process_Natural Gas_Gas Boiler - Insulate Steam Lines/Condensate Tank_A_Technical Potential | F9 | Industrial | Wood and Lumber Products | New | Process | Natural Gas | Gas Boiler - Insulate Steam Lines/Condensate Tank | A | Incremental Winter Peak Savings (MW) | Technical Potential | 0 | 0 | 0 | 0 | 0 | 0 | 0 | 0 | 0 | 0 | 0 | 0 | 0 | 0 | 0 | 0 | 0 | 0 | 0 | 0 | 0 | 0 | 0 | 0 | 0 | 0 | 0 | 0 | 0 | 0 | 0
F10_Industrial_Wood and Lumber Products_New_Process_Natural Gas_Gas Boiler - Insulate Steam Lines/Condensate Tank_A_Technical Potential | F10 | Industrial | Wood and Lumber Products | New | Process | Natural Gas | Gas Boiler - Insulate Steam Lines/Condensate Tank | A | Cumulative Energy Savings (MWh or mTherms) | Technical Potential | 0 | 0 | 0 | 0 | 0 | 0.012196 | 0.026644 | 0.043344 | 0.062283 | 0.083461 | 0.10688 | 0.13251 | 0.16035 | 0.19039 | 0.2226 | 0.25699 | 0.29353 | 0.33222 | 0.37306 | 0.41603 | 0.46112 | 0.50833 | 0.55765 | 0.60908 | 0.6626 | 0.6626 | 0.6626 | 0.6626 | 0.6626 | 0.6626 | 0.6626
F11_Industrial_Wood and Lumber Products_New_Process_Natural Gas_Gas Boiler - Insulate Steam Lines/Condensate Tank_A_Technical Potential | F11 | Industrial | Wood and Lumber Products | New | Process | Natural Gas | Gas Boiler - Insulate Steam Lines/Condensate Tank | A | Cumulative Summer Peak Savings (MW) | Technical Potential | 0 | 0 | 0 | 0 | 0 | 0 | 0 | 0 | 0 | 0 | 0 | 0 | 0 | 0 | 0 | 0 | 0 | 0 | 0 | 0 | 0 | 0 | 0 | 0 | 0 | 0 | 0 | 0 | 0 | 0 | 0
F12_Industrial_Wood and Lumber Products_New_Process_Natural Gas_Gas Boiler - Insulate Steam Lines/Condensate Tank_A_Technical Potential | F12 | Industrial | Wood and Lumber Products | New | Process | Natural Gas | Gas Boiler - Insulate Steam Lines/Condensate Tank | A | Cumulative Winter Peak Savings (MW) | Technical Potential | 0 | 0 | 0 | 0 | 0 | 0 | 0 | 0 | 0 | 0 | 0 | 0 | 0 | 0 | 0 | 0 | 0 | 0 | 0 | 0 | 0 | 0 | 0 | 0 | 0 | 0 | 0 | 0 | 0 | 0 | 0
F13_Industrial_Wood and Lumber Products_New_Process_Natural Gas_Gas Boiler - Insulate Steam Lines/Condensate Tank_A_Technical Potential | F13 | Industrial | Wood and Lumber Products | New | Process | Natural Gas | Gas Boiler - Insulate Steam Lines/Condensate Tank | A | Purchases (Incremental) | Technical Potential | 0 | 0 | 0 | 0 | 0 | 0.178 | 0.21088 | 0.24375 | 0.27642 | 0.30911 | 0.34182 | 0.37412 | 0.40633 | 0.43848 | 0.47011 | 0.50187 | 0.53332 | 0.56478 | 0.59608 | 0.6271 | 0.65815 | 0.68908 | 0.71989 | 0.75059 | 0.78118 | 0.178 | 0.21088 | 0.24375 | 0.27642 | 0.30911 | 0.34182
F14_Industrial_Wood and Lumber Products_New_Process_Natural Gas_Gas Boiler - Insulate Steam Lines/Condensate Tank_A_Technical Potential | F14 | Industrial | Wood and Lumber Products | New | Process | Natural Gas | Gas Boiler - Insulate Steam Lines/Condensate Tank | A | Purchases (Cumulative) | Technical Potential | 0 | 0 | 0 | 0 | 0 | 0.178 | 0.38889 | 0.63264 | 0.90906 | 1.2182 | 1.56 | 1.9341 | 2.3404 | 2.7789 | 3.249 | 3.7509 | 4.2842 | 4.849 | 5.4451 | 6.0722 | 6.7303 | 7.4194 | 8.1393 | 8.8899 | 9.6711 | 9.6711 | 9.6711 | 9.6711 | 9.6711 | 9.6711 | 9.6711
F1_Industrial_Wood and Lumber Products_New_Space Heating_Natural Gas_Gas Boiler - Insulate Hot Water Lines_A_Technical Potential | F1 | Industrial | Wood and Lumber Products | New | Space Heating | Natural Gas | Gas Boiler - Insulate Hot Water Lines | A | Original Unit Energy Savings (kWh or therms) | Technical Potential | 0 | 0 | 0 | 0 | 0 | 0 | 0 | 0 | 0 | 0 | 0 | 0 | 0 | 0 | 0 | 0 | 0 | 0 | 0 | 0 | 0 | 0 | 0 | 0 | 0 | 0 | 0 | 0 | 0 | 0 | 0
F2_Industrial_Wood and Lumber Products_New_Space Heating_Natural Gas_Gas Boiler - Insulate Hot Water Lines_A_Technical Potential | F2 | Industrial | Wood and Lumber Products | New | Space Heating | Natural Gas | Gas Boiler - Insulate Hot Water Lines | A | Original Unit Summer Peak Savings (kW) | Technical Potential | 0 | 0 | 0 | 0 | 0 | 0 | 0 | 0 | 0 | 0 | 0 | 0 | 0 | 0 | 0 | 0 | 0 | 0 | 0 | 0 | 0 | 0 | 0 | 0 | 0 | 0 | 0 | 0 | 0 | 0 | 0
F3_Industrial_Wood and Lumber Products_New_Space Heating_Natural Gas_Gas Boiler - Insulate Hot Water Lines_A_Technical Potential | F3 | Industrial | Wood and Lumber Products | New | Space Heating | Natural Gas | Gas Boiler - Insulate Hot Water Lines | A | Original Unit Winter Peak Savings (kW) | Technical Potential | 0 | 0 | 0 | 0 | 0 | 0 | 0 | 0 | 0 | 0 | 0 | 0 | 0 | 0 | 0 | 0 | 0 | 0 | 0 | 0 | 0 | 0 | 0 | 0 | 0 | 0 | 0 | 0 | 0 | 0 | 0
F4_Industrial_Wood and Lumber Products_New_Space Heating_Natural Gas_Gas Boiler - Insulate Hot Water Lines_A_Technical Potential | F4 | Industrial | Wood and Lumber Products | New | Space Heating | Natural Gas | Gas Boiler - Insulate Hot Water Lines | A | Standalone Impact on Baseline Energy (%) | Technical Potential | 0% | 0% | 0% | 0% | 0% | 0% | 0% | 0% | 0% | 0% | 0% | 0% | 0% | 0% | 0% | 0% | 0% | 0% | 0% | 0% | 0% | 0% | 0% | 0% | 0 | 0 | 0 | 0 | 0 | 0 | 0
F5_Industrial_Wood and Lumber Products_New_Space Heating_Natural Gas_Gas Boiler - Insulate Hot Water Lines_A_Technical Potential | F5 | Industrial | Wood and Lumber Products | New | Space Heating | Natural Gas | Gas Boiler - Insulate Hot Water Lines | A | Standalone Impact on Baseline Summer Peak (%) | Technical Potential | 0% | 0% | 0% | 0% | 0% | 0% | 0% | 0% | 0% | 0% | 0% | 0% | 0% | 0% | 0% | 0% | 0% | 0% | 0% | 0% | 0% | 0% | 0% | 0% | 0 | 0 | 0 | 0 | 0 | 0 | 0
F6_Industrial_Wood and Lumber Products_New_Space Heating_Natural Gas_Gas Boiler - Insulate Hot Water Lines_A_Technical Potential | F6 | Industrial | Wood and Lumber Products | New | Space Heating | Natural Gas | Gas Boiler - Insulate Hot Water Lines | A | Standalone Impact on Baseline Winter Peak (%) | Technical Potential | 0% | 0% | 0% | 0% | 0% | 0% | 0% | 0% | 0% | 0% | 0% | 0% | 0% | 0% | 0% | 0% | 0% | 0% | 0% | 0% | 0% | 0% | 0% | 0% | 0 | 0 | 0 | 0 | 0 | 0 | 0
F7_Industrial_Wood and Lumber Products_New_Space Heating_Natural Gas_Gas Boiler - Insulate Hot Water Lines_A_Technical Potential | F7 | Industrial | Wood and Lumber Products | New | Space Heating | Natural Gas | Gas Boiler - Insulate Hot Water Lines | A | Incremental Energy Savings (MWh or mTherms) | Technical Potential | 0 | 0 | 0 | 0 | 0 | 0 | 0 | 0 | 0 | 0 | 0 | 0 | 0 | 0 | 0 | 0 | 0 | 0 | 0 | 0 | 0 | 0 | 0 | 0 | 0 | 0 | 0 | 0 | 0 | 0 | 0
F8_Industrial_Wood and Lumber Products_New_Space Heating_Natural Gas_Gas Boiler - Insulate Hot Water Lines_A_Technical Potential | F8 | Industrial | Wood and Lumber Products | New | Space Heating | Natural Gas | Gas Boiler - Insulate Hot Water Lines | A | Incremental Summer Peak Savings (MW) | Technical Potential | 0 | 0 | 0 | 0 | 0 | 0 | 0 | 0 | 0 | 0 | 0 | 0 | 0 | 0 | 0 | 0 | 0 | 0 | 0 | 0 | 0 | 0 | 0 | 0 | 0 | 0 | 0 | 0 | 0 | 0 | 0
F9_Industrial_Wood and Lumber Products_New_Space Heating_Natural Gas_Gas Boiler - Insulate Hot Water Lines_A_Technical Potential | F9 | Industrial | Wood and Lumber Products | New | Space Heating | Natural Gas | Gas Boiler - Insulate Hot Water Lines | A | Incremental Winter Peak Savings (MW) | Technical Potential | 0 | 0 | 0 | 0 | 0 | 0 | 0 | 0 | 0 | 0 | 0 | 0 | 0 | 0 | 0 | 0 | 0 | 0 | 0 | 0 | 0 | 0 | 0 | 0 | 0 | 0 | 0 | 0 | 0 | 0 | 0
F10_Industrial_Wood and Lumber Products_New_Space Heating_Natural Gas_Gas Boiler - Insulate Hot Water Lines_A_Technical Potential | F10 | Industrial | Wood and Lumber Products | New | Space Heating | Natural Gas | Gas Boiler - Insulate Hot Water Lines | A | Cumulative Energy Savings (MWh or mTherms) | Technical Potential | 0 | 0 | 0 | 0 | 0 | 0 | 0 | 0 | 0 | 0 | 0 | 0 | 0 | 0 | 0 | 0 | 0 | 0 | 0 | 0 | 0 | 0 | 0 | 0 | 0 | 0 | 0 | 0 | 0 | 0 | 0
F11_Industrial_Wood and Lumber Products_New_Space Heating_Natural Gas_Gas Boiler - Insulate Hot Water Lines_A_Technical Potential | F11 | Industrial | Wood and Lumber Products | New | Space Heating | Natural Gas | Gas Boiler - Insulate Hot Water Lines | A | Cumulative Summer Peak Savings (MW) | Technical Potential | 0 | 0 | 0 | 0 | 0 | 0 | 0 | 0 | 0 | 0 | 0 | 0 | 0 | 0 | 0 | 0 | 0 | 0 | 0 | 0 | 0 | 0 | 0 | 0 | 0 | 0 | 0 | 0 | 0 | 0 | 0
F12_Industrial_Wood and Lumber Products_New_Space Heating_Natural Gas_Gas Boiler - Insulate Hot Water Lines_A_Technical Potential | F12 | Industrial | Wood and Lumber Products | New | Space Heating | Natural Gas | Gas Boiler - Insulate Hot Water Lines | A | Cumulative Winter Peak Savings (MW) | Technical Potential | 0 | 0 | 0 | 0 | 0 | 0 | 0 | 0 | 0 | 0 | 0 | 0 | 0 | 0 | 0 | 0 | 0 | 0 | 0 | 0 | 0 | 0 | 0 | 0 | 0 | 0 | 0 | 0 | 0 | 0 | 0
F13_Industrial_Wood and Lumber Products_New_Space Heating_Natural Gas_Gas Boiler - Insulate Hot Water Lines_A_Technical Potential | F13 | Industrial | Wood and Lumber Products | New | Space Heating | Natural Gas | Gas Boiler - Insulate Hot Water Lines | A | Purchases (Incremental) | Technical Potential | 0 | 0 | 0 | 0 | 0 | 0 | 0 | 0 | 0 | 0 | 0 | 0 | 0 | 0 | 0 | 0 | 0 | 0 | 0 | 0 | 0 | 0 | 0 | 0 | 0 | 0 | 0 | 0 | 0 | 0 | 0
F14_Industrial_Wood and Lumber Products_New_Space Heating_Natural Gas_Gas Boiler - Insulate Hot Water Lines_A_Technical Potential | F14 | Industrial | Wood and Lumber Products | New | Space Heating | Natural Gas | Gas Boiler - Insulate Hot Water Lines | A | Purchases (Cumulative) | Technical Potential | 0 | 0 | 0 | 0 | 0 | 0 | 0 | 0 | 0 | 0 | 0 | 0 | 0 | 0 | 0 | 0 | 0 | 0 | 0 | 0 | 0 | 0 | 0 | 0 | 0 | 0 | 0 | 0 | 0 | 0 | 0
F1_Industrial_Wood and Lumber Products_New_Process_Natural Gas_Gas Boiler - Insulate Hot Water Lines_A_Technical Potential | F1 | Industrial | Wood and Lumber Products | New | Process | Natural Gas | Gas Boiler - Insulate Hot Water Lines | A | Original Unit Energy Savings (kWh or therms) | Technical Potential | 0 | 0 | 0 | 0 | 0 | 77.4421 | 77.4421 | 77.4421 | 77.4421 | 77.4421 | 77.4421 | 77.4421 | 77.4421 | 77.4421 | 77.4421 | 77.4421 | 77.4421 | 77.4421 | 77.4421 | 77.4421 | 77.4421 | 77.4421 | 77.4421 | 77.4421 | 77.4421 | 77.4421 | 77.4421 | 77.4421 | 77.4421 | 77.4421 | 77.4421
F2_Industrial_Wood and Lumber Products_New_Process_Natural Gas_Gas Boiler - Insulate Hot Water Lines_A_Technical Potential | F2 | Industrial | Wood and Lumber Products | New | Process | Natural Gas | Gas Boiler - Insulate Hot Water Lines | A | Original Unit Summer Peak Savings (kW) | Technical Potential | 0 | 0 | 0 | 0 | 0 | 0 | 0 | 0 | 0 | 0 | 0 | 0 | 0 | 0 | 0 | 0 | 0 | 0 | 0 | 0 | 0 | 0 | 0 | 0 | 0 | 0 | 0 | 0 | 0 | 0 | 0
F3_Industrial_Wood and Lumber Products_New_Process_Natural Gas_Gas Boiler - Insulate Hot Water Lines_A_Technical Potential | F3 | Industrial | Wood and Lumber Products | New | Process | Natural Gas | Gas Boiler - Insulate Hot Water Lines | A | Original Unit Winter Peak Savings (kW) | Technical Potential | 0 | 0 | 0 | 0 | 0 | 0 | 0 | 0 | 0 | 0 | 0 | 0 | 0 | 0 | 0 | 0 | 0 | 0 | 0 | 0 | 0 | 0 | 0 | 0 | 0 | 0 | 0 | 0 | 0 | 0 | 0
F4_Industrial_Wood and Lumber Products_New_Process_Natural Gas_Gas Boiler - Insulate Hot Water Lines_A_Technical Potential | F4 | Industrial | Wood and Lumber Products | New | Process | Natural Gas | Gas Boiler - Insulate Hot Water Lines | A | Standalone Impact on Baseline Energy (%) | Technical Potential | 0% | 0% | 0% | 0% | 0% | 0.02327% | 0.0429% | 0.06039% | 0.07652% | 0.09169% | 0.1062% | 0.1203% | 0.134% | 0.1475% | 0.1608% | 0.1739% | 0.1869% | 0.1998% | 0.2125% | 0.2253% | 0.2379% | 0.2505% | 0.2631% | 0.2756% | 0.0028804 | 0.0027722 | 0.0026721 | 0.0025792 | 0 | 0 | 0
F5_Industrial_Wood and Lumber Products_New_Process_Natural Gas_Gas Boiler - Insulate Hot Water Lines_A_Technical Potential | F5 | Industrial | Wood and Lumber Products | New | Process | Natural Gas | Gas Boiler - Insulate Hot Water Lines | A | Standalone Impact on Baseline Summer Peak (%) | Technical Potential | 0% | 0% | 0% | 0% | 0% | 0% | 0% | 0% | 0% | 0% | 0% | 0% | 0% | 0% | 0% | 0% | 0% | 0% | 0% | 0% | 0% | 0% | 0% | 0% | 0 | 0 | 0 | 0 | 0 | 0 | 0
F6_Industrial_Wood and Lumber Products_New_Process_Natural Gas_Gas Boiler - Insulate Hot Water Lines_A_Technical Potential | F6 | Industrial | Wood and Lumber Products | New | Process | Natural Gas | Gas Boiler - Insulate Hot Water Lines | A | Standalone Impact on Baseline Winter Peak (%) | Technical Potential | 0% | 0% | 0% | 0% | 0% | 0% | 0% | 0% | 0% | 0% | 0% | 0% | 0% | 0% | 0% | 0% | 0% | 0% | 0% | 0% | 0% | 0% | 0% | 0% | 0 | 0 | 0 | 0 | 0 | 0 | 0
F7_Industrial_Wood and Lumber Products_New_Process_Natural Gas_Gas Boiler - Insulate Hot Water Lines_A_Technical Potential | F7 | Industrial | Wood and Lumber Products | New | Process | Natural Gas | Gas Boiler - Insulate Hot Water Lines | A | Incremental Energy Savings (MWh or mTherms) | Technical Potential | 0 | 0 | 0 | 0 | 0 | 0.013785 | 0.016331 | 0.018876 | 0.021406 | 0.023938 | 0.026471 | 0.028973 | 0.031467 | 0.033957 | 0.036407 | 0.038866 | 0.041302 | 0.043738 | 0.046162 | 0.048564 | 0.050969 | 0.053364 | 0.05575 | 0.058127 | 0.060496 | 0.013785 | 0.016331 | 0.018876 | 0.021406 | 0.023938 | 0.026471
F8_Industrial_Wood and Lumber Products_New_Process_Natural Gas_Gas Boiler - Insulate Hot Water Lines_A_Technical Potential | F8 | Industrial | Wood and Lumber Products | New | Process | Natural Gas | Gas Boiler - Insulate Hot Water Lines | A | Incremental Summer Peak Savings (MW) | Technical Potential | 0 | 0 | 0 | 0 | 0 | 0 | 0 | 0 | 0 | 0 | 0 | 0 | 0 | 0 | 0 | 0 | 0 | 0 | 0 | 0 | 0 | 0 | 0 | 0 | 0 | 0 | 0 | 0 | 0 | 0 | 0
F9_Industrial_Wood and Lumber Products_New_Process_Natural Gas_Gas Boiler - Insulate Hot Water Lines_A_Technical Potential | F9 | Industrial | Wood and Lumber Products | New | Process | Natural Gas | Gas Boiler - Insulate Hot Water Lines | A | Incremental Winter Peak Savings (MW) | Technical Potential | 0 | 0 | 0 | 0 | 0 | 0 | 0 | 0 | 0 | 0 | 0 | 0 | 0 | 0 | 0 | 0 | 0 | 0 | 0 | 0 | 0 | 0 | 0 | 0 | 0 | 0 | 0 | 0 | 0 | 0 | 0
F10_Industrial_Wood and Lumber Products_New_Process_Natural Gas_Gas Boiler - Insulate Hot Water Lines_A_Technical Potential | F10 | Industrial | Wood and Lumber Products | New | Process | Natural Gas | Gas Boiler - Insulate Hot Water Lines | A | Cumulative Energy Savings (MWh or mTherms) | Technical Potential | 0 | 0 | 0 | 0 | 0 | 0.013785 | 0.030116 | 0.048993 | 0.070399 | 0.094337 | 0.12081 | 0.14978 | 0.18125 | 0.2152 | 0.25161 | 0.29048 | 0.33178 | 0.37552 | 0.42168 | 0.47024 | 0.52121 | 0.57457 | 0.63032 | 0.68845 | 0.74895 | 0.74895 | 0.74895 | 0.74895 | 0.74895 | 0.74895 | 0.74895
F11_Industrial_Wood and Lumber Products_New_Process_Natural Gas_Gas Boiler - Insulate Hot Water Lines_A_Technical Potential | F11 | Industrial | Wood and Lumber Products | New | Process | Natural Gas | Gas Boiler - Insulate Hot Water Lines | A | Cumulative Summer Peak Savings (MW) | Technical Potential | 0 | 0 | 0 | 0 | 0 | 0 | 0 | 0 | 0 | 0 | 0 | 0 | 0 | 0 | 0 | 0 | 0 | 0 | 0 | 0 | 0 | 0 | 0 | 0 | 0 | 0 | 0 | 0 | 0 | 0 | 0
F12_Industrial_Wood and Lumber Products_New_Process_Natural Gas_Gas Boiler - Insulate Hot Water Lines_A_Technical Potential | F12 | Industrial | Wood and Lumber Products | New | Process | Natural Gas | Gas Boiler - Insulate Hot Water Lines | A | Cumulative Winter Peak Savings (MW) | Technical Potential | 0 | 0 | 0 | 0 | 0 | 0 | 0 | 0 | 0 | 0 | 0 | 0 | 0 | 0 | 0 | 0 | 0 | 0 | 0 | 0 | 0 | 0 | 0 | 0 | 0 | 0 | 0 | 0 | 0 | 0 | 0
F13_Industrial_Wood and Lumber Products_New_Process_Natural Gas_Gas Boiler - Insulate Hot Water Lines_A_Technical Potential | F13 | Industrial | Wood and Lumber Products | New | Process | Natural Gas | Gas Boiler - Insulate Hot Water Lines | A | Purchases (Incremental) | Technical Potential | 0 | 0 | 0 | 0 | 0 | 0.178 | 0.21088 | 0.24375 | 0.27642 | 0.30911 | 0.34182 | 0.37412 | 0.40633 | 0.43848 | 0.47011 | 0.50187 | 0.53332 | 0.56478 | 0.59608 | 0.6271 | 0.65815 | 0.68908 | 0.71989 | 0.75059 | 0.78118 | 0.178 | 0.21088 | 0.24375 | 0.27642 | 0.30911 | 0.34182
F14_Industrial_Wood and Lumber Products_New_Process_Natural Gas_Gas Boiler - Insulate Hot Water Lines_A_Technical Potential | F14 | Industrial | Wood and Lumber Products | New | Process | Natural Gas | Gas Boiler - Insulate Hot Water Lines | A | Purchases (Cumulative) | Technical Potential | 0 | 0 | 0 | 0 | 0 | 0.178 | 0.38889 | 0.63264 | 0.90906 | 1.2182 | 1.56 | 1.9341 | 2.3404 | 2.7789 | 3.249 | 3.7509 | 4.2842 | 4.849 | 5.4451 | 6.0722 | 6.7303 | 7.4194 | 8.1393 | 8.8899 | 9.6711 | 9.6711 | 9.6711 | 9.6711 | 9.6711 | 9.6711 | 9.6711
F1_Industrial_Wood and Lumber Products_New_Process_Natural Gas_Process - Insulate Heated Process Fluids_A_Technical Potential | F1 | Industrial | Wood and Lumber Products | New | Process | Natural Gas | Process - Insulate Heated Process Fluids | A | Original Unit Energy Savings (kWh or therms) | Technical Potential | 0 | 0 | 0 | 0 | 0 | 125.8253 | 125.8253 | 125.8253 | 125.8253 | 125.8253 | 125.8253 | 125.8253 | 125.8253 | 125.8253 | 125.8253 | 125.8253 | 125.8253 | 125.8253 | 125.8253 | 125.8253 | 125.8253 | 125.8253 | 125.8253 | 125.8253 | 125.8253 | 125.8253 | 125.8253 | 125.8253 | 125.8253 | 125.8253 | 125.8253
F2_Industrial_Wood and Lumber Products_New_Process_Natural Gas_Process - Insulate Heated Process Fluids_A_Technical Potential | F2 | Industrial | Wood and Lumber Products | New | Process | Natural Gas | Process - Insulate Heated Process Fluids | A | Original Unit Summer Peak Savings (kW) | Technical Potential | 0 | 0 | 0 | 0 | 0 | 0 | 0 | 0 | 0 | 0 | 0 | 0 | 0 | 0 | 0 | 0 | 0 | 0 | 0 | 0 | 0 | 0 | 0 | 0 | 0 | 0 | 0 | 0 | 0 | 0 | 0
F3_Industrial_Wood and Lumber Products_New_Process_Natural Gas_Process - Insulate Heated Process Fluids_A_Technical Potential | F3 | Industrial | Wood and Lumber Products | New | Process | Natural Gas | Process - Insulate Heated Process Fluids | A | Original Unit Winter Peak Savings (kW) | Technical Potential | 0 | 0 | 0 | 0 | 0 | 0 | 0 | 0 | 0 | 0 | 0 | 0 | 0 | 0 | 0 | 0 | 0 | 0 | 0 | 0 | 0 | 0 | 0 | 0 | 0 | 0 | 0 | 0 | 0 | 0 | 0
F4_Industrial_Wood and Lumber Products_New_Process_Natural Gas_Process - Insulate Heated Process Fluids_A_Technical Potential | F4 | Industrial | Wood and Lumber Products | New | Process | Natural Gas | Process - Insulate Heated Process Fluids | A | Standalone Impact on Baseline Energy (%) | Technical Potential | 0% | 0% | 0% | 0% | 0% | 0.08269% | 0.1525% | 0.2146% | 0.2719% | 0.3259% | 0.3691% | 0.3968% | 0.413% | 0.4208% | 0.423% | 0.4206% | 0.4153% | 0.4078% | 0.3988% | 0.3891% | 0.3787% | 0.3618% | 0.3463% | 0.3322% | 0.0031916 | 0.0030717 | 0.0029608 | 0.0028579 | 0 | 0 | 0
F5_Industrial_Wood and Lumber Products_New_Process_Natural Gas_Process - Insulate Heated Process Fluids_A_Technical Potential | F5 | Industrial | Wood and Lumber Products | New | Process | Natural Gas | Process - Insulate Heated Process Fluids | A | Standalone Impact on Baseline Summer Peak (%) | Technical Potential | 0% | 0% | 0% | 0% | 0% | 0% | 0% | 0% | 0% | 0% | 0% | 0% | 0% | 0% | 0% | 0% | 0% | 0% | 0% | 0% | 0% | 0% | 0% | 0% | 0 | 0 | 0 | 0 | 0 | 0 | 0
F6_Industrial_Wood and Lumber Products_New_Process_Natural Gas_Process - Insulate Heated Process Fluids_A_Technical Potential | F6 | Industrial | Wood and Lumber Products | New | Process | Natural Gas | Process - Insulate Heated Process Fluids | A | Standalone Impact on Baseline Winter Peak (%) | Technical Potential | 0% | 0% | 0% | 0% | 0% | 0% | 0% | 0% | 0% | 0% | 0% | 0% | 0% | 0% | 0% | 0% | 0% | 0% | 0% | 0% | 0% | 0% | 0% | 0% | 0 | 0 | 0 | 0 | 0 | 0 | 0
F7_Industrial_Wood and Lumber Products_New_Process_Natural Gas_Process - Insulate Heated Process Fluids_A_Technical Potential | F7 | Industrial | Wood and Lumber Products | New | Process | Natural Gas | Process - Insulate Heated Process Fluids | A | Incremental Energy Savings (MWh or mTherms) | Technical Potential | 0 | 0 | 0 | 0 | 0 | 0.048994 | 0.058044 | 0.06709 | 0.076082 | 0.085079 | 0.084675 | 0.074141 | 0.06442 | 0.055613 | 0.0477 | 0.040738 | 0.034633 | 0.02934 | 0.024773 | 0.02085 | 0.017506 | 0.00012501 | 4.6644e-05 | 1.6579e-05 | 5.6267e-06 | 0.048994 | 0.058044 | 0.06709 | 0.076082 | 0.085079 | 0.084675
F8_Industrial_Wood and Lumber Products_New_Process_Natural Gas_Process - Insulate Heated Process Fluids_A_Technical Potential | F8 | Industrial | Wood and Lumber Products | New | Process | Natural Gas | Process - Insulate Heated Process Fluids | A | Incremental Summer Peak Savings (MW) | Technical Potential | 0 | 0 | 0 | 0 | 0 | 0 | 0 | 0 | 0 | 0 | 0 | 0 | 0 | 0 | 0 | 0 | 0 | 0 | 0 | 0 | 0 | 0 | 0 | 0 | 0 | 0 | 0 | 0 | 0 | 0 | 0
F9_Industrial_Wood and Lumber Products_New_Process_Natural Gas_Process - Insulate Heated Process Fluids_A_Technical Potential | F9 | Industrial | Wood and Lumber Products | New | Process | Natural Gas | Process - Insulate Heated Process Fluids | A | Incremental Winter Peak Savings (MW) | Technical Potential | 0 | 0 | 0 | 0 | 0 | 0 | 0 | 0 | 0 | 0 | 0 | 0 | 0 | 0 | 0 | 0 | 0 | 0 | 0 | 0 | 0 | 0 | 0 | 0 | 0 | 0 | 0 | 0 | 0 | 0 | 0
F10_Industrial_Wood and Lumber Products_New_Process_Natural Gas_Process - Insulate Heated Process Fluids_A_Technical Potential | F10 | Industrial | Wood and Lumber Products | New | Process | Natural Gas | Process - Insulate Heated Process Fluids | A | Cumulative Energy Savings (MWh or mTherms) | Technical Potential | 0 | 0 | 0 | 0 | 0 | 0.048994 | 0.10704 | 0.17413 | 0.25021 | 0.33529 | 0.41996 | 0.49411 | 0.55852 | 0.61414 | 0.66184 | 0.70258 | 0.73721 | 0.76655 | 0.79132 | 0.81217 | 0.82968 | 0.8298 | 0.82985 | 0.82987 | 0.82987 | 0.82987 | 0.82987 | 0.82987 | 0.82987 | 0.82987 | 0.82987
F11_Industrial_Wood and Lumber Products_New_Process_Natural Gas_Process - Insulate Heated Process Fluids_A_Technical Potential | F11 | Industrial | Wood and Lumber Products | New | Process | Natural Gas | Process - Insulate Heated Process Fluids | A | Cumulative Summer Peak Savings (MW) | Technical Potential | 0 | 0 | 0 | 0 | 0 | 0 | 0 | 0 | 0 | 0 | 0 | 0 | 0 | 0 | 0 | 0 | 0 | 0 | 0 | 0 | 0 | 0 | 0 | 0 | 0 | 0 | 0 | 0 | 0 | 0 | 0
F12_Industrial_Wood and Lumber Products_New_Process_Natural Gas_Process - Insulate Heated Process Fluids_A_Technical Potential | F12 | Industrial | Wood and Lumber Products | New | Process | Natural Gas | Process - Insulate Heated Process Fluids | A | Cumulative Winter Peak Savings (MW) | Technical Potential | 0 | 0 | 0 | 0 | 0 | 0 | 0 | 0 | 0 | 0 | 0 | 0 | 0 | 0 | 0 | 0 | 0 | 0 | 0 | 0 | 0 | 0 | 0 | 0 | 0 | 0 | 0 | 0 | 0 | 0 | 0
F13_Industrial_Wood and Lumber Products_New_Process_Natural Gas_Process - Insulate Heated Process Fluids_A_Technical Potential | F13 | Industrial | Wood and Lumber Products | New | Process | Natural Gas | Process - Insulate Heated Process Fluids | A | Purchases (Incremental) | Technical Potential | 0 | 0 | 0 | 0 | 0 | 0.38938 | 0.46131 | 0.5332 | 0.60466 | 0.67617 | 0.67296 | 0.58924 | 0.51198 | 0.44198 | 0.3791 | 0.32376 | 0.27524 | 0.23318 | 0.19688 | 0.1657 | 0.13913 | 0.00099356 | 0.00037071 | 0.00013177 | 4.4718e-05 | 0.38938 | 0.46131 | 0.5332 | 0.60466 | 0.67617 | 0.67296
F14_Industrial_Wood and Lumber Products_New_Process_Natural Gas_Process - Insulate Heated Process Fluids_A_Technical Potential | F14 | Industrial | Wood and Lumber Products | New | Process | Natural Gas | Process - Insulate Heated Process Fluids | A | Purchases (Cumulative) | Technical Potential | 0 | 0 | 0 | 0 | 0 | 0.38938 | 0.85069 | 1.3839 | 1.9886 | 2.6647 | 3.3377 | 3.9269 | 4.4389 | 4.8809 | 5.26 | 5.5837 | 5.859 | 6.0922 | 6.289 | 6.4548 | 6.5939 | 6.5949 | 6.5952 | 6.5954 | 6.5954 | 6.5954 | 6.5954 | 6.5954 | 6.5954 | 6.5954 | 6.5954
F1_Industrial_Wood and Lumber Products_New_Process_Natural Gas_Process Heat Recovery_A_Technical Potential | F1 | Industrial | Wood and Lumber Products | New | Process | Natural Gas | Process Heat Recovery | A | Original Unit Energy Savings (kWh or therms) | Technical Potential | 0 | 0 | 0 | 0 | 0 | 0.21081 | 0.21081 | 0.21081 | 0.21081 | 0.21081 | 0.21081 | 0.21081 | 0.21081 | 0.21081 | 0.21081 | 0.21081 | 0.21081 | 0.21081 | 0.21081 | 0.21081 | 0.21081 | 0.21081 | 0.21081 | 0.21081 | 0.21081 | 0.21081 | 0.21081 | 0.21081 | 0 | 0 | 0
F2_Industrial_Wood and Lumber Products_New_Process_Natural Gas_Process Heat Recovery_A_Technical Potential | F2 | Industrial | Wood and Lumber Products | New | Process | Natural Gas | Process Heat Recovery | A | Original Unit Summer Peak Savings (kW) | Technical Potential | 0 | 0 | 0 | 0 | 0 | 0 | 0 | 0 | 0 | 0 | 0 | 0 | 0 | 0 | 0 | 0 | 0 | 0 | 0 | 0 | 0 | 0 | 0 | 0 | 0 | 0 | 0 | 0 | 0 | 0 | 0
F3_Industrial_Wood and Lumber Products_New_Process_Natural Gas_Process Heat Recovery_A_Technical Potential | F3 | Industrial | Wood and Lumber Products | New | Process | Natural Gas | Process Heat Recovery | A | Original Unit Winter Peak Savings (kW) | Technical Potential | 0 | 0 | 0 | 0 | 0 | 0 | 0 | 0 | 0 | 0 | 0 | 0 | 0 | 0 | 0 | 0 | 0 | 0 | 0 | 0 | 0 | 0 | 0 | 0 | 0 | 0 | 0 | 0 | 0 | 0 | 0
F4_Industrial_Wood and Lumber Products_New_Process_Natural Gas_Process Heat Recovery_A_Technical Potential | F4 | Industrial | Wood and Lumber Products | New | Process | Natural Gas | Process Heat Recovery | A | Standalone Impact on Baseline Energy (%) | Technical Potential | 0% | 0% | 0% | 0% | 0% | 0.004987% | 0.009197% | 0.01294% | 0.0164% | 0.01966% | 0.02226% | 0.02393% | 0.02491% | 0.02538% | 0.02551% | 0.02537% | 0.02505% | 0.02459% | 0.02406% | 0.02347% | 0.02236% | 0.02136% | 0.02044% | 0.01961% | 0.00018839 | 0.00018132 | 0.00017477 | 0.00016869 | 0 | 0 | 0
F5_Industrial_Wood and Lumber Products_New_Process_Natural Gas_Process Heat Recovery_A_Technical Potential | F5 | Industrial | Wood and Lumber Products | New | Process | Natural Gas | Process Heat Recovery | A | Standalone Impact on Baseline Summer Peak (%) | Technical Potential | 0% | 0% | 0% | 0% | 0% | 0% | 0% | 0% | 0% | 0% | 0% | 0% | 0% | 0% | 0% | 0% | 0% | 0% | 0% | 0% | 0% | 0% | 0% | 0% | 0 | 0 | 0 | 0 | 0 | 0 | 0
F6_Industrial_Wood and Lumber Products_New_Process_Natural Gas_Process Heat Recovery_A_Technical Potential | F6 | Industrial | Wood and Lumber Products | New | Process | Natural Gas | Process Heat Recovery | A | Standalone Impact on Baseline Winter Peak (%) | Technical Potential | 0% | 0% | 0% | 0% | 0% | 0% | 0% | 0% | 0% | 0% | 0% | 0% | 0% | 0% | 0% | 0% | 0% | 0% | 0% | 0% | 0% | 0% | 0% | 0% | 0 | 0 | 0 | 0 | 0 | 0 | 0
F7_Industrial_Wood and Lumber Products_New_Process_Natural Gas_Process Heat Recovery_A_Technical Potential | F7 | Industrial | Wood and Lumber Products | New | Process | Natural Gas | Process Heat Recovery | A | Incremental Energy Savings (MWh or mTherms) | Technical Potential | 0 | 0 | 0 | 0 | 0 | 0.002955 | 0.0035009 | 0.0040465 | 0.0045888 | 0.0051315 | 0.0051071 | 0.0044718 | 0.0038854 | 0.0033542 | 0.002877 | 0.0024571 | 0.0020888 | 0.0017696 | 0.0014942 | 0.0012575 | 0.002955 | 0.0035009 | 0.0040465 | 0.0045888 | 0.0051315 | 0.0051071 | 0.0044718 | 0.0038854 | 0 | 0 | 0
F8_Industrial_Wood and Lumber Products_New_Process_Natural Gas_Process Heat Recovery_A_Technical Potential | F8 | Industrial | Wood and Lumber Products | New | Process | Natural Gas | Process Heat Recovery | A | Incremental Summer Peak Savings (MW) | Technical Potential | 0 | 0 | 0 | 0 | 0 | 0 | 0 | 0 | 0 | 0 | 0 | 0 | 0 | 0 | 0 | 0 | 0 | 0 | 0 | 0 | 0 | 0 | 0 | 0 | 0 | 0 | 0 | 0 | 0 | 0 | 0
F9_Industrial_Wood and Lumber Products_New_Process_Natural Gas_Process Heat Recovery_A_Technical Potential | F9 | Industrial | Wood and Lumber Products | New | Process | Natural Gas | Process Heat Recovery | A | Incremental Winter Peak Savings (MW) | Technical Potential | 0 | 0 | 0 | 0 | 0 | 0 | 0 | 0 | 0 | 0 | 0 | 0 | 0 | 0 | 0 | 0 | 0 | 0 | 0 | 0 | 0 | 0 | 0 | 0 | 0 | 0 | 0 | 0 | 0 | 0 | 0
F10_Industrial_Wood and Lumber Products_New_Process_Natural Gas_Process Heat Recovery_A_Technical Potential | F10 | Industrial | Wood and Lumber Products | New | Process | Natural Gas | Process Heat Recovery | A | Cumulative Energy Savings (MWh or mTherms) | Technical Potential | 0 | 0 | 0 | 0 | 0 | 0.002955 | 0.0064559 | 0.010502 | 0.015091 | 0.020223 | 0.02533 | 0.029802 | 0.033687 | 0.037041 | 0.039918 | 0.042375 | 0.044464 | 0.046234 | 0.047728 | 0.048985 | 0.048985 | 0.048985 | 0.048985 | 0.048985 | 0.048985 | 0.048985 | 0.048985 | 0.048985 | 0 | 0 | 0
F11_Industrial_Wood and Lumber Products_New_Process_Natural Gas_Process Heat Recovery_A_Technical Potential | F11 | Industrial | Wood and Lumber Products | New | Process | Natural Gas | Process Heat Recovery | A | Cumulative Summer Peak Savings (MW) | Technical Potential | 0 | 0 | 0 | 0 | 0 | 0 | 0 | 0 | 0 | 0 | 0 | 0 | 0 | 0 | 0 | 0 | 0 | 0 | 0 | 0 | 0 | 0 | 0 | 0 | 0 | 0 | 0 | 0 | 0 | 0 | 0
F12_Industrial_Wood and Lumber Products_New_Process_Natural Gas_Process Heat Recovery_A_Technical Potential | F12 | Industrial | Wood and Lumber Products | New | Process | Natural Gas | Process Heat Recovery | A | Cumulative Winter Peak Savings (MW) | Technical Potential | 0 | 0 | 0 | 0 | 0 | 0 | 0 | 0 | 0 | 0 | 0 | 0 | 0 | 0 | 0 | 0 | 0 | 0 | 0 | 0 | 0 | 0 | 0 | 0 | 0 | 0 | 0 | 0 | 0 | 0 | 0
F13_Industrial_Wood and Lumber Products_New_Process_Natural Gas_Process Heat Recovery_A_Technical Potential | F13 | Industrial | Wood and Lumber Products | New | Process | Natural Gas | Process Heat Recovery | A | Purchases (Incremental) | Technical Potential | 0 | 0 | 0 | 0 | 0 | 14.0177 | 16.6071 | 19.1951 | 21.7679 | 24.3421 | 24.2265 | 21.2126 | 18.4311 | 15.9114 | 13.6475 | 11.6555 | 9.9088 | 8.3946 | 7.0878 | 5.9654 | 14.0177 | 16.6071 | 19.1951 | 21.7679 | 24.3421 | 24.2265 | 21.2126 | 18.4311 | 15.9114 | 13.6475 | 11.6555
F14_Industrial_Wood and Lumber Products_New_Process_Natural Gas_Process Heat Recovery_A_Technical Potential | F14 | Industrial | Wood and Lumber Products | New | Process | Natural Gas | Process Heat Recovery | A | Purchases (Cumulative) | Technical Potential | 0 | 0 | 0 | 0 | 0 | 14.0177 | 30.6248 | 49.8199 | 71.5878 | 95.9299 | 120.1564 | 141.3689 | 159.8001 | 175.7115 | 189.359 | 201.0145 | 210.9233 | 219.3179 | 226.4058 | 232.3711 | 232.3711 | 232.3711 | 232.3711 | 232.3711 | 232.3711 | 232.3711 | 232.3711 | 232.3711 | 232.3711 | 232.3711 | 232.3711
F1_Industrial_Wood and Lumber Products_New_Space Heating_Natural Gas_Building Automation System_A_Technical Potential | F1 | Industrial | Wood and Lumber Products | New | Space Heating | Natural Gas | Building Automation System | A | Original Unit Energy Savings (kWh or therms) | Technical Potential | 0 | 0 | 0 | 0 | 0 | 0.014581 | 0.014392 | 0.014255 | 0.014151 | 0.014068 | 0.014002 | 0.013924 | 0.013842 | 0.013762 | 0.013684 | 0.013622 | 0.013574 | 0.013536 | 0.013475 | 0.01343 | 0.013398 | 0.013373 | 0.013373 | 0.013373 | 0.013373 | 0.013373 | 0.013373 | 0.013373 | 0 | 0 | 0
F2_Industrial_Wood and Lumber Products_New_Space Heating_Natural Gas_Building Automation System_A_Technical Potential | F2 | Industrial | Wood and Lumber Products | New | Space Heating | Natural Gas | Building Automation System | A | Original Unit Summer Peak Savings (kW) | Technical Potential | 0 | 0 | 0 | 0 | 0 | 0 | 0 | 0 | 0 | 0 | 0 | 0 | 0 | 0 | 0 | 0 | 0 | 0 | 0 | 0 | 0 | 0 | 0 | 0 | 0 | 0 | 0 | 0 | 0 | 0 | 0
F3_Industrial_Wood and Lumber Products_New_Space Heating_Natural Gas_Building Automation System_A_Technical Potential | F3 | Industrial | Wood and Lumber Products | New | Space Heating | Natural Gas | Building Automation System | A | Original Unit Winter Peak Savings (kW) | Technical Potential | 0 | 0 | 0 | 0 | 0 | 0 | 0 | 0 | 0 | 0 | 0 | 0 | 0 | 0 | 0 | 0 | 0 | 0 | 0 | 0 | 0 | 0 | 0 | 0 | 0 | 0 | 0 | 0 | 0 | 0 | 0
F4_Industrial_Wood and Lumber Products_New_Space Heating_Natural Gas_Building Automation System_A_Technical Potential | F4 | Industrial | Wood and Lumber Products | New | Space Heating | Natural Gas | Building Automation System | A | Standalone Impact on Baseline Energy (%) | Technical Potential | 0% | 0% | 0% | 0% | 0% | 0.003598% | 0.01023% | 0.02162% | 0.03984% | 0.06716% | 0.1059% | 0.1582% | 0.2253% | 0.3073% | 0.4027% | 0.5076% | 0.6162% | 0.7211% | 0.8145% | 0.8896% | 0.942% | 0.9705% | 0.9752% | 0.9599% | 0.0093089 | 0.0089592 | 0.0086357 | 0.0083355 | 0 | 0 | 0
F5_Industrial_Wood and Lumber Products_New_Space Heating_Natural Gas_Building Automation System_A_Technical Potential | F5 | Industrial | Wood and Lumber Products | New | Space Heating | Natural Gas | Building Automation System | A | Standalone Impact on Baseline Summer Peak (%) | Technical Potential | 0% | 0% | 0% | 0% | 0% | 0% | 0% | 0% | 0% | 0% | 0% | 0% | 0% | 0% | 0% | 0% | 0% | 0% | 0% | 0% | 0% | 0% | 0% | 0% | 0 | 0 | 0 | 0 | 0 | 0 | 0
F6_Industrial_Wood and Lumber Products_New_Space Heating_Natural Gas_Building Automation System_A_Technical Potential | F6 | Industrial | Wood and Lumber Products | New | Space Heating | Natural Gas | Building Automation System | A | Standalone Impact on Baseline Winter Peak (%) | Technical Potential | 0% | 0% | 0% | 0% | 0% | 0% | 0% | 0% | 0% | 0% | 0% | 0% | 0% | 0% | 0% | 0% | 0% | 0% | 0% | 0% | 0% | 0% | 0% | 0% | 0 | 0 | 0 | 0 | 0 | 0 | 0
F7_Industrial_Wood and Lumber Products_New_Space Heating_Natural Gas_Building Automation System_A_Technical Potential | F7 | Industrial | Wood and Lumber Products | New | Space Heating | Natural Gas | Building Automation System | A | Incremental Energy Savings (MWh or mTherms) | Technical Potential | 0 | 0 | 0 | 0 | 0 | 3.0245e-05 | 7.07e-05 | 0.00014371 | 0.00026315 | 0.00044407 | 0.00069998 | 0.0010363 | 0.0014506 | 0.0019248 | 0.0024197 | 0.0028852 | 0.0032501 | 0.0034464 | 0.0034135 | 0.0031469 | 0.0027248 | 0.0021775 | 0.0015749 | 0.0010491 | 0.00071206 | 0.00066853 | 0.00099532 | 0.0014014 | 0 | 0 | 0
F8_Industrial_Wood and Lumber Products_New_Space Heating_Natural Gas_Building Automation System_A_Technical Potential | F8 | Industrial | Wood and Lumber Products | New | Space Heating | Natural Gas | Building Automation System | A | Incremental Summer Peak Savings (MW) | Technical Potential | 0 | 0 | 0 | 0 | 0 | 0 | 0 | 0 | 0 | 0 | 0 | 0 | 0 | 0 | 0 | 0 | 0 | 0 | 0 | 0 | 0 | 0 | 0 | 0 | 0 | 0 | 0 | 0 | 0 | 0 | 0
F9_Industrial_Wood and Lumber Products_New_Space Heating_Natural Gas_Building Automation System_A_Technical Potential | F9 | Industrial | Wood and Lumber Products | New | Space Heating | Natural Gas | Building Automation System | A | Incremental Winter Peak Savings (MW) | Technical Potential | 0 | 0 | 0 | 0 | 0 | 0 | 0 | 0 | 0 | 0 | 0 | 0 | 0 | 0 | 0 | 0 | 0 | 0 | 0 | 0 | 0 | 0 | 0 | 0 | 0 | 0 | 0 | 0 | 0 | 0 | 0
F10_Industrial_Wood and Lumber Products_New_Space Heating_Natural Gas_Building Automation System_A_Technical Potential | F10 | Industrial | Wood and Lumber Products | New | Space Heating | Natural Gas | Building Automation System | A | Cumulative Energy Savings (MWh or mTherms) | Technical Potential | 0 | 0 | 0 | 0 | 0 | 3.0245e-05 | 0.00010055 | 0.0002433 | 0.00050467 | 0.00094581 | 0.0016413 | 0.0026685 | 0.0041034 | 0.0060043 | 0.00839 | 0.011238 | 0.014448 | 0.017853 | 0.021187 | 0.024263 | 0.026902 | 0.028963 | 0.030403 | 0.031204 | 0.031494 | 0.031494 | 0.031494 | 0.031494 | 0 | 0 | 0
F11_Industrial_Wood and Lumber Products_New_Space Heating_Natural Gas_Building Automation System_A_Technical Potential | F11 | Industrial | Wood and Lumber Products | New | Space Heating | Natural Gas | Building Automation System | A | Cumulative Summer Peak Savings (MW) | Technical Potential | 0 | 0 | 0 | 0 | 0 | 0 | 0 | 0 | 0 | 0 | 0 | 0 | 0 | 0 | 0 | 0 | 0 | 0 | 0 | 0 | 0 | 0 | 0 | 0 | 0 | 0 | 0 | 0 | 0 | 0 | 0
F12_Industrial_Wood and Lumber Products_New_Space Heating_Natural Gas_Building Automation System_A_Technical Potential | F12 | Industrial | Wood and Lumber Products | New | Space Heating | Natural Gas | Building Automation System | A | Cumulative Winter Peak Savings (MW) | Technical Potential | 0 | 0 | 0 | 0 | 0 | 0 | 0 | 0 | 0 | 0 | 0 | 0 | 0 | 0 | 0 | 0 | 0 | 0 | 0 | 0 | 0 | 0 | 0 | 0 | 0 | 0 | 0 | 0 | 0 | 0 | 0
F13_Industrial_Wood and Lumber Products_New_Space Heating_Natural Gas_Building Automation System_A_Technical Potential | F13 | Industrial | Wood and Lumber Products | New | Space Heating | Natural Gas | Building Automation System | A | Purchases (Incremental) | Technical Potential | 0 | 0 | 0 | 0 | 0 | 2.0743 | 4.9123 | 10.0812 | 18.5964 | 31.5648 | 49.9921 | 74.4287 | 104.7938 | 139.8657 | 176.8345 | 211.7985 | 239.4346 | 254.6159 | 253.3198 | 234.3153 | 203.3727 | 162.8286 | 117.7673 | 78.4484 | 53.2472 | 49.9921 | 74.4287 | 104.7938 | 139.8657 | 176.8345 | 211.7985
F14_Industrial_Wood and Lumber Products_New_Space Heating_Natural Gas_Building Automation System_A_Technical Potential | F14 | Industrial | Wood and Lumber Products | New | Space Heating | Natural Gas | Building Automation System | A | Purchases (Cumulative) | Technical Potential | 0 | 0 | 0 | 0 | 0 | 2.0743 | 6.9866 | 17.0678 | 35.6643 | 67.229 | 117.2211 | 191.6498 | 296.4436 | 436.3092 | 613.1437 | 824.9423 | 1064.3769 | 1318.9928 | 1572.3126 | 1806.6279 | 2007.9263 | 2165.8426 | 2273.5287 | 2333.3807 | 2355.0631 | 2355.0631 | 2355.0631 | 2355.0631 | 2355.0631 | 2355.0631 | 2355.0631
F1_Industrial_Wood and Lumber Products_New_Space Heating_Natural Gas_Steam System Efficiency Improvements_A_Technical Potential | F1 | Industrial | Wood and Lumber Products | New | Space Heating | Natural Gas | Steam System Efficiency Improvements | A | Original Unit Energy Savings (kWh or therms) | Technical Potential | 0 | 0 | 0 | 0 | 0 | 0 | 0 | 0 | 0 | 0 | 0 | 0 | 0 | 0 | 0 | 0 | 0 | 0 | 0 | 0 | 0 | 0 | 0 | 0 | 0 | 0 | 0 | 0 | 0 | 0 | 0
F2_Industrial_Wood and Lumber Products_New_Space Heating_Natural Gas_Steam System Efficiency Improvements_A_Technical Potential | F2 | Industrial | Wood and Lumber Products | New | Space Heating | Natural Gas | Steam System Efficiency Improvements | A | Original Unit Summer Peak Savings (kW) | Technical Potential | 0 | 0 | 0 | 0 | 0 | 0 | 0 | 0 | 0 | 0 | 0 | 0 | 0 | 0 | 0 | 0 | 0 | 0 | 0 | 0 | 0 | 0 | 0 | 0 | 0 | 0 | 0 | 0 | 0 | 0 | 0
F3_Industrial_Wood and Lumber Products_New_Space Heating_Natural Gas_Steam System Efficiency Improvements_A_Technical Potential | F3 | Industrial | Wood and Lumber Products | New | Space Heating | Natural Gas | Steam System Efficiency Improvements | A | Original Unit Winter Peak Savings (kW) | Technical Potential | 0 | 0 | 0 | 0 | 0 | 0 | 0 | 0 | 0 | 0 | 0 | 0 | 0 | 0 | 0 | 0 | 0 | 0 | 0 | 0 | 0 | 0 | 0 | 0 | 0 | 0 | 0 | 0 | 0 | 0 | 0
F4_Industrial_Wood and Lumber Products_New_Space Heating_Natural Gas_Steam System Efficiency Improvements_A_Technical Potential | F4 | Industrial | Wood and Lumber Products | New | Space Heating | Natural Gas | Steam System Efficiency Improvements | A | Standalone Impact on Baseline Energy (%) | Technical Potential | 0% | 0% | 0% | 0% | 0% | 0% | 0% | 0% | 0% | 0% | 0% | 0% | 0% | 0% | 0% | 0% | 0% | 0% | 0% | 0% | 0% | 0% | 0% | 0% | 0 | 0 | 0 | 0 | 0 | 0 | 0
F5_Industrial_Wood and Lumber Products_New_Space Heating_Natural Gas_Steam System Efficiency Improvements_A_Technical Potential | F5 | Industrial | Wood and Lumber Products | New | Space Heating | Natural Gas | Steam System Efficiency Improvements | A | Standalone Impact on Baseline Summer Peak (%) | Technical Potential | 0% | 0% | 0% | 0% | 0% | 0% | 0% | 0% | 0% | 0% | 0% | 0% | 0% | 0% | 0% | 0% | 0% | 0% | 0% | 0% | 0% | 0% | 0% | 0% | 0 | 0 | 0 | 0 | 0 | 0 | 0
F6_Industrial_Wood and Lumber Products_New_Space Heating_Natural Gas_Steam System Efficiency Improvements_A_Technical Potential | F6 | Industrial | Wood and Lumber Products | New | Space Heating | Natural Gas | Steam System Efficiency Improvements | A | Standalone Impact on Baseline Winter Peak (%) | Technical Potential | 0% | 0% | 0% | 0% | 0% | 0% | 0% | 0% | 0% | 0% | 0% | 0% | 0% | 0% | 0% | 0% | 0% | 0% | 0% | 0% | 0% | 0% | 0% | 0% | 0 | 0 | 0 | 0 | 0 | 0 | 0
F7_Industrial_Wood and Lumber Products_New_Space Heating_Natural Gas_Steam System Efficiency Improvements_A_Technical Potential | F7 | Industrial | Wood and Lumber Products | New | Space Heating | Natural Gas | Steam System Efficiency Improvements | A | Incremental Energy Savings (MWh or mTherms) | Technical Potential | 0 | 0 | 0 | 0 | 0 | 0 | 0 | 0 | 0 | 0 | 0 | 0 | 0 | 0 | 0 | 0 | 0 | 0 | 0 | 0 | 0 | 0 | 0 | 0 | 0 | 0 | 0 | 0 | 0 | 0 | 0
F8_Industrial_Wood and Lumber Products_New_Space Heating_Natural Gas_Steam System Efficiency Improvements_A_Technical Potential | F8 | Industrial | Wood and Lumber Products | New | Space Heating | Natural Gas | Steam System Efficiency Improvements | A | Incremental Summer Peak Savings (MW) | Technical Potential | 0 | 0 | 0 | 0 | 0 | 0 | 0 | 0 | 0 | 0 | 0 | 0 | 0 | 0 | 0 | 0 | 0 | 0 | 0 | 0 | 0 | 0 | 0 | 0 | 0 | 0 | 0 | 0 | 0 | 0 | 0
F9_Industrial_Wood and Lumber Products_New_Space Heating_Natural Gas_Steam System Efficiency Improvements_A_Technical Potential | F9 | Industrial | Wood and Lumber Products | New | Space Heating | Natural Gas | Steam System Efficiency Improvements | A | Incremental Winter Peak Savings (MW) | Technical Potential | 0 | 0 | 0 | 0 | 0 | 0 | 0 | 0 | 0 | 0 | 0 | 0 | 0 | 0 | 0 | 0 | 0 | 0 | 0 | 0 | 0 | 0 | 0 | 0 | 0 | 0 | 0 | 0 | 0 | 0 | 0
F10_Industrial_Wood and Lumber Products_New_Space Heating_Natural Gas_Steam System Efficiency Improvements_A_Technical Potential | F10 | Industrial | Wood and Lumber Products | New | Space Heating | Natural Gas | Steam System Efficiency Improvements | A | Cumulative Energy Savings (MWh or mTherms) | Technical Potential | 0 | 0 | 0 | 0 | 0 | 0 | 0 | 0 | 0 | 0 | 0 | 0 | 0 | 0 | 0 | 0 | 0 | 0 | 0 | 0 | 0 | 0 | 0 | 0 | 0 | 0 | 0 | 0 | 0 | 0 | 0
F11_Industrial_Wood and Lumber Products_New_Space Heating_Natural Gas_Steam System Efficiency Improvements_A_Technical Potential | F11 | Industrial | Wood and Lumber Products | New | Space Heating | Natural Gas | Steam System Efficiency Improvements | A | Cumulative Summer Peak Savings (MW) | Technical Potential | 0 | 0 | 0 | 0 | 0 | 0 | 0 | 0 | 0 | 0 | 0 | 0 | 0 | 0 | 0 | 0 | 0 | 0 | 0 | 0 | 0 | 0 | 0 | 0 | 0 | 0 | 0 | 0 | 0 | 0 | 0
F12_Industrial_Wood and Lumber Products_New_Space Heating_Natural Gas_Steam System Efficiency Improvements_A_Technical Potential | F12 | Industrial | Wood and Lumber Products | New | Space Heating | Natural Gas | Steam System Efficiency Improvements | A | Cumulative Winter Peak Savings (MW) | Technical Potential | 0 | 0 | 0 | 0 | 0 | 0 | 0 | 0 | 0 | 0 | 0 | 0 | 0 | 0 | 0 | 0 | 0 | 0 | 0 | 0 | 0 | 0 | 0 | 0 | 0 | 0 | 0 | 0 | 0 | 0 | 0
F13_Industrial_Wood and Lumber Products_New_Space Heating_Natural Gas_Steam System Efficiency Improvements_A_Technical Potential | F13 | Industrial | Wood and Lumber Products | New | Space Heating | Natural Gas | Steam System Efficiency Improvements | A | Purchases (Incremental) | Technical Potential | 0 | 0 | 0 | 0 | 0 | 0 | 0 | 0 | 0 | 0 | 0 | 0 | 0 | 0 | 0 | 0 | 0 | 0 | 0 | 0 | 0 | 0 | 0 | 0 | 0 | 0 | 0 | 0 | 0 | 0 | 0
F14_Industrial_Wood and Lumber Products_New_Space Heating_Natural Gas_Steam System Efficiency Improvements_A_Technical Potential | F14 | Industrial | Wood and Lumber Products | New | Space Heating | Natural Gas | Steam System Efficiency Improvements | A | Purchases (Cumulative) | Technical Potential | 0 | 0 | 0 | 0 | 0 | 0 | 0 | 0 | 0 | 0 | 0 | 0 | 0 | 0 | 0 | 0 | 0 | 0 | 0 | 0 | 0 | 0 | 0 | 0 | 0 | 0 | 0 | 0 | 0 | 0 | 0
F1_Industrial_Wood and Lumber Products_New_Process_Natural Gas_Steam System Efficiency Improvements_A_Technical Potential | F1 | Industrial | Wood and Lumber Products | New | Process | Natural Gas | Steam System Efficiency Improvements | A | Original Unit Energy Savings (kWh or therms) | Technical Potential | 0 | 0 | 0 | 0 | 0 | 0.98506 | 0.98506 | 0.98506 | 0.98506 | 0.98506 | 0.98506 | 0.98506 | 0.98506 | 0.98506 | 0.98506 | 0.98506 | 0.98506 | 0.98506 | 0.98506 | 0.98506 | 0.98506 | 0.98506 | 0.98506 | 0.98506 | 0.98506 | 0.98506 | 0.98506 | 0.98506 | 0.98506 | 0.98506 | 0.98506
F2_Industrial_Wood and Lumber Products_New_Process_Natural Gas_Steam System Efficiency Improvements_A_Technical Potential | F2 | Industrial | Wood and Lumber Products | New | Process | Natural Gas | Steam System Efficiency Improvements | A | Original Unit Summer Peak Savings (kW) | Technical Potential | 0 | 0 | 0 | 0 | 0 | 0 | 0 | 0 | 0 | 0 | 0 | 0 | 0 | 0 | 0 | 0 | 0 | 0 | 0 | 0 | 0 | 0 | 0 | 0 | 0 | 0 | 0 | 0 | 0 | 0 | 0
F3_Industrial_Wood and Lumber Products_New_Process_Natural Gas_Steam System Efficiency Improvements_A_Technical Potential | F3 | Industrial | Wood and Lumber Products | New | Process | Natural Gas | Steam System Efficiency Improvements | A | Original Unit Winter Peak Savings (kW) | Technical Potential | 0 | 0 | 0 | 0 | 0 | 0 | 0 | 0 | 0 | 0 | 0 | 0 | 0 | 0 | 0 | 0 | 0 | 0 | 0 | 0 | 0 | 0 | 0 | 0 | 0 | 0 | 0 | 0 | 0 | 0 | 0
F4_Industrial_Wood and Lumber Products_New_Process_Natural Gas_Steam System Efficiency Improvements_A_Technical Potential | F4 | Industrial | Wood and Lumber Products | New | Process | Natural Gas | Steam System Efficiency Improvements | A | Standalone Impact on Baseline Energy (%) | Technical Potential | 0% | 0% | 0% | 0% | 0% | 9.107e-05% | 0.0002589% | 0.0005472% | 0.001008% | 0.0017% | 0.002633% | 0.003857% | 0.005373% | 0.007141% | 0.009075% | 0.01102% | 0.01279% | 0.01415% | 0.01489% | 0.01487% | 0.01417% | 0.01354% | 0.01296% | 0.01243% | 0.0001194 | 0.00011491 | 0.00011076 | 0.00010691 | 0 | 0 | 0
F5_Industrial_Wood and Lumber Products_New_Process_Natural Gas_Steam System Efficiency Improvements_A_Technical Potential | F5 | Industrial | Wood and Lumber Products | New | Process | Natural Gas | Steam System Efficiency Improvements | A | Standalone Impact on Baseline Summer Peak (%) | Technical Potential | 0% | 0% | 0% | 0% | 0% | 0% | 0% | 0% | 0% | 0% | 0% | 0% | 0% | 0% | 0% | 0% | 0% | 0% | 0% | 0% | 0% | 0% | 0% | 0% | 0 | 0 | 0 | 0 | 0 | 0 | 0
F6_Industrial_Wood and Lumber Products_New_Process_Natural Gas_Steam System Efficiency Improvements_A_Technical Potential | F6 | Industrial | Wood and Lumber Products | New | Process | Natural Gas | Steam System Efficiency Improvements | A | Standalone Impact on Baseline Winter Peak (%) | Technical Potential | 0% | 0% | 0% | 0% | 0% | 0% | 0% | 0% | 0% | 0% | 0% | 0% | 0% | 0% | 0% | 0% | 0% | 0% | 0% | 0% | 0% | 0% | 0% | 0% | 0 | 0 | 0 | 0 | 0 | 0 | 0
F7_Industrial_Wood and Lumber Products_New_Process_Natural Gas_Steam System Efficiency Improvements_A_Technical Potential | F7 | Industrial | Wood and Lumber Products | New | Process | Natural Gas | Steam System Efficiency Improvements | A | Incremental Energy Savings (MWh or mTherms) | Technical Potential | 0 | 0 | 0 | 0 | 0 | 5.3958e-05 | 0.00012778 | 0.00026224 | 0.00048375 | 0.00082109 | 0.0013004 | 0.0019361 | 0.002726 | 0.0036383 | 0.0046 | 0.0055095 | 0.0062284 | 0.0066233 | 0.0065896 | 0.0060952 | 0.0055095 | 0.0062284 | 0.0066233 | 0.0065896 | 0.0060952 | 0.0055095 | 0.0062284 | 0.0066233 | 0.0065896 | 0.0060952 | 0.0055095
F8_Industrial_Wood and Lumber Products_New_Process_Natural Gas_Steam System Efficiency Improvements_A_Technical Potential | F8 | Industrial | Wood and Lumber Products | New | Process | Natural Gas | Steam System Efficiency Improvements | A | Incremental Summer Peak Savings (MW) | Technical Potential | 0 | 0 | 0 | 0 | 0 | 0 | 0 | 0 | 0 | 0 | 0 | 0 | 0 | 0 | 0 | 0 | 0 | 0 | 0 | 0 | 0 | 0 | 0 | 0 | 0 | 0 | 0 | 0 | 0 | 0 | 0
F9_Industrial_Wood and Lumber Products_New_Process_Natural Gas_Steam System Efficiency Improvements_A_Technical Potential | F9 | Industrial | Wood and Lumber Products | New | Process | Natural Gas | Steam System Efficiency Improvements | A | Incremental Winter Peak Savings (MW) | Technical Potential | 0 | 0 | 0 | 0 | 0 | 0 | 0 | 0 | 0 | 0 | 0 | 0 | 0 | 0 | 0 | 0 | 0 | 0 | 0 | 0 | 0 | 0 | 0 | 0 | 0 | 0 | 0 | 0 | 0 | 0 | 0
F10_Industrial_Wood and Lumber Products_New_Process_Natural Gas_Steam System Efficiency Improvements_A_Technical Potential | F10 | Industrial | Wood and Lumber Products | New | Process | Natural Gas | Steam System Efficiency Improvements | A | Cumulative Energy Savings (MWh or mTherms) | Technical Potential | 0 | 0 | 0 | 0 | 0 | 5.3958e-05 | 0.00018174 | 0.00044398 | 0.00092773 | 0.0017488 | 0.0029953 | 0.0048036 | 0.0072673 | 0.010422 | 0.014201 | 0.01841 | 0.022702 | 0.026599 | 0.029551 | 0.031046 | 0.031046 | 0.031046 | 0.031046 | 0.031046 | 0.031046 | 0.031046 | 0.031046 | 0.031046 | 0.031046 | 0.031046 | 0.031046
F11_Industrial_Wood and Lumber Products_New_Process_Natural Gas_Steam System Efficiency Improvements_A_Technical Potential | F11 | Industrial | Wood and Lumber Products | New | Process | Natural Gas | Steam System Efficiency Improvements | A | Cumulative Summer Peak Savings (MW) | Technical Potential | 0 | 0 | 0 | 0 | 0 | 0 | 0 | 0 | 0 | 0 | 0 | 0 | 0 | 0 | 0 | 0 | 0 | 0 | 0 | 0 | 0 | 0 | 0 | 0 | 0 | 0 | 0 | 0 | 0 | 0 | 0
F12_Industrial_Wood and Lumber Products_New_Process_Natural Gas_Steam System Efficiency Improvements_A_Technical Potential | F12 | Industrial | Wood and Lumber Products | New | Process | Natural Gas | Steam System Efficiency Improvements | A | Cumulative Winter Peak Savings (MW) | Technical Potential | 0 | 0 | 0 | 0 | 0 | 0 | 0 | 0 | 0 | 0 | 0 | 0 | 0 | 0 | 0 | 0 | 0 | 0 | 0 | 0 | 0 | 0 | 0 | 0 | 0 | 0 | 0 | 0 | 0 | 0 | 0
F13_Industrial_Wood and Lumber Products_New_Process_Natural Gas_Steam System Efficiency Improvements_A_Technical Potential | F13 | Industrial | Wood and Lumber Products | New | Process | Natural Gas | Steam System Efficiency Improvements | A | Purchases (Incremental) | Technical Potential | 0 | 0 | 0 | 0 | 0 | 0.054776 | 0.12972 | 0.26622 | 0.49108 | 0.83354 | 1.3202 | 1.9655 | 2.7673 | 3.6935 | 4.6697 | 5.593 | 6.3228 | 6.7237 | 6.6895 | 6.1876 | 5.593 | 6.3228 | 6.7237 | 6.6895 | 6.1876 | 5.593 | 6.3228 | 6.7237 | 6.6895 | 6.1876 | 5.593
F14_Industrial_Wood and Lumber Products_New_Process_Natural Gas_Steam System Efficiency Improvements_A_Technical Potential | F14 | Industrial | Wood and Lumber Products | New | Process | Natural Gas | Steam System Efficiency Improvements | A | Purchases (Cumulative) | Technical Potential | 0 | 0 | 0 | 0 | 0 | 0.054776 | 0.1845 | 0.45072 | 0.9418 | 1.7753 | 3.0407 | 4.8765 | 7.3776 | 10.58 | 14.4162 | 18.6891 | 23.0464 | 27.0028 | 29.9989 | 31.5168 | 31.5168 | 31.5168 | 31.5168 | 31.5168 | 31.5168 | 31.5168 | 31.5168 | 31.5168 | 31.5168 | 31.5168 | 31.5168
F1_Industrial_Wood and Lumber Products_New_Space Heating_Natural Gas_Strategic Energy Management_A_Technical Potential | F1 | Industrial | Wood and Lumber Products | New | Space Heating | Natural Gas | Strategic Energy Management | A | Original Unit Energy Savings (kWh or therms) | Technical Potential | 0 | 0 | 0 | 0 | 0 | 5.2427 | 5.1749 | 5.1255 | 5.088 | 5.0584 | 5.0345 | 5.0065 | 4.9771 | 4.9481 | 4.9201 | 4.898 | 4.8807 | 4.8669 | 4.845 | 4.829 | 4.8174 | 4.8083 | 4.8083 | 4.8083 | 4.8083 | 4.8083 | 4.8083 | 4.8083 | 0 | 0 | 0
F2_Industrial_Wood and Lumber Products_New_Space Heating_Natural Gas_Strategic Energy Management_A_Technical Potential | F2 | Industrial | Wood and Lumber Products | New | Space Heating | Natural Gas | Strategic Energy Management | A | Original Unit Summer Peak Savings (kW) | Technical Potential | 0 | 0 | 0 | 0 | 0 | 0 | 0 | 0 | 0 | 0 | 0 | 0 | 0 | 0 | 0 | 0 | 0 | 0 | 0 | 0 | 0 | 0 | 0 | 0 | 0 | 0 | 0 | 0 | 0 | 0 | 0
F3_Industrial_Wood and Lumber Products_New_Space Heating_Natural Gas_Strategic Energy Management_A_Technical Potential | F3 | Industrial | Wood and Lumber Products | New | Space Heating | Natural Gas | Strategic Energy Management | A | Original Unit Winter Peak Savings (kW) | Technical Potential | 0 | 0 | 0 | 0 | 0 | 0 | 0 | 0 | 0 | 0 | 0 | 0 | 0 | 0 | 0 | 0 | 0 | 0 | 0 | 0 | 0 | 0 | 0 | 0 | 0 | 0 | 0 | 0 | 0 | 0 | 0
F4_Industrial_Wood and Lumber Products_New_Space Heating_Natural Gas_Strategic Energy Management_A_Technical Potential | F4 | Industrial | Wood and Lumber Products | New | Space Heating | Natural Gas | Strategic Energy Management | A | Standalone Impact on Baseline Energy (%) | Technical Potential | 0% | 0% | 0% | 0% | 0% | 0.02263% | 0.04172% | 0.05872% | 0.07441% | 0.08917% | 0.09148% | 0.09345% | 0.0951% | 0.09649% | 0.09774% | 0.09877% | 0.0997% | 0.1005% | 0.1012% | 0.1019% | 0.1024% | 0.1029% | 0.1034% | 0.1038% | 0.0010424 | 0.0010032 | 0.00096698 | 0.00093337 | 0 | 0 | 0
F5_Industrial_Wood and Lumber Products_New_Space Heating_Natural Gas_Strategic Energy Management_A_Technical Potential | F5 | Industrial | Wood and Lumber Products | New | Space Heating | Natural Gas | Strategic Energy Management | A | Standalone Impact on Baseline Summer Peak (%) | Technical Potential | 0% | 0% | 0% | 0% | 0% | 0% | 0% | 0% | 0% | 0% | 0% | 0% | 0% | 0% | 0% | 0% | 0% | 0% | 0% | 0% | 0% | 0% | 0% | 0% | 0 | 0 | 0 | 0 | 0 | 0 | 0
F6_Industrial_Wood and Lumber Products_New_Space Heating_Natural Gas_Strategic Energy Management_A_Technical Potential | F6 | Industrial | Wood and Lumber Products | New | Space Heating | Natural Gas | Strategic Energy Management | A | Standalone Impact on Baseline Winter Peak (%) | Technical Potential | 0% | 0% | 0% | 0% | 0% | 0% | 0% | 0% | 0% | 0% | 0% | 0% | 0% | 0% | 0% | 0% | 0% | 0% | 0% | 0% | 0% | 0% | 0% | 0% | 0 | 0 | 0 | 0 | 0 | 0 | 0
F7_Industrial_Wood and Lumber Products_New_Space Heating_Natural Gas_Strategic Energy Management_A_Technical Potential | F7 | Industrial | Wood and Lumber Products | New | Space Heating | Natural Gas | Strategic Energy Management | A | Incremental Energy Savings (MWh or mTherms) | Technical Potential | 0 | 0 | 0 | 0 | 0 | 0.00019018 | 0.0002224 | 0.0002546 | 0.00028662 | 0.00031865 | 0.0003507 | 0.00038171 | 0.00041214 | 0.00044215 | 0.00047137 | 0.00050095 | 0.00053046 | 0.00056016 | 0.00058855 | 0.00061713 | 0.00064614 | 0.00067522 | 0.00070541 | 0.00073549 | 0.00076547 | 0.00064492 | 0.00067522 | 0.00070541 | 0 | 0 | 0
F8_Industrial_Wood and Lumber Products_New_Space Heating_Natural Gas_Strategic Energy Management_A_Technical Potential | F8 | Industrial | Wood and Lumber Products | New | Space Heating | Natural Gas | Strategic Energy Management | A | Incremental Summer Peak Savings (MW) | Technical Potential | 0 | 0 | 0 | 0 | 0 | 0 | 0 | 0 | 0 | 0 | 0 | 0 | 0 | 0 | 0 | 0 | 0 | 0 | 0 | 0 | 0 | 0 | 0 | 0 | 0 | 0 | 0 | 0 | 0 | 0 | 0
F9_Industrial_Wood and Lumber Products_New_Space Heating_Natural Gas_Strategic Energy Management_A_Technical Potential | F9 | Industrial | Wood and Lumber Products | New | Space Heating | Natural Gas | Strategic Energy Management | A | Incremental Winter Peak Savings (MW) | Technical Potential | 0 | 0 | 0 | 0 | 0 | 0 | 0 | 0 | 0 | 0 | 0 | 0 | 0 | 0 | 0 | 0 | 0 | 0 | 0 | 0 | 0 | 0 | 0 | 0 | 0 | 0 | 0 | 0 | 0 | 0 | 0
F10_Industrial_Wood and Lumber Products_New_Space Heating_Natural Gas_Strategic Energy Management_A_Technical Potential | F10 | Industrial | Wood and Lumber Products | New | Space Heating | Natural Gas | Strategic Energy Management | A | Cumulative Energy Savings (MWh or mTherms) | Technical Potential | 0 | 0 | 0 | 0 | 0 | 0.00019018 | 0.00041012 | 0.00066081 | 0.00094259 | 0.0012558 | 0.0014179 | 0.0015766 | 0.0017322 | 0.0018855 | 0.0020363 | 0.0021869 | 0.0023375 | 0.0024881 | 0.0026325 | 0.0027783 | 0.002925 | 0.0030721 | 0.0032241 | 0.0033755 | 0.0035265 | 0.0035265 | 0.0035265 | 0.0035265 | 0 | 0 | 0
F11_Industrial_Wood and Lumber Products_New_Space Heating_Natural Gas_Strategic Energy Management_A_Technical Potential | F11 | Industrial | Wood and Lumber Products | New | Space Heating | Natural Gas | Strategic Energy Management | A | Cumulative Summer Peak Savings (MW) | Technical Potential | 0 | 0 | 0 | 0 | 0 | 0 | 0 | 0 | 0 | 0 | 0 | 0 | 0 | 0 | 0 | 0 | 0 | 0 | 0 | 0 | 0 | 0 | 0 | 0 | 0 | 0 | 0 | 0 | 0 | 0 | 0
F12_Industrial_Wood and Lumber Products_New_Space Heating_Natural Gas_Strategic Energy Management_A_Technical Potential | F12 | Industrial | Wood and Lumber Products | New | Space Heating | Natural Gas | Strategic Energy Management | A | Cumulative Winter Peak Savings (MW) | Technical Potential | 0 | 0 | 0 | 0 | 0 | 0 | 0 | 0 | 0 | 0 | 0 | 0 | 0 | 0 | 0 | 0 | 0 | 0 | 0 | 0 | 0 | 0 | 0 | 0 | 0 | 0 | 0 | 0 | 0 | 0 | 0
F13_Industrial_Wood and Lumber Products_New_Space Heating_Natural Gas_Strategic Energy Management_A_Technical Potential | F13 | Industrial | Wood and Lumber Products | New | Space Heating | Natural Gas | Strategic Energy Management | A | Purchases (Incremental) | Technical Potential | 0 | 0 | 0 | 0 | 0 | 0.036275 | 0.042976 | 0.049674 | 0.056332 | 0.062993 | 0.06966 | 0.076242 | 0.082807 | 0.089358 | 0.095805 | 0.10228 | 0.10869 | 0.1151 | 0.12148 | 0.1278 | 0.13413 | 0.14043 | 0.14671 | 0.15296 | 0.1592 | 0.13413 | 0.14043 | 0.14671 | 0.15296 | 0.1592 | 0.13413
F14_Industrial_Wood and Lumber Products_New_Space Heating_Natural Gas_Strategic Energy Management_A_Technical Potential | F14 | Industrial | Wood and Lumber Products | New | Space Heating | Natural Gas | Strategic Energy Management | A | Purchases (Cumulative) | Technical Potential | 0 | 0 | 0 | 0 | 0 | 0.036275 | 0.079252 | 0.12893 | 0.18526 | 0.24825 | 0.28164 | 0.3149 | 0.34803 | 0.38106 | 0.41387 | 0.44649 | 0.47893 | 0.51122 | 0.54334 | 0.57533 | 0.60718 | 0.63892 | 0.67053 | 0.70202 | 0.73342 | 0.73342 | 0.73342 | 0.73342 | 0.73342 | 0.73342 | 0.73342
F1_Industrial_Wood and Lumber Products_New_Process_Natural Gas_Strategic Energy Management_A_Technical Potential | F1 | Industrial | Wood and Lumber Products | New | Process | Natural Gas | Strategic Energy Management | A | Original Unit Energy Savings (kWh or therms) | Technical Potential | 0 | 0 | 0 | 0 | 0 | 8.9454 | 8.9454 | 8.9454 | 8.9454 | 8.9454 | 8.9454 | 8.9454 | 8.9454 | 8.9454 | 8.9454 | 8.9454 | 8.9454 | 8.9454 | 8.9454 | 8.9454 | 8.9454 | 8.9454 | 8.9454 | 8.9454 | 8.9454 | 8.9454 | 8.9454 | 8.9454 | 0 | 0 | 0
F2_Industrial_Wood and Lumber Products_New_Process_Natural Gas_Strategic Energy Management_A_Technical Potential | F2 | Industrial | Wood and Lumber Products | New | Process | Natural Gas | Strategic Energy Management | A | Original Unit Summer Peak Savings (kW) | Technical Potential | 0 | 0 | 0 | 0 | 0 | 0 | 0 | 0 | 0 | 0 | 0 | 0 | 0 | 0 | 0 | 0 | 0 | 0 | 0 | 0 | 0 | 0 | 0 | 0 | 0 | 0 | 0 | 0 | 0 | 0 | 0
F3_Industrial_Wood and Lumber Products_New_Process_Natural Gas_Strategic Energy Management_A_Technical Potential | F3 | Industrial | Wood and Lumber Products | New | Process | Natural Gas | Strategic Energy Management | A | Original Unit Winter Peak Savings (kW) | Technical Potential | 0 | 0 | 0 | 0 | 0 | 0 | 0 | 0 | 0 | 0 | 0 | 0 | 0 | 0 | 0 | 0 | 0 | 0 | 0 | 0 | 0 | 0 | 0 | 0 | 0 | 0 | 0 | 0 | 0 | 0 | 0
F4_Industrial_Wood and Lumber Products_New_Process_Natural Gas_Strategic Energy Management_A_Technical Potential | F4 | Industrial | Wood and Lumber Products | New | Process | Natural Gas | Strategic Energy Management | A | Standalone Impact on Baseline Energy (%) | Technical Potential | 0% | 0% | 0% | 0% | 0% | 0.09675% | 0.1784% | 0.2511% | 0.3182% | 0.3813% | 0.3912% | 0.3996% | 0.4066% | 0.4126% | 0.418% | 0.4224% | 0.4263% | 0.4297% | 0.4327% | 0.4356% | 0.438% | 0.4402% | 0.4422% | 0.444% | 0.0044573 | 0.0042898 | 0.0041349 | 0.0039912 | 0 | 0 | 0
F5_Industrial_Wood and Lumber Products_New_Process_Natural Gas_Strategic Energy Management_A_Technical Potential | F5 | Industrial | Wood and Lumber Products | New | Process | Natural Gas | Strategic Energy Management | A | Standalone Impact on Baseline Summer Peak (%) | Technical Potential | 0% | 0% | 0% | 0% | 0% | 0% | 0% | 0% | 0% | 0% | 0% | 0% | 0% | 0% | 0% | 0% | 0% | 0% | 0% | 0% | 0% | 0% | 0% | 0% | 0 | 0 | 0 | 0 | 0 | 0 | 0
F6_Industrial_Wood and Lumber Products_New_Process_Natural Gas_Strategic Energy Management_A_Technical Potential | F6 | Industrial | Wood and Lumber Products | New | Process | Natural Gas | Strategic Energy Management | A | Standalone Impact on Baseline Winter Peak (%) | Technical Potential | 0% | 0% | 0% | 0% | 0% | 0% | 0% | 0% | 0% | 0% | 0% | 0% | 0% | 0% | 0% | 0% | 0% | 0% | 0% | 0% | 0% | 0% | 0% | 0% | 0 | 0 | 0 | 0 | 0 | 0 | 0
F7_Industrial_Wood and Lumber Products_New_Process_Natural Gas_Strategic Energy Management_A_Technical Potential | F7 | Industrial | Wood and Lumber Products | New | Process | Natural Gas | Strategic Energy Management | A | Incremental Energy Savings (MWh or mTherms) | Technical Potential | 0 | 0 | 0 | 0 | 0 | 0.057323 | 0.067912 | 0.078496 | 0.089017 | 0.099543 | 0.11008 | 0.12048 | 0.13085 | 0.14121 | 0.15139 | 0.16162 | 0.17175 | 0.18188 | 0.19196 | 0.20195 | 0.21195 | 0.22191 | 0.23183 | 0.24172 | 0.25157 | 0.21195 | 0.22191 | 0.23183 | 0 | 0 | 0
F8_Industrial_Wood and Lumber Products_New_Process_Natural Gas_Strategic Energy Management_A_Technical Potential | F8 | Industrial | Wood and Lumber Products | New | Process | Natural Gas | Strategic Energy Management | A | Incremental Summer Peak Savings (MW) | Technical Potential | 0 | 0 | 0 | 0 | 0 | 0 | 0 | 0 | 0 | 0 | 0 | 0 | 0 | 0 | 0 | 0 | 0 | 0 | 0 | 0 | 0 | 0 | 0 | 0 | 0 | 0 | 0 | 0 | 0 | 0 | 0
F9_Industrial_Wood and Lumber Products_New_Process_Natural Gas_Strategic Energy Management_A_Technical Potential | F9 | Industrial | Wood and Lumber Products | New | Process | Natural Gas | Strategic Energy Management | A | Incremental Winter Peak Savings (MW) | Technical Potential | 0 | 0 | 0 | 0 | 0 | 0 | 0 | 0 | 0 | 0 | 0 | 0 | 0 | 0 | 0 | 0 | 0 | 0 | 0 | 0 | 0 | 0 | 0 | 0 | 0 | 0 | 0 | 0 | 0 | 0 | 0
F10_Industrial_Wood and Lumber Products_New_Process_Natural Gas_Strategic Energy Management_A_Technical Potential | F10 | Industrial | Wood and Lumber Products | New | Process | Natural Gas | Strategic Energy Management | A | Cumulative Energy Savings (MWh or mTherms) | Technical Potential | 0 | 0 | 0 | 0 | 0 | 0.057323 | 0.12524 | 0.20373 | 0.29275 | 0.39229 | 0.44505 | 0.49761 | 0.54997 | 0.60216 | 0.65401 | 0.70555 | 0.75682 | 0.80785 | 0.8586 | 0.90915 | 0.95948 | 1.0096 | 1.0596 | 1.1094 | 1.159 | 1.159 | 1.159 | 1.159 | 0 | 0 | 0
F11_Industrial_Wood and Lumber Products_New_Process_Natural Gas_Strategic Energy Management_A_Technical Potential | F11 | Industrial | Wood and Lumber Products | New | Process | Natural Gas | Strategic Energy Management | A | Cumulative Summer Peak Savings (MW) | Technical Potential | 0 | 0 | 0 | 0 | 0 | 0 | 0 | 0 | 0 | 0 | 0 | 0 | 0 | 0 | 0 | 0 | 0 | 0 | 0 | 0 | 0 | 0 | 0 | 0 | 0 | 0 | 0 | 0 | 0 | 0 | 0
F12_Industrial_Wood and Lumber Products_New_Process_Natural Gas_Strategic Energy Management_A_Technical Potential | F12 | Industrial | Wood and Lumber Products | New | Process | Natural Gas | Strategic Energy Management | A | Cumulative Winter Peak Savings (MW) | Technical Potential | 0 | 0 | 0 | 0 | 0 | 0 | 0 | 0 | 0 | 0 | 0 | 0 | 0 | 0 | 0 | 0 | 0 | 0 | 0 | 0 | 0 | 0 | 0 | 0 | 0 | 0 | 0 | 0 | 0 | 0 | 0
F13_Industrial_Wood and Lumber Products_New_Process_Natural Gas_Strategic Energy Management_A_Technical Potential | F13 | Industrial | Wood and Lumber Products | New | Process | Natural Gas | Strategic Energy Management | A | Purchases (Incremental) | Technical Potential | 0 | 0 | 0 | 0 | 0 | 6.4081 | 7.5919 | 8.775 | 9.9511 | 11.1278 | 12.3056 | 13.4683 | 14.6279 | 15.7852 | 16.9241 | 18.0673 | 19.1996 | 20.332 | 21.4588 | 22.5755 | 23.6936 | 24.807 | 25.916 | 27.0211 | 28.1224 | 23.6936 | 24.807 | 25.916 | 27.0211 | 28.1224 | 23.6936
F14_Industrial_Wood and Lumber Products_New_Process_Natural Gas_Strategic Energy Management_A_Technical Potential | F14 | Industrial | Wood and Lumber Products | New | Process | Natural Gas | Strategic Energy Management | A | Purchases (Cumulative) | Technical Potential | 0 | 0 | 0 | 0 | 0 | 6.4081 | 14 | 22.7749 | 32.726 | 43.8538 | 49.7513 | 55.6278 | 61.4808 | 67.3149 | 73.1111 | 78.8728 | 84.604 | 90.3081 | 95.9818 | 101.6332 | 107.2595 | 112.8669 | 118.4509 | 124.0132 | 129.56 | 129.56 | 129.56 | 129.56 | 129.56 | 129.56 | 129.56
F1_Industrial_Wood and Lumber Products_New_Miscellaneous_Natural Gas_Strategic Energy Management_A_Technical Potential | F1 | Industrial | Wood and Lumber Products | New | Miscellaneous | Natural Gas | Strategic Energy Management | A | Original Unit Energy Savings (kWh or therms) | Technical Potential | 0 | 0 | 0 | 0 | 0 | 3.4004 | 3.4004 | 3.4004 | 3.4004 | 3.4004 | 3.4004 | 3.4004 | 3.4004 | 3.4004 | 3.4004 | 3.4004 | 3.4004 | 3.4004 | 3.4004 | 3.4004 | 3.4004 | 3.4004 | 3.4004 | 3.4004 | 3.4004 | 3.4004 | 3.4004 | 3.4004 | 0 | 0 | 0
F2_Industrial_Wood and Lumber Products_New_Miscellaneous_Natural Gas_Strategic Energy Management_A_Technical Potential | F2 | Industrial | Wood and Lumber Products | New | Miscellaneous | Natural Gas | Strategic Energy Management | A | Original Unit Summer Peak Savings (kW) | Technical Potential | 0 | 0 | 0 | 0 | 0 | 0 | 0 | 0 | 0 | 0 | 0 | 0 | 0 | 0 | 0 | 0 | 0 | 0 | 0 | 0 | 0 | 0 | 0 | 0 | 0 | 0 | 0 | 0 | 0 | 0 | 0
F3_Industrial_Wood and Lumber Products_New_Miscellaneous_Natural Gas_Strategic Energy Management_A_Technical Potential | F3 | Industrial | Wood and Lumber Products | New | Miscellaneous | Natural Gas | Strategic Energy Management | A | Original Unit Winter Peak Savings (kW) | Technical Potential | 0 | 0 | 0 | 0 | 0 | 0 | 0 | 0 | 0 | 0 | 0 | 0 | 0 | 0 | 0 | 0 | 0 | 0 | 0 | 0 | 0 | 0 | 0 | 0 | 0 | 0 | 0 | 0 | 0 | 0 | 0
F4_Industrial_Wood and Lumber Products_New_Miscellaneous_Natural Gas_Strategic Energy Management_A_Technical Potential | F4 | Industrial | Wood and Lumber Products | New | Miscellaneous | Natural Gas | Strategic Energy Management | A | Standalone Impact on Baseline Energy (%) | Technical Potential | 0% | 0% | 0% | 0% | 0% | 0.09675% | 0.1784% | 0.2511% | 0.3182% | 0.3813% | 0.3912% | 0.3996% | 0.4066% | 0.4126% | 0.418% | 0.4224% | 0.4263% | 0.4297% | 0.4327% | 0.4356% | 0.438% | 0.4402% | 0.4422% | 0.444% | 0.0044573 | 0.0042898 | 0.0041349 | 0.0039912 | 0 | 0 | 0
F5_Industrial_Wood and Lumber Products_New_Miscellaneous_Natural Gas_Strategic Energy Management_A_Technical Potential | F5 | Industrial | Wood and Lumber Products | New | Miscellaneous | Natural Gas | Strategic Energy Management | A | Standalone Impact on Baseline Summer Peak (%) | Technical Potential | 0% | 0% | 0% | 0% | 0% | 0% | 0% | 0% | 0% | 0% | 0% | 0% | 0% | 0% | 0% | 0% | 0% | 0% | 0% | 0% | 0% | 0% | 0% | 0% | 0 | 0 | 0 | 0 | 0 | 0 | 0
F6_Industrial_Wood and Lumber Products_New_Miscellaneous_Natural Gas_Strategic Energy Management_A_Technical Potential | F6 | Industrial | Wood and Lumber Products | New | Miscellaneous | Natural Gas | Strategic Energy Management | A | Standalone Impact on Baseline Winter Peak (%) | Technical Potential | 0% | 0% | 0% | 0% | 0% | 0% | 0% | 0% | 0% | 0% | 0% | 0% | 0% | 0% | 0% | 0% | 0% | 0% | 0% | 0% | 0% | 0% | 0% | 0% | 0 | 0 | 0 | 0 | 0 | 0 | 0
F7_Industrial_Wood and Lumber Products_New_Miscellaneous_Natural Gas_Strategic Energy Management_A_Technical Potential | F7 | Industrial | Wood and Lumber Products | New | Miscellaneous | Natural Gas | Strategic Energy Management | A | Incremental Energy Savings (MWh or mTherms) | Technical Potential | 0 | 0 | 0 | 0 | 0 | 0.0054476 | 0.0064539 | 0.0074597 | 0.0084595 | 0.0094599 | 0.010461 | 0.01145 | 0.012435 | 0.013419 | 0.014387 | 0.015359 | 0.016322 | 0.017284 | 0.018242 | 0.019192 | 0.020142 | 0.021089 | 0.022032 | 0.022971 | 0.023907 | 0.020142 | 0.021089 | 0.022032 | 0 | 0 | 0
F8_Industrial_Wood and Lumber Products_New_Miscellaneous_Natural Gas_Strategic Energy Management_A_Technical Potential | F8 | Industrial | Wood and Lumber Products | New | Miscellaneous | Natural Gas | Strategic Energy Management | A | Incremental Summer Peak Savings (MW) | Technical Potential | 0 | 0 | 0 | 0 | 0 | 0 | 0 | 0 | 0 | 0 | 0 | 0 | 0 | 0 | 0 | 0 | 0 | 0 | 0 | 0 | 0 | 0 | 0 | 0 | 0 | 0 | 0 | 0 | 0 | 0 | 0
F9_Industrial_Wood and Lumber Products_New_Miscellaneous_Natural Gas_Strategic Energy Management_A_Technical Potential | F9 | Industrial | Wood and Lumber Products | New | Miscellaneous | Natural Gas | Strategic Energy Management | A | Incremental Winter Peak Savings (MW) | Technical Potential | 0 | 0 | 0 | 0 | 0 | 0 | 0 | 0 | 0 | 0 | 0 | 0 | 0 | 0 | 0 | 0 | 0 | 0 | 0 | 0 | 0 | 0 | 0 | 0 | 0 | 0 | 0 | 0 | 0 | 0 | 0
F10_Industrial_Wood and Lumber Products_New_Miscellaneous_Natural Gas_Strategic Energy Management_A_Technical Potential | F10 | Industrial | Wood and Lumber Products | New | Miscellaneous | Natural Gas | Strategic Energy Management | A | Cumulative Energy Savings (MWh or mTherms) | Technical Potential | 0 | 0 | 0 | 0 | 0 | 0.0054476 | 0.011902 | 0.019361 | 0.027821 | 0.037281 | 0.042294 | 0.04729 | 0.052265 | 0.057225 | 0.062153 | 0.067051 | 0.071923 | 0.076772 | 0.081595 | 0.0864 | 0.091182 | 0.095949 | 0.1007 | 0.10542 | 0.11014 | 0.11014 | 0.11014 | 0.11014 | 0 | 0 | 0
F11_Industrial_Wood and Lumber Products_New_Miscellaneous_Natural Gas_Strategic Energy Management_A_Technical Potential | F11 | Industrial | Wood and Lumber Products | New | Miscellaneous | Natural Gas | Strategic Energy Management | A | Cumulative Summer Peak Savings (MW) | Technical Potential | 0 | 0 | 0 | 0 | 0 | 0 | 0 | 0 | 0 | 0 | 0 | 0 | 0 | 0 | 0 | 0 | 0 | 0 | 0 | 0 | 0 | 0 | 0 | 0 | 0 | 0 | 0 | 0 | 0 | 0 | 0
F12_Industrial_Wood and Lumber Products_New_Miscellaneous_Natural Gas_Strategic Energy Management_A_Technical Potential | F12 | Industrial | Wood and Lumber Products | New | Miscellaneous | Natural Gas | Strategic Energy Management | A | Cumulative Winter Peak Savings (MW) | Technical Potential | 0 | 0 | 0 | 0 | 0 | 0 | 0 | 0 | 0 | 0 | 0 | 0 | 0 | 0 | 0 | 0 | 0 | 0 | 0 | 0 | 0 | 0 | 0 | 0 | 0 | 0 | 0 | 0 | 0 | 0 | 0
F13_Industrial_Wood and Lumber Products_New_Miscellaneous_Natural Gas_Strategic Energy Management_A_Technical Potential | F13 | Industrial | Wood and Lumber Products | New | Miscellaneous | Natural Gas | Strategic Energy Management | A | Purchases (Incremental) | Technical Potential | 0 | 0 | 0 | 0 | 0 | 1.602 | 1.898 | 2.1937 | 2.4878 | 2.782 | 3.0764 | 3.3671 | 3.657 | 3.9463 | 4.231 | 4.5168 | 4.7999 | 5.083 | 5.3647 | 5.6439 | 5.9234 | 6.2017 | 6.479 | 6.7553 | 7.0306 | 5.9234 | 6.2017 | 6.479 | 6.7553 | 7.0306 | 5.9234
F14_Industrial_Wood and Lumber Products_New_Miscellaneous_Natural Gas_Strategic Energy Management_A_Technical Potential | F14 | Industrial | Wood and Lumber Products | New | Miscellaneous | Natural Gas | Strategic Energy Management | A | Purchases (Cumulative) | Technical Potential | 0 | 0 | 0 | 0 | 0 | 1.602 | 3.5 | 5.6937 | 8.1815 | 10.9635 | 12.4378 | 13.9069 | 15.3702 | 16.8287 | 18.2778 | 19.7182 | 21.151 | 22.577 | 23.9954 | 25.4083 | 26.8149 | 28.2167 | 29.6127 | 31.0033 | 32.39 | 32.39 | 32.39 | 32.39 | 32.39 | 32.39 | 32.39
F1_Industrial_Wood and Lumber Products_New_Space Heating_Natural Gas_Commissioning_A_Technical Potential | F1 | Industrial | Wood and Lumber Products | New | Space Heating | Natural Gas | Commissioning | A | Original Unit Energy Savings (kWh or therms) | Technical Potential | 0 | 0 | 0 | 0 | 0 | 6.5433 | 6.4588 | 6.3971 | 6.3503 | 6.3134 | 6.2835 | 6.2485 | 6.2118 | 6.1756 | 6.1407 | 6.1132 | 6.0915 | 6.0743 | 6.047 | 6.027 | 6.0125 | 6.0012 | 6.0012 | 6.0012 | 6.0012 | 6.0012 | 6.0012 | 6.0012 | 0 | 0 | 0
F2_Industrial_Wood and Lumber Products_New_Space Heating_Natural Gas_Commissioning_A_Technical Potential | F2 | Industrial | Wood and Lumber Products | New | Space Heating | Natural Gas | Commissioning | A | Original Unit Summer Peak Savings (kW) | Technical Potential | 0 | 0 | 0 | 0 | 0 | 0 | 0 | 0 | 0 | 0 | 0 | 0 | 0 | 0 | 0 | 0 | 0 | 0 | 0 | 0 | 0 | 0 | 0 | 0 | 0 | 0 | 0 | 0 | 0 | 0 | 0
F3_Industrial_Wood and Lumber Products_New_Space Heating_Natural Gas_Commissioning_A_Technical Potential | F3 | Industrial | Wood and Lumber Products | New | Space Heating | Natural Gas | Commissioning | A | Original Unit Winter Peak Savings (kW) | Technical Potential | 0 | 0 | 0 | 0 | 0 | 0 | 0 | 0 | 0 | 0 | 0 | 0 | 0 | 0 | 0 | 0 | 0 | 0 | 0 | 0 | 0 | 0 | 0 | 0 | 0 | 0 | 0 | 0 | 0 | 0 | 0
F4_Industrial_Wood and Lumber Products_New_Space Heating_Natural Gas_Commissioning_A_Technical Potential | F4 | Industrial | Wood and Lumber Products | New | Space Heating | Natural Gas | Commissioning | A | Standalone Impact on Baseline Energy (%) | Technical Potential | 0% | 0% | 0% | 0% | 0% | 0% | 0% | 0% | 0% | 0% | 0% | 0% | 0% | 0% | 0% | 0% | 0% | 0% | 0% | 0% | 0% | 0% | 0% | 0% | 0 | 0 | 0 | 0 | 0 | 0 | 0
F5_Industrial_Wood and Lumber Products_New_Space Heating_Natural Gas_Commissioning_A_Technical Potential | F5 | Industrial | Wood and Lumber Products | New | Space Heating | Natural Gas | Commissioning | A | Standalone Impact on Baseline Summer Peak (%) | Technical Potential | 0% | 0% | 0% | 0% | 0% | 0% | 0% | 0% | 0% | 0% | 0% | 0% | 0% | 0% | 0% | 0% | 0% | 0% | 0% | 0% | 0% | 0% | 0% | 0% | 0 | 0 | 0 | 0 | 0 | 0 | 0
F6_Industrial_Wood and Lumber Products_New_Space Heating_Natural Gas_Commissioning_A_Technical Potential | F6 | Industrial | Wood and Lumber Products | New | Space Heating | Natural Gas | Commissioning | A | Standalone Impact on Baseline Winter Peak (%) | Technical Potential | 0% | 0% | 0% | 0% | 0% | 0% | 0% | 0% | 0% | 0% | 0% | 0% | 0% | 0% | 0% | 0% | 0% | 0% | 0% | 0% | 0% | 0% | 0% | 0% | 0 | 0 | 0 | 0 | 0 | 0 | 0
F7_Industrial_Wood and Lumber Products_New_Space Heating_Natural Gas_Commissioning_A_Technical Potential | F7 | Industrial | Wood and Lumber Products | New | Space Heating | Natural Gas | Commissioning | A | Incremental Energy Savings (MWh or mTherms) | Technical Potential | 0 | 0 | 0 | 0 | 0 | 0 | 0 | 0 | 0 | 0 | 0 | 0 | 0 | 0 | 0 | 0 | 0 | 0 | 0 | 0 | 0 | 0 | 0 | 0 | 0 | 0 | 0 | 0 | 0 | 0 | 0
F8_Industrial_Wood and Lumber Products_New_Space Heating_Natural Gas_Commissioning_A_Technical Potential | F8 | Industrial | Wood and Lumber Products | New | Space Heating | Natural Gas | Commissioning | A | Incremental Summer Peak Savings (MW) | Technical Potential | 0 | 0 | 0 | 0 | 0 | 0 | 0 | 0 | 0 | 0 | 0 | 0 | 0 | 0 | 0 | 0 | 0 | 0 | 0 | 0 | 0 | 0 | 0 | 0 | 0 | 0 | 0 | 0 | 0 | 0 | 0
F9_Industrial_Wood and Lumber Products_New_Space Heating_Natural Gas_Commissioning_A_Technical Potential | F9 | Industrial | Wood and Lumber Products | New | Space Heating | Natural Gas | Commissioning | A | Incremental Winter Peak Savings (MW) | Technical Potential | 0 | 0 | 0 | 0 | 0 | 0 | 0 | 0 | 0 | 0 | 0 | 0 | 0 | 0 | 0 | 0 | 0 | 0 | 0 | 0 | 0 | 0 | 0 | 0 | 0 | 0 | 0 | 0 | 0 | 0 | 0
F10_Industrial_Wood and Lumber Products_New_Space Heating_Natural Gas_Commissioning_A_Technical Potential | F10 | Industrial | Wood and Lumber Products | New | Space Heating | Natural Gas | Commissioning | A | Cumulative Energy Savings (MWh or mTherms) | Technical Potential | 0 | 0 | 0 | 0 | 0 | 0 | 0 | 0 | 0 | 0 | 0 | 0 | 0 | 0 | 0 | 0 | 0 | 0 | 0 | 0 | 0 | 0 | 0 | 0 | 0 | 0 | 0 | 0 | 0 | 0 | 0
F11_Industrial_Wood and Lumber Products_New_Space Heating_Natural Gas_Commissioning_A_Technical Potential | F11 | Industrial | Wood and Lumber Products | New | Space Heating | Natural Gas | Commissioning | A | Cumulative Summer Peak Savings (MW) | Technical Potential | 0 | 0 | 0 | 0 | 0 | 0 | 0 | 0 | 0 | 0 | 0 | 0 | 0 | 0 | 0 | 0 | 0 | 0 | 0 | 0 | 0 | 0 | 0 | 0 | 0 | 0 | 0 | 0 | 0 | 0 | 0
F12_Industrial_Wood and Lumber Products_New_Space Heating_Natural Gas_Commissioning_A_Technical Potential | F12 | Industrial | Wood and Lumber Products | New | Space Heating | Natural Gas | Commissioning | A | Cumulative Winter Peak Savings (MW) | Technical Potential | 0 | 0 | 0 | 0 | 0 | 0 | 0 | 0 | 0 | 0 | 0 | 0 | 0 | 0 | 0 | 0 | 0 | 0 | 0 | 0 | 0 | 0 | 0 | 0 | 0 | 0 | 0 | 0 | 0 | 0 | 0
F13_Industrial_Wood and Lumber Products_New_Space Heating_Natural Gas_Commissioning_A_Technical Potential | F13 | Industrial | Wood and Lumber Products | New | Space Heating | Natural Gas | Commissioning | A | Purchases (Incremental) | Technical Potential | 0 | 0 | 0 | 0 | 0 | 0 | 0 | 0 | 0 | 0 | 0 | 0 | 0 | 0 | 0 | 0 | 0 | 0 | 0 | 0 | 0 | 0 | 0 | 0 | 0 | 0 | 0 | 0 | 0 | 0 | 0
F14_Industrial_Wood and Lumber Products_New_Space Heating_Natural Gas_Commissioning_A_Technical Potential | F14 | Industrial | Wood and Lumber Products | New | Space Heating | Natural Gas | Commissioning | A | Purchases (Cumulative) | Technical Potential | 0 | 0 | 0 | 0 | 0 | 0 | 0 | 0 | 0 | 0 | 0 | 0 | 0 | 0 | 0 | 0 | 0 | 0 | 0 | 0 | 0 | 0 | 0 | 0 | 0 | 0 | 0 | 0 | 0 | 0 | 0
F1_Industrial_Wood and Lumber Products_New_Process_Natural Gas_Commissioning_A_Technical Potential | F1 | Industrial | Wood and Lumber Products | New | Process | Natural Gas | Commissioning | A | Original Unit Energy Savings (kWh or therms) | Technical Potential | 0 | 0 | 0 | 0 | 0 | 49.928 | 49.928 | 49.928 | 49.928 | 49.928 | 49.928 | 49.928 | 49.928 | 49.928 | 49.928 | 49.928 | 49.928 | 49.928 | 49.928 | 49.928 | 49.928 | 49.928 | 49.928 | 49.928 | 49.928 | 49.928 | 49.928 | 49.928 | 0 | 0 | 0
F2_Industrial_Wood and Lumber Products_New_Process_Natural Gas_Commissioning_A_Technical Potential | F2 | Industrial | Wood and Lumber Products | New | Process | Natural Gas | Commissioning | A | Original Unit Summer Peak Savings (kW) | Technical Potential | 0 | 0 | 0 | 0 | 0 | 0 | 0 | 0 | 0 | 0 | 0 | 0 | 0 | 0 | 0 | 0 | 0 | 0 | 0 | 0 | 0 | 0 | 0 | 0 | 0 | 0 | 0 | 0 | 0 | 0 | 0
F3_Industrial_Wood and Lumber Products_New_Process_Natural Gas_Commissioning_A_Technical Potential | F3 | Industrial | Wood and Lumber Products | New | Process | Natural Gas | Commissioning | A | Original Unit Winter Peak Savings (kW) | Technical Potential | 0 | 0 | 0 | 0 | 0 | 0 | 0 | 0 | 0 | 0 | 0 | 0 | 0 | 0 | 0 | 0 | 0 | 0 | 0 | 0 | 0 | 0 | 0 | 0 | 0 | 0 | 0 | 0 | 0 | 0 | 0
F4_Industrial_Wood and Lumber Products_New_Process_Natural Gas_Commissioning_A_Technical Potential | F4 | Industrial | Wood and Lumber Products | New | Process | Natural Gas | Commissioning | A | Standalone Impact on Baseline Energy (%) | Technical Potential | 0% | 0% | 0% | 0% | 0% | 0% | 0% | 0% | 0% | 0% | 0% | 0% | 0% | 0% | 0% | 0% | 0% | 0% | 0% | 0% | 0% | 0% | 0% | 0% | 0 | 0 | 0 | 0 | 0 | 0 | 0
F5_Industrial_Wood and Lumber Products_New_Process_Natural Gas_Commissioning_A_Technical Potential | F5 | Industrial | Wood and Lumber Products | New | Process | Natural Gas | Commissioning | A | Standalone Impact on Baseline Summer Peak (%) | Technical Potential | 0% | 0% | 0% | 0% | 0% | 0% | 0% | 0% | 0% | 0% | 0% | 0% | 0% | 0% | 0% | 0% | 0% | 0% | 0% | 0% | 0% | 0% | 0% | 0% | 0 | 0 | 0 | 0 | 0 | 0 | 0
F6_Industrial_Wood and Lumber Products_New_Process_Natural Gas_Commissioning_A_Technical Potential | F6 | Industrial | Wood and Lumber Products | New | Process | Natural Gas | Commissioning | A | Standalone Impact on Baseline Winter Peak (%) | Technical Potential | 0% | 0% | 0% | 0% | 0% | 0% | 0% | 0% | 0% | 0% | 0% | 0% | 0% | 0% | 0% | 0% | 0% | 0% | 0% | 0% | 0% | 0% | 0% | 0% | 0 | 0 | 0 | 0 | 0 | 0 | 0
F7_Industrial_Wood and Lumber Products_New_Process_Natural Gas_Commissioning_A_Technical Potential | F7 | Industrial | Wood and Lumber Products | New | Process | Natural Gas | Commissioning | A | Incremental Energy Savings (MWh or mTherms) | Technical Potential | 0 | 0 | 0 | 0 | 0 | 0 | 0 | 0 | 0 | 0 | 0 | 0 | 0 | 0 | 0 | 0 | 0 | 0 | 0 | 0 | 0 | 0 | 0 | 0 | 0 | 0 | 0 | 0 | 0 | 0 | 0
F8_Industrial_Wood and Lumber Products_New_Process_Natural Gas_Commissioning_A_Technical Potential | F8 | Industrial | Wood and Lumber Products | New | Process | Natural Gas | Commissioning | A | Incremental Summer Peak Savings (MW) | Technical Potential | 0 | 0 | 0 | 0 | 0 | 0 | 0 | 0 | 0 | 0 | 0 | 0 | 0 | 0 | 0 | 0 | 0 | 0 | 0 | 0 | 0 | 0 | 0 | 0 | 0 | 0 | 0 | 0 | 0 | 0 | 0
F9_Industrial_Wood and Lumber Products_New_Process_Natural Gas_Commissioning_A_Technical Potential | F9 | Industrial | Wood and Lumber Products | New | Process | Natural Gas | Commissioning | A | Incremental Winter Peak Savings (MW) | Technical Potential | 0 | 0 | 0 | 0 | 0 | 0 | 0 | 0 | 0 | 0 | 0 | 0 | 0 | 0 | 0 | 0 | 0 | 0 | 0 | 0 | 0 | 0 | 0 | 0 | 0 | 0 | 0 | 0 | 0 | 0 | 0
F10_Industrial_Wood and Lumber Products_New_Process_Natural Gas_Commissioning_A_Technical Potential | F10 | Industrial | Wood and Lumber Products | New | Process | Natural Gas | Commissioning | A | Cumulative Energy Savings (MWh or mTherms) | Technical Potential | 0 | 0 | 0 | 0 | 0 | 0 | 0 | 0 | 0 | 0 | 0 | 0 | 0 | 0 | 0 | 0 | 0 | 0 | 0 | 0 | 0 | 0 | 0 | 0 | 0 | 0 | 0 | 0 | 0 | 0 | 0
F11_Industrial_Wood and Lumber Products_New_Process_Natural Gas_Commissioning_A_Technical Potential | F11 | Industrial | Wood and Lumber Products | New | Process | Natural Gas | Commissioning | A | Cumulative Summer Peak Savings (MW) | Technical Potential | 0 | 0 | 0 | 0 | 0 | 0 | 0 | 0 | 0 | 0 | 0 | 0 | 0 | 0 | 0 | 0 | 0 | 0 | 0 | 0 | 0 | 0 | 0 | 0 | 0 | 0 | 0 | 0 | 0 | 0 | 0
F12_Industrial_Wood and Lumber Products_New_Process_Natural Gas_Commissioning_A_Technical Potential | F12 | Industrial | Wood and Lumber Products | New | Process | Natural Gas | Commissioning | A | Cumulative Winter Peak Savings (MW) | Technical Potential | 0 | 0 | 0 | 0 | 0 | 0 | 0 | 0 | 0 | 0 | 0 | 0 | 0 | 0 | 0 | 0 | 0 | 0 | 0 | 0 | 0 | 0 | 0 | 0 | 0 | 0 | 0 | 0 | 0 | 0 | 0
F13_Industrial_Wood and Lumber Products_New_Process_Natural Gas_Commissioning_A_Technical Potential | F13 | Industrial | Wood and Lumber Products | New | Process | Natural Gas | Commissioning | A | Purchases (Incremental) | Technical Potential | 0 | 0 | 0 | 0 | 0 | 0 | 0 | 0 | 0 | 0 | 0 | 0 | 0 | 0 | 0 | 0 | 0 | 0 | 0 | 0 | 0 | 0 | 0 | 0 | 0 | 0 | 0 | 0 | 0 | 0 | 0
F14_Industrial_Wood and Lumber Products_New_Process_Natural Gas_Commissioning_A_Technical Potential | F14 | Industrial | Wood and Lumber Products | New | Process | Natural Gas | Commissioning | A | Purchases (Cumulative) | Technical Potential | 0 | 0 | 0 | 0 | 0 | 0 | 0 | 0 | 0 | 0 | 0 | 0 | 0 | 0 | 0 | 0 | 0 | 0 | 0 | 0 | 0 | 0 | 0 | 0 | 0 | 0 | 0 | 0 | 0 | 0 | 0
F1_Industrial_Wood and Lumber Products_New_Space Heating_Natural Gas_Retrocommissioning_A_Technical Potential | F1 | Industrial | Wood and Lumber Products | New | Space Heating | Natural Gas | Retrocommissioning | A | Original Unit Energy Savings (kWh or therms) | Technical Potential | 0 | 0 | 0 | 0 | 0 | 0 | 0 | 0 | 0 | 0 | 0 | 0 | 0 | 0 | 0 | 0 | 0 | 0 | 0 | 0 | 0 | 0 | 0 | 0 | 0 | 0 | 0 | 0 | 0 | 0 | 0
F2_Industrial_Wood and Lumber Products_New_Space Heating_Natural Gas_Retrocommissioning_A_Technical Potential | F2 | Industrial | Wood and Lumber Products | New | Space Heating | Natural Gas | Retrocommissioning | A | Original Unit Summer Peak Savings (kW) | Technical Potential | 0 | 0 | 0 | 0 | 0 | 0 | 0 | 0 | 0 | 0 | 0 | 0 | 0 | 0 | 0 | 0 | 0 | 0 | 0 | 0 | 0 | 0 | 0 | 0 | 0 | 0 | 0 | 0 | 0 | 0 | 0
F3_Industrial_Wood and Lumber Products_New_Space Heating_Natural Gas_Retrocommissioning_A_Technical Potential | F3 | Industrial | Wood and Lumber Products | New | Space Heating | Natural Gas | Retrocommissioning | A | Original Unit Winter Peak Savings (kW) | Technical Potential | 0 | 0 | 0 | 0 | 0 | 0 | 0 | 0 | 0 | 0 | 0 | 0 | 0 | 0 | 0 | 0 | 0 | 0 | 0 | 0 | 0 | 0 | 0 | 0 | 0 | 0 | 0 | 0 | 0 | 0 | 0
F4_Industrial_Wood and Lumber Products_New_Space Heating_Natural Gas_Retrocommissioning_A_Technical Potential | F4 | Industrial | Wood and Lumber Products | New | Space Heating | Natural Gas | Retrocommissioning | A | Standalone Impact on Baseline Energy (%) | Technical Potential | 0% | 0% | 0% | 0% | 0% | 0% | 0% | 0% | 0% | 0% | 0% | 0% | 0% | 0% | 0% | 0% | 0% | 0% | 0% | 0% | 0% | 0% | 0% | 0% | 0 | 0 | 0 | 0 | 0 | 0 | 0
F5_Industrial_Wood and Lumber Products_New_Space Heating_Natural Gas_Retrocommissioning_A_Technical Potential | F5 | Industrial | Wood and Lumber Products | New | Space Heating | Natural Gas | Retrocommissioning | A | Standalone Impact on Baseline Summer Peak (%) | Technical Potential | 0% | 0% | 0% | 0% | 0% | 0% | 0% | 0% | 0% | 0% | 0% | 0% | 0% | 0% | 0% | 0% | 0% | 0% | 0% | 0% | 0% | 0% | 0% | 0% | 0 | 0 | 0 | 0 | 0 | 0 | 0
F6_Industrial_Wood and Lumber Products_New_Space Heating_Natural Gas_Retrocommissioning_A_Technical Potential | F6 | Industrial | Wood and Lumber Products | New | Space Heating | Natural Gas | Retrocommissioning | A | Standalone Impact on Baseline Winter Peak (%) | Technical Potential | 0% | 0% | 0% | 0% | 0% | 0% | 0% | 0% | 0% | 0% | 0% | 0% | 0% | 0% | 0% | 0% | 0% | 0% | 0% | 0% | 0% | 0% | 0% | 0% | 0 | 0 | 0 | 0 | 0 | 0 | 0
F7_Industrial_Wood and Lumber Products_New_Space Heating_Natural Gas_Retrocommissioning_A_Technical Potential | F7 | Industrial | Wood and Lumber Products | New | Space Heating | Natural Gas | Retrocommissioning | A | Incremental Energy Savings (MWh or mTherms) | Technical Potential | 0 | 0 | 0 | 0 | 0 | 0 | 0 | 0 | 0 | 0 | 0 | 0 | 0 | 0 | 0 | 0 | 0 | 0 | 0 | 0 | 0 | 0 | 0 | 0 | 0 | 0 | 0 | 0 | 0 | 0 | 0
F8_Industrial_Wood and Lumber Products_New_Space Heating_Natural Gas_Retrocommissioning_A_Technical Potential | F8 | Industrial | Wood and Lumber Products | New | Space Heating | Natural Gas | Retrocommissioning | A | Incremental Summer Peak Savings (MW) | Technical Potential | 0 | 0 | 0 | 0 | 0 | 0 | 0 | 0 | 0 | 0 | 0 | 0 | 0 | 0 | 0 | 0 | 0 | 0 | 0 | 0 | 0 | 0 | 0 | 0 | 0 | 0 | 0 | 0 | 0 | 0 | 0
F9_Industrial_Wood and Lumber Products_New_Space Heating_Natural Gas_Retrocommissioning_A_Technical Potential | F9 | Industrial | Wood and Lumber Products | New | Space Heating | Natural Gas | Retrocommissioning | A | Incremental Winter Peak Savings (MW) | Technical Potential | 0 | 0 | 0 | 0 | 0 | 0 | 0 | 0 | 0 | 0 | 0 | 0 | 0 | 0 | 0 | 0 | 0 | 0 | 0 | 0 | 0 | 0 | 0 | 0 | 0 | 0 | 0 | 0 | 0 | 0 | 0
F10_Industrial_Wood and Lumber Products_New_Space Heating_Natural Gas_Retrocommissioning_A_Technical Potential | F10 | Industrial | Wood and Lumber Products | New | Space Heating | Natural Gas | Retrocommissioning | A | Cumulative Energy Savings (MWh or mTherms) | Technical Potential | 0 | 0 | 0 | 0 | 0 | 0 | 0 | 0 | 0 | 0 | 0 | 0 | 0 | 0 | 0 | 0 | 0 | 0 | 0 | 0 | 0 | 0 | 0 | 0 | 0 | 0 | 0 | 0 | 0 | 0 | 0
F11_Industrial_Wood and Lumber Products_New_Space Heating_Natural Gas_Retrocommissioning_A_Technical Potential | F11 | Industrial | Wood and Lumber Products | New | Space Heating | Natural Gas | Retrocommissioning | A | Cumulative Summer Peak Savings (MW) | Technical Potential | 0 | 0 | 0 | 0 | 0 | 0 | 0 | 0 | 0 | 0 | 0 | 0 | 0 | 0 | 0 | 0 | 0 | 0 | 0 | 0 | 0 | 0 | 0 | 0 | 0 | 0 | 0 | 0 | 0 | 0 | 0
F12_Industrial_Wood and Lumber Products_New_Space Heating_Natural Gas_Retrocommissioning_A_Technical Potential | F12 | Industrial | Wood and Lumber Products | New | Space Heating | Natural Gas | Retrocommissioning | A | Cumulative Winter Peak Savings (MW) | Technical Potential | 0 | 0 | 0 | 0 | 0 | 0 | 0 | 0 | 0 | 0 | 0 | 0 | 0 | 0 | 0 | 0 | 0 | 0 | 0 | 0 | 0 | 0 | 0 | 0 | 0 | 0 | 0 | 0 | 0 | 0 | 0
F13_Industrial_Wood and Lumber Products_New_Space Heating_Natural Gas_Retrocommissioning_A_Technical Potential | F13 | Industrial | Wood and Lumber Products | New | Space Heating | Natural Gas | Retrocommissioning | A | Purchases (Incremental) | Technical Potential | 0 | 0 | 0 | 0 | 0 | 0 | 0 | 0 | 0 | 0 | 0 | 0 | 0 | 0 | 0 | 0 | 0 | 0 | 0 | 0 | 0 | 0 | 0 | 0 | 0 | 0 | 0 | 0 | 0 | 0 | 0
F14_Industrial_Wood and Lumber Products_New_Space Heating_Natural Gas_Retrocommissioning_A_Technical Potential | F14 | Industrial | Wood and Lumber Products | New | Space Heating | Natural Gas | Retrocommissioning | A | Purchases (Cumulative) | Technical Potential | 0 | 0 | 0 | 0 | 0 | 0 | 0 | 0 | 0 | 0 | 0 | 0 | 0 | 0 | 0 | 0 | 0 | 0 | 0 | 0 | 0 | 0 | 0 | 0 | 0 | 0 | 0 | 0 | 0 | 0 | 0
F1_Industrial_Wood and Lumber Products_New_Process_Natural Gas_Retrocommissioning_A_Technical Potential | F1 | Industrial | Wood and Lumber Products | New | Process | Natural Gas | Retrocommissioning | A | Original Unit Energy Savings (kWh or therms) | Technical Potential | 0 | 0 | 0 | 0 | 0 | 0 | 0 | 0 | 0 | 0 | 0 | 0 | 0 | 0 | 0 | 0 | 0 | 0 | 0 | 0 | 0 | 0 | 0 | 0 | 0 | 0 | 0 | 0 | 0 | 0 | 0
F2_Industrial_Wood and Lumber Products_New_Process_Natural Gas_Retrocommissioning_A_Technical Potential | F2 | Industrial | Wood and Lumber Products | New | Process | Natural Gas | Retrocommissioning | A | Original Unit Summer Peak Savings (kW) | Technical Potential | 0 | 0 | 0 | 0 | 0 | 0 | 0 | 0 | 0 | 0 | 0 | 0 | 0 | 0 | 0 | 0 | 0 | 0 | 0 | 0 | 0 | 0 | 0 | 0 | 0 | 0 | 0 | 0 | 0 | 0 | 0
F3_Industrial_Wood and Lumber Products_New_Process_Natural Gas_Retrocommissioning_A_Technical Potential | F3 | Industrial | Wood and Lumber Products | New | Process | Natural Gas | Retrocommissioning | A | Original Unit Winter Peak Savings (kW) | Technical Potential | 0 | 0 | 0 | 0 | 0 | 0 | 0 | 0 | 0 | 0 | 0 | 0 | 0 | 0 | 0 | 0 | 0 | 0 | 0 | 0 | 0 | 0 | 0 | 0 | 0 | 0 | 0 | 0 | 0 | 0 | 0
F4_Industrial_Wood and Lumber Products_New_Process_Natural Gas_Retrocommissioning_A_Technical Potential | F4 | Industrial | Wood and Lumber Products | New | Process | Natural Gas | Retrocommissioning | A | Standalone Impact on Baseline Energy (%) | Technical Potential | 0% | 0% | 0% | 0% | 0% | 0% | 0% | 0% | 0% | 0% | 0% | 0% | 0% | 0% | 0% | 0% | 0% | 0% | 0% | 0% | 0% | 0% | 0% | 0% | 0 | 0 | 0 | 0 | 0 | 0 | 0
F5_Industrial_Wood and Lumber Products_New_Process_Natural Gas_Retrocommissioning_A_Technical Potential | F5 | Industrial | Wood and Lumber Products | New | Process | Natural Gas | Retrocommissioning | A | Standalone Impact on Baseline Summer Peak (%) | Technical Potential | 0% | 0% | 0% | 0% | 0% | 0% | 0% | 0% | 0% | 0% | 0% | 0% | 0% | 0% | 0% | 0% | 0% | 0% | 0% | 0% | 0% | 0% | 0% | 0% | 0 | 0 | 0 | 0 | 0 | 0 | 0
F6_Industrial_Wood and Lumber Products_New_Process_Natural Gas_Retrocommissioning_A_Technical Potential | F6 | Industrial | Wood and Lumber Products | New | Process | Natural Gas | Retrocommissioning | A | Standalone Impact on Baseline Winter Peak (%) | Technical Potential | 0% | 0% | 0% | 0% | 0% | 0% | 0% | 0% | 0% | 0% | 0% | 0% | 0% | 0% | 0% | 0% | 0% | 0% | 0% | 0% | 0% | 0% | 0% | 0% | 0 | 0 | 0 | 0 | 0 | 0 | 0
F7_Industrial_Wood and Lumber Products_New_Process_Natural Gas_Retrocommissioning_A_Technical Potential | F7 | Industrial | Wood and Lumber Products | New | Process | Natural Gas | Retrocommissioning | A | Incremental Energy Savings (MWh or mTherms) | Technical Potential | 0 | 0 | 0 | 0 | 0 | 0 | 0 | 0 | 0 | 0 | 0 | 0 | 0 | 0 | 0 | 0 | 0 | 0 | 0 | 0 | 0 | 0 | 0 | 0 | 0 | 0 | 0 | 0 | 0 | 0 | 0
F8_Industrial_Wood and Lumber Products_New_Process_Natural Gas_Retrocommissioning_A_Technical Potential | F8 | Industrial | Wood and Lumber Products | New | Process | Natural Gas | Retrocommissioning | A | Incremental Summer Peak Savings (MW) | Technical Potential | 0 | 0 | 0 | 0 | 0 | 0 | 0 | 0 | 0 | 0 | 0 | 0 | 0 | 0 | 0 | 0 | 0 | 0 | 0 | 0 | 0 | 0 | 0 | 0 | 0 | 0 | 0 | 0 | 0 | 0 | 0
F9_Industrial_Wood and Lumber Products_New_Process_Natural Gas_Retrocommissioning_A_Technical Potential | F9 | Industrial | Wood and Lumber Products | New | Process | Natural Gas | Retrocommissioning | A | Incremental Winter Peak Savings (MW) | Technical Potential | 0 | 0 | 0 | 0 | 0 | 0 | 0 | 0 | 0 | 0 | 0 | 0 | 0 | 0 | 0 | 0 | 0 | 0 | 0 | 0 | 0 | 0 | 0 | 0 | 0 | 0 | 0 | 0 | 0 | 0 | 0
F10_Industrial_Wood and Lumber Products_New_Process_Natural Gas_Retrocommissioning_A_Technical Potential | F10 | Industrial | Wood and Lumber Products | New | Process | Natural Gas | Retrocommissioning | A | Cumulative Energy Savings (MWh or mTherms) | Technical Potential | 0 | 0 | 0 | 0 | 0 | 0 | 0 | 0 | 0 | 0 | 0 | 0 | 0 | 0 | 0 | 0 | 0 | 0 | 0 | 0 | 0 | 0 | 0 | 0 | 0 | 0 | 0 | 0 | 0 | 0 | 0
F11_Industrial_Wood and Lumber Products_New_Process_Natural Gas_Retrocommissioning_A_Technical Potential | F11 | Industrial | Wood and Lumber Products | New | Process | Natural Gas | Retrocommissioning | A | Cumulative Summer Peak Savings (MW) | Technical Potential | 0 | 0 | 0 | 0 | 0 | 0 | 0 | 0 | 0 | 0 | 0 | 0 | 0 | 0 | 0 | 0 | 0 | 0 | 0 | 0 | 0 | 0 | 0 | 0 | 0 | 0 | 0 | 0 | 0 | 0 | 0
F12_Industrial_Wood and Lumber Products_New_Process_Natural Gas_Retrocommissioning_A_Technical Potential | F12 | Industrial | Wood and Lumber Products | New | Process | Natural Gas | Retrocommissioning | A | Cumulative Winter Peak Savings (MW) | Technical Potential | 0 | 0 | 0 | 0 | 0 | 0 | 0 | 0 | 0 | 0 | 0 | 0 | 0 | 0 | 0 | 0 | 0 | 0 | 0 | 0 | 0 | 0 | 0 | 0 | 0 | 0 | 0 | 0 | 0 | 0 | 0
F13_Industrial_Wood and Lumber Products_New_Process_Natural Gas_Retrocommissioning_A_Technical Potential | F13 | Industrial | Wood and Lumber Products | New | Process | Natural Gas | Retrocommissioning | A | Purchases (Incremental) | Technical Potential | 0 | 0 | 0 | 0 | 0 | 0 | 0 | 0 | 0 | 0 | 0 | 0 | 0 | 0 | 0 | 0 | 0 | 0 | 0 | 0 | 0 | 0 | 0 | 0 | 0 | 0 | 0 | 0 | 0 | 0 | 0
F14_Industrial_Wood and Lumber Products_New_Process_Natural Gas_Retrocommissioning_A_Technical Potential | F14 | Industrial | Wood and Lumber Products | New | Process | Natural Gas | Retrocommissioning | A | Purchases (Cumulative) | Technical Potential | 0 | 0 | 0 | 0 | 0 | 0 | 0 | 0 | 0 | 0 | 0 | 0 | 0 | 0 | 0 | 0 | 0 | 0 | 0 | 0 | 0 | 0 | 0 | 0 | 0 | 0 | 0 | 0 | 0 | 0 | 0
F1_Industrial_Other Industrial_Existing_Space Heating_Natural Gas_Insulation - Roof/Ceiling_A_Technical Potential | F1 | Industrial | Other Industrial | Existing | Space Heating | Natural Gas | Insulation - Roof/Ceiling | A | Original Unit Energy Savings (kWh or therms) | Technical Potential | 0 | 0 | 0 | 0 | 0 | 0.099591 | 0.099104 | 0.098502 | 0.097865 | 0.097198 | 0.096522 | 0.095828 | 0.095137 | 0.094449 | 0.093706 | 0.093019 | 0.09234 | 0.09171 | 0.091123 | 0.090551 | 0.090011 | 0.089458 | 0.08896 | 0.088489 | 0.088041 | 0.087626 | 0.087242 | 0.086887 | 0 | 0 | 0
F2_Industrial_Other Industrial_Existing_Space Heating_Natural Gas_Insulation - Roof/Ceiling_A_Technical Potential | F2 | Industrial | Other Industrial | Existing | Space Heating | Natural Gas | Insulation - Roof/Ceiling | A | Original Unit Summer Peak Savings (kW) | Technical Potential | 0 | 0 | 0 | 0 | 0 | 0 | 0 | 0 | 0 | 0 | 0 | 0 | 0 | 0 | 0 | 0 | 0 | 0 | 0 | 0 | 0 | 0 | 0 | 0 | 0 | 0 | 0 | 0 | 0 | 0 | 0
F3_Industrial_Other Industrial_Existing_Space Heating_Natural Gas_Insulation - Roof/Ceiling_A_Technical Potential | F3 | Industrial | Other Industrial | Existing | Space Heating | Natural Gas | Insulation - Roof/Ceiling | A | Original Unit Winter Peak Savings (kW) | Technical Potential | 0 | 0 | 0 | 0 | 0 | 0 | 0 | 0 | 0 | 0 | 0 | 0 | 0 | 0 | 0 | 0 | 0 | 0 | 0 | 0 | 0 | 0 | 0 | 0 | 0 | 0 | 0 | 0 | 0 | 0 | 0
F4_Industrial_Other Industrial_Existing_Space Heating_Natural Gas_Insulation - Roof/Ceiling_A_Technical Potential | F4 | Industrial | Other Industrial | Existing | Space Heating | Natural Gas | Insulation - Roof/Ceiling | A | Standalone Impact on Baseline Energy (%) | Technical Potential | 0% | 0% | 0% | 0% | 0% | 0.08959% | 0.2464% | 0.4918% | 0.833% | 1.267% | 1.79% | 2.341% | 2.892% | 3.448% | 3.881% | 4.285% | 4.571% | 4.804% | 4.995% | 5.087% | 5.171% | 5.229% | 5.274% | 5.292% | 0.053084 | 0.053239 | 0.053381 | 0.053511 | 0 | 0 | 0
F5_Industrial_Other Industrial_Existing_Space Heating_Natural Gas_Insulation - Roof/Ceiling_A_Technical Potential | F5 | Industrial | Other Industrial | Existing | Space Heating | Natural Gas | Insulation - Roof/Ceiling | A | Standalone Impact on Baseline Summer Peak (%) | Technical Potential | 0% | 0% | 0% | 0% | 0% | 0% | 0% | 0% | 0% | 0% | 0% | 0% | 0% | 0% | 0% | 0% | 0% | 0% | 0% | 0% | 0% | 0% | 0% | 0% | 0 | 0 | 0 | 0 | 0 | 0 | 0
F6_Industrial_Other Industrial_Existing_Space Heating_Natural Gas_Insulation - Roof/Ceiling_A_Technical Potential | F6 | Industrial | Other Industrial | Existing | Space Heating | Natural Gas | Insulation - Roof/Ceiling | A | Standalone Impact on Baseline Winter Peak (%) | Technical Potential | 0% | 0% | 0% | 0% | 0% | 0% | 0% | 0% | 0% | 0% | 0% | 0% | 0% | 0% | 0% | 0% | 0% | 0% | 0% | 0% | 0% | 0% | 0% | 0% | 0 | 0 | 0 | 0 | 0 | 0 | 0
F7_Industrial_Other Industrial_Existing_Space Heating_Natural Gas_Insulation - Roof/Ceiling_A_Technical Potential | F7 | Industrial | Other Industrial | Existing | Space Heating | Natural Gas | Insulation - Roof/Ceiling | A | Incremental Energy Savings (MWh or mTherms) | Technical Potential | 0 | 0 | 0 | 0 | 0 | 0.67761 | 1.1794 | 1.8127 | 2.5227 | 3.1915 | 3.6505 | 3.8924 | 3.8565 | 3.5166 | 3.0645 | 2.4813 | 1.9161 | 1.3952 | 0.9617 | 0.63786 | 0.40182 | 0.24214 | 0.16244 | 0 | 0 | 0 | 0 | 0 | 0 | 0 | 0
F8_Industrial_Other Industrial_Existing_Space Heating_Natural Gas_Insulation - Roof/Ceiling_A_Technical Potential | F8 | Industrial | Other Industrial | Existing | Space Heating | Natural Gas | Insulation - Roof/Ceiling | A | Incremental Summer Peak Savings (MW) | Technical Potential | 0 | 0 | 0 | 0 | 0 | 0 | 0 | 0 | 0 | 0 | 0 | 0 | 0 | 0 | 0 | 0 | 0 | 0 | 0 | 0 | 0 | 0 | 0 | 0 | 0 | 0 | 0 | 0 | 0 | 0 | 0
F9_Industrial_Other Industrial_Existing_Space Heating_Natural Gas_Insulation - Roof/Ceiling_A_Technical Potential | F9 | Industrial | Other Industrial | Existing | Space Heating | Natural Gas | Insulation - Roof/Ceiling | A | Incremental Winter Peak Savings (MW) | Technical Potential | 0 | 0 | 0 | 0 | 0 | 0 | 0 | 0 | 0 | 0 | 0 | 0 | 0 | 0 | 0 | 0 | 0 | 0 | 0 | 0 | 0 | 0 | 0 | 0 | 0 | 0 | 0 | 0 | 0 | 0 | 0
F10_Industrial_Other Industrial_Existing_Space Heating_Natural Gas_Insulation - Roof/Ceiling_A_Technical Potential | F10 | Industrial | Other Industrial | Existing | Space Heating | Natural Gas | Insulation - Roof/Ceiling | A | Cumulative Energy Savings (MWh or mTherms) | Technical Potential | 0 | 0 | 0 | 0 | 0 | 0.67761 | 1.8537 | 3.6551 | 6.1541 | 9.3037 | 12.8895 | 16.6892 | 20.4254 | 23.7943 | 26.6715 | 28.9573 | 30.662 | 31.848 | 32.6059 | 33.039 | 33.2436 | 33.2818 | 33.2588 | 33.0827 | 32.9152 | 32.7601 | 32.6166 | 32.4838 | 0 | 0 | 0
F11_Industrial_Other Industrial_Existing_Space Heating_Natural Gas_Insulation - Roof/Ceiling_A_Technical Potential | F11 | Industrial | Other Industrial | Existing | Space Heating | Natural Gas | Insulation - Roof/Ceiling | A | Cumulative Summer Peak Savings (MW) | Technical Potential | 0 | 0 | 0 | 0 | 0 | 0 | 0 | 0 | 0 | 0 | 0 | 0 | 0 | 0 | 0 | 0 | 0 | 0 | 0 | 0 | 0 | 0 | 0 | 0 | 0 | 0 | 0 | 0 | 0 | 0 | 0
F12_Industrial_Other Industrial_Existing_Space Heating_Natural Gas_Insulation - Roof/Ceiling_A_Technical Potential | F12 | Industrial | Other Industrial | Existing | Space Heating | Natural Gas | Insulation - Roof/Ceiling | A | Cumulative Winter Peak Savings (MW) | Technical Potential | 0 | 0 | 0 | 0 | 0 | 0 | 0 | 0 | 0 | 0 | 0 | 0 | 0 | 0 | 0 | 0 | 0 | 0 | 0 | 0 | 0 | 0 | 0 | 0 | 0 | 0 | 0 | 0 | 0 | 0 | 0
F13_Industrial_Other Industrial_Existing_Space Heating_Natural Gas_Insulation - Roof/Ceiling_A_Technical Potential | F13 | Industrial | Other Industrial | Existing | Space Heating | Natural Gas | Insulation - Roof/Ceiling | A | Purchases (Incremental) | Technical Potential | 0 | 0 | 0 | 0 | 0 | 6803.9184 | 11900.3223 | 18402.4428 | 25777.3488 | 32834.6627 | 37820.6456 | 40618.6246 | 40536.1513 | 37232.9544 | 32703.2222 | 26675.233 | 20750.0959 | 15212.5914 | 10553.8272 | 7044.2192 | 4464.148 | 2706.739 | 1826.0111 | 0 | 0 | 0 | 0 | 0 | 0 | 0 | 0
F14_Industrial_Other Industrial_Existing_Space Heating_Natural Gas_Insulation - Roof/Ceiling_A_Technical Potential | F14 | Industrial | Other Industrial | Existing | Space Heating | Natural Gas | Insulation - Roof/Ceiling | A | Purchases (Cumulative) | Technical Potential | 0 | 0 | 0 | 0 | 0 | 6803.9184 | 18704.2407 | 37106.6836 | 62884.0323 | 95718.695 | 133539.3406 | 174157.9652 | 214694.1164 | 251927.0708 | 284630.293 | 311305.526 | 332055.622 | 347268.2134 | 357822.0407 | 364866.2599 | 369330.4078 | 372037.1468 | 373863.1579 | 373863.1579 | 373863.1579 | 373863.1579 | 373863.1579 | 373863.1579 | 373863.1579 | 373863.1579 | 373863.1579
F1_Industrial_Other Industrial_Existing_Space Heating_Natural Gas_Insulation - Wall Cavity_A_Technical Potential | F1 | Industrial | Other Industrial | Existing | Space Heating | Natural Gas | Insulation - Wall Cavity | A | Original Unit Energy Savings (kWh or therms) | Technical Potential | 0 | 0 | 0 | 0 | 0 | 0.017935 | 0.017848 | 0.017739 | 0.017625 | 0.017505 | 0.017383 | 0.017258 | 0.017133 | 0.017009 | 0.016876 | 0.016752 | 0.01663 | 0.016516 | 0.01641 | 0.016307 | 0.01621 | 0.016111 | 0.016021 | 0.015936 | 0.015855 | 0.015781 | 0.015712 | 0.015648 | 0 | 0 | 0
F2_Industrial_Other Industrial_Existing_Space Heating_Natural Gas_Insulation - Wall Cavity_A_Technical Potential | F2 | Industrial | Other Industrial | Existing | Space Heating | Natural Gas | Insulation - Wall Cavity | A | Original Unit Summer Peak Savings (kW) | Technical Potential | 0 | 0 | 0 | 0 | 0 | 0 | 0 | 0 | 0 | 0 | 0 | 0 | 0 | 0 | 0 | 0 | 0 | 0 | 0 | 0 | 0 | 0 | 0 | 0 | 0 | 0 | 0 | 0 | 0 | 0 | 0
F3_Industrial_Other Industrial_Existing_Space Heating_Natural Gas_Insulation - Wall Cavity_A_Technical Potential | F3 | Industrial | Other Industrial | Existing | Space Heating | Natural Gas | Insulation - Wall Cavity | A | Original Unit Winter Peak Savings (kW) | Technical Potential | 0 | 0 | 0 | 0 | 0 | 0 | 0 | 0 | 0 | 0 | 0 | 0 | 0 | 0 | 0 | 0 | 0 | 0 | 0 | 0 | 0 | 0 | 0 | 0 | 0 | 0 | 0 | 0 | 0 | 0 | 0
F4_Industrial_Other Industrial_Existing_Space Heating_Natural Gas_Insulation - Wall Cavity_A_Technical Potential | F4 | Industrial | Other Industrial | Existing | Space Heating | Natural Gas | Insulation - Wall Cavity | A | Standalone Impact on Baseline Energy (%) | Technical Potential | 0% | 0% | 0% | 0% | 0% | 0.01614% | 0.04438% | 0.08857% | 0.15% | 0.2282% | 0.3224% | 0.4216% | 0.5208% | 0.621% | 0.6989% | 0.7718% | 0.8231% | 0.8652% | 0.8995% | 0.9161% | 0.9312% | 0.9417% | 0.9497% | 0.953% | 0.00956 | 0.0095879 | 0.0096135 | 0.0096369 | 0 | 0 | 0
F5_Industrial_Other Industrial_Existing_Space Heating_Natural Gas_Insulation - Wall Cavity_A_Technical Potential | F5 | Industrial | Other Industrial | Existing | Space Heating | Natural Gas | Insulation - Wall Cavity | A | Standalone Impact on Baseline Summer Peak (%) | Technical Potential | 0% | 0% | 0% | 0% | 0% | 0% | 0% | 0% | 0% | 0% | 0% | 0% | 0% | 0% | 0% | 0% | 0% | 0% | 0% | 0% | 0% | 0% | 0% | 0% | 0 | 0 | 0 | 0 | 0 | 0 | 0
F6_Industrial_Other Industrial_Existing_Space Heating_Natural Gas_Insulation - Wall Cavity_A_Technical Potential | F6 | Industrial | Other Industrial | Existing | Space Heating | Natural Gas | Insulation - Wall Cavity | A | Standalone Impact on Baseline Winter Peak (%) | Technical Potential | 0% | 0% | 0% | 0% | 0% | 0% | 0% | 0% | 0% | 0% | 0% | 0% | 0% | 0% | 0% | 0% | 0% | 0% | 0% | 0% | 0% | 0% | 0% | 0% | 0 | 0 | 0 | 0 | 0 | 0 | 0
F7_Industrial_Other Industrial_Existing_Space Heating_Natural Gas_Insulation - Wall Cavity_A_Technical Potential | F7 | Industrial | Other Industrial | Existing | Space Heating | Natural Gas | Insulation - Wall Cavity | A | Incremental Energy Savings (MWh or mTherms) | Technical Potential | 0 | 0 | 0 | 0 | 0 | 0.12203 | 0.21239 | 0.32645 | 0.45432 | 0.57476 | 0.65743 | 0.70099 | 0.69452 | 0.63331 | 0.55189 | 0.44686 | 0.34507 | 0.25125 | 0.17319 | 0.11487 | 0.072364 | 0.043607 | 0.029254 | 0 | 0 | 0 | 0 | 0 | 0 | 0 | 0
F8_Industrial_Other Industrial_Existing_Space Heating_Natural Gas_Insulation - Wall Cavity_A_Technical Potential | F8 | Industrial | Other Industrial | Existing | Space Heating | Natural Gas | Insulation - Wall Cavity | A | Incremental Summer Peak Savings (MW) | Technical Potential | 0 | 0 | 0 | 0 | 0 | 0 | 0 | 0 | 0 | 0 | 0 | 0 | 0 | 0 | 0 | 0 | 0 | 0 | 0 | 0 | 0 | 0 | 0 | 0 | 0 | 0 | 0 | 0 | 0 | 0 | 0
F9_Industrial_Other Industrial_Existing_Space Heating_Natural Gas_Insulation - Wall Cavity_A_Technical Potential | F9 | Industrial | Other Industrial | Existing | Space Heating | Natural Gas | Insulation - Wall Cavity | A | Incremental Winter Peak Savings (MW) | Technical Potential | 0 | 0 | 0 | 0 | 0 | 0 | 0 | 0 | 0 | 0 | 0 | 0 | 0 | 0 | 0 | 0 | 0 | 0 | 0 | 0 | 0 | 0 | 0 | 0 | 0 | 0 | 0 | 0 | 0 | 0 | 0
F10_Industrial_Other Industrial_Existing_Space Heating_Natural Gas_Insulation - Wall Cavity_A_Technical Potential | F10 | Industrial | Other Industrial | Existing | Space Heating | Natural Gas | Insulation - Wall Cavity | A | Cumulative Energy Savings (MWh or mTherms) | Technical Potential | 0 | 0 | 0 | 0 | 0 | 0.12203 | 0.33383 | 0.65825 | 1.1083 | 1.6755 | 2.3213 | 3.0056 | 3.6784 | 4.2851 | 4.8033 | 5.215 | 5.522 | 5.7356 | 5.872 | 5.95 | 5.9869 | 5.9938 | 5.9896 | 5.9579 | 5.9277 | 5.8998 | 5.874 | 5.85 | 0 | 0 | 0
F11_Industrial_Other Industrial_Existing_Space Heating_Natural Gas_Insulation - Wall Cavity_A_Technical Potential | F11 | Industrial | Other Industrial | Existing | Space Heating | Natural Gas | Insulation - Wall Cavity | A | Cumulative Summer Peak Savings (MW) | Technical Potential | 0 | 0 | 0 | 0 | 0 | 0 | 0 | 0 | 0 | 0 | 0 | 0 | 0 | 0 | 0 | 0 | 0 | 0 | 0 | 0 | 0 | 0 | 0 | 0 | 0 | 0 | 0 | 0 | 0 | 0 | 0
F12_Industrial_Other Industrial_Existing_Space Heating_Natural Gas_Insulation - Wall Cavity_A_Technical Potential | F12 | Industrial | Other Industrial | Existing | Space Heating | Natural Gas | Insulation - Wall Cavity | A | Cumulative Winter Peak Savings (MW) | Technical Potential | 0 | 0 | 0 | 0 | 0 | 0 | 0 | 0 | 0 | 0 | 0 | 0 | 0 | 0 | 0 | 0 | 0 | 0 | 0 | 0 | 0 | 0 | 0 | 0 | 0 | 0 | 0 | 0 | 0 | 0 | 0
F13_Industrial_Other Industrial_Existing_Space Heating_Natural Gas_Insulation - Wall Cavity_A_Technical Potential | F13 | Industrial | Other Industrial | Existing | Space Heating | Natural Gas | Insulation - Wall Cavity | A | Purchases (Incremental) | Technical Potential | 0 | 0 | 0 | 0 | 0 | 6803.9184 | 11900.3223 | 18402.4428 | 25777.3488 | 32834.6627 | 37820.6456 | 40618.6246 | 40536.1513 | 37232.9544 | 32703.2222 | 26675.233 | 20750.0959 | 15212.5914 | 10553.8272 | 7044.2192 | 4464.148 | 2706.739 | 1826.0111 | 0 | 0 | 0 | 0 | 0 | 0 | 0 | 0
F14_Industrial_Other Industrial_Existing_Space Heating_Natural Gas_Insulation - Wall Cavity_A_Technical Potential | F14 | Industrial | Other Industrial | Existing | Space Heating | Natural Gas | Insulation - Wall Cavity | A | Purchases (Cumulative) | Technical Potential | 0 | 0 | 0 | 0 | 0 | 6803.9184 | 18704.2407 | 37106.6836 | 62884.0323 | 95718.695 | 133539.3406 | 174157.9652 | 214694.1164 | 251927.0708 | 284630.293 | 311305.526 | 332055.622 | 347268.2134 | 357822.0407 | 364866.2599 | 369330.4078 | 372037.1468 | 373863.1579 | 373863.1579 | 373863.1579 | 373863.1579 | 373863.1579 | 373863.1579 | 373863.1579 | 373863.1579 | 373863.1579
F1_Industrial_Other Industrial_Existing_Space Heating_Natural Gas_Insulation - Ducting_A_Technical Potential | F1 | Industrial | Other Industrial | Existing | Space Heating | Natural Gas | Insulation - Ducting | A | Original Unit Energy Savings (kWh or therms) | Technical Potential | 0 | 0 | 0 | 0 | 0 | 0.0016309 | 0.0016162 | 0.0015975 | 0.0015784 | 0.0015594 | 0.0015407 | 0.0015222 | 0.0015048 | 0.0014884 | 0.0014718 | 0.0014574 | 0.0014437 | 0.0014309 | 0.0014188 | 0.0014066 | 0.0013948 | 0.001383 | 0.0013709 | 0.0013593 | 0.0013481 | 0.0013376 | 0.0013278 | 0.0013186 | 0.00131 | 0.0013019 | 0.0012943
F2_Industrial_Other Industrial_Existing_Space Heating_Natural Gas_Insulation - Ducting_A_Technical Potential | F2 | Industrial | Other Industrial | Existing | Space Heating | Natural Gas | Insulation - Ducting | A | Original Unit Summer Peak Savings (kW) | Technical Potential | 0 | 0 | 0 | 0 | 0 | 0 | 0 | 0 | 0 | 0 | 0 | 0 | 0 | 0 | 0 | 0 | 0 | 0 | 0 | 0 | 0 | 0 | 0 | 0 | 0 | 0 | 0 | 0 | 0 | 0 | 0
F3_Industrial_Other Industrial_Existing_Space Heating_Natural Gas_Insulation - Ducting_A_Technical Potential | F3 | Industrial | Other Industrial | Existing | Space Heating | Natural Gas | Insulation - Ducting | A | Original Unit Winter Peak Savings (kW) | Technical Potential | 0 | 0 | 0 | 0 | 0 | 0 | 0 | 0 | 0 | 0 | 0 | 0 | 0 | 0 | 0 | 0 | 0 | 0 | 0 | 0 | 0 | 0 | 0 | 0 | 0 | 0 | 0 | 0 | 0 | 0 | 0
F4_Industrial_Other Industrial_Existing_Space Heating_Natural Gas_Insulation - Ducting_A_Technical Potential | F4 | Industrial | Other Industrial | Existing | Space Heating | Natural Gas | Insulation - Ducting | A | Standalone Impact on Baseline Energy (%) | Technical Potential | 0% | 0% | 0% | 0% | 0% | 0.0009263% | 0.002055% | 0.003434% | 0.005005% | 0.00678% | 0.008932% | 0.01121% | 0.01351% | 0.01587% | 0.01763% | 0.01921% | 0.02012% | 0.02073% | 0.02114% | 0.02118% | 0.02126% | 0.0213% | 0.02132% | 0.02132% | 0.00021321 | 0.00021317 | 0.0002131 | 0.00021301 | 0 | 0 | 0
F5_Industrial_Other Industrial_Existing_Space Heating_Natural Gas_Insulation - Ducting_A_Technical Potential | F5 | Industrial | Other Industrial | Existing | Space Heating | Natural Gas | Insulation - Ducting | A | Standalone Impact on Baseline Summer Peak (%) | Technical Potential | 0% | 0% | 0% | 0% | 0% | 0% | 0% | 0% | 0% | 0% | 0% | 0% | 0% | 0% | 0% | 0% | 0% | 0% | 0% | 0% | 0% | 0% | 0% | 0% | 0 | 0 | 0 | 0 | 0 | 0 | 0
F6_Industrial_Other Industrial_Existing_Space Heating_Natural Gas_Insulation - Ducting_A_Technical Potential | F6 | Industrial | Other Industrial | Existing | Space Heating | Natural Gas | Insulation - Ducting | A | Standalone Impact on Baseline Winter Peak (%) | Technical Potential | 0% | 0% | 0% | 0% | 0% | 0% | 0% | 0% | 0% | 0% | 0% | 0% | 0% | 0% | 0% | 0% | 0% | 0% | 0% | 0% | 0% | 0% | 0% | 0% | 0 | 0 | 0 | 0 | 0 | 0 | 0
F7_Industrial_Other Industrial_Existing_Space Heating_Natural Gas_Insulation - Ducting_A_Technical Potential | F7 | Industrial | Other Industrial | Existing | Space Heating | Natural Gas | Insulation - Ducting | A | Incremental Energy Savings (MWh or mTherms) | Technical Potential | 0 | 0 | 0 | 0 | 0 | 0.0070053 | 0.0085191 | 0.010243 | 0.011756 | 0.013258 | 0.01512 | 0.016343 | 0.016471 | 0.015109 | 0.012892 | 0.009784 | 0.0064154 | 0.0036734 | 0.0017381 | 0.00072991 | 0.0002621 | 8.0863e-05 | 1.7406e-05 | 2.8272e-06 | 3.355e-07 | 0 | 0 | 0 | 0 | 0 | 0
F8_Industrial_Other Industrial_Existing_Space Heating_Natural Gas_Insulation - Ducting_A_Technical Potential | F8 | Industrial | Other Industrial | Existing | Space Heating | Natural Gas | Insulation - Ducting | A | Incremental Summer Peak Savings (MW) | Technical Potential | 0 | 0 | 0 | 0 | 0 | 0 | 0 | 0 | 0 | 0 | 0 | 0 | 0 | 0 | 0 | 0 | 0 | 0 | 0 | 0 | 0 | 0 | 0 | 0 | 0 | 0 | 0 | 0 | 0 | 0 | 0
F9_Industrial_Other Industrial_Existing_Space Heating_Natural Gas_Insulation - Ducting_A_Technical Potential | F9 | Industrial | Other Industrial | Existing | Space Heating | Natural Gas | Insulation - Ducting | A | Incremental Winter Peak Savings (MW) | Technical Potential | 0 | 0 | 0 | 0 | 0 | 0 | 0 | 0 | 0 | 0 | 0 | 0 | 0 | 0 | 0 | 0 | 0 | 0 | 0 | 0 | 0 | 0 | 0 | 0 | 0 | 0 | 0 | 0 | 0 | 0 | 0
F10_Industrial_Other Industrial_Existing_Space Heating_Natural Gas_Insulation - Ducting_A_Technical Potential | F10 | Industrial | Other Industrial | Existing | Space Heating | Natural Gas | Insulation - Ducting | A | Cumulative Energy Savings (MWh or mTherms) | Technical Potential | 0 | 0 | 0 | 0 | 0 | 0.0070053 | 0.015461 | 0.025525 | 0.036978 | 0.049788 | 0.064312 | 0.079883 | 0.095439 | 0.10951 | 0.12118 | 0.12977 | 0.13497 | 0.13745 | 0.13803 | 0.13757 | 0.13668 | 0.13561 | 0.13444 | 0.1333 | 0.1322 | 0.13117 | 0.13021 | 0.12931 | 0.12846 | 0.12767 | 0.12693
F11_Industrial_Other Industrial_Existing_Space Heating_Natural Gas_Insulation - Ducting_A_Technical Potential | F11 | Industrial | Other Industrial | Existing | Space Heating | Natural Gas | Insulation - Ducting | A | Cumulative Summer Peak Savings (MW) | Technical Potential | 0 | 0 | 0 | 0 | 0 | 0 | 0 | 0 | 0 | 0 | 0 | 0 | 0 | 0 | 0 | 0 | 0 | 0 | 0 | 0 | 0 | 0 | 0 | 0 | 0 | 0 | 0 | 0 | 0 | 0 | 0
F12_Industrial_Other Industrial_Existing_Space Heating_Natural Gas_Insulation - Ducting_A_Technical Potential | F12 | Industrial | Other Industrial | Existing | Space Heating | Natural Gas | Insulation - Ducting | A | Cumulative Winter Peak Savings (MW) | Technical Potential | 0 | 0 | 0 | 0 | 0 | 0 | 0 | 0 | 0 | 0 | 0 | 0 | 0 | 0 | 0 | 0 | 0 | 0 | 0 | 0 | 0 | 0 | 0 | 0 | 0 | 0 | 0 | 0 | 0 | 0 | 0
F13_Industrial_Other Industrial_Existing_Space Heating_Natural Gas_Insulation - Ducting_A_Technical Potential | F13 | Industrial | Other Industrial | Existing | Space Heating | Natural Gas | Insulation - Ducting | A | Purchases (Incremental) | Technical Potential | 0 | 0 | 0 | 0 | 0 | 4295.3811 | 5271.1484 | 6412.3031 | 7447.6979 | 8502.067 | 9813.7112 | 10736.3743 | 10945.695 | 10151.2052 | 8759.1362 | 6713.5506 | 4443.7468 | 2567.2536 | 1225.0593 | 518.9083 | 187.9136 | 58.4675 | 12.6968 | 2.0799 | 0.24887 | 0 | 0 | 0 | 0 | 0 | 0
F14_Industrial_Other Industrial_Existing_Space Heating_Natural Gas_Insulation - Ducting_A_Technical Potential | F14 | Industrial | Other Industrial | Existing | Space Heating | Natural Gas | Insulation - Ducting | A | Purchases (Cumulative) | Technical Potential | 0 | 0 | 0 | 0 | 0 | 4295.3811 | 9566.5295 | 15978.8326 | 23426.5305 | 31928.5975 | 41742.3087 | 52478.683 | 63424.378 | 73575.5832 | 82334.7194 | 89048.27 | 93492.0168 | 96059.2704 | 97284.3297 | 97803.2379 | 97991.1515 | 98049.619 | 98062.3158 | 98064.3958 | 98064.6446 | 98064.6446 | 98064.6446 | 98064.6446 | 98064.6446 | 98064.6446 | 98064.6446
F1_Industrial_Other Industrial_Existing_Space Heating_Natural Gas_HVAC - Duct Repair and Sealing_A_Technical Potential | F1 | Industrial | Other Industrial | Existing | Space Heating | Natural Gas | HVAC - Duct Repair and Sealing | A | Original Unit Energy Savings (kWh or therms) | Technical Potential | 0 | 0 | 0 | 0 | 0 | 0.0038394 | 0.0038048 | 0.0037607 | 0.003716 | 0.0036711 | 0.0036271 | 0.0035835 | 0.0035425 | 0.0035039 | 0.003465 | 0.0034309 | 0.0033988 | 0.0033686 | 0.0033402 | 0.0033115 | 0.0032836 | 0.003256 | 0.0032274 | 0.0032 | 0.0031737 | 0.003149 | 0.0031259 | 0.0031042 | 0.0030839 | 0.0030649 | 0.0030471
F2_Industrial_Other Industrial_Existing_Space Heating_Natural Gas_HVAC - Duct Repair and Sealing_A_Technical Potential | F2 | Industrial | Other Industrial | Existing | Space Heating | Natural Gas | HVAC - Duct Repair and Sealing | A | Original Unit Summer Peak Savings (kW) | Technical Potential | 0 | 0 | 0 | 0 | 0 | 0 | 0 | 0 | 0 | 0 | 0 | 0 | 0 | 0 | 0 | 0 | 0 | 0 | 0 | 0 | 0 | 0 | 0 | 0 | 0 | 0 | 0 | 0 | 0 | 0 | 0
F3_Industrial_Other Industrial_Existing_Space Heating_Natural Gas_HVAC - Duct Repair and Sealing_A_Technical Potential | F3 | Industrial | Other Industrial | Existing | Space Heating | Natural Gas | HVAC - Duct Repair and Sealing | A | Original Unit Winter Peak Savings (kW) | Technical Potential | 0 | 0 | 0 | 0 | 0 | 0 | 0 | 0 | 0 | 0 | 0 | 0 | 0 | 0 | 0 | 0 | 0 | 0 | 0 | 0 | 0 | 0 | 0 | 0 | 0 | 0 | 0 | 0 | 0 | 0 | 0
F4_Industrial_Other Industrial_Existing_Space Heating_Natural Gas_HVAC - Duct Repair and Sealing_A_Technical Potential | F4 | Industrial | Other Industrial | Existing | Space Heating | Natural Gas | HVAC - Duct Repair and Sealing | A | Standalone Impact on Baseline Energy (%) | Technical Potential | 0% | 0% | 0% | 0% | 0% | 0.004437% | 0.00884% | 0.01324% | 0.01753% | 0.02177% | 0.02626% | 0.03051% | 0.03473% | 0.03943% | 0.0434% | 0.04796% | 0.05209% | 0.05647% | 0.06108% | 0.06508% | 0.06938% | 0.07368% | 0.07789% | 0.08207% | 0.00086214 | 0.00086199 | 0.00086172 | 0.00086133 | 0 | 0 | 0
F5_Industrial_Other Industrial_Existing_Space Heating_Natural Gas_HVAC - Duct Repair and Sealing_A_Technical Potential | F5 | Industrial | Other Industrial | Existing | Space Heating | Natural Gas | HVAC - Duct Repair and Sealing | A | Standalone Impact on Baseline Summer Peak (%) | Technical Potential | 0% | 0% | 0% | 0% | 0% | 0% | 0% | 0% | 0% | 0% | 0% | 0% | 0% | 0% | 0% | 0% | 0% | 0% | 0% | 0% | 0% | 0% | 0% | 0% | 0 | 0 | 0 | 0 | 0 | 0 | 0
F6_Industrial_Other Industrial_Existing_Space Heating_Natural Gas_HVAC - Duct Repair and Sealing_A_Technical Potential | F6 | Industrial | Other Industrial | Existing | Space Heating | Natural Gas | HVAC - Duct Repair and Sealing | A | Standalone Impact on Baseline Winter Peak (%) | Technical Potential | 0% | 0% | 0% | 0% | 0% | 0% | 0% | 0% | 0% | 0% | 0% | 0% | 0% | 0% | 0% | 0% | 0% | 0% | 0% | 0% | 0% | 0% | 0% | 0% | 0 | 0 | 0 | 0 | 0 | 0 | 0
F7_Industrial_Other Industrial_Existing_Space Heating_Natural Gas_HVAC - Duct Repair and Sealing_A_Technical Potential | F7 | Industrial | Other Industrial | Existing | Space Heating | Natural Gas | HVAC - Duct Repair and Sealing | A | Incremental Energy Savings (MWh or mTherms) | Technical Potential | 0 | 0 | 0 | 0 | 0 | 0.033559 | 0.033238 | 0.032659 | 0.032288 | 0.031924 | 0.031141 | 0.030683 | 0.03027 | 0.029465 | 0.029249 | 0.028685 | 0.02842 | 0.028026 | 0.027542 | 0.027337 | 0.026996 | 0.026664 | 0.026334 | 0.026022 | 0.025726 | 0 | 0 | 0 | 0 | 0 | 0
F8_Industrial_Other Industrial_Existing_Space Heating_Natural Gas_HVAC - Duct Repair and Sealing_A_Technical Potential | F8 | Industrial | Other Industrial | Existing | Space Heating | Natural Gas | HVAC - Duct Repair and Sealing | A | Incremental Summer Peak Savings (MW) | Technical Potential | 0 | 0 | 0 | 0 | 0 | 0 | 0 | 0 | 0 | 0 | 0 | 0 | 0 | 0 | 0 | 0 | 0 | 0 | 0 | 0 | 0 | 0 | 0 | 0 | 0 | 0 | 0 | 0 | 0 | 0 | 0
F9_Industrial_Other Industrial_Existing_Space Heating_Natural Gas_HVAC - Duct Repair and Sealing_A_Technical Potential | F9 | Industrial | Other Industrial | Existing | Space Heating | Natural Gas | HVAC - Duct Repair and Sealing | A | Incremental Winter Peak Savings (MW) | Technical Potential | 0 | 0 | 0 | 0 | 0 | 0 | 0 | 0 | 0 | 0 | 0 | 0 | 0 | 0 | 0 | 0 | 0 | 0 | 0 | 0 | 0 | 0 | 0 | 0 | 0 | 0 | 0 | 0 | 0 | 0 | 0
F10_Industrial_Other Industrial_Existing_Space Heating_Natural Gas_HVAC - Duct Repair and Sealing_A_Technical Potential | F10 | Industrial | Other Industrial | Existing | Space Heating | Natural Gas | HVAC - Duct Repair and Sealing | A | Cumulative Energy Savings (MWh or mTherms) | Technical Potential | 0 | 0 | 0 | 0 | 0 | 0.033559 | 0.066494 | 0.098383 | 0.1295 | 0.15986 | 0.18909 | 0.2175 | 0.24528 | 0.27207 | 0.2983 | 0.32405 | 0.34943 | 0.37436 | 0.39874 | 0.42265 | 0.4461 | 0.469 | 0.49122 | 0.51308 | 0.53458 | 0.53042 | 0.52652 | 0.52287 | 0.51945 | 0.51625 | 0.51325
F11_Industrial_Other Industrial_Existing_Space Heating_Natural Gas_HVAC - Duct Repair and Sealing_A_Technical Potential | F11 | Industrial | Other Industrial | Existing | Space Heating | Natural Gas | HVAC - Duct Repair and Sealing | A | Cumulative Summer Peak Savings (MW) | Technical Potential | 0 | 0 | 0 | 0 | 0 | 0 | 0 | 0 | 0 | 0 | 0 | 0 | 0 | 0 | 0 | 0 | 0 | 0 | 0 | 0 | 0 | 0 | 0 | 0 | 0 | 0 | 0 | 0 | 0 | 0 | 0
F12_Industrial_Other Industrial_Existing_Space Heating_Natural Gas_HVAC - Duct Repair and Sealing_A_Technical Potential | F12 | Industrial | Other Industrial | Existing | Space Heating | Natural Gas | HVAC - Duct Repair and Sealing | A | Cumulative Winter Peak Savings (MW) | Technical Potential | 0 | 0 | 0 | 0 | 0 | 0 | 0 | 0 | 0 | 0 | 0 | 0 | 0 | 0 | 0 | 0 | 0 | 0 | 0 | 0 | 0 | 0 | 0 | 0 | 0 | 0 | 0 | 0 | 0 | 0 | 0
F13_Industrial_Other Industrial_Existing_Space Heating_Natural Gas_HVAC - Duct Repair and Sealing_A_Technical Potential | F13 | Industrial | Other Industrial | Existing | Space Heating | Natural Gas | HVAC - Duct Repair and Sealing | A | Purchases (Incremental) | Technical Potential | 0 | 0 | 0 | 0 | 0 | 8740.6011 | 8735.804 | 8684.2858 | 8688.9809 | 8696.1656 | 8585.7333 | 8562.2713 | 8544.8862 | 8409.1963 | 8441.3029 | 8360.8041 | 8361.8891 | 8319.8034 | 8245.5912 | 8255.3586 | 8221.2207 | 8189.2457 | 8159.4069 | 8131.6787 | 8106.0358 | 0 | 0 | 0 | 0 | 0 | 0
F14_Industrial_Other Industrial_Existing_Space Heating_Natural Gas_HVAC - Duct Repair and Sealing_A_Technical Potential | F14 | Industrial | Other Industrial | Existing | Space Heating | Natural Gas | HVAC - Duct Repair and Sealing | A | Purchases (Cumulative) | Technical Potential | 0 | 0 | 0 | 0 | 0 | 8740.6011 | 17476.4051 | 26160.6909 | 34849.6718 | 43545.8374 | 52131.5706 | 60693.8419 | 69238.7281 | 77647.9244 | 86089.2274 | 94450.0315 | 102811.9206 | 111131.724 | 119377.3152 | 127632.6738 | 135853.8945 | 144043.1401 | 152202.5471 | 160334.2257 | 168440.2615 | 168440.2615 | 168440.2615 | 168440.2615 | 168440.2615 | 168440.2615 | 168440.2615
F1_Industrial_Other Industrial_Existing_Space Heating_Natural Gas_Windows - High Efficiency_A_Technical Potential | F1 | Industrial | Other Industrial | Existing | Space Heating | Natural Gas | Windows - High Efficiency | A | Original Unit Energy Savings (kWh or therms) | Technical Potential | 0 | 0 | 0 | 0 | 0 | 0.0056921 | 0.0056642 | 0.0056298 | 0.0055934 | 0.0055553 | 0.0055167 | 0.005477 | 0.0054375 | 0.0053982 | 0.0053557 | 0.0053164 | 0.0052777 | 0.0052417 | 0.0052081 | 0.0051754 | 0.0051445 | 0.005113 | 0.0050845 | 0.0050575 | 0.0050319 | 0.0050082 | 0.0049863 | 0.004966 | 0 | 0 | 0
F2_Industrial_Other Industrial_Existing_Space Heating_Natural Gas_Windows - High Efficiency_A_Technical Potential | F2 | Industrial | Other Industrial | Existing | Space Heating | Natural Gas | Windows - High Efficiency | A | Original Unit Summer Peak Savings (kW) | Technical Potential | 0 | 0 | 0 | 0 | 0 | 0 | 0 | 0 | 0 | 0 | 0 | 0 | 0 | 0 | 0 | 0 | 0 | 0 | 0 | 0 | 0 | 0 | 0 | 0 | 0 | 0 | 0 | 0 | 0 | 0 | 0
F3_Industrial_Other Industrial_Existing_Space Heating_Natural Gas_Windows - High Efficiency_A_Technical Potential | F3 | Industrial | Other Industrial | Existing | Space Heating | Natural Gas | Windows - High Efficiency | A | Original Unit Winter Peak Savings (kW) | Technical Potential | 0 | 0 | 0 | 0 | 0 | 0 | 0 | 0 | 0 | 0 | 0 | 0 | 0 | 0 | 0 | 0 | 0 | 0 | 0 | 0 | 0 | 0 | 0 | 0 | 0 | 0 | 0 | 0 | 0 | 0 | 0
F4_Industrial_Other Industrial_Existing_Space Heating_Natural Gas_Windows - High Efficiency_A_Technical Potential | F4 | Industrial | Other Industrial | Existing | Space Heating | Natural Gas | Windows - High Efficiency | A | Standalone Impact on Baseline Energy (%) | Technical Potential | 0% | 0% | 0% | 0% | 0% | 0.005191% | 0.01557% | 0.03409% | 0.06404% | 0.1095% | 0.176% | 0.2651% | 0.3806% | 0.5288% | 0.6943% | 0.889% | 1.089% | 1.295% | 1.496% | 1.661% | 1.805% | 1.918% | 1.998% | 2.051% | 0.020878 | 0.020939 | 0.020995 | 0.021046 | 0 | 0 | 0
F5_Industrial_Other Industrial_Existing_Space Heating_Natural Gas_Windows - High Efficiency_A_Technical Potential | F5 | Industrial | Other Industrial | Existing | Space Heating | Natural Gas | Windows - High Efficiency | A | Standalone Impact on Baseline Summer Peak (%) | Technical Potential | 0% | 0% | 0% | 0% | 0% | 0% | 0% | 0% | 0% | 0% | 0% | 0% | 0% | 0% | 0% | 0% | 0% | 0% | 0% | 0% | 0% | 0% | 0% | 0% | 0 | 0 | 0 | 0 | 0 | 0 | 0
F6_Industrial_Other Industrial_Existing_Space Heating_Natural Gas_Windows - High Efficiency_A_Technical Potential | F6 | Industrial | Other Industrial | Existing | Space Heating | Natural Gas | Windows - High Efficiency | A | Standalone Impact on Baseline Winter Peak (%) | Technical Potential | 0% | 0% | 0% | 0% | 0% | 0% | 0% | 0% | 0% | 0% | 0% | 0% | 0% | 0% | 0% | 0% | 0% | 0% | 0% | 0% | 0% | 0% | 0% | 0% | 0 | 0 | 0 | 0 | 0 | 0 | 0
F7_Industrial_Other Industrial_Existing_Space Heating_Natural Gas_Windows - High Efficiency_A_Technical Potential | F7 | Industrial | Other Industrial | Existing | Space Heating | Natural Gas | Windows - High Efficiency | A | Incremental Energy Savings (MWh or mTherms) | Technical Potential | 0 | 0 | 0 | 0 | 0 | 0.039259 | 0.078051 | 0.13693 | 0.22141 | 0.33406 | 0.46908 | 0.63176 | 0.81143 | 0.98052 | 1.1516 | 1.2703 | 1.3416 | 1.3313 | 1.2358 | 1.081 | 0.88499 | 0.66999 | 0.45957 | 0.29107 | 0.18827 | 0 | 0 | 0 | 0 | 0 | 0
F8_Industrial_Other Industrial_Existing_Space Heating_Natural Gas_Windows - High Efficiency_A_Technical Potential | F8 | Industrial | Other Industrial | Existing | Space Heating | Natural Gas | Windows - High Efficiency | A | Incremental Summer Peak Savings (MW) | Technical Potential | 0 | 0 | 0 | 0 | 0 | 0 | 0 | 0 | 0 | 0 | 0 | 0 | 0 | 0 | 0 | 0 | 0 | 0 | 0 | 0 | 0 | 0 | 0 | 0 | 0 | 0 | 0 | 0 | 0 | 0 | 0
F9_Industrial_Other Industrial_Existing_Space Heating_Natural Gas_Windows - High Efficiency_A_Technical Potential | F9 | Industrial | Other Industrial | Existing | Space Heating | Natural Gas | Windows - High Efficiency | A | Incremental Winter Peak Savings (MW) | Technical Potential | 0 | 0 | 0 | 0 | 0 | 0 | 0 | 0 | 0 | 0 | 0 | 0 | 0 | 0 | 0 | 0 | 0 | 0 | 0 | 0 | 0 | 0 | 0 | 0 | 0 | 0 | 0 | 0 | 0 | 0 | 0
F10_Industrial_Other Industrial_Existing_Space Heating_Natural Gas_Windows - High Efficiency_A_Technical Potential | F10 | Industrial | Other Industrial | Existing | Space Heating | Natural Gas | Windows - High Efficiency | A | Cumulative Energy Savings (MWh or mTherms) | Technical Potential | 0 | 0 | 0 | 0 | 0 | 0.039259 | 0.11712 | 0.25333 | 0.47311 | 0.80394 | 1.2674 | 1.8901 | 2.6879 | 3.649 | 4.7718 | 6.0071 | 7.3049 | 8.5864 | 9.7672 | 10.7869 | 11.6075 | 12.2063 | 12.5979 | 12.8222 | 12.9456 | 12.8846 | 12.8282 | 12.7759 | 0 | 0 | 0
F11_Industrial_Other Industrial_Existing_Space Heating_Natural Gas_Windows - High Efficiency_A_Technical Potential | F11 | Industrial | Other Industrial | Existing | Space Heating | Natural Gas | Windows - High Efficiency | A | Cumulative Summer Peak Savings (MW) | Technical Potential | 0 | 0 | 0 | 0 | 0 | 0 | 0 | 0 | 0 | 0 | 0 | 0 | 0 | 0 | 0 | 0 | 0 | 0 | 0 | 0 | 0 | 0 | 0 | 0 | 0 | 0 | 0 | 0 | 0 | 0 | 0
F12_Industrial_Other Industrial_Existing_Space Heating_Natural Gas_Windows - High Efficiency_A_Technical Potential | F12 | Industrial | Other Industrial | Existing | Space Heating | Natural Gas | Windows - High Efficiency | A | Cumulative Winter Peak Savings (MW) | Technical Potential | 0 | 0 | 0 | 0 | 0 | 0 | 0 | 0 | 0 | 0 | 0 | 0 | 0 | 0 | 0 | 0 | 0 | 0 | 0 | 0 | 0 | 0 | 0 | 0 | 0 | 0 | 0 | 0 | 0 | 0 | 0
F13_Industrial_Other Industrial_Existing_Space Heating_Natural Gas_Windows - High Efficiency_A_Technical Potential | F13 | Industrial | Other Industrial | Existing | Space Heating | Natural Gas | Windows - High Efficiency | A | Purchases (Incremental) | Technical Potential | 0 | 0 | 0 | 0 | 0 | 6897.2204 | 13779.5244 | 24321.8837 | 39584.2668 | 60133.07 | 85029.7267 | 115347.7083 | 149228.6756 | 181639.2421 | 215013.6221 | 238930.8557 | 254210.431 | 253986.9322 | 237289.8564 | 208877.9896 | 172025.4692 | 131037.251 | 90387.5519 | 57551.358 | 37415.1343 | 0 | 0 | 0 | 0 | 0 | 0
F14_Industrial_Other Industrial_Existing_Space Heating_Natural Gas_Windows - High Efficiency_A_Technical Potential | F14 | Industrial | Other Industrial | Existing | Space Heating | Natural Gas | Windows - High Efficiency | A | Purchases (Cumulative) | Technical Potential | 0 | 0 | 0 | 0 | 0 | 6897.2204 | 20676.7448 | 44998.6286 | 84582.8954 | 144715.9654 | 229745.6921 | 345093.4004 | 494322.0761 | 675961.3182 | 890974.9402 | 1129905.796 | 1384116.2269 | 1638103.1592 | 1875393.0155 | 2084271.0051 | 2256296.4743 | 2387333.7253 | 2477721.2772 | 2535272.6352 | 2572687.7695 | 2572687.7695 | 2572687.7695 | 2572687.7695 | 2572687.7695 | 2572687.7695 | 2572687.7695
F1_Industrial_Other Industrial_Existing_Space Heating_Natural Gas_Gas Boiler - Maintenance_A_Technical Potential | F1 | Industrial | Other Industrial | Existing | Space Heating | Natural Gas | Gas Boiler - Maintenance | A | Original Unit Energy Savings (kWh or therms) | Technical Potential | 0 | 0 | 0 | 0 | 0 | 2.0182 | 2.0045 | 1.9909 | 1.9773 | 1.9636 | 1.9504 | 1.9373 | 1.9243 | 1.9115 | 1.8979 | 1.8855 | 1.8732 | 1.8611 | 1.8491 | 1.8372 | 1.8256 | 1.8136 | 1.802 | 1.7908 | 1.7795 | 1.7691 | 1.7597 | 1.7511 | 1.7433 | 1.7361 | 1.7296
F2_Industrial_Other Industrial_Existing_Space Heating_Natural Gas_Gas Boiler - Maintenance_A_Technical Potential | F2 | Industrial | Other Industrial | Existing | Space Heating | Natural Gas | Gas Boiler - Maintenance | A | Original Unit Summer Peak Savings (kW) | Technical Potential | 0 | 0 | 0 | 0 | 0 | 0 | 0 | 0 | 0 | 0 | 0 | 0 | 0 | 0 | 0 | 0 | 0 | 0 | 0 | 0 | 0 | 0 | 0 | 0 | 0 | 0 | 0 | 0 | 0 | 0 | 0
F3_Industrial_Other Industrial_Existing_Space Heating_Natural Gas_Gas Boiler - Maintenance_A_Technical Potential | F3 | Industrial | Other Industrial | Existing | Space Heating | Natural Gas | Gas Boiler - Maintenance | A | Original Unit Winter Peak Savings (kW) | Technical Potential | 0 | 0 | 0 | 0 | 0 | 0 | 0 | 0 | 0 | 0 | 0 | 0 | 0 | 0 | 0 | 0 | 0 | 0 | 0 | 0 | 0 | 0 | 0 | 0 | 0 | 0 | 0 | 0 | 0 | 0 | 0
F4_Industrial_Other Industrial_Existing_Space Heating_Natural Gas_Gas Boiler - Maintenance_A_Technical Potential | F4 | Industrial | Other Industrial | Existing | Space Heating | Natural Gas | Gas Boiler - Maintenance | A | Standalone Impact on Baseline Energy (%) | Technical Potential | 0% | 0% | 0% | 0% | 0% | 0.004916% | 0.008349% | 0.01077% | 0.01261% | 0.01423% | 0.01582% | 0.01707% | 0.01814% | 0.01931% | 0.01997% | 0.02079% | 0.02127% | 0.02175% | 0.02224% | 0.02243% | 0.02272% | 0.02296% | 0.02316% | 0.02333% | 0.0002347 | 0.00023512 | 0.00023553 | 0.00023591 | 0 | 0 | 0
F5_Industrial_Other Industrial_Existing_Space Heating_Natural Gas_Gas Boiler - Maintenance_A_Technical Potential | F5 | Industrial | Other Industrial | Existing | Space Heating | Natural Gas | Gas Boiler - Maintenance | A | Standalone Impact on Baseline Summer Peak (%) | Technical Potential | 0% | 0% | 0% | 0% | 0% | 0% | 0% | 0% | 0% | 0% | 0% | 0% | 0% | 0% | 0% | 0% | 0% | 0% | 0% | 0% | 0% | 0% | 0% | 0% | 0 | 0 | 0 | 0 | 0 | 0 | 0
F6_Industrial_Other Industrial_Existing_Space Heating_Natural Gas_Gas Boiler - Maintenance_A_Technical Potential | F6 | Industrial | Other Industrial | Existing | Space Heating | Natural Gas | Gas Boiler - Maintenance | A | Standalone Impact on Baseline Winter Peak (%) | Technical Potential | 0% | 0% | 0% | 0% | 0% | 0% | 0% | 0% | 0% | 0% | 0% | 0% | 0% | 0% | 0% | 0% | 0% | 0% | 0% | 0% | 0% | 0% | 0% | 0% | 0 | 0 | 0 | 0 | 0 | 0 | 0
F7_Industrial_Other Industrial_Existing_Space Heating_Natural Gas_Gas Boiler - Maintenance_A_Technical Potential | F7 | Industrial | Other Industrial | Existing | Space Heating | Natural Gas | Gas Boiler - Maintenance | A | Incremental Energy Savings (MWh or mTherms) | Technical Potential | 0 | 0 | 0 | 0 | 0 | 0.037184 | 0.025872 | 0.017684 | 0.013685 | 0.011918 | 0.010113 | 0.008582 | 0.0072278 | 0.0059613 | 0.0049832 | 0.0040915 | 0.003166 | 0.0024374 | 0.0018693 | 0.0014481 | 0.0013158 | 0.001019 | 0.00086871 | 0.00072159 | 0.00057731 | 0 | 0 | 0 | 0 | 0 | 0
F8_Industrial_Other Industrial_Existing_Space Heating_Natural Gas_Gas Boiler - Maintenance_A_Technical Potential | F8 | Industrial | Other Industrial | Existing | Space Heating | Natural Gas | Gas Boiler - Maintenance | A | Incremental Summer Peak Savings (MW) | Technical Potential | 0 | 0 | 0 | 0 | 0 | 0 | 0 | 0 | 0 | 0 | 0 | 0 | 0 | 0 | 0 | 0 | 0 | 0 | 0 | 0 | 0 | 0 | 0 | 0 | 0 | 0 | 0 | 0 | 0 | 0 | 0
F9_Industrial_Other Industrial_Existing_Space Heating_Natural Gas_Gas Boiler - Maintenance_A_Technical Potential | F9 | Industrial | Other Industrial | Existing | Space Heating | Natural Gas | Gas Boiler - Maintenance | A | Incremental Winter Peak Savings (MW) | Technical Potential | 0 | 0 | 0 | 0 | 0 | 0 | 0 | 0 | 0 | 0 | 0 | 0 | 0 | 0 | 0 | 0 | 0 | 0 | 0 | 0 | 0 | 0 | 0 | 0 | 0 | 0 | 0 | 0 | 0 | 0 | 0
F10_Industrial_Other Industrial_Existing_Space Heating_Natural Gas_Gas Boiler - Maintenance_A_Technical Potential | F10 | Industrial | Other Industrial | Existing | Space Heating | Natural Gas | Gas Boiler - Maintenance | A | Cumulative Energy Savings (MWh or mTherms) | Technical Potential | 0 | 0 | 0 | 0 | 0 | 0.037184 | 0.062804 | 0.080063 | 0.093199 | 0.10447 | 0.11388 | 0.1217 | 0.12811 | 0.13322 | 0.13726 | 0.14045 | 0.1427 | 0.14421 | 0.14516 | 0.14567 | 0.14607 | 0.14612 | 0.14606 | 0.14587 | 0.14552 | 0.14468 | 0.14391 | 0.14321 | 0.14257 | 0.14198 | 0.14145
F11_Industrial_Other Industrial_Existing_Space Heating_Natural Gas_Gas Boiler - Maintenance_A_Technical Potential | F11 | Industrial | Other Industrial | Existing | Space Heating | Natural Gas | Gas Boiler - Maintenance | A | Cumulative Summer Peak Savings (MW) | Technical Potential | 0 | 0 | 0 | 0 | 0 | 0 | 0 | 0 | 0 | 0 | 0 | 0 | 0 | 0 | 0 | 0 | 0 | 0 | 0 | 0 | 0 | 0 | 0 | 0 | 0 | 0 | 0 | 0 | 0 | 0 | 0
F12_Industrial_Other Industrial_Existing_Space Heating_Natural Gas_Gas Boiler - Maintenance_A_Technical Potential | F12 | Industrial | Other Industrial | Existing | Space Heating | Natural Gas | Gas Boiler - Maintenance | A | Cumulative Winter Peak Savings (MW) | Technical Potential | 0 | 0 | 0 | 0 | 0 | 0 | 0 | 0 | 0 | 0 | 0 | 0 | 0 | 0 | 0 | 0 | 0 | 0 | 0 | 0 | 0 | 0 | 0 | 0 | 0 | 0 | 0 | 0 | 0 | 0 | 0
F13_Industrial_Other Industrial_Existing_Space Heating_Natural Gas_Gas Boiler - Maintenance_A_Technical Potential | F13 | Industrial | Other Industrial | Existing | Space Heating | Natural Gas | Gas Boiler - Maintenance | A | Purchases (Incremental) | Technical Potential | 0 | 0 | 0 | 0 | 0 | 18.4244 | 12.9069 | 8.8824 | 6.9213 | 6.0691 | 5.1851 | 4.4299 | 3.756 | 3.1186 | 2.6256 | 2.17 | 1.6902 | 1.3097 | 1.0109 | 0.78822 | 0.72076 | 0.56188 | 0.48208 | 0.40295 | 0.32443 | 0 | 0 | 0 | 0 | 0 | 0
F14_Industrial_Other Industrial_Existing_Space Heating_Natural Gas_Gas Boiler - Maintenance_A_Technical Potential | F14 | Industrial | Other Industrial | Existing | Space Heating | Natural Gas | Gas Boiler - Maintenance | A | Purchases (Cumulative) | Technical Potential | 0 | 0 | 0 | 0 | 0 | 18.4244 | 31.3313 | 40.2136 | 47.135 | 53.2041 | 58.3892 | 62.8191 | 66.5751 | 69.6937 | 72.3193 | 74.4892 | 76.1794 | 77.4891 | 78.5 | 79.2883 | 80.009 | 80.5709 | 81.053 | 81.4559 | 81.7804 | 81.7804 | 81.7804 | 81.7804 | 81.7804 | 81.7804 | 81.7804
F1_Industrial_Other Industrial_Existing_Process_Natural Gas_Gas Boiler - Maintenance_A_Technical Potential | F1 | Industrial | Other Industrial | Existing | Process | Natural Gas | Gas Boiler - Maintenance | A | Original Unit Energy Savings (kWh or therms) | Technical Potential | 0 | 0 | 0 | 0 | 0 | 1.5559 | 1.5559 | 1.5559 | 1.5559 | 1.5559 | 1.5559 | 1.5559 | 1.5559 | 1.5559 | 1.5559 | 1.5559 | 1.5559 | 1.5559 | 1.5559 | 1.5559 | 1.5559 | 1.5559 | 1.5559 | 1.5559 | 1.5559 | 1.5559 | 1.5559 | 1.5559 | 1.5559 | 1.5559 | 1.5559
F2_Industrial_Other Industrial_Existing_Process_Natural Gas_Gas Boiler - Maintenance_A_Technical Potential | F2 | Industrial | Other Industrial | Existing | Process | Natural Gas | Gas Boiler - Maintenance | A | Original Unit Summer Peak Savings (kW) | Technical Potential | 0 | 0 | 0 | 0 | 0 | 0 | 0 | 0 | 0 | 0 | 0 | 0 | 0 | 0 | 0 | 0 | 0 | 0 | 0 | 0 | 0 | 0 | 0 | 0 | 0 | 0 | 0 | 0 | 0 | 0 | 0
F3_Industrial_Other Industrial_Existing_Process_Natural Gas_Gas Boiler - Maintenance_A_Technical Potential | F3 | Industrial | Other Industrial | Existing | Process | Natural Gas | Gas Boiler - Maintenance | A | Original Unit Winter Peak Savings (kW) | Technical Potential | 0 | 0 | 0 | 0 | 0 | 0 | 0 | 0 | 0 | 0 | 0 | 0 | 0 | 0 | 0 | 0 | 0 | 0 | 0 | 0 | 0 | 0 | 0 | 0 | 0 | 0 | 0 | 0 | 0 | 0 | 0
F4_Industrial_Other Industrial_Existing_Process_Natural Gas_Gas Boiler - Maintenance_A_Technical Potential | F4 | Industrial | Other Industrial | Existing | Process | Natural Gas | Gas Boiler - Maintenance | A | Standalone Impact on Baseline Energy (%) | Technical Potential | 0% | 0% | 0% | 0% | 0% | 0.0263% | 0.04475% | 0.05778% | 0.06769% | 0.07634% | 0.08486% | 0.09155% | 0.09722% | 0.1034% | 0.1069% | 0.1112% | 0.1137% | 0.1162% | 0.1188% | 0.1198% | 0.1214% | 0.1228% | 0.124% | 0.125% | 0.0012589 | 0.0012626 | 0.001266 | 0.001269 | 0 | 0 | 0
F5_Industrial_Other Industrial_Existing_Process_Natural Gas_Gas Boiler - Maintenance_A_Technical Potential | F5 | Industrial | Other Industrial | Existing | Process | Natural Gas | Gas Boiler - Maintenance | A | Standalone Impact on Baseline Summer Peak (%) | Technical Potential | 0% | 0% | 0% | 0% | 0% | 0% | 0% | 0% | 0% | 0% | 0% | 0% | 0% | 0% | 0% | 0% | 0% | 0% | 0% | 0% | 0% | 0% | 0% | 0% | 0 | 0 | 0 | 0 | 0 | 0 | 0
F6_Industrial_Other Industrial_Existing_Process_Natural Gas_Gas Boiler - Maintenance_A_Technical Potential | F6 | Industrial | Other Industrial | Existing | Process | Natural Gas | Gas Boiler - Maintenance | A | Standalone Impact on Baseline Winter Peak (%) | Technical Potential | 0% | 0% | 0% | 0% | 0% | 0% | 0% | 0% | 0% | 0% | 0% | 0% | 0% | 0% | 0% | 0% | 0% | 0% | 0% | 0% | 0% | 0% | 0% | 0% | 0 | 0 | 0 | 0 | 0 | 0 | 0
F7_Industrial_Other Industrial_Existing_Process_Natural Gas_Gas Boiler - Maintenance_A_Technical Potential | F7 | Industrial | Other Industrial | Existing | Process | Natural Gas | Gas Boiler - Maintenance | A | Incremental Energy Savings (MWh or mTherms) | Technical Potential | 0 | 0 | 0 | 0 | 0 | 0.41506 | 0.29077 | 0.2001 | 0.15592 | 0.13672 | 0.11681 | 0.099795 | 0.084614 | 0.070255 | 0.059149 | 0.048885 | 0.038076 | 0.029505 | 0.022773 | 0.017757 | 0.016237 | 0.012658 | 0.01086 | 0.0090776 | 0.0073088 | 0 | 0 | 0 | 0 | 0 | 0
F8_Industrial_Other Industrial_Existing_Process_Natural Gas_Gas Boiler - Maintenance_A_Technical Potential | F8 | Industrial | Other Industrial | Existing | Process | Natural Gas | Gas Boiler - Maintenance | A | Incremental Summer Peak Savings (MW) | Technical Potential | 0 | 0 | 0 | 0 | 0 | 0 | 0 | 0 | 0 | 0 | 0 | 0 | 0 | 0 | 0 | 0 | 0 | 0 | 0 | 0 | 0 | 0 | 0 | 0 | 0 | 0 | 0 | 0 | 0 | 0 | 0
F9_Industrial_Other Industrial_Existing_Process_Natural Gas_Gas Boiler - Maintenance_A_Technical Potential | F9 | Industrial | Other Industrial | Existing | Process | Natural Gas | Gas Boiler - Maintenance | A | Incremental Winter Peak Savings (MW) | Technical Potential | 0 | 0 | 0 | 0 | 0 | 0 | 0 | 0 | 0 | 0 | 0 | 0 | 0 | 0 | 0 | 0 | 0 | 0 | 0 | 0 | 0 | 0 | 0 | 0 | 0 | 0 | 0 | 0 | 0 | 0 | 0
F10_Industrial_Other Industrial_Existing_Process_Natural Gas_Gas Boiler - Maintenance_A_Technical Potential | F10 | Industrial | Other Industrial | Existing | Process | Natural Gas | Gas Boiler - Maintenance | A | Cumulative Energy Savings (MWh or mTherms) | Technical Potential | 0 | 0 | 0 | 0 | 0 | 0.41506 | 0.70583 | 0.90593 | 1.0618 | 1.1986 | 1.3154 | 1.4152 | 1.4998 | 1.57 | 1.6292 | 1.6781 | 1.7162 | 1.7457 | 1.7684 | 1.7862 | 1.8024 | 1.8151 | 1.8259 | 1.835 | 1.8423 | 1.8423 | 1.8423 | 1.8423 | 1.8423 | 1.8423 | 1.8423
F11_Industrial_Other Industrial_Existing_Process_Natural Gas_Gas Boiler - Maintenance_A_Technical Potential | F11 | Industrial | Other Industrial | Existing | Process | Natural Gas | Gas Boiler - Maintenance | A | Cumulative Summer Peak Savings (MW) | Technical Potential | 0 | 0 | 0 | 0 | 0 | 0 | 0 | 0 | 0 | 0 | 0 | 0 | 0 | 0 | 0 | 0 | 0 | 0 | 0 | 0 | 0 | 0 | 0 | 0 | 0 | 0 | 0 | 0 | 0 | 0 | 0
F12_Industrial_Other Industrial_Existing_Process_Natural Gas_Gas Boiler - Maintenance_A_Technical Potential | F12 | Industrial | Other Industrial | Existing | Process | Natural Gas | Gas Boiler - Maintenance | A | Cumulative Winter Peak Savings (MW) | Technical Potential | 0 | 0 | 0 | 0 | 0 | 0 | 0 | 0 | 0 | 0 | 0 | 0 | 0 | 0 | 0 | 0 | 0 | 0 | 0 | 0 | 0 | 0 | 0 | 0 | 0 | 0 | 0 | 0 | 0 | 0 | 0
F13_Industrial_Other Industrial_Existing_Process_Natural Gas_Gas Boiler - Maintenance_A_Technical Potential | F13 | Industrial | Other Industrial | Existing | Process | Natural Gas | Gas Boiler - Maintenance | A | Purchases (Incremental) | Technical Potential | 0 | 0 | 0 | 0 | 0 | 266.77 | 186.882 | 128.6093 | 100.2152 | 87.8762 | 75.0767 | 64.141 | 54.3836 | 45.1549 | 38.0164 | 31.4195 | 24.4727 | 18.9634 | 14.637 | 11.4128 | 10.4361 | 8.1356 | 6.9801 | 5.8344 | 4.6975 | 0 | 0 | 0 | 0 | 0 | 0
F14_Industrial_Other Industrial_Existing_Process_Natural Gas_Gas Boiler - Maintenance_A_Technical Potential | F14 | Industrial | Other Industrial | Existing | Process | Natural Gas | Gas Boiler - Maintenance | A | Purchases (Cumulative) | Technical Potential | 0 | 0 | 0 | 0 | 0 | 266.77 | 453.652 | 582.2613 | 682.4765 | 770.3528 | 845.4294 | 909.5704 | 963.954 | 1009.1089 | 1047.1252 | 1078.5447 | 1103.0174 | 1121.9808 | 1136.6178 | 1148.0306 | 1158.4666 | 1166.6022 | 1173.5823 | 1179.4167 | 1184.1142 | 1184.1142 | 1184.1142 | 1184.1142 | 1184.1142 | 1184.1142 | 1184.1142
F1_Industrial_Other Industrial_Existing_Space Heating_Natural Gas_Gas Furnace - Maintenance_A_Technical Potential | F1 | Industrial | Other Industrial | Existing | Space Heating | Natural Gas | Gas Furnace - Maintenance | A | Original Unit Energy Savings (kWh or therms) | Technical Potential | 0 | 0 | 0 | 0 | 0 | 0.0091939 | 0.0091109 | 0.0090054 | 0.0088982 | 0.0087907 | 0.0086854 | 0.0085811 | 0.0084829 | 0.0083904 | 0.0082972 | 0.0082156 | 0.0081386 | 0.0080664 | 0.0079984 | 0.0079296 | 0.007863 | 0.0077967 | 0.0077284 | 0.0076628 | 0.0075997 | 0.0075405 | 0.0074852 | 0.0074333 | 0.0073847 | 0.0073392 | 0.0072965
F2_Industrial_Other Industrial_Existing_Space Heating_Natural Gas_Gas Furnace - Maintenance_A_Technical Potential | F2 | Industrial | Other Industrial | Existing | Space Heating | Natural Gas | Gas Furnace - Maintenance | A | Original Unit Summer Peak Savings (kW) | Technical Potential | 0 | 0 | 0 | 0 | 0 | 0 | 0 | 0 | 0 | 0 | 0 | 0 | 0 | 0 | 0 | 0 | 0 | 0 | 0 | 0 | 0 | 0 | 0 | 0 | 0 | 0 | 0 | 0 | 0 | 0 | 0
F3_Industrial_Other Industrial_Existing_Space Heating_Natural Gas_Gas Furnace - Maintenance_A_Technical Potential | F3 | Industrial | Other Industrial | Existing | Space Heating | Natural Gas | Gas Furnace - Maintenance | A | Original Unit Winter Peak Savings (kW) | Technical Potential | 0 | 0 | 0 | 0 | 0 | 0 | 0 | 0 | 0 | 0 | 0 | 0 | 0 | 0 | 0 | 0 | 0 | 0 | 0 | 0 | 0 | 0 | 0 | 0 | 0 | 0 | 0 | 0 | 0 | 0 | 0
F4_Industrial_Other Industrial_Existing_Space Heating_Natural Gas_Gas Furnace - Maintenance_A_Technical Potential | F4 | Industrial | Other Industrial | Existing | Space Heating | Natural Gas | Gas Furnace - Maintenance | A | Standalone Impact on Baseline Energy (%) | Technical Potential | 0% | 0% | 0% | 0% | 0% | 0.0001512% | 0.0002562% | 0.000329% | 0.0003833% | 0.00043% | 0.0004756% | 0.0005106% | 0.0005399% | 0.0005722% | 0.0005895% | 0.0006115% | 0.000624% | 0.0006366% | 0.0006494% | 0.0006536% | 0.0006607% | 0.0006664% | 0.0006706% | 0.0006741% | 6.7677e-06 | 6.7665e-06 | 6.7644e-06 | 6.7614e-06 | 0 | 0 | 0
F5_Industrial_Other Industrial_Existing_Space Heating_Natural Gas_Gas Furnace - Maintenance_A_Technical Potential | F5 | Industrial | Other Industrial | Existing | Space Heating | Natural Gas | Gas Furnace - Maintenance | A | Standalone Impact on Baseline Summer Peak (%) | Technical Potential | 0% | 0% | 0% | 0% | 0% | 0% | 0% | 0% | 0% | 0% | 0% | 0% | 0% | 0% | 0% | 0% | 0% | 0% | 0% | 0% | 0% | 0% | 0% | 0% | 0 | 0 | 0 | 0 | 0 | 0 | 0
F6_Industrial_Other Industrial_Existing_Space Heating_Natural Gas_Gas Furnace - Maintenance_A_Technical Potential | F6 | Industrial | Other Industrial | Existing | Space Heating | Natural Gas | Gas Furnace - Maintenance | A | Standalone Impact on Baseline Winter Peak (%) | Technical Potential | 0% | 0% | 0% | 0% | 0% | 0% | 0% | 0% | 0% | 0% | 0% | 0% | 0% | 0% | 0% | 0% | 0% | 0% | 0% | 0% | 0% | 0% | 0% | 0% | 0 | 0 | 0 | 0 | 0 | 0 | 0
F7_Industrial_Other Industrial_Existing_Space Heating_Natural Gas_Gas Furnace - Maintenance_A_Technical Potential | F7 | Industrial | Other Industrial | Existing | Space Heating | Natural Gas | Gas Furnace - Maintenance | A | Incremental Energy Savings (MWh or mTherms) | Technical Potential | 0 | 0 | 0 | 0 | 0 | 0.0011437 | 0.00079399 | 0.00054008 | 0.00041584 | 0.00036023 | 0.00030408 | 0.00025666 | 0.00021513 | 0.00017667 | 0.00014709 | 0.00012037 | 9.2879e-05 | 7.1331e-05 | 5.4593e-05 | 4.2202e-05 | 3.8265e-05 | 2.9579e-05 | 2.5156e-05 | 2.0848e-05 | 1.6647e-05 | 0 | 0 | 0 | 0 | 0 | 0
F8_Industrial_Other Industrial_Existing_Space Heating_Natural Gas_Gas Furnace - Maintenance_A_Technical Potential | F8 | Industrial | Other Industrial | Existing | Space Heating | Natural Gas | Gas Furnace - Maintenance | A | Incremental Summer Peak Savings (MW) | Technical Potential | 0 | 0 | 0 | 0 | 0 | 0 | 0 | 0 | 0 | 0 | 0 | 0 | 0 | 0 | 0 | 0 | 0 | 0 | 0 | 0 | 0 | 0 | 0 | 0 | 0 | 0 | 0 | 0 | 0 | 0 | 0
F9_Industrial_Other Industrial_Existing_Space Heating_Natural Gas_Gas Furnace - Maintenance_A_Technical Potential | F9 | Industrial | Other Industrial | Existing | Space Heating | Natural Gas | Gas Furnace - Maintenance | A | Incremental Winter Peak Savings (MW) | Technical Potential | 0 | 0 | 0 | 0 | 0 | 0 | 0 | 0 | 0 | 0 | 0 | 0 | 0 | 0 | 0 | 0 | 0 | 0 | 0 | 0 | 0 | 0 | 0 | 0 | 0 | 0 | 0 | 0 | 0 | 0 | 0
F10_Industrial_Other Industrial_Existing_Space Heating_Natural Gas_Gas Furnace - Maintenance_A_Technical Potential | F10 | Industrial | Other Industrial | Existing | Space Heating | Natural Gas | Gas Furnace - Maintenance | A | Cumulative Energy Savings (MWh or mTherms) | Technical Potential | 0 | 0 | 0 | 0 | 0 | 0.0011437 | 0.0019274 | 0.0024451 | 0.0028319 | 0.0031579 | 0.0034242 | 0.0036397 | 0.0038131 | 0.0039483 | 0.0040515 | 0.004132 | 0.0041862 | 0.0042203 | 0.0042394 | 0.0042451 | 0.0042477 | 0.0042415 | 0.0042295 | 0.0042144 | 0.0041964 | 0.0041637 | 0.0041331 | 0.0041045 | 0.0040776 | 0.0040525 | 0.0040289
F11_Industrial_Other Industrial_Existing_Space Heating_Natural Gas_Gas Furnace - Maintenance_A_Technical Potential | F11 | Industrial | Other Industrial | Existing | Space Heating | Natural Gas | Gas Furnace - Maintenance | A | Cumulative Summer Peak Savings (MW) | Technical Potential | 0 | 0 | 0 | 0 | 0 | 0 | 0 | 0 | 0 | 0 | 0 | 0 | 0 | 0 | 0 | 0 | 0 | 0 | 0 | 0 | 0 | 0 | 0 | 0 | 0 | 0 | 0 | 0 | 0 | 0 | 0
F12_Industrial_Other Industrial_Existing_Space Heating_Natural Gas_Gas Furnace - Maintenance_A_Technical Potential | F12 | Industrial | Other Industrial | Existing | Space Heating | Natural Gas | Gas Furnace - Maintenance | A | Cumulative Winter Peak Savings (MW) | Technical Potential | 0 | 0 | 0 | 0 | 0 | 0 | 0 | 0 | 0 | 0 | 0 | 0 | 0 | 0 | 0 | 0 | 0 | 0 | 0 | 0 | 0 | 0 | 0 | 0 | 0 | 0 | 0 | 0 | 0 | 0 | 0
F13_Industrial_Other Industrial_Existing_Space Heating_Natural Gas_Gas Furnace - Maintenance_A_Technical Potential | F13 | Industrial | Other Industrial | Existing | Space Heating | Natural Gas | Gas Furnace - Maintenance | A | Purchases (Incremental) | Technical Potential | 0 | 0 | 0 | 0 | 0 | 124.4001 | 87.1467 | 59.9731 | 46.7323 | 40.9784 | 35.0097 | 29.9102 | 25.3601 | 21.0566 | 17.7278 | 14.6515 | 11.4121 | 8.843 | 6.8255 | 5.322 | 4.8665 | 3.7938 | 3.255 | 2.7207 | 2.1906 | 0 | 0 | 0 | 0 | 0 | 0
F14_Industrial_Other Industrial_Existing_Space Heating_Natural Gas_Gas Furnace - Maintenance_A_Technical Potential | F14 | Industrial | Other Industrial | Existing | Space Heating | Natural Gas | Gas Furnace - Maintenance | A | Purchases (Cumulative) | Technical Potential | 0 | 0 | 0 | 0 | 0 | 124.4001 | 211.5468 | 271.5199 | 318.2522 | 359.2306 | 394.2403 | 424.1505 | 449.5106 | 470.5672 | 488.295 | 502.9465 | 514.3586 | 523.2016 | 530.0271 | 535.3492 | 540.2157 | 544.0095 | 547.2644 | 549.9851 | 552.1757 | 552.1757 | 552.1757 | 552.1757 | 552.1757 | 552.1757 | 552.1757
F1_Industrial_Other Industrial_Existing_Space Heating_Natural Gas_Gas Boiler - Hot Water Reset_A_Technical Potential | F1 | Industrial | Other Industrial | Existing | Space Heating | Natural Gas | Gas Boiler - Hot Water Reset | A | Original Unit Energy Savings (kWh or therms) | Technical Potential | 0 | 0 | 0 | 0 | 0 | 7.3389 | 7.2892 | 7.2397 | 7.1901 | 7.1405 | 7.0924 | 7.0447 | 6.9976 | 6.951 | 6.9016 | 6.8563 | 6.8116 | 6.7675 | 6.7241 | 6.6807 | 6.6387 | 6.5949 | 6.5527 | 6.5119 | 6.4707 | 6.4332 | 6.3989 | 6.3677 | 6.3392 | 6.3131 | 6.2894
F2_Industrial_Other Industrial_Existing_Space Heating_Natural Gas_Gas Boiler - Hot Water Reset_A_Technical Potential | F2 | Industrial | Other Industrial | Existing | Space Heating | Natural Gas | Gas Boiler - Hot Water Reset | A | Original Unit Summer Peak Savings (kW) | Technical Potential | 0 | 0 | 0 | 0 | 0 | 0 | 0 | 0 | 0 | 0 | 0 | 0 | 0 | 0 | 0 | 0 | 0 | 0 | 0 | 0 | 0 | 0 | 0 | 0 | 0 | 0 | 0 | 0 | 0 | 0 | 0
F3_Industrial_Other Industrial_Existing_Space Heating_Natural Gas_Gas Boiler - Hot Water Reset_A_Technical Potential | F3 | Industrial | Other Industrial | Existing | Space Heating | Natural Gas | Gas Boiler - Hot Water Reset | A | Original Unit Winter Peak Savings (kW) | Technical Potential | 0 | 0 | 0 | 0 | 0 | 0 | 0 | 0 | 0 | 0 | 0 | 0 | 0 | 0 | 0 | 0 | 0 | 0 | 0 | 0 | 0 | 0 | 0 | 0 | 0 | 0 | 0 | 0 | 0 | 0 | 0
F4_Industrial_Other Industrial_Existing_Space Heating_Natural Gas_Gas Boiler - Hot Water Reset_A_Technical Potential | F4 | Industrial | Other Industrial | Existing | Space Heating | Natural Gas | Gas Boiler - Hot Water Reset | A | Standalone Impact on Baseline Energy (%) | Technical Potential | 0% | 0% | 0% | 0% | 0% | 0.008689% | 0.01932% | 0.03245% | 0.04752% | 0.06471% | 0.08571% | 0.1081% | 0.131% | 0.1545% | 0.1724% | 0.1884% | 0.1979% | 0.2044% | 0.2089% | 0.2097% | 0.2109% | 0.2118% | 0.2124% | 0.2129% | 0.0021333 | 0.0021372 | 0.0021409 | 0.0021443 | 0 | 0 | 0
F5_Industrial_Other Industrial_Existing_Space Heating_Natural Gas_Gas Boiler - Hot Water Reset_A_Technical Potential | F5 | Industrial | Other Industrial | Existing | Space Heating | Natural Gas | Gas Boiler - Hot Water Reset | A | Standalone Impact on Baseline Summer Peak (%) | Technical Potential | 0% | 0% | 0% | 0% | 0% | 0% | 0% | 0% | 0% | 0% | 0% | 0% | 0% | 0% | 0% | 0% | 0% | 0% | 0% | 0% | 0% | 0% | 0% | 0% | 0 | 0 | 0 | 0 | 0 | 0 | 0
F6_Industrial_Other Industrial_Existing_Space Heating_Natural Gas_Gas Boiler - Hot Water Reset_A_Technical Potential | F6 | Industrial | Other Industrial | Existing | Space Heating | Natural Gas | Gas Boiler - Hot Water Reset | A | Standalone Impact on Baseline Winter Peak (%) | Technical Potential | 0% | 0% | 0% | 0% | 0% | 0% | 0% | 0% | 0% | 0% | 0% | 0% | 0% | 0% | 0% | 0% | 0% | 0% | 0% | 0% | 0% | 0% | 0% | 0% | 0 | 0 | 0 | 0 | 0 | 0 | 0
F7_Industrial_Other Industrial_Existing_Space Heating_Natural Gas_Gas Boiler - Hot Water Reset_A_Technical Potential | F7 | Industrial | Other Industrial | Existing | Space Heating | Natural Gas | Gas Boiler - Hot Water Reset | A | Incremental Energy Savings (MWh or mTherms) | Technical Potential | 0 | 0 | 0 | 0 | 0 | 0.065712 | 0.080094 | 0.096773 | 0.11163 | 0.12655 | 0.14509 | 0.15767 | 0.15966 | 0.14709 | 0.12602 | 0.095953 | 0.063097 | 0.036217 | 0.017172 | 0.0072264 | 0.0026005 | 0.00080379 | 0.00017343 | 2.8234e-05 | 3.357e-06 | 0 | 0 | 0 | 0 | 0 | 0
F8_Industrial_Other Industrial_Existing_Space Heating_Natural Gas_Gas Boiler - Hot Water Reset_A_Technical Potential | F8 | Industrial | Other Industrial | Existing | Space Heating | Natural Gas | Gas Boiler - Hot Water Reset | A | Incremental Summer Peak Savings (MW) | Technical Potential | 0 | 0 | 0 | 0 | 0 | 0 | 0 | 0 | 0 | 0 | 0 | 0 | 0 | 0 | 0 | 0 | 0 | 0 | 0 | 0 | 0 | 0 | 0 | 0 | 0 | 0 | 0 | 0 | 0 | 0 | 0
F9_Industrial_Other Industrial_Existing_Space Heating_Natural Gas_Gas Boiler - Hot Water Reset_A_Technical Potential | F9 | Industrial | Other Industrial | Existing | Space Heating | Natural Gas | Gas Boiler - Hot Water Reset | A | Incremental Winter Peak Savings (MW) | Technical Potential | 0 | 0 | 0 | 0 | 0 | 0 | 0 | 0 | 0 | 0 | 0 | 0 | 0 | 0 | 0 | 0 | 0 | 0 | 0 | 0 | 0 | 0 | 0 | 0 | 0 | 0 | 0 | 0 | 0 | 0 | 0
F10_Industrial_Other Industrial_Existing_Space Heating_Natural Gas_Gas Boiler - Hot Water Reset_A_Technical Potential | F10 | Industrial | Other Industrial | Existing | Space Heating | Natural Gas | Gas Boiler - Hot Water Reset | A | Cumulative Energy Savings (MWh or mTherms) | Technical Potential | 0 | 0 | 0 | 0 | 0 | 0.065712 | 0.14536 | 0.24115 | 0.35112 | 0.47525 | 0.61714 | 0.77066 | 0.92517 | 1.0661 | 1.1845 | 1.2727 | 1.3275 | 1.3551 | 1.3636 | 1.362 | 1.3561 | 1.3479 | 1.3395 | 1.3312 | 1.3228 | 1.3151 | 1.3081 | 1.3017 | 1.2959 | 1.2905 | 1.2857
F11_Industrial_Other Industrial_Existing_Space Heating_Natural Gas_Gas Boiler - Hot Water Reset_A_Technical Potential | F11 | Industrial | Other Industrial | Existing | Space Heating | Natural Gas | Gas Boiler - Hot Water Reset | A | Cumulative Summer Peak Savings (MW) | Technical Potential | 0 | 0 | 0 | 0 | 0 | 0 | 0 | 0 | 0 | 0 | 0 | 0 | 0 | 0 | 0 | 0 | 0 | 0 | 0 | 0 | 0 | 0 | 0 | 0 | 0 | 0 | 0 | 0 | 0 | 0 | 0
F12_Industrial_Other Industrial_Existing_Space Heating_Natural Gas_Gas Boiler - Hot Water Reset_A_Technical Potential | F12 | Industrial | Other Industrial | Existing | Space Heating | Natural Gas | Gas Boiler - Hot Water Reset | A | Cumulative Winter Peak Savings (MW) | Technical Potential | 0 | 0 | 0 | 0 | 0 | 0 | 0 | 0 | 0 | 0 | 0 | 0 | 0 | 0 | 0 | 0 | 0 | 0 | 0 | 0 | 0 | 0 | 0 | 0 | 0 | 0 | 0 | 0 | 0 | 0 | 0
F13_Industrial_Other Industrial_Existing_Space Heating_Natural Gas_Gas Boiler - Hot Water Reset_A_Technical Potential | F13 | Industrial | Other Industrial | Existing | Space Heating | Natural Gas | Gas Boiler - Hot Water Reset | A | Purchases (Incremental) | Technical Potential | 0 | 0 | 0 | 0 | 0 | 8.954 | 10.9881 | 13.3669 | 15.5252 | 17.7231 | 20.4573 | 22.3807 | 22.817 | 21.1609 | 18.259 | 13.9948 | 9.2633 | 5.3516 | 2.5537 | 1.0817 | 0.39172 | 0.12188 | 0.026467 | 0.0043357 | 0.00051879 | 0 | 0 | 0 | 0 | 0 | 0
F14_Industrial_Other Industrial_Existing_Space Heating_Natural Gas_Gas Boiler - Hot Water Reset_A_Technical Potential | F14 | Industrial | Other Industrial | Existing | Space Heating | Natural Gas | Gas Boiler - Hot Water Reset | A | Purchases (Cumulative) | Technical Potential | 0 | 0 | 0 | 0 | 0 | 8.954 | 19.9421 | 33.3089 | 48.8341 | 66.5572 | 87.0146 | 109.3952 | 132.2123 | 153.3731 | 171.6321 | 185.6269 | 194.8902 | 200.2418 | 202.7955 | 203.8772 | 204.269 | 204.3908 | 204.4173 | 204.4216 | 204.4222 | 204.4222 | 204.4222 | 204.4222 | 204.4222 | 204.4222 | 204.4222
F1_Industrial_Other Industrial_Existing_Process_Natural Gas_Gas Boiler - Hot Water Reset_A_Technical Potential | F1 | Industrial | Other Industrial | Existing | Process | Natural Gas | Gas Boiler - Hot Water Reset | A | Original Unit Energy Savings (kWh or therms) | Technical Potential | 0 | 0 | 0 | 0 | 0 | 2.8289 | 2.8289 | 2.8289 | 2.8289 | 2.8289 | 2.8289 | 2.8289 | 2.8289 | 2.8289 | 2.8289 | 2.8289 | 2.8289 | 2.8289 | 2.8289 | 2.8289 | 2.8289 | 2.8289 | 2.8289 | 2.8289 | 2.8289 | 2.8289 | 2.8289 | 2.8289 | 2.8289 | 2.8289 | 2.8289
F2_Industrial_Other Industrial_Existing_Process_Natural Gas_Gas Boiler - Hot Water Reset_A_Technical Potential | F2 | Industrial | Other Industrial | Existing | Process | Natural Gas | Gas Boiler - Hot Water Reset | A | Original Unit Summer Peak Savings (kW) | Technical Potential | 0 | 0 | 0 | 0 | 0 | 0 | 0 | 0 | 0 | 0 | 0 | 0 | 0 | 0 | 0 | 0 | 0 | 0 | 0 | 0 | 0 | 0 | 0 | 0 | 0 | 0 | 0 | 0 | 0 | 0 | 0
F3_Industrial_Other Industrial_Existing_Process_Natural Gas_Gas Boiler - Hot Water Reset_A_Technical Potential | F3 | Industrial | Other Industrial | Existing | Process | Natural Gas | Gas Boiler - Hot Water Reset | A | Original Unit Winter Peak Savings (kW) | Technical Potential | 0 | 0 | 0 | 0 | 0 | 0 | 0 | 0 | 0 | 0 | 0 | 0 | 0 | 0 | 0 | 0 | 0 | 0 | 0 | 0 | 0 | 0 | 0 | 0 | 0 | 0 | 0 | 0 | 0 | 0 | 0
F4_Industrial_Other Industrial_Existing_Process_Natural Gas_Gas Boiler - Hot Water Reset_A_Technical Potential | F4 | Industrial | Other Industrial | Existing | Process | Natural Gas | Gas Boiler - Hot Water Reset | A | Standalone Impact on Baseline Energy (%) | Technical Potential | 0% | 0% | 0% | 0% | 0% | 0.02324% | 0.05179% | 0.08702% | 0.1275% | 0.1736% | 0.2299% | 0.2899% | 0.351% | 0.4138% | 0.4613% | 0.5037% | 0.5288% | 0.5461% | 0.558% | 0.5603% | 0.5637% | 0.5663% | 0.5684% | 0.5704% | 0.0057216 | 0.0057383 | 0.0057536 | 0.0057676 | 0 | 0 | 0
F5_Industrial_Other Industrial_Existing_Process_Natural Gas_Gas Boiler - Hot Water Reset_A_Technical Potential | F5 | Industrial | Other Industrial | Existing | Process | Natural Gas | Gas Boiler - Hot Water Reset | A | Standalone Impact on Baseline Summer Peak (%) | Technical Potential | 0% | 0% | 0% | 0% | 0% | 0% | 0% | 0% | 0% | 0% | 0% | 0% | 0% | 0% | 0% | 0% | 0% | 0% | 0% | 0% | 0% | 0% | 0% | 0% | 0 | 0 | 0 | 0 | 0 | 0 | 0
F6_Industrial_Other Industrial_Existing_Process_Natural Gas_Gas Boiler - Hot Water Reset_A_Technical Potential | F6 | Industrial | Other Industrial | Existing | Process | Natural Gas | Gas Boiler - Hot Water Reset | A | Standalone Impact on Baseline Winter Peak (%) | Technical Potential | 0% | 0% | 0% | 0% | 0% | 0% | 0% | 0% | 0% | 0% | 0% | 0% | 0% | 0% | 0% | 0% | 0% | 0% | 0% | 0% | 0% | 0% | 0% | 0% | 0 | 0 | 0 | 0 | 0 | 0 | 0
F7_Industrial_Other Industrial_Existing_Process_Natural Gas_Gas Boiler - Hot Water Reset_A_Technical Potential | F7 | Industrial | Other Industrial | Existing | Process | Natural Gas | Gas Boiler - Hot Water Reset | A | Incremental Energy Savings (MWh or mTherms) | Technical Potential | 0 | 0 | 0 | 0 | 0 | 0.36675 | 0.45007 | 0.5475 | 0.63591 | 0.72593 | 0.83793 | 0.91671 | 0.93458 | 0.86674 | 0.74788 | 0.57322 | 0.37942 | 0.2192 | 0.1046 | 0.044306 | 0.016045 | 0.0049921 | 0.0010841 | 0.00017759 | 2.125e-05 | 0 | 0 | 0 | 0 | 0 | 0
F8_Industrial_Other Industrial_Existing_Process_Natural Gas_Gas Boiler - Hot Water Reset_A_Technical Potential | F8 | Industrial | Other Industrial | Existing | Process | Natural Gas | Gas Boiler - Hot Water Reset | A | Incremental Summer Peak Savings (MW) | Technical Potential | 0 | 0 | 0 | 0 | 0 | 0 | 0 | 0 | 0 | 0 | 0 | 0 | 0 | 0 | 0 | 0 | 0 | 0 | 0 | 0 | 0 | 0 | 0 | 0 | 0 | 0 | 0 | 0 | 0 | 0 | 0
F9_Industrial_Other Industrial_Existing_Process_Natural Gas_Gas Boiler - Hot Water Reset_A_Technical Potential | F9 | Industrial | Other Industrial | Existing | Process | Natural Gas | Gas Boiler - Hot Water Reset | A | Incremental Winter Peak Savings (MW) | Technical Potential | 0 | 0 | 0 | 0 | 0 | 0 | 0 | 0 | 0 | 0 | 0 | 0 | 0 | 0 | 0 | 0 | 0 | 0 | 0 | 0 | 0 | 0 | 0 | 0 | 0 | 0 | 0 | 0 | 0 | 0 | 0
F10_Industrial_Other Industrial_Existing_Process_Natural Gas_Gas Boiler - Hot Water Reset_A_Technical Potential | F10 | Industrial | Other Industrial | Existing | Process | Natural Gas | Gas Boiler - Hot Water Reset | A | Cumulative Energy Savings (MWh or mTherms) | Technical Potential | 0 | 0 | 0 | 0 | 0 | 0.36675 | 0.81682 | 1.3643 | 2.0002 | 2.7262 | 3.5641 | 4.4808 | 5.4154 | 6.2821 | 7.03 | 7.6032 | 7.9826 | 8.2018 | 8.3064 | 8.3508 | 8.3668 | 8.3718 | 8.3729 | 8.3731 | 8.3731 | 8.3731 | 8.3731 | 8.3731 | 8.3731 | 8.3731 | 8.3731
F11_Industrial_Other Industrial_Existing_Process_Natural Gas_Gas Boiler - Hot Water Reset_A_Technical Potential | F11 | Industrial | Other Industrial | Existing | Process | Natural Gas | Gas Boiler - Hot Water Reset | A | Cumulative Summer Peak Savings (MW) | Technical Potential | 0 | 0 | 0 | 0 | 0 | 0 | 0 | 0 | 0 | 0 | 0 | 0 | 0 | 0 | 0 | 0 | 0 | 0 | 0 | 0 | 0 | 0 | 0 | 0 | 0 | 0 | 0 | 0 | 0 | 0 | 0
F12_Industrial_Other Industrial_Existing_Process_Natural Gas_Gas Boiler - Hot Water Reset_A_Technical Potential | F12 | Industrial | Other Industrial | Existing | Process | Natural Gas | Gas Boiler - Hot Water Reset | A | Cumulative Winter Peak Savings (MW) | Technical Potential | 0 | 0 | 0 | 0 | 0 | 0 | 0 | 0 | 0 | 0 | 0 | 0 | 0 | 0 | 0 | 0 | 0 | 0 | 0 | 0 | 0 | 0 | 0 | 0 | 0 | 0 | 0 | 0 | 0 | 0 | 0
F13_Industrial_Other Industrial_Existing_Process_Natural Gas_Gas Boiler - Hot Water Reset_A_Technical Potential | F13 | Industrial | Other Industrial | Existing | Process | Natural Gas | Gas Boiler - Hot Water Reset | A | Purchases (Incremental) | Technical Potential | 0 | 0 | 0 | 0 | 0 | 129.6468 | 159.0982 | 193.5415 | 224.7927 | 256.6165 | 296.2057 | 324.0543 | 330.3722 | 306.3922 | 264.3756 | 202.634 | 134.1249 | 77.487 | 36.9758 | 15.6621 | 5.6718 | 1.7647 | 0.38323 | 0.062778 | 0.0075117 | 0 | 0 | 0 | 0 | 0 | 0
F14_Industrial_Other Industrial_Existing_Process_Natural Gas_Gas Boiler - Hot Water Reset_A_Technical Potential | F14 | Industrial | Other Industrial | Existing | Process | Natural Gas | Gas Boiler - Hot Water Reset | A | Purchases (Cumulative) | Technical Potential | 0 | 0 | 0 | 0 | 0 | 129.6468 | 288.7451 | 482.2866 | 707.0793 | 963.6958 | 1259.9015 | 1583.9558 | 1914.328 | 2220.7203 | 2485.0959 | 2687.7299 | 2821.8548 | 2899.3419 | 2936.3176 | 2951.9797 | 2957.6515 | 2959.4162 | 2959.7995 | 2959.8622 | 2959.8697 | 2959.8697 | 2959.8697 | 2959.8697 | 2959.8697 | 2959.8697 | 2959.8697
F1_Industrial_Other Industrial_Existing_Space Heating_Natural Gas_Steam Trap Maintenance_A_Technical Potential | F1 | Industrial | Other Industrial | Existing | Space Heating | Natural Gas | Steam Trap Maintenance | A | Original Unit Energy Savings (kWh or therms) | Technical Potential | 0 | 0 | 0 | 0 | 0 | 2.5927 | 2.5751 | 2.5577 | 2.5401 | 2.5226 | 2.5056 | 2.4888 | 2.4721 | 2.4556 | 2.4382 | 2.4222 | 2.4064 | 2.3908 | 2.3755 | 2.3601 | 2.3453 | 2.3299 | 2.3149 | 2.3005 | 2.286 | 2.2727 | 2.2606 | 2.2496 | 2.2395 | 2.2303 | 2.2219
F2_Industrial_Other Industrial_Existing_Space Heating_Natural Gas_Steam Trap Maintenance_A_Technical Potential | F2 | Industrial | Other Industrial | Existing | Space Heating | Natural Gas | Steam Trap Maintenance | A | Original Unit Summer Peak Savings (kW) | Technical Potential | 0 | 0 | 0 | 0 | 0 | 0 | 0 | 0 | 0 | 0 | 0 | 0 | 0 | 0 | 0 | 0 | 0 | 0 | 0 | 0 | 0 | 0 | 0 | 0 | 0 | 0 | 0 | 0 | 0 | 0 | 0
F3_Industrial_Other Industrial_Existing_Space Heating_Natural Gas_Steam Trap Maintenance_A_Technical Potential | F3 | Industrial | Other Industrial | Existing | Space Heating | Natural Gas | Steam Trap Maintenance | A | Original Unit Winter Peak Savings (kW) | Technical Potential | 0 | 0 | 0 | 0 | 0 | 0 | 0 | 0 | 0 | 0 | 0 | 0 | 0 | 0 | 0 | 0 | 0 | 0 | 0 | 0 | 0 | 0 | 0 | 0 | 0 | 0 | 0 | 0 | 0 | 0 | 0
F4_Industrial_Other Industrial_Existing_Space Heating_Natural Gas_Steam Trap Maintenance_A_Technical Potential | F4 | Industrial | Other Industrial | Existing | Space Heating | Natural Gas | Steam Trap Maintenance | A | Standalone Impact on Baseline Energy (%) | Technical Potential | 0% | 0% | 0% | 0% | 0% | 0.001713% | 0.003421% | 0.005147% | 0.006851% | 0.008552% | 0.01037% | 0.01212% | 0.01386% | 0.0158% | 0.01746% | 0.01936% | 0.02109% | 0.02292% | 0.02484% | 0.02652% | 0.02833% | 0.03015% | 0.03194% | 0.03373% | 0.00035506 | 0.00035571 | 0.00035632 | 0.0003569 | 0 | 0 | 0
F5_Industrial_Other Industrial_Existing_Space Heating_Natural Gas_Steam Trap Maintenance_A_Technical Potential | F5 | Industrial | Other Industrial | Existing | Space Heating | Natural Gas | Steam Trap Maintenance | A | Standalone Impact on Baseline Summer Peak (%) | Technical Potential | 0% | 0% | 0% | 0% | 0% | 0% | 0% | 0% | 0% | 0% | 0% | 0% | 0% | 0% | 0% | 0% | 0% | 0% | 0% | 0% | 0% | 0% | 0% | 0% | 0 | 0 | 0 | 0 | 0 | 0 | 0
F6_Industrial_Other Industrial_Existing_Space Heating_Natural Gas_Steam Trap Maintenance_A_Technical Potential | F6 | Industrial | Other Industrial | Existing | Space Heating | Natural Gas | Steam Trap Maintenance | A | Standalone Impact on Baseline Winter Peak (%) | Technical Potential | 0% | 0% | 0% | 0% | 0% | 0% | 0% | 0% | 0% | 0% | 0% | 0% | 0% | 0% | 0% | 0% | 0% | 0% | 0% | 0% | 0% | 0% | 0% | 0% | 0 | 0 | 0 | 0 | 0 | 0 | 0
F7_Industrial_Other Industrial_Existing_Space Heating_Natural Gas_Steam Trap Maintenance_A_Technical Potential | F7 | Industrial | Other Industrial | Existing | Space Heating | Natural Gas | Steam Trap Maintenance | A | Incremental Energy Savings (MWh or mTherms) | Technical Potential | 0 | 0 | 0 | 0 | 0 | 0.012957 | 0.012862 | 0.0127 | 0.012619 | 0.012543 | 0.0123 | 0.012184 | 0.012078 | 0.011807 | 0.011768 | 0.011579 | 0.011505 | 0.011373 | 0.011199 | 0.01114 | 0.011024 | 0.010909 | 0.0108 | 0.010696 | 0.010595 | 0 | 0 | 0 | 0 | 0 | 0
F8_Industrial_Other Industrial_Existing_Space Heating_Natural Gas_Steam Trap Maintenance_A_Technical Potential | F8 | Industrial | Other Industrial | Existing | Space Heating | Natural Gas | Steam Trap Maintenance | A | Incremental Summer Peak Savings (MW) | Technical Potential | 0 | 0 | 0 | 0 | 0 | 0 | 0 | 0 | 0 | 0 | 0 | 0 | 0 | 0 | 0 | 0 | 0 | 0 | 0 | 0 | 0 | 0 | 0 | 0 | 0 | 0 | 0 | 0 | 0 | 0 | 0
F9_Industrial_Other Industrial_Existing_Space Heating_Natural Gas_Steam Trap Maintenance_A_Technical Potential | F9 | Industrial | Other Industrial | Existing | Space Heating | Natural Gas | Steam Trap Maintenance | A | Incremental Winter Peak Savings (MW) | Technical Potential | 0 | 0 | 0 | 0 | 0 | 0 | 0 | 0 | 0 | 0 | 0 | 0 | 0 | 0 | 0 | 0 | 0 | 0 | 0 | 0 | 0 | 0 | 0 | 0 | 0 | 0 | 0 | 0 | 0 | 0 | 0
F10_Industrial_Other Industrial_Existing_Space Heating_Natural Gas_Steam Trap Maintenance_A_Technical Potential | F10 | Industrial | Other Industrial | Existing | Space Heating | Natural Gas | Steam Trap Maintenance | A | Cumulative Energy Savings (MWh or mTherms) | Technical Potential | 0 | 0 | 0 | 0 | 0 | 0.012957 | 0.025732 | 0.038257 | 0.050614 | 0.062808 | 0.074685 | 0.086367 | 0.097866 | 0.10902 | 0.12002 | 0.13081 | 0.14146 | 0.15192 | 0.16214 | 0.17223 | 0.18217 | 0.19188 | 0.20146 | 0.2109 | 0.22016 | 0.21888 | 0.21772 | 0.21665 | 0.21568 | 0.2148 | 0.21399
F11_Industrial_Other Industrial_Existing_Space Heating_Natural Gas_Steam Trap Maintenance_A_Technical Potential | F11 | Industrial | Other Industrial | Existing | Space Heating | Natural Gas | Steam Trap Maintenance | A | Cumulative Summer Peak Savings (MW) | Technical Potential | 0 | 0 | 0 | 0 | 0 | 0 | 0 | 0 | 0 | 0 | 0 | 0 | 0 | 0 | 0 | 0 | 0 | 0 | 0 | 0 | 0 | 0 | 0 | 0 | 0 | 0 | 0 | 0 | 0 | 0 | 0
F12_Industrial_Other Industrial_Existing_Space Heating_Natural Gas_Steam Trap Maintenance_A_Technical Potential | F12 | Industrial | Other Industrial | Existing | Space Heating | Natural Gas | Steam Trap Maintenance | A | Cumulative Winter Peak Savings (MW) | Technical Potential | 0 | 0 | 0 | 0 | 0 | 0 | 0 | 0 | 0 | 0 | 0 | 0 | 0 | 0 | 0 | 0 | 0 | 0 | 0 | 0 | 0 | 0 | 0 | 0 | 0 | 0 | 0 | 0 | 0 | 0 | 0
F13_Industrial_Other Industrial_Existing_Space Heating_Natural Gas_Steam Trap Maintenance_A_Technical Potential | F13 | Industrial | Other Industrial | Existing | Space Heating | Natural Gas | Steam Trap Maintenance | A | Purchases (Incremental) | Technical Potential | 0 | 0 | 0 | 0 | 0 | 4.9976 | 4.9948 | 4.9654 | 4.9681 | 4.9722 | 4.909 | 4.8956 | 4.8857 | 4.8081 | 4.8265 | 4.7804 | 4.781 | 4.757 | 4.7146 | 4.7201 | 4.7006 | 4.6823 | 4.6653 | 4.6494 | 4.6348 | 0 | 0 | 0 | 0 | 0 | 0
F14_Industrial_Other Industrial_Existing_Space Heating_Natural Gas_Steam Trap Maintenance_A_Technical Potential | F14 | Industrial | Other Industrial | Existing | Space Heating | Natural Gas | Steam Trap Maintenance | A | Purchases (Cumulative) | Technical Potential | 0 | 0 | 0 | 0 | 0 | 4.9976 | 9.9924 | 14.9578 | 19.9259 | 24.8981 | 29.8071 | 34.7027 | 39.5884 | 44.3965 | 49.2229 | 54.0034 | 58.7844 | 63.5414 | 68.256 | 72.9761 | 77.6767 | 82.359 | 87.0243 | 91.6737 | 96.3085 | 96.3085 | 96.3085 | 96.3085 | 96.3085 | 96.3085 | 96.3085
F1_Industrial_Other Industrial_Existing_Process_Natural Gas_Steam Trap Maintenance_A_Technical Potential | F1 | Industrial | Other Industrial | Existing | Process | Natural Gas | Steam Trap Maintenance | A | Original Unit Energy Savings (kWh or therms) | Technical Potential | 0 | 0 | 0 | 0 | 0 | 1.9988 | 1.9988 | 1.9988 | 1.9988 | 1.9988 | 1.9988 | 1.9988 | 1.9988 | 1.9988 | 1.9988 | 1.9988 | 1.9988 | 1.9988 | 1.9988 | 1.9988 | 1.9988 | 1.9988 | 1.9988 | 1.9988 | 1.9988 | 1.9988 | 1.9988 | 1.9988 | 1.9988 | 1.9988 | 1.9988
F2_Industrial_Other Industrial_Existing_Process_Natural Gas_Steam Trap Maintenance_A_Technical Potential | F2 | Industrial | Other Industrial | Existing | Process | Natural Gas | Steam Trap Maintenance | A | Original Unit Summer Peak Savings (kW) | Technical Potential | 0 | 0 | 0 | 0 | 0 | 0 | 0 | 0 | 0 | 0 | 0 | 0 | 0 | 0 | 0 | 0 | 0 | 0 | 0 | 0 | 0 | 0 | 0 | 0 | 0 | 0 | 0 | 0 | 0 | 0 | 0
F3_Industrial_Other Industrial_Existing_Process_Natural Gas_Steam Trap Maintenance_A_Technical Potential | F3 | Industrial | Other Industrial | Existing | Process | Natural Gas | Steam Trap Maintenance | A | Original Unit Winter Peak Savings (kW) | Technical Potential | 0 | 0 | 0 | 0 | 0 | 0 | 0 | 0 | 0 | 0 | 0 | 0 | 0 | 0 | 0 | 0 | 0 | 0 | 0 | 0 | 0 | 0 | 0 | 0 | 0 | 0 | 0 | 0 | 0 | 0 | 0
F4_Industrial_Other Industrial_Existing_Process_Natural Gas_Steam Trap Maintenance_A_Technical Potential | F4 | Industrial | Other Industrial | Existing | Process | Natural Gas | Steam Trap Maintenance | A | Standalone Impact on Baseline Energy (%) | Technical Potential | 0% | 0% | 0% | 0% | 0% | 0.009166% | 0.01834% | 0.02761% | 0.03676% | 0.0459% | 0.05565% | 0.06497% | 0.07427% | 0.08463% | 0.09348% | 0.1035% | 0.1127% | 0.1224% | 0.1327% | 0.1417% | 0.1515% | 0.1612% | 0.171% | 0.1807% | 0.0019046 | 0.0019101 | 0.0019152 | 0.0019199 | 0 | 0 | 0
F5_Industrial_Other Industrial_Existing_Process_Natural Gas_Steam Trap Maintenance_A_Technical Potential | F5 | Industrial | Other Industrial | Existing | Process | Natural Gas | Steam Trap Maintenance | A | Standalone Impact on Baseline Summer Peak (%) | Technical Potential | 0% | 0% | 0% | 0% | 0% | 0% | 0% | 0% | 0% | 0% | 0% | 0% | 0% | 0% | 0% | 0% | 0% | 0% | 0% | 0% | 0% | 0% | 0% | 0% | 0 | 0 | 0 | 0 | 0 | 0 | 0
F6_Industrial_Other Industrial_Existing_Process_Natural Gas_Steam Trap Maintenance_A_Technical Potential | F6 | Industrial | Other Industrial | Existing | Process | Natural Gas | Steam Trap Maintenance | A | Standalone Impact on Baseline Winter Peak (%) | Technical Potential | 0% | 0% | 0% | 0% | 0% | 0% | 0% | 0% | 0% | 0% | 0% | 0% | 0% | 0% | 0% | 0% | 0% | 0% | 0% | 0% | 0% | 0% | 0% | 0% | 0 | 0 | 0 | 0 | 0 | 0 | 0
F7_Industrial_Other Industrial_Existing_Process_Natural Gas_Steam Trap Maintenance_A_Technical Potential | F7 | Industrial | Other Industrial | Existing | Process | Natural Gas | Steam Trap Maintenance | A | Incremental Energy Savings (MWh or mTherms) | Technical Potential | 0 | 0 | 0 | 0 | 0 | 0.14463 | 0.14455 | 0.1437 | 0.14378 | 0.1439 | 0.14207 | 0.14168 | 0.14139 | 0.13915 | 0.13968 | 0.13835 | 0.13837 | 0.13767 | 0.13644 | 0.1366 | 0.13604 | 0.13551 | 0.13502 | 0.13456 | 0.13413 | 0 | 0 | 0 | 0 | 0 | 0
F8_Industrial_Other Industrial_Existing_Process_Natural Gas_Steam Trap Maintenance_A_Technical Potential | F8 | Industrial | Other Industrial | Existing | Process | Natural Gas | Steam Trap Maintenance | A | Incremental Summer Peak Savings (MW) | Technical Potential | 0 | 0 | 0 | 0 | 0 | 0 | 0 | 0 | 0 | 0 | 0 | 0 | 0 | 0 | 0 | 0 | 0 | 0 | 0 | 0 | 0 | 0 | 0 | 0 | 0 | 0 | 0 | 0 | 0 | 0 | 0
F9_Industrial_Other Industrial_Existing_Process_Natural Gas_Steam Trap Maintenance_A_Technical Potential | F9 | Industrial | Other Industrial | Existing | Process | Natural Gas | Steam Trap Maintenance | A | Incremental Winter Peak Savings (MW) | Technical Potential | 0 | 0 | 0 | 0 | 0 | 0 | 0 | 0 | 0 | 0 | 0 | 0 | 0 | 0 | 0 | 0 | 0 | 0 | 0 | 0 | 0 | 0 | 0 | 0 | 0 | 0 | 0 | 0 | 0 | 0 | 0
F10_Industrial_Other Industrial_Existing_Process_Natural Gas_Steam Trap Maintenance_A_Technical Potential | F10 | Industrial | Other Industrial | Existing | Process | Natural Gas | Steam Trap Maintenance | A | Cumulative Energy Savings (MWh or mTherms) | Technical Potential | 0 | 0 | 0 | 0 | 0 | 0.14463 | 0.28918 | 0.43289 | 0.57666 | 0.72056 | 0.86263 | 1.0043 | 1.1457 | 1.2849 | 1.4245 | 1.5629 | 1.7012 | 1.8389 | 1.9754 | 2.112 | 2.248 | 2.3835 | 2.5185 | 2.6531 | 2.7872 | 2.7872 | 2.7872 | 2.7872 | 2.7872 | 2.7872 | 2.7872
F11_Industrial_Other Industrial_Existing_Process_Natural Gas_Steam Trap Maintenance_A_Technical Potential | F11 | Industrial | Other Industrial | Existing | Process | Natural Gas | Steam Trap Maintenance | A | Cumulative Summer Peak Savings (MW) | Technical Potential | 0 | 0 | 0 | 0 | 0 | 0 | 0 | 0 | 0 | 0 | 0 | 0 | 0 | 0 | 0 | 0 | 0 | 0 | 0 | 0 | 0 | 0 | 0 | 0 | 0 | 0 | 0 | 0 | 0 | 0 | 0
F12_Industrial_Other Industrial_Existing_Process_Natural Gas_Steam Trap Maintenance_A_Technical Potential | F12 | Industrial | Other Industrial | Existing | Process | Natural Gas | Steam Trap Maintenance | A | Cumulative Winter Peak Savings (MW) | Technical Potential | 0 | 0 | 0 | 0 | 0 | 0 | 0 | 0 | 0 | 0 | 0 | 0 | 0 | 0 | 0 | 0 | 0 | 0 | 0 | 0 | 0 | 0 | 0 | 0 | 0 | 0 | 0 | 0 | 0 | 0 | 0
F13_Industrial_Other Industrial_Existing_Process_Natural Gas_Steam Trap Maintenance_A_Technical Potential | F13 | Industrial | Other Industrial | Existing | Process | Natural Gas | Steam Trap Maintenance | A | Purchases (Incremental) | Technical Potential | 0 | 0 | 0 | 0 | 0 | 72.361 | 72.3213 | 71.8948 | 71.9337 | 71.9931 | 71.0789 | 70.8847 | 70.7407 | 69.6174 | 69.8832 | 69.2168 | 69.2258 | 68.8773 | 68.263 | 68.3438 | 68.0612 | 67.7965 | 67.5495 | 67.3199 | 67.1076 | 0 | 0 | 0 | 0 | 0 | 0
F14_Industrial_Other Industrial_Existing_Process_Natural Gas_Steam Trap Maintenance_A_Technical Potential | F14 | Industrial | Other Industrial | Existing | Process | Natural Gas | Steam Trap Maintenance | A | Purchases (Cumulative) | Technical Potential | 0 | 0 | 0 | 0 | 0 | 72.361 | 144.6823 | 216.5771 | 288.5108 | 360.5039 | 431.5828 | 502.4675 | 573.2082 | 642.8256 | 712.7088 | 781.9256 | 851.1514 | 920.0287 | 988.2917 | 1056.6355 | 1124.6967 | 1192.4932 | 1260.0427 | 1327.3626 | 1394.4702 | 1394.4702 | 1394.4702 | 1394.4702 | 1394.4702 | 1394.4702 | 1394.4702
F1_Industrial_Other Industrial_Existing_Space Heating_Natural Gas_Gas Boiler - High Turndown_A_Technical Potential | F1 | Industrial | Other Industrial | Existing | Space Heating | Natural Gas | Gas Boiler - High Turndown | A | Original Unit Energy Savings (kWh or therms) | Technical Potential | 0 | 0 | 0 | 0 | 0 | 2.7521 | 2.7334 | 2.7149 | 2.6963 | 2.6777 | 2.6596 | 2.6418 | 2.6241 | 2.6066 | 2.5881 | 2.5711 | 2.5543 | 2.5378 | 2.5216 | 2.5052 | 2.4895 | 2.4731 | 2.4573 | 2.442 | 2.4265 | 2.4125 | 2.3996 | 2.3879 | 2.3772 | 2.3674 | 2.3585
F2_Industrial_Other Industrial_Existing_Space Heating_Natural Gas_Gas Boiler - High Turndown_A_Technical Potential | F2 | Industrial | Other Industrial | Existing | Space Heating | Natural Gas | Gas Boiler - High Turndown | A | Original Unit Summer Peak Savings (kW) | Technical Potential | 0 | 0 | 0 | 0 | 0 | 0 | 0 | 0 | 0 | 0 | 0 | 0 | 0 | 0 | 0 | 0 | 0 | 0 | 0 | 0 | 0 | 0 | 0 | 0 | 0 | 0 | 0 | 0 | 0 | 0 | 0
F3_Industrial_Other Industrial_Existing_Space Heating_Natural Gas_Gas Boiler - High Turndown_A_Technical Potential | F3 | Industrial | Other Industrial | Existing | Space Heating | Natural Gas | Gas Boiler - High Turndown | A | Original Unit Winter Peak Savings (kW) | Technical Potential | 0 | 0 | 0 | 0 | 0 | 0 | 0 | 0 | 0 | 0 | 0 | 0 | 0 | 0 | 0 | 0 | 0 | 0 | 0 | 0 | 0 | 0 | 0 | 0 | 0 | 0 | 0 | 0 | 0 | 0 | 0
F4_Industrial_Other Industrial_Existing_Space Heating_Natural Gas_Gas Boiler - High Turndown_A_Technical Potential | F4 | Industrial | Other Industrial | Existing | Space Heating | Natural Gas | Gas Boiler - High Turndown | A | Standalone Impact on Baseline Energy (%) | Technical Potential | 0% | 0% | 0% | 0% | 0% | 0.004973% | 0.009929% | 0.01494% | 0.01988% | 0.02482% | 0.02961% | 0.03328% | 0.03622% | 0.03912% | 0.04083% | 0.04272% | 0.04392% | 0.0451% | 0.04626% | 0.0468% | 0.04746% | 0.04762% | 0.04776% | 0.04788% | 0.00047967 | 0.00048055 | 0.00048138 | 0.00048215 | 0 | 0 | 0
F5_Industrial_Other Industrial_Existing_Space Heating_Natural Gas_Gas Boiler - High Turndown_A_Technical Potential | F5 | Industrial | Other Industrial | Existing | Space Heating | Natural Gas | Gas Boiler - High Turndown | A | Standalone Impact on Baseline Summer Peak (%) | Technical Potential | 0% | 0% | 0% | 0% | 0% | 0% | 0% | 0% | 0% | 0% | 0% | 0% | 0% | 0% | 0% | 0% | 0% | 0% | 0% | 0% | 0% | 0% | 0% | 0% | 0 | 0 | 0 | 0 | 0 | 0 | 0
F6_Industrial_Other Industrial_Existing_Space Heating_Natural Gas_Gas Boiler - High Turndown_A_Technical Potential | F6 | Industrial | Other Industrial | Existing | Space Heating | Natural Gas | Gas Boiler - High Turndown | A | Standalone Impact on Baseline Winter Peak (%) | Technical Potential | 0% | 0% | 0% | 0% | 0% | 0% | 0% | 0% | 0% | 0% | 0% | 0% | 0% | 0% | 0% | 0% | 0% | 0% | 0% | 0% | 0% | 0% | 0% | 0% | 0 | 0 | 0 | 0 | 0 | 0 | 0
F7_Industrial_Other Industrial_Existing_Space Heating_Natural Gas_Gas Boiler - High Turndown_A_Technical Potential | F7 | Industrial | Other Industrial | Existing | Space Heating | Natural Gas | Gas Boiler - High Turndown | A | Incremental Energy Savings (MWh or mTherms) | Technical Potential | 0 | 0 | 0 | 0 | 0 | 0.037608 | 0.037332 | 0.036861 | 0.036628 | 0.036405 | 0.032131 | 0.025462 | 0.020192 | 0.015791 | 0.012591 | 0.0099115 | 0.0078784 | 0.0062305 | 0.0049083 | 0.0039058 | 0.0030922 | 2.0871e-05 | 7.3791e-06 | 2.4914e-06 | 8.0475e-07 | 6.7809e-07 | 6.7268e-07 | 6.6777e-07 | 6.6333e-07 | 6.5932e-07 | 6.5572e-07
F8_Industrial_Other Industrial_Existing_Space Heating_Natural Gas_Gas Boiler - High Turndown_A_Technical Potential | F8 | Industrial | Other Industrial | Existing | Space Heating | Natural Gas | Gas Boiler - High Turndown | A | Incremental Summer Peak Savings (MW) | Technical Potential | 0 | 0 | 0 | 0 | 0 | 0 | 0 | 0 | 0 | 0 | 0 | 0 | 0 | 0 | 0 | 0 | 0 | 0 | 0 | 0 | 0 | 0 | 0 | 0 | 0 | 0 | 0 | 0 | 0 | 0 | 0
F9_Industrial_Other Industrial_Existing_Space Heating_Natural Gas_Gas Boiler - High Turndown_A_Technical Potential | F9 | Industrial | Other Industrial | Existing | Space Heating | Natural Gas | Gas Boiler - High Turndown | A | Incremental Winter Peak Savings (MW) | Technical Potential | 0 | 0 | 0 | 0 | 0 | 0 | 0 | 0 | 0 | 0 | 0 | 0 | 0 | 0 | 0 | 0 | 0 | 0 | 0 | 0 | 0 | 0 | 0 | 0 | 0 | 0 | 0 | 0 | 0 | 0 | 0
F10_Industrial_Other Industrial_Existing_Space Heating_Natural Gas_Gas Boiler - High Turndown_A_Technical Potential | F10 | Industrial | Other Industrial | Existing | Space Heating | Natural Gas | Gas Boiler - High Turndown | A | Cumulative Energy Savings (MWh or mTherms) | Technical Potential | 0 | 0 | 0 | 0 | 0 | 0.037608 | 0.074685 | 0.11104 | 0.14691 | 0.1823 | 0.2132 | 0.23723 | 0.25583 | 0.26992 | 0.2806 | 0.28867 | 0.29466 | 0.29899 | 0.30198 | 0.30393 | 0.30511 | 0.30312 | 0.30119 | 0.29931 | 0.29742 | 0.2957 | 0.29413 | 0.29269 | 0.29138 | 0.29018 | 0.28909
F11_Industrial_Other Industrial_Existing_Space Heating_Natural Gas_Gas Boiler - High Turndown_A_Technical Potential | F11 | Industrial | Other Industrial | Existing | Space Heating | Natural Gas | Gas Boiler - High Turndown | A | Cumulative Summer Peak Savings (MW) | Technical Potential | 0 | 0 | 0 | 0 | 0 | 0 | 0 | 0 | 0 | 0 | 0 | 0 | 0 | 0 | 0 | 0 | 0 | 0 | 0 | 0 | 0 | 0 | 0 | 0 | 0 | 0 | 0 | 0 | 0 | 0 | 0
F12_Industrial_Other Industrial_Existing_Space Heating_Natural Gas_Gas Boiler - High Turndown_A_Technical Potential | F12 | Industrial | Other Industrial | Existing | Space Heating | Natural Gas | Gas Boiler - High Turndown | A | Cumulative Winter Peak Savings (MW) | Technical Potential | 0 | 0 | 0 | 0 | 0 | 0 | 0 | 0 | 0 | 0 | 0 | 0 | 0 | 0 | 0 | 0 | 0 | 0 | 0 | 0 | 0 | 0 | 0 | 0 | 0 | 0 | 0 | 0 | 0 | 0 | 0
F13_Industrial_Other Industrial_Existing_Space Heating_Natural Gas_Gas Boiler - High Turndown_A_Technical Potential | F13 | Industrial | Other Industrial | Existing | Space Heating | Natural Gas | Gas Boiler - High Turndown | A | Purchases (Incremental) | Technical Potential | 0 | 0 | 0 | 0 | 0 | 13.6652 | 13.6577 | 13.5772 | 13.5845 | 13.5957 | 12.0808 | 9.6382 | 7.6949 | 6.0582 | 4.865 | 3.8549 | 3.0843 | 2.4551 | 1.9465 | 1.5591 | 1.2421 | 0.0084391 | 0.003003 | 0.0010203 | 0.00033164 | 0.00028108 | 0.00028033 | 0.00027965 | 0.00027904 | 0.0002785 | 0.00027802
F14_Industrial_Other Industrial_Existing_Space Heating_Natural Gas_Gas Boiler - High Turndown_A_Technical Potential | F14 | Industrial | Other Industrial | Existing | Space Heating | Natural Gas | Gas Boiler - High Turndown | A | Purchases (Cumulative) | Technical Potential | 0 | 0 | 0 | 0 | 0 | 13.6652 | 27.3229 | 40.9001 | 54.4846 | 68.0804 | 80.1611 | 89.7994 | 97.4943 | 103.5525 | 108.4175 | 112.2724 | 115.3568 | 117.8118 | 119.7583 | 121.3174 | 122.5595 | 122.5679 | 122.5709 | 122.572 | 122.5723 | 122.5726 | 122.5728 | 122.5731 | 122.5734 | 122.5737 | 122.574
F1_Industrial_Other Industrial_Existing_Process_Natural Gas_Gas Boiler - High Turndown_A_Technical Potential | F1 | Industrial | Other Industrial | Existing | Process | Natural Gas | Gas Boiler - High Turndown | A | Original Unit Energy Savings (kWh or therms) | Technical Potential | 0 | 0 | 0 | 0 | 0 | 2.1216 | 2.1216 | 2.1216 | 2.1216 | 2.1216 | 2.1216 | 2.1216 | 2.1216 | 2.1216 | 2.1216 | 2.1216 | 2.1216 | 2.1216 | 2.1216 | 2.1216 | 2.1216 | 2.1216 | 2.1216 | 2.1216 | 2.1216 | 2.1216 | 2.1216 | 2.1216 | 2.1216 | 2.1216 | 2.1216
F2_Industrial_Other Industrial_Existing_Process_Natural Gas_Gas Boiler - High Turndown_A_Technical Potential | F2 | Industrial | Other Industrial | Existing | Process | Natural Gas | Gas Boiler - High Turndown | A | Original Unit Summer Peak Savings (kW) | Technical Potential | 0 | 0 | 0 | 0 | 0 | 0 | 0 | 0 | 0 | 0 | 0 | 0 | 0 | 0 | 0 | 0 | 0 | 0 | 0 | 0 | 0 | 0 | 0 | 0 | 0 | 0 | 0 | 0 | 0 | 0 | 0
F3_Industrial_Other Industrial_Existing_Process_Natural Gas_Gas Boiler - High Turndown_A_Technical Potential | F3 | Industrial | Other Industrial | Existing | Process | Natural Gas | Gas Boiler - High Turndown | A | Original Unit Winter Peak Savings (kW) | Technical Potential | 0 | 0 | 0 | 0 | 0 | 0 | 0 | 0 | 0 | 0 | 0 | 0 | 0 | 0 | 0 | 0 | 0 | 0 | 0 | 0 | 0 | 0 | 0 | 0 | 0 | 0 | 0 | 0 | 0 | 0 | 0
F4_Industrial_Other Industrial_Existing_Process_Natural Gas_Gas Boiler - High Turndown_A_Technical Potential | F4 | Industrial | Other Industrial | Existing | Process | Natural Gas | Gas Boiler - High Turndown | A | Standalone Impact on Baseline Energy (%) | Technical Potential | 0% | 0% | 0% | 0% | 0% | 0.0266% | 0.05322% | 0.08014% | 0.1067% | 0.1332% | 0.1589% | 0.1785% | 0.1941% | 0.2095% | 0.2185% | 0.2285% | 0.2347% | 0.241% | 0.2471% | 0.2501% | 0.2537% | 0.2547% | 0.2556% | 0.2565% | 0.002573 | 0.0025805 | 0.0025874 | 0.0025937 | 0 | 0 | 0
F5_Industrial_Other Industrial_Existing_Process_Natural Gas_Gas Boiler - High Turndown_A_Technical Potential | F5 | Industrial | Other Industrial | Existing | Process | Natural Gas | Gas Boiler - High Turndown | A | Standalone Impact on Baseline Summer Peak (%) | Technical Potential | 0% | 0% | 0% | 0% | 0% | 0% | 0% | 0% | 0% | 0% | 0% | 0% | 0% | 0% | 0% | 0% | 0% | 0% | 0% | 0% | 0% | 0% | 0% | 0% | 0 | 0 | 0 | 0 | 0 | 0 | 0
F6_Industrial_Other Industrial_Existing_Process_Natural Gas_Gas Boiler - High Turndown_A_Technical Potential | F6 | Industrial | Other Industrial | Existing | Process | Natural Gas | Gas Boiler - High Turndown | A | Standalone Impact on Baseline Winter Peak (%) | Technical Potential | 0% | 0% | 0% | 0% | 0% | 0% | 0% | 0% | 0% | 0% | 0% | 0% | 0% | 0% | 0% | 0% | 0% | 0% | 0% | 0% | 0% | 0% | 0% | 0% | 0 | 0 | 0 | 0 | 0 | 0 | 0
F7_Industrial_Other Industrial_Existing_Process_Natural Gas_Gas Boiler - High Turndown_A_Technical Potential | F7 | Industrial | Other Industrial | Existing | Process | Natural Gas | Gas Boiler - High Turndown | A | Incremental Energy Savings (MWh or mTherms) | Technical Potential | 0 | 0 | 0 | 0 | 0 | 0.41979 | 0.41956 | 0.41709 | 0.41731 | 0.41766 | 0.37112 | 0.29608 | 0.23639 | 0.18611 | 0.14945 | 0.11842 | 0.09475 | 0.075419 | 0.059797 | 0.047894 | 0.038157 | 0.00025925 | 9.2251e-05 | 3.1342e-05 | 1.0188e-05 | 8.6347e-06 | 8.6116e-06 | 8.5908e-06 | 8.572e-06 | 8.5554e-06 | 8.5409e-06
F8_Industrial_Other Industrial_Existing_Process_Natural Gas_Gas Boiler - High Turndown_A_Technical Potential | F8 | Industrial | Other Industrial | Existing | Process | Natural Gas | Gas Boiler - High Turndown | A | Incremental Summer Peak Savings (MW) | Technical Potential | 0 | 0 | 0 | 0 | 0 | 0 | 0 | 0 | 0 | 0 | 0 | 0 | 0 | 0 | 0 | 0 | 0 | 0 | 0 | 0 | 0 | 0 | 0 | 0 | 0 | 0 | 0 | 0 | 0 | 0 | 0
F9_Industrial_Other Industrial_Existing_Process_Natural Gas_Gas Boiler - High Turndown_A_Technical Potential | F9 | Industrial | Other Industrial | Existing | Process | Natural Gas | Gas Boiler - High Turndown | A | Incremental Winter Peak Savings (MW) | Technical Potential | 0 | 0 | 0 | 0 | 0 | 0 | 0 | 0 | 0 | 0 | 0 | 0 | 0 | 0 | 0 | 0 | 0 | 0 | 0 | 0 | 0 | 0 | 0 | 0 | 0 | 0 | 0 | 0 | 0 | 0 | 0
F10_Industrial_Other Industrial_Existing_Process_Natural Gas_Gas Boiler - High Turndown_A_Technical Potential | F10 | Industrial | Other Industrial | Existing | Process | Natural Gas | Gas Boiler - High Turndown | A | Cumulative Energy Savings (MWh or mTherms) | Technical Potential | 0 | 0 | 0 | 0 | 0 | 0.41979 | 0.83935 | 1.2564 | 1.6738 | 2.0914 | 2.4625 | 2.7586 | 2.995 | 3.1811 | 3.3306 | 3.449 | 3.5437 | 3.6192 | 3.679 | 3.7268 | 3.765 | 3.7653 | 3.7654 | 3.7654 | 3.7654 | 3.7654 | 3.7654 | 3.7654 | 3.7654 | 3.7654 | 3.7654
F11_Industrial_Other Industrial_Existing_Process_Natural Gas_Gas Boiler - High Turndown_A_Technical Potential | F11 | Industrial | Other Industrial | Existing | Process | Natural Gas | Gas Boiler - High Turndown | A | Cumulative Summer Peak Savings (MW) | Technical Potential | 0 | 0 | 0 | 0 | 0 | 0 | 0 | 0 | 0 | 0 | 0 | 0 | 0 | 0 | 0 | 0 | 0 | 0 | 0 | 0 | 0 | 0 | 0 | 0 | 0 | 0 | 0 | 0 | 0 | 0 | 0
F12_Industrial_Other Industrial_Existing_Process_Natural Gas_Gas Boiler - High Turndown_A_Technical Potential | F12 | Industrial | Other Industrial | Existing | Process | Natural Gas | Gas Boiler - High Turndown | A | Cumulative Winter Peak Savings (MW) | Technical Potential | 0 | 0 | 0 | 0 | 0 | 0 | 0 | 0 | 0 | 0 | 0 | 0 | 0 | 0 | 0 | 0 | 0 | 0 | 0 | 0 | 0 | 0 | 0 | 0 | 0 | 0 | 0 | 0 | 0 | 0 | 0
F13_Industrial_Other Industrial_Existing_Process_Natural Gas_Gas Boiler - High Turndown_A_Technical Potential | F13 | Industrial | Other Industrial | Existing | Process | Natural Gas | Gas Boiler - High Turndown | A | Purchases (Incremental) | Technical Potential | 0 | 0 | 0 | 0 | 0 | 197.8614 | 197.7528 | 196.5866 | 196.6929 | 196.8555 | 174.9201 | 139.5537 | 111.4163 | 87.7176 | 70.442 | 55.8162 | 44.6588 | 35.5472 | 28.1841 | 22.574 | 17.9845 | 0.12219 | 0.043481 | 0.014773 | 0.004802 | 0.0040698 | 0.0040589 | 0.0040491 | 0.0040403 | 0.0040324 | 0.0040256
F14_Industrial_Other Industrial_Existing_Process_Natural Gas_Gas Boiler - High Turndown_A_Technical Potential | F14 | Industrial | Other Industrial | Existing | Process | Natural Gas | Gas Boiler - High Turndown | A | Purchases (Cumulative) | Technical Potential | 0 | 0 | 0 | 0 | 0 | 197.8614 | 395.6142 | 592.2008 | 788.8937 | 985.7492 | 1160.6693 | 1300.223 | 1411.6392 | 1499.3568 | 1569.7989 | 1625.6151 | 1670.2738 | 1705.821 | 1734.0051 | 1756.5791 | 1774.5636 | 1774.6858 | 1774.7292 | 1774.744 | 1774.7488 | 1774.7529 | 1774.757 | 1774.761 | 1774.765 | 1774.7691 | 1774.7731
F1_Industrial_Other Industrial_Existing_Space Heating_Natural Gas_Gas Boiler - Burner Control Optimization_A_Technical Potential | F1 | Industrial | Other Industrial | Existing | Space Heating | Natural Gas | Gas Boiler - Burner Control Optimization | A | Original Unit Energy Savings (kWh or therms) | Technical Potential | 0 | 0 | 0 | 0 | 0 | 0.7981 | 0.7927 | 0.78732 | 0.78192 | 0.77653 | 0.7713 | 0.76612 | 0.76099 | 0.75592 | 0.75055 | 0.74563 | 0.74076 | 0.73597 | 0.73125 | 0.72652 | 0.72195 | 0.7172 | 0.71261 | 0.70817 | 0.70369 | 0.69961 | 0.69589 | 0.69249 | 0.68938 | 0.68655 | 0.68397
F2_Industrial_Other Industrial_Existing_Space Heating_Natural Gas_Gas Boiler - Burner Control Optimization_A_Technical Potential | F2 | Industrial | Other Industrial | Existing | Space Heating | Natural Gas | Gas Boiler - Burner Control Optimization | A | Original Unit Summer Peak Savings (kW) | Technical Potential | 0 | 0 | 0 | 0 | 0 | 0 | 0 | 0 | 0 | 0 | 0 | 0 | 0 | 0 | 0 | 0 | 0 | 0 | 0 | 0 | 0 | 0 | 0 | 0 | 0 | 0 | 0 | 0 | 0 | 0 | 0
F3_Industrial_Other Industrial_Existing_Space Heating_Natural Gas_Gas Boiler - Burner Control Optimization_A_Technical Potential | F3 | Industrial | Other Industrial | Existing | Space Heating | Natural Gas | Gas Boiler - Burner Control Optimization | A | Original Unit Winter Peak Savings (kW) | Technical Potential | 0 | 0 | 0 | 0 | 0 | 0 | 0 | 0 | 0 | 0 | 0 | 0 | 0 | 0 | 0 | 0 | 0 | 0 | 0 | 0 | 0 | 0 | 0 | 0 | 0 | 0 | 0 | 0 | 0 | 0 | 0
F4_Industrial_Other Industrial_Existing_Space Heating_Natural Gas_Gas Boiler - Burner Control Optimization_A_Technical Potential | F4 | Industrial | Other Industrial | Existing | Space Heating | Natural Gas | Gas Boiler - Burner Control Optimization | A | Standalone Impact on Baseline Energy (%) | Technical Potential | 0% | 0% | 0% | 0% | 0% | 0.000389% | 0.0009988% | 0.002224% | 0.004355% | 0.00767% | 0.01242% | 0.01838% | 0.02533% | 0.0332% | 0.04055% | 0.04793% | 0.05405% | 0.05936% | 0.0638% | 0.06659% | 0.06885% | 0.07043% | 0.07148% | 0.07218% | 0.00072667 | 0.00072799 | 0.00072924 | 0.00073042 | 0 | 0 | 0
F5_Industrial_Other Industrial_Existing_Space Heating_Natural Gas_Gas Boiler - Burner Control Optimization_A_Technical Potential | F5 | Industrial | Other Industrial | Existing | Space Heating | Natural Gas | Gas Boiler - Burner Control Optimization | A | Standalone Impact on Baseline Summer Peak (%) | Technical Potential | 0% | 0% | 0% | 0% | 0% | 0% | 0% | 0% | 0% | 0% | 0% | 0% | 0% | 0% | 0% | 0% | 0% | 0% | 0% | 0% | 0% | 0% | 0% | 0% | 0 | 0 | 0 | 0 | 0 | 0 | 0
F6_Industrial_Other Industrial_Existing_Space Heating_Natural Gas_Gas Boiler - Burner Control Optimization_A_Technical Potential | F6 | Industrial | Other Industrial | Existing | Space Heating | Natural Gas | Gas Boiler - Burner Control Optimization | A | Standalone Impact on Baseline Winter Peak (%) | Technical Potential | 0% | 0% | 0% | 0% | 0% | 0% | 0% | 0% | 0% | 0% | 0% | 0% | 0% | 0% | 0% | 0% | 0% | 0% | 0% | 0% | 0% | 0% | 0% | 0% | 0 | 0 | 0 | 0 | 0 | 0 | 0
F7_Industrial_Other Industrial_Existing_Space Heating_Natural Gas_Gas Boiler - Burner Control Optimization_A_Technical Potential | F7 | Industrial | Other Industrial | Existing | Space Heating | Natural Gas | Gas Boiler - Burner Control Optimization | A | Incremental Energy Savings (MWh or mTherms) | Technical Potential | 0 | 0 | 0 | 0 | 0 | 0.002942 | 0.0045907 | 0.0090654 | 0.015764 | 0.024373 | 0.033462 | 0.042186 | 0.048789 | 0.051363 | 0.051193 | 0.047014 | 0.040874 | 0.033275 | 0.025485 | 0.018679 | 0.012939 | 0.0085362 | 0.0053777 | 0.0032419 | 0.0021743 | 0 | 0 | 0 | 0 | 0 | 0
F8_Industrial_Other Industrial_Existing_Space Heating_Natural Gas_Gas Boiler - Burner Control Optimization_A_Technical Potential | F8 | Industrial | Other Industrial | Existing | Space Heating | Natural Gas | Gas Boiler - Burner Control Optimization | A | Incremental Summer Peak Savings (MW) | Technical Potential | 0 | 0 | 0 | 0 | 0 | 0 | 0 | 0 | 0 | 0 | 0 | 0 | 0 | 0 | 0 | 0 | 0 | 0 | 0 | 0 | 0 | 0 | 0 | 0 | 0 | 0 | 0 | 0 | 0 | 0 | 0
F9_Industrial_Other Industrial_Existing_Space Heating_Natural Gas_Gas Boiler - Burner Control Optimization_A_Technical Potential | F9 | Industrial | Other Industrial | Existing | Space Heating | Natural Gas | Gas Boiler - Burner Control Optimization | A | Incremental Winter Peak Savings (MW) | Technical Potential | 0 | 0 | 0 | 0 | 0 | 0 | 0 | 0 | 0 | 0 | 0 | 0 | 0 | 0 | 0 | 0 | 0 | 0 | 0 | 0 | 0 | 0 | 0 | 0 | 0 | 0 | 0 | 0 | 0 | 0 | 0
F10_Industrial_Other Industrial_Existing_Space Heating_Natural Gas_Gas Boiler - Burner Control Optimization_A_Technical Potential | F10 | Industrial | Other Industrial | Existing | Space Heating | Natural Gas | Gas Boiler - Burner Control Optimization | A | Cumulative Energy Savings (MWh or mTherms) | Technical Potential | 0 | 0 | 0 | 0 | 0 | 0.002942 | 0.0075128 | 0.016527 | 0.032178 | 0.056329 | 0.089412 | 0.131 | 0.17891 | 0.22908 | 0.27865 | 0.32383 | 0.36259 | 0.39352 | 0.41648 | 0.43247 | 0.44269 | 0.44831 | 0.45082 | 0.45125 | 0.45057 | 0.44796 | 0.44558 | 0.4434 | 0.44141 | 0.4396 | 0.43794
F11_Industrial_Other Industrial_Existing_Space Heating_Natural Gas_Gas Boiler - Burner Control Optimization_A_Technical Potential | F11 | Industrial | Other Industrial | Existing | Space Heating | Natural Gas | Gas Boiler - Burner Control Optimization | A | Cumulative Summer Peak Savings (MW) | Technical Potential | 0 | 0 | 0 | 0 | 0 | 0 | 0 | 0 | 0 | 0 | 0 | 0 | 0 | 0 | 0 | 0 | 0 | 0 | 0 | 0 | 0 | 0 | 0 | 0 | 0 | 0 | 0 | 0 | 0 | 0 | 0
F12_Industrial_Other Industrial_Existing_Space Heating_Natural Gas_Gas Boiler - Burner Control Optimization_A_Technical Potential | F12 | Industrial | Other Industrial | Existing | Space Heating | Natural Gas | Gas Boiler - Burner Control Optimization | A | Cumulative Winter Peak Savings (MW) | Technical Potential | 0 | 0 | 0 | 0 | 0 | 0 | 0 | 0 | 0 | 0 | 0 | 0 | 0 | 0 | 0 | 0 | 0 | 0 | 0 | 0 | 0 | 0 | 0 | 0 | 0 | 0 | 0 | 0 | 0 | 0 | 0
F13_Industrial_Other Industrial_Existing_Space Heating_Natural Gas_Gas Boiler - Burner Control Optimization_A_Technical Potential | F13 | Industrial | Other Industrial | Existing | Space Heating | Natural Gas | Gas Boiler - Burner Control Optimization | A | Purchases (Incremental) | Technical Potential | 0 | 0 | 0 | 0 | 0 | 3.6863 | 5.7913 | 11.5142 | 20.1608 | 31.3871 | 43.384 | 55.0651 | 64.1122 | 67.9475 | 68.2069 | 63.0527 | 55.1783 | 45.2122 | 34.8514 | 25.7104 | 17.9229 | 11.9021 | 7.5465 | 4.5779 | 3.0898 | 0 | 0 | 0 | 0 | 0 | 0
F14_Industrial_Other Industrial_Existing_Space Heating_Natural Gas_Gas Boiler - Burner Control Optimization_A_Technical Potential | F14 | Industrial | Other Industrial | Existing | Space Heating | Natural Gas | Gas Boiler - Burner Control Optimization | A | Purchases (Cumulative) | Technical Potential | 0 | 0 | 0 | 0 | 0 | 3.6863 | 9.4775 | 20.9917 | 41.1525 | 72.5397 | 115.9236 | 170.9887 | 235.1009 | 303.0484 | 371.2553 | 434.308 | 489.4862 | 534.6985 | 569.5499 | 595.2603 | 613.1831 | 625.0852 | 632.6317 | 637.2096 | 640.2994 | 640.2994 | 640.2994 | 640.2994 | 640.2994 | 640.2994 | 640.2994
F1_Industrial_Other Industrial_Existing_Process_Natural Gas_Gas Boiler - Burner Control Optimization_A_Technical Potential | F1 | Industrial | Other Industrial | Existing | Process | Natural Gas | Gas Boiler - Burner Control Optimization | A | Original Unit Energy Savings (kWh or therms) | Technical Potential | 0 | 0 | 0 | 0 | 0 | 0.61528 | 0.61528 | 0.61528 | 0.61528 | 0.61528 | 0.61528 | 0.61528 | 0.61528 | 0.61528 | 0.61528 | 0.61528 | 0.61528 | 0.61528 | 0.61528 | 0.61528 | 0.61528 | 0.61528 | 0.61528 | 0.61528 | 0.61528 | 0.61528 | 0.61528 | 0.61528 | 0.61528 | 0.61528 | 0.61528
F2_Industrial_Other Industrial_Existing_Process_Natural Gas_Gas Boiler - Burner Control Optimization_A_Technical Potential | F2 | Industrial | Other Industrial | Existing | Process | Natural Gas | Gas Boiler - Burner Control Optimization | A | Original Unit Summer Peak Savings (kW) | Technical Potential | 0 | 0 | 0 | 0 | 0 | 0 | 0 | 0 | 0 | 0 | 0 | 0 | 0 | 0 | 0 | 0 | 0 | 0 | 0 | 0 | 0 | 0 | 0 | 0 | 0 | 0 | 0 | 0 | 0 | 0 | 0
F3_Industrial_Other Industrial_Existing_Process_Natural Gas_Gas Boiler - Burner Control Optimization_A_Technical Potential | F3 | Industrial | Other Industrial | Existing | Process | Natural Gas | Gas Boiler - Burner Control Optimization | A | Original Unit Winter Peak Savings (kW) | Technical Potential | 0 | 0 | 0 | 0 | 0 | 0 | 0 | 0 | 0 | 0 | 0 | 0 | 0 | 0 | 0 | 0 | 0 | 0 | 0 | 0 | 0 | 0 | 0 | 0 | 0 | 0 | 0 | 0 | 0 | 0 | 0
F4_Industrial_Other Industrial_Existing_Process_Natural Gas_Gas Boiler - Burner Control Optimization_A_Technical Potential | F4 | Industrial | Other Industrial | Existing | Process | Natural Gas | Gas Boiler - Burner Control Optimization | A | Standalone Impact on Baseline Energy (%) | Technical Potential | 0% | 0% | 0% | 0% | 0% | 0.002081% | 0.005354% | 0.01193% | 0.02337% | 0.04116% | 0.06663% | 0.09854% | 0.1358% | 0.1778% | 0.217% | 0.2563% | 0.2889% | 0.3171% | 0.3409% | 0.3558% | 0.3681% | 0.3767% | 0.3826% | 0.3867% | 0.0038979 | 0.0039093 | 0.0039197 | 0.0039292 | 0 | 0 | 0
F5_Industrial_Other Industrial_Existing_Process_Natural Gas_Gas Boiler - Burner Control Optimization_A_Technical Potential | F5 | Industrial | Other Industrial | Existing | Process | Natural Gas | Gas Boiler - Burner Control Optimization | A | Standalone Impact on Baseline Summer Peak (%) | Technical Potential | 0% | 0% | 0% | 0% | 0% | 0% | 0% | 0% | 0% | 0% | 0% | 0% | 0% | 0% | 0% | 0% | 0% | 0% | 0% | 0% | 0% | 0% | 0% | 0% | 0 | 0 | 0 | 0 | 0 | 0 | 0
F6_Industrial_Other Industrial_Existing_Process_Natural Gas_Gas Boiler - Burner Control Optimization_A_Technical Potential | F6 | Industrial | Other Industrial | Existing | Process | Natural Gas | Gas Boiler - Burner Control Optimization | A | Standalone Impact on Baseline Winter Peak (%) | Technical Potential | 0% | 0% | 0% | 0% | 0% | 0% | 0% | 0% | 0% | 0% | 0% | 0% | 0% | 0% | 0% | 0% | 0% | 0% | 0% | 0% | 0% | 0% | 0% | 0% | 0 | 0 | 0 | 0 | 0 | 0 | 0
F7_Industrial_Other Industrial_Existing_Process_Natural Gas_Gas Boiler - Burner Control Optimization_A_Technical Potential | F7 | Industrial | Other Industrial | Existing | Process | Natural Gas | Gas Boiler - Burner Control Optimization | A | Incremental Energy Savings (MWh or mTherms) | Technical Potential | 0 | 0 | 0 | 0 | 0 | 0.03284 | 0.051593 | 0.10258 | 0.17961 | 0.27962 | 0.3865 | 0.49056 | 0.57116 | 0.60533 | 0.60764 | 0.56172 | 0.49157 | 0.40278 | 0.31048 | 0.22905 | 0.15967 | 0.10603 | 0.067229 | 0.040783 | 0.027527 | 0 | 0 | 0 | 0 | 0 | 0
F8_Industrial_Other Industrial_Existing_Process_Natural Gas_Gas Boiler - Burner Control Optimization_A_Technical Potential | F8 | Industrial | Other Industrial | Existing | Process | Natural Gas | Gas Boiler - Burner Control Optimization | A | Incremental Summer Peak Savings (MW) | Technical Potential | 0 | 0 | 0 | 0 | 0 | 0 | 0 | 0 | 0 | 0 | 0 | 0 | 0 | 0 | 0 | 0 | 0 | 0 | 0 | 0 | 0 | 0 | 0 | 0 | 0 | 0 | 0 | 0 | 0 | 0 | 0
F9_Industrial_Other Industrial_Existing_Process_Natural Gas_Gas Boiler - Burner Control Optimization_A_Technical Potential | F9 | Industrial | Other Industrial | Existing | Process | Natural Gas | Gas Boiler - Burner Control Optimization | A | Incremental Winter Peak Savings (MW) | Technical Potential | 0 | 0 | 0 | 0 | 0 | 0 | 0 | 0 | 0 | 0 | 0 | 0 | 0 | 0 | 0 | 0 | 0 | 0 | 0 | 0 | 0 | 0 | 0 | 0 | 0 | 0 | 0 | 0 | 0 | 0 | 0
F10_Industrial_Other Industrial_Existing_Process_Natural Gas_Gas Boiler - Burner Control Optimization_A_Technical Potential | F10 | Industrial | Other Industrial | Existing | Process | Natural Gas | Gas Boiler - Burner Control Optimization | A | Cumulative Energy Savings (MWh or mTherms) | Technical Potential | 0 | 0 | 0 | 0 | 0 | 0.03284 | 0.084433 | 0.18701 | 0.36662 | 0.64624 | 1.0327 | 1.5233 | 2.0945 | 2.6998 | 3.3074 | 3.8691 | 4.3607 | 4.7635 | 5.074 | 5.303 | 5.4627 | 5.5687 | 5.636 | 5.6767 | 5.7043 | 5.7043 | 5.7043 | 5.7043 | 5.7043 | 5.7043 | 5.7043
F11_Industrial_Other Industrial_Existing_Process_Natural Gas_Gas Boiler - Burner Control Optimization_A_Technical Potential | F11 | Industrial | Other Industrial | Existing | Process | Natural Gas | Gas Boiler - Burner Control Optimization | A | Cumulative Summer Peak Savings (MW) | Technical Potential | 0 | 0 | 0 | 0 | 0 | 0 | 0 | 0 | 0 | 0 | 0 | 0 | 0 | 0 | 0 | 0 | 0 | 0 | 0 | 0 | 0 | 0 | 0 | 0 | 0 | 0 | 0 | 0 | 0 | 0 | 0
F12_Industrial_Other Industrial_Existing_Process_Natural Gas_Gas Boiler - Burner Control Optimization_A_Technical Potential | F12 | Industrial | Other Industrial | Existing | Process | Natural Gas | Gas Boiler - Burner Control Optimization | A | Cumulative Winter Peak Savings (MW) | Technical Potential | 0 | 0 | 0 | 0 | 0 | 0 | 0 | 0 | 0 | 0 | 0 | 0 | 0 | 0 | 0 | 0 | 0 | 0 | 0 | 0 | 0 | 0 | 0 | 0 | 0 | 0 | 0 | 0 | 0 | 0 | 0
F13_Industrial_Other Industrial_Existing_Process_Natural Gas_Gas Boiler - Burner Control Optimization_A_Technical Potential | F13 | Industrial | Other Industrial | Existing | Process | Natural Gas | Gas Boiler - Burner Control Optimization | A | Purchases (Incremental) | Technical Potential | 0 | 0 | 0 | 0 | 0 | 53.374 | 83.8529 | 166.7167 | 291.912 | 454.4608 | 628.1654 | 797.2986 | 928.293 | 983.8252 | 987.5815 | 912.9527 | 798.9373 | 654.6369 | 504.6203 | 372.266 | 259.5086 | 172.3328 | 109.2668 | 66.2842 | 44.7384 | 0 | 0 | 0 | 0 | 0 | 0
F14_Industrial_Other Industrial_Existing_Process_Natural Gas_Gas Boiler - Burner Control Optimization_A_Technical Potential | F14 | Industrial | Other Industrial | Existing | Process | Natural Gas | Gas Boiler - Burner Control Optimization | A | Purchases (Cumulative) | Technical Potential | 0 | 0 | 0 | 0 | 0 | 53.374 | 137.2268 | 303.9435 | 595.8555 | 1050.3163 | 1678.4817 | 2475.7803 | 3404.0733 | 4387.8985 | 5375.48 | 6288.4328 | 7087.3701 | 7742.007 | 8246.6273 | 8618.8932 | 8878.4018 | 9050.7347 | 9160.0014 | 9226.2856 | 9271.024 | 9271.024 | 9271.024 | 9271.024 | 9271.024 | 9271.024 | 9271.024
F1_Industrial_Other Industrial_Existing_Space Heating_Natural Gas_HVAC - Demand Controlled Ventilation_A_Technical Potential | F1 | Industrial | Other Industrial | Existing | Space Heating | Natural Gas | HVAC - Demand Controlled Ventilation | A | Original Unit Energy Savings (kWh or therms) | Technical Potential | 0 | 0 | 0 | 0 | 0 | 0.045714 | 0.045302 | 0.044777 | 0.044244 | 0.043709 | 0.043186 | 0.042667 | 0.042179 | 0.041719 | 0.041255 | 0.04085 | 0.040467 | 0.040108 | 0.03977 | 0.039428 | 0.039096 | 0.038767 | 0.038427 | 0.038101 | 0.037787 | 0.037493 | 0.037218 | 0.03696 | 0.036718 | 0.036492 | 0.03628
F2_Industrial_Other Industrial_Existing_Space Heating_Natural Gas_HVAC - Demand Controlled Ventilation_A_Technical Potential | F2 | Industrial | Other Industrial | Existing | Space Heating | Natural Gas | HVAC - Demand Controlled Ventilation | A | Original Unit Summer Peak Savings (kW) | Technical Potential | 0 | 0 | 0 | 0 | 0 | 0 | 0 | 0 | 0 | 0 | 0 | 0 | 0 | 0 | 0 | 0 | 0 | 0 | 0 | 0 | 0 | 0 | 0 | 0 | 0 | 0 | 0 | 0 | 0 | 0 | 0
F3_Industrial_Other Industrial_Existing_Space Heating_Natural Gas_HVAC - Demand Controlled Ventilation_A_Technical Potential | F3 | Industrial | Other Industrial | Existing | Space Heating | Natural Gas | HVAC - Demand Controlled Ventilation | A | Original Unit Winter Peak Savings (kW) | Technical Potential | 0 | 0 | 0 | 0 | 0 | 0 | 0 | 0 | 0 | 0 | 0 | 0 | 0 | 0 | 0 | 0 | 0 | 0 | 0 | 0 | 0 | 0 | 0 | 0 | 0 | 0 | 0 | 0 | 0 | 0 | 0
F4_Industrial_Other Industrial_Existing_Space Heating_Natural Gas_HVAC - Demand Controlled Ventilation_A_Technical Potential | F4 | Industrial | Other Industrial | Existing | Space Heating | Natural Gas | HVAC - Demand Controlled Ventilation | A | Standalone Impact on Baseline Energy (%) | Technical Potential | 0% | 0% | 0% | 0% | 0% | 0.03019% | 0.06014% | 0.09006% | 0.1193% | 0.1481% | 0.1787% | 0.2076% | 0.2363% | 0.2682% | 0.2953% | 0.3263% | 0.3544% | 0.3842% | 0.4156% | 0.4427% | 0.4721% | 0.5013% | 0.5299% | 0.5584% | 0.0058657 | 0.0058647 | 0.0058629 | 0.0058602 | 0 | 0 | 0
F5_Industrial_Other Industrial_Existing_Space Heating_Natural Gas_HVAC - Demand Controlled Ventilation_A_Technical Potential | F5 | Industrial | Other Industrial | Existing | Space Heating | Natural Gas | HVAC - Demand Controlled Ventilation | A | Standalone Impact on Baseline Summer Peak (%) | Technical Potential | 0% | 0% | 0% | 0% | 0% | 0% | 0% | 0% | 0% | 0% | 0% | 0% | 0% | 0% | 0% | 0% | 0% | 0% | 0% | 0% | 0% | 0% | 0% | 0% | 0 | 0 | 0 | 0 | 0 | 0 | 0
F6_Industrial_Other Industrial_Existing_Space Heating_Natural Gas_HVAC - Demand Controlled Ventilation_A_Technical Potential | F6 | Industrial | Other Industrial | Existing | Space Heating | Natural Gas | HVAC - Demand Controlled Ventilation | A | Standalone Impact on Baseline Winter Peak (%) | Technical Potential | 0% | 0% | 0% | 0% | 0% | 0% | 0% | 0% | 0% | 0% | 0% | 0% | 0% | 0% | 0% | 0% | 0% | 0% | 0% | 0% | 0% | 0% | 0% | 0% | 0 | 0 | 0 | 0 | 0 | 0 | 0
F7_Industrial_Other Industrial_Existing_Space Heating_Natural Gas_HVAC - Demand Controlled Ventilation_A_Technical Potential | F7 | Industrial | Other Industrial | Existing | Space Heating | Natural Gas | HVAC - Demand Controlled Ventilation | A | Incremental Energy Savings (MWh or mTherms) | Technical Potential | 0 | 0 | 0 | 0 | 0 | 0.22832 | 0.22614 | 0.2222 | 0.21968 | 0.2172 | 0.21188 | 0.20876 | 0.20595 | 0.20047 | 0.199 | 0.19516 | 0.19336 | 0.19068 | 0.18739 | 0.18599 | 0.18367 | 0.18141 | 0.17917 | 0.17704 | 0.17503 | 0 | 0 | 0 | 0 | 0 | 0
F8_Industrial_Other Industrial_Existing_Space Heating_Natural Gas_HVAC - Demand Controlled Ventilation_A_Technical Potential | F8 | Industrial | Other Industrial | Existing | Space Heating | Natural Gas | HVAC - Demand Controlled Ventilation | A | Incremental Summer Peak Savings (MW) | Technical Potential | 0 | 0 | 0 | 0 | 0 | 0 | 0 | 0 | 0 | 0 | 0 | 0 | 0 | 0 | 0 | 0 | 0 | 0 | 0 | 0 | 0 | 0 | 0 | 0 | 0 | 0 | 0 | 0 | 0 | 0 | 0
F9_Industrial_Other Industrial_Existing_Space Heating_Natural Gas_HVAC - Demand Controlled Ventilation_A_Technical Potential | F9 | Industrial | Other Industrial | Existing | Space Heating | Natural Gas | HVAC - Demand Controlled Ventilation | A | Incremental Winter Peak Savings (MW) | Technical Potential | 0 | 0 | 0 | 0 | 0 | 0 | 0 | 0 | 0 | 0 | 0 | 0 | 0 | 0 | 0 | 0 | 0 | 0 | 0 | 0 | 0 | 0 | 0 | 0 | 0 | 0 | 0 | 0 | 0 | 0 | 0
F10_Industrial_Other Industrial_Existing_Space Heating_Natural Gas_HVAC - Demand Controlled Ventilation_A_Technical Potential | F10 | Industrial | Other Industrial | Existing | Space Heating | Natural Gas | HVAC - Demand Controlled Ventilation | A | Cumulative Energy Savings (MWh or mTherms) | Technical Potential | 0 | 0 | 0 | 0 | 0 | 0.22832 | 0.4524 | 0.66936 | 0.88108 | 1.0876 | 1.2865 | 1.4798 | 1.6688 | 1.8511 | 2.0295 | 2.2047 | 2.3774 | 2.547 | 2.7129 | 2.8756 | 3.0351 | 3.1909 | 3.3421 | 3.4908 | 3.6371 | 3.6088 | 3.5823 | 3.5574 | 3.5342 | 3.5124 | 3.492
F11_Industrial_Other Industrial_Existing_Space Heating_Natural Gas_HVAC - Demand Controlled Ventilation_A_Technical Potential | F11 | Industrial | Other Industrial | Existing | Space Heating | Natural Gas | HVAC - Demand Controlled Ventilation | A | Cumulative Summer Peak Savings (MW) | Technical Potential | 0 | 0 | 0 | 0 | 0 | 0 | 0 | 0 | 0 | 0 | 0 | 0 | 0 | 0 | 0 | 0 | 0 | 0 | 0 | 0 | 0 | 0 | 0 | 0 | 0 | 0 | 0 | 0 | 0 | 0 | 0
F12_Industrial_Other Industrial_Existing_Space Heating_Natural Gas_HVAC - Demand Controlled Ventilation_A_Technical Potential | F12 | Industrial | Other Industrial | Existing | Space Heating | Natural Gas | HVAC - Demand Controlled Ventilation | A | Cumulative Winter Peak Savings (MW) | Technical Potential | 0 | 0 | 0 | 0 | 0 | 0 | 0 | 0 | 0 | 0 | 0 | 0 | 0 | 0 | 0 | 0 | 0 | 0 | 0 | 0 | 0 | 0 | 0 | 0 | 0 | 0 | 0 | 0 | 0 | 0 | 0
F13_Industrial_Other Industrial_Existing_Space Heating_Natural Gas_HVAC - Demand Controlled Ventilation_A_Technical Potential | F13 | Industrial | Other Industrial | Existing | Space Heating | Natural Gas | HVAC - Demand Controlled Ventilation | A | Purchases (Incremental) | Technical Potential | 0 | 0 | 0 | 0 | 0 | 4994.6292 | 4991.888 | 4962.449 | 4965.1319 | 4969.2375 | 4906.1333 | 4892.7264 | 4882.7921 | 4805.255 | 4823.6017 | 4777.6023 | 4778.2224 | 4754.1734 | 4711.7664 | 4717.3478 | 4697.8404 | 4679.5689 | 4662.5182 | 4646.6735 | 4632.0205 | 0 | 0 | 0 | 0 | 0 | 0
F14_Industrial_Other Industrial_Existing_Space Heating_Natural Gas_HVAC - Demand Controlled Ventilation_A_Technical Potential | F14 | Industrial | Other Industrial | Existing | Space Heating | Natural Gas | HVAC - Demand Controlled Ventilation | A | Purchases (Cumulative) | Technical Potential | 0 | 0 | 0 | 0 | 0 | 4994.6292 | 9986.5172 | 14948.9662 | 19914.0981 | 24883.3356 | 29789.4689 | 34682.1954 | 39564.9875 | 44370.2425 | 49193.8442 | 53971.4466 | 58749.6689 | 63503.8423 | 68215.6087 | 72932.9565 | 77630.7969 | 82310.3658 | 86972.884 | 91619.5576 | 96251.578 | 96251.578 | 96251.578 | 96251.578 | 96251.578 | 96251.578 | 96251.578
F1_Industrial_Other Industrial_Existing_Space Heating_Natural Gas_Gas Boiler - Stack Economizer_A_Technical Potential | F1 | Industrial | Other Industrial | Existing | Space Heating | Natural Gas | Gas Boiler - Stack Economizer | A | Original Unit Energy Savings (kWh or therms) | Technical Potential | 0 | 0 | 0 | 0 | 0 | 2.009 | 1.9954 | 1.9819 | 1.9683 | 1.9547 | 1.9415 | 1.9285 | 1.9156 | 1.9028 | 1.8893 | 1.8769 | 1.8647 | 1.8526 | 1.8407 | 1.8288 | 1.8173 | 1.8054 | 1.7938 | 1.7826 | 1.7714 | 1.7611 | 1.7517 | 1.7432 | 1.7353 | 1.7282 | 1.7217
F2_Industrial_Other Industrial_Existing_Space Heating_Natural Gas_Gas Boiler - Stack Economizer_A_Technical Potential | F2 | Industrial | Other Industrial | Existing | Space Heating | Natural Gas | Gas Boiler - Stack Economizer | A | Original Unit Summer Peak Savings (kW) | Technical Potential | 0 | 0 | 0 | 0 | 0 | 0 | 0 | 0 | 0 | 0 | 0 | 0 | 0 | 0 | 0 | 0 | 0 | 0 | 0 | 0 | 0 | 0 | 0 | 0 | 0 | 0 | 0 | 0 | 0 | 0 | 0
F3_Industrial_Other Industrial_Existing_Space Heating_Natural Gas_Gas Boiler - Stack Economizer_A_Technical Potential | F3 | Industrial | Other Industrial | Existing | Space Heating | Natural Gas | Gas Boiler - Stack Economizer | A | Original Unit Winter Peak Savings (kW) | Technical Potential | 0 | 0 | 0 | 0 | 0 | 0 | 0 | 0 | 0 | 0 | 0 | 0 | 0 | 0 | 0 | 0 | 0 | 0 | 0 | 0 | 0 | 0 | 0 | 0 | 0 | 0 | 0 | 0 | 0 | 0 | 0
F4_Industrial_Other Industrial_Existing_Space Heating_Natural Gas_Gas Boiler - Stack Economizer_A_Technical Potential | F4 | Industrial | Other Industrial | Existing | Space Heating | Natural Gas | Gas Boiler - Stack Economizer | A | Standalone Impact on Baseline Energy (%) | Technical Potential | 0% | 0% | 0% | 0% | 0% | 0.00968% | 0.01933% | 0.02908% | 0.03871% | 0.04832% | 0.05764% | 0.06478% | 0.07051% | 0.07614% | 0.07948% | 0.08316% | 0.0855% | 0.0878% | 0.09005% | 0.0911% | 0.09238% | 0.09271% | 0.09297% | 0.0932% | 0.00093377 | 0.00093547 | 0.00093708 | 0.00093859 | 0 | 0 | 0
F5_Industrial_Other Industrial_Existing_Space Heating_Natural Gas_Gas Boiler - Stack Economizer_A_Technical Potential | F5 | Industrial | Other Industrial | Existing | Space Heating | Natural Gas | Gas Boiler - Stack Economizer | A | Standalone Impact on Baseline Summer Peak (%) | Technical Potential | 0% | 0% | 0% | 0% | 0% | 0% | 0% | 0% | 0% | 0% | 0% | 0% | 0% | 0% | 0% | 0% | 0% | 0% | 0% | 0% | 0% | 0% | 0% | 0% | 0 | 0 | 0 | 0 | 0 | 0 | 0
F6_Industrial_Other Industrial_Existing_Space Heating_Natural Gas_Gas Boiler - Stack Economizer_A_Technical Potential | F6 | Industrial | Other Industrial | Existing | Space Heating | Natural Gas | Gas Boiler - Stack Economizer | A | Standalone Impact on Baseline Winter Peak (%) | Technical Potential | 0% | 0% | 0% | 0% | 0% | 0% | 0% | 0% | 0% | 0% | 0% | 0% | 0% | 0% | 0% | 0% | 0% | 0% | 0% | 0% | 0% | 0% | 0% | 0% | 0 | 0 | 0 | 0 | 0 | 0 | 0
F7_Industrial_Other Industrial_Existing_Space Heating_Natural Gas_Gas Boiler - Stack Economizer_A_Technical Potential | F7 | Industrial | Other Industrial | Existing | Space Heating | Natural Gas | Gas Boiler - Stack Economizer | A | Incremental Energy Savings (MWh or mTherms) | Technical Potential | 0 | 0 | 0 | 0 | 0 | 0.07321 | 0.072674 | 0.071756 | 0.071302 | 0.070869 | 0.062548 | 0.049566 | 0.039307 | 0.03074 | 0.024511 | 0.019294 | 0.015337 | 0.012129 | 0.0095547 | 0.0076034 | 0.0060194 | 4.0628e-05 | 1.4365e-05 | 4.85e-06 | 1.5666e-06 | 1.32e-06 | 1.3095e-06 | 1.2999e-06 | 1.2913e-06 | 1.2835e-06 | 1.2765e-06
F8_Industrial_Other Industrial_Existing_Space Heating_Natural Gas_Gas Boiler - Stack Economizer_A_Technical Potential | F8 | Industrial | Other Industrial | Existing | Space Heating | Natural Gas | Gas Boiler - Stack Economizer | A | Incremental Summer Peak Savings (MW) | Technical Potential | 0 | 0 | 0 | 0 | 0 | 0 | 0 | 0 | 0 | 0 | 0 | 0 | 0 | 0 | 0 | 0 | 0 | 0 | 0 | 0 | 0 | 0 | 0 | 0 | 0 | 0 | 0 | 0 | 0 | 0 | 0
F9_Industrial_Other Industrial_Existing_Space Heating_Natural Gas_Gas Boiler - Stack Economizer_A_Technical Potential | F9 | Industrial | Other Industrial | Existing | Space Heating | Natural Gas | Gas Boiler - Stack Economizer | A | Incremental Winter Peak Savings (MW) | Technical Potential | 0 | 0 | 0 | 0 | 0 | 0 | 0 | 0 | 0 | 0 | 0 | 0 | 0 | 0 | 0 | 0 | 0 | 0 | 0 | 0 | 0 | 0 | 0 | 0 | 0 | 0 | 0 | 0 | 0 | 0 | 0
F10_Industrial_Other Industrial_Existing_Space Heating_Natural Gas_Gas Boiler - Stack Economizer_A_Technical Potential | F10 | Industrial | Other Industrial | Existing | Space Heating | Natural Gas | Gas Boiler - Stack Economizer | A | Cumulative Energy Savings (MWh or mTherms) | Technical Potential | 0 | 0 | 0 | 0 | 0 | 0.07321 | 0.14539 | 0.21616 | 0.28598 | 0.35488 | 0.41503 | 0.46181 | 0.49802 | 0.52545 | 0.54623 | 0.56194 | 0.57361 | 0.58203 | 0.58785 | 0.59165 | 0.59395 | 0.59008 | 0.58632 | 0.58267 | 0.57899 | 0.57563 | 0.57257 | 0.56977 | 0.56722 | 0.56489 | 0.56277
F11_Industrial_Other Industrial_Existing_Space Heating_Natural Gas_Gas Boiler - Stack Economizer_A_Technical Potential | F11 | Industrial | Other Industrial | Existing | Space Heating | Natural Gas | Gas Boiler - Stack Economizer | A | Cumulative Summer Peak Savings (MW) | Technical Potential | 0 | 0 | 0 | 0 | 0 | 0 | 0 | 0 | 0 | 0 | 0 | 0 | 0 | 0 | 0 | 0 | 0 | 0 | 0 | 0 | 0 | 0 | 0 | 0 | 0 | 0 | 0 | 0 | 0 | 0 | 0
F12_Industrial_Other Industrial_Existing_Space Heating_Natural Gas_Gas Boiler - Stack Economizer_A_Technical Potential | F12 | Industrial | Other Industrial | Existing | Space Heating | Natural Gas | Gas Boiler - Stack Economizer | A | Cumulative Winter Peak Savings (MW) | Technical Potential | 0 | 0 | 0 | 0 | 0 | 0 | 0 | 0 | 0 | 0 | 0 | 0 | 0 | 0 | 0 | 0 | 0 | 0 | 0 | 0 | 0 | 0 | 0 | 0 | 0 | 0 | 0 | 0 | 0 | 0 | 0
F13_Industrial_Other Industrial_Existing_Space Heating_Natural Gas_Gas Boiler - Stack Economizer_A_Technical Potential | F13 | Industrial | Other Industrial | Existing | Space Heating | Natural Gas | Gas Boiler - Stack Economizer | A | Purchases (Incremental) | Technical Potential | 0 | 0 | 0 | 0 | 0 | 36.4406 | 36.4206 | 36.2058 | 36.2254 | 36.2553 | 32.2154 | 25.7019 | 20.5198 | 16.1551 | 12.9735 | 10.2798 | 8.2249 | 6.5468 | 5.1907 | 4.1575 | 3.3122 | 0.022504 | 0.0080079 | 0.0027207 | 0.00088439 | 0.00074954 | 0.00074754 | 0.00074573 | 0.00074411 | 0.00074266 | 0.0007414
F14_Industrial_Other Industrial_Existing_Space Heating_Natural Gas_Gas Boiler - Stack Economizer_A_Technical Potential | F14 | Industrial | Other Industrial | Existing | Space Heating | Natural Gas | Gas Boiler - Stack Economizer | A | Purchases (Cumulative) | Technical Potential | 0 | 0 | 0 | 0 | 0 | 36.4406 | 72.8611 | 109.0669 | 145.2923 | 181.5476 | 213.763 | 239.465 | 259.9847 | 276.1399 | 289.1133 | 299.3931 | 307.618 | 314.1648 | 319.3556 | 323.5131 | 326.8253 | 326.8478 | 326.8558 | 326.8585 | 326.8594 | 326.8602 | 326.8609 | 326.8617 | 326.8624 | 326.8632 | 326.8639
F1_Industrial_Other Industrial_Existing_Process_Natural Gas_Gas Boiler - Stack Economizer_A_Technical Potential | F1 | Industrial | Other Industrial | Existing | Process | Natural Gas | Gas Boiler - Stack Economizer | A | Original Unit Energy Savings (kWh or therms) | Technical Potential | 0 | 0 | 0 | 0 | 0 | 2.0368 | 2.0368 | 2.0368 | 2.0368 | 2.0368 | 2.0368 | 2.0368 | 2.0368 | 2.0368 | 2.0368 | 2.0368 | 2.0368 | 2.0368 | 2.0368 | 2.0368 | 2.0368 | 2.0368 | 2.0368 | 2.0368 | 2.0368 | 2.0368 | 2.0368 | 2.0368 | 2.0368 | 2.0368 | 2.0368
F2_Industrial_Other Industrial_Existing_Process_Natural Gas_Gas Boiler - Stack Economizer_A_Technical Potential | F2 | Industrial | Other Industrial | Existing | Process | Natural Gas | Gas Boiler - Stack Economizer | A | Original Unit Summer Peak Savings (kW) | Technical Potential | 0 | 0 | 0 | 0 | 0 | 0 | 0 | 0 | 0 | 0 | 0 | 0 | 0 | 0 | 0 | 0 | 0 | 0 | 0 | 0 | 0 | 0 | 0 | 0 | 0 | 0 | 0 | 0 | 0 | 0 | 0
F3_Industrial_Other Industrial_Existing_Process_Natural Gas_Gas Boiler - Stack Economizer_A_Technical Potential | F3 | Industrial | Other Industrial | Existing | Process | Natural Gas | Gas Boiler - Stack Economizer | A | Original Unit Winter Peak Savings (kW) | Technical Potential | 0 | 0 | 0 | 0 | 0 | 0 | 0 | 0 | 0 | 0 | 0 | 0 | 0 | 0 | 0 | 0 | 0 | 0 | 0 | 0 | 0 | 0 | 0 | 0 | 0 | 0 | 0 | 0 | 0 | 0 | 0
F4_Industrial_Other Industrial_Existing_Process_Natural Gas_Gas Boiler - Stack Economizer_A_Technical Potential | F4 | Industrial | Other Industrial | Existing | Process | Natural Gas | Gas Boiler - Stack Economizer | A | Standalone Impact on Baseline Energy (%) | Technical Potential | 0% | 0% | 0% | 0% | 0% | 0.0681% | 0.1362% | 0.2052% | 0.2732% | 0.341% | 0.4067% | 0.4569% | 0.497% | 0.5364% | 0.5595% | 0.585% | 0.6009% | 0.6168% | 0.6327% | 0.6402% | 0.6494% | 0.652% | 0.6544% | 0.6566% | 0.0065869 | 0.0066061 | 0.0066238 | 0.0066399 | 0 | 0 | 0
F5_Industrial_Other Industrial_Existing_Process_Natural Gas_Gas Boiler - Stack Economizer_A_Technical Potential | F5 | Industrial | Other Industrial | Existing | Process | Natural Gas | Gas Boiler - Stack Economizer | A | Standalone Impact on Baseline Summer Peak (%) | Technical Potential | 0% | 0% | 0% | 0% | 0% | 0% | 0% | 0% | 0% | 0% | 0% | 0% | 0% | 0% | 0% | 0% | 0% | 0% | 0% | 0% | 0% | 0% | 0% | 0% | 0 | 0 | 0 | 0 | 0 | 0 | 0
F6_Industrial_Other Industrial_Existing_Process_Natural Gas_Gas Boiler - Stack Economizer_A_Technical Potential | F6 | Industrial | Other Industrial | Existing | Process | Natural Gas | Gas Boiler - Stack Economizer | A | Standalone Impact on Baseline Winter Peak (%) | Technical Potential | 0% | 0% | 0% | 0% | 0% | 0% | 0% | 0% | 0% | 0% | 0% | 0% | 0% | 0% | 0% | 0% | 0% | 0% | 0% | 0% | 0% | 0% | 0% | 0% | 0 | 0 | 0 | 0 | 0 | 0 | 0
F7_Industrial_Other Industrial_Existing_Process_Natural Gas_Gas Boiler - Stack Economizer_A_Technical Potential | F7 | Industrial | Other Industrial | Existing | Process | Natural Gas | Gas Boiler - Stack Economizer | A | Incremental Energy Savings (MWh or mTherms) | Technical Potential | 0 | 0 | 0 | 0 | 0 | 1.0747 | 1.0741 | 1.0677 | 1.0683 | 1.0692 | 0.95006 | 0.75797 | 0.60515 | 0.47643 | 0.3826 | 0.30316 | 0.24256 | 0.19307 | 0.15308 | 0.12261 | 0.097681 | 0.00066367 | 0.00023616 | 8.0236e-05 | 2.6081e-05 | 2.2105e-05 | 2.2046e-05 | 2.1992e-05 | 2.1944e-05 | 2.1902e-05 | 2.1865e-05
F8_Industrial_Other Industrial_Existing_Process_Natural Gas_Gas Boiler - Stack Economizer_A_Technical Potential | F8 | Industrial | Other Industrial | Existing | Process | Natural Gas | Gas Boiler - Stack Economizer | A | Incremental Summer Peak Savings (MW) | Technical Potential | 0 | 0 | 0 | 0 | 0 | 0 | 0 | 0 | 0 | 0 | 0 | 0 | 0 | 0 | 0 | 0 | 0 | 0 | 0 | 0 | 0 | 0 | 0 | 0 | 0 | 0 | 0 | 0 | 0 | 0 | 0
F9_Industrial_Other Industrial_Existing_Process_Natural Gas_Gas Boiler - Stack Economizer_A_Technical Potential | F9 | Industrial | Other Industrial | Existing | Process | Natural Gas | Gas Boiler - Stack Economizer | A | Incremental Winter Peak Savings (MW) | Technical Potential | 0 | 0 | 0 | 0 | 0 | 0 | 0 | 0 | 0 | 0 | 0 | 0 | 0 | 0 | 0 | 0 | 0 | 0 | 0 | 0 | 0 | 0 | 0 | 0 | 0 | 0 | 0 | 0 | 0 | 0 | 0
F10_Industrial_Other Industrial_Existing_Process_Natural Gas_Gas Boiler - Stack Economizer_A_Technical Potential | F10 | Industrial | Other Industrial | Existing | Process | Natural Gas | Gas Boiler - Stack Economizer | A | Cumulative Energy Savings (MWh or mTherms) | Technical Potential | 0 | 0 | 0 | 0 | 0 | 1.0747 | 2.1487 | 3.2165 | 4.2848 | 5.354 | 6.3041 | 7.0621 | 7.6672 | 8.1436 | 8.5262 | 8.8294 | 9.072 | 9.265 | 9.4181 | 9.5407 | 9.6384 | 9.6391 | 9.6393 | 9.6394 | 9.6394 | 9.6394 | 9.6395 | 9.6395 | 9.6395 | 9.6395 | 9.6395
F11_Industrial_Other Industrial_Existing_Process_Natural Gas_Gas Boiler - Stack Economizer_A_Technical Potential | F11 | Industrial | Other Industrial | Existing | Process | Natural Gas | Gas Boiler - Stack Economizer | A | Cumulative Summer Peak Savings (MW) | Technical Potential | 0 | 0 | 0 | 0 | 0 | 0 | 0 | 0 | 0 | 0 | 0 | 0 | 0 | 0 | 0 | 0 | 0 | 0 | 0 | 0 | 0 | 0 | 0 | 0 | 0 | 0 | 0 | 0 | 0 | 0 | 0
F12_Industrial_Other Industrial_Existing_Process_Natural Gas_Gas Boiler - Stack Economizer_A_Technical Potential | F12 | Industrial | Other Industrial | Existing | Process | Natural Gas | Gas Boiler - Stack Economizer | A | Cumulative Winter Peak Savings (MW) | Technical Potential | 0 | 0 | 0 | 0 | 0 | 0 | 0 | 0 | 0 | 0 | 0 | 0 | 0 | 0 | 0 | 0 | 0 | 0 | 0 | 0 | 0 | 0 | 0 | 0 | 0 | 0 | 0 | 0 | 0 | 0 | 0
F13_Industrial_Other Industrial_Existing_Process_Natural Gas_Gas Boiler - Stack Economizer_A_Technical Potential | F13 | Industrial | Other Industrial | Existing | Process | Natural Gas | Gas Boiler - Stack Economizer | A | Purchases (Incremental) | Technical Potential | 0 | 0 | 0 | 0 | 0 | 527.6304 | 527.3408 | 524.2309 | 524.5143 | 524.9481 | 466.4536 | 372.1431 | 297.11 | 233.9136 | 187.8454 | 148.8432 | 119.09 | 94.7925 | 75.1576 | 60.1973 | 47.9587 | 0.32584 | 0.11595 | 0.039394 | 0.012805 | 0.010853 | 0.010824 | 0.010798 | 0.010774 | 0.010753 | 0.010735
F14_Industrial_Other Industrial_Existing_Process_Natural Gas_Gas Boiler - Stack Economizer_A_Technical Potential | F14 | Industrial | Other Industrial | Existing | Process | Natural Gas | Gas Boiler - Stack Economizer | A | Purchases (Cumulative) | Technical Potential | 0 | 0 | 0 | 0 | 0 | 527.6304 | 1054.9713 | 1579.2022 | 2103.7165 | 2628.6646 | 3095.1182 | 3467.2613 | 3764.3713 | 3998.2849 | 4186.1303 | 4334.9735 | 4454.0635 | 4548.856 | 4624.0136 | 4684.2109 | 4732.1695 | 4732.4954 | 4732.6113 | 4732.6507 | 4732.6635 | 4732.6744 | 4732.6852 | 4732.696 | 4732.7068 | 4732.7175 | 4732.7283
F1_Industrial_Other Industrial_Existing_Space Heating_Natural Gas_Gas Furnace Tube Inserts_A_Technical Potential | F1 | Industrial | Other Industrial | Existing | Space Heating | Natural Gas | Gas Furnace Tube Inserts | A | Original Unit Energy Savings (kWh or therms) | Technical Potential | 0 | 0 | 0 | 0 | 0 | 0.086193 | 0.085415 | 0.084425 | 0.083421 | 0.082413 | 0.081426 | 0.080448 | 0.079527 | 0.07866 | 0.077786 | 0.077021 | 0.0763 | 0.075622 | 0.074985 | 0.07434 | 0.073715 | 0.073094 | 0.072454 | 0.071839 | 0.071247 | 0.070693 | 0.070173 | 0.069687 | 0.069231 | 0.068805 | 0.068405
F2_Industrial_Other Industrial_Existing_Space Heating_Natural Gas_Gas Furnace Tube Inserts_A_Technical Potential | F2 | Industrial | Other Industrial | Existing | Space Heating | Natural Gas | Gas Furnace Tube Inserts | A | Original Unit Summer Peak Savings (kW) | Technical Potential | 0 | 0 | 0 | 0 | 0 | 0 | 0 | 0 | 0 | 0 | 0 | 0 | 0 | 0 | 0 | 0 | 0 | 0 | 0 | 0 | 0 | 0 | 0 | 0 | 0 | 0 | 0 | 0 | 0 | 0 | 0
F3_Industrial_Other Industrial_Existing_Space Heating_Natural Gas_Gas Furnace Tube Inserts_A_Technical Potential | F3 | Industrial | Other Industrial | Existing | Space Heating | Natural Gas | Gas Furnace Tube Inserts | A | Original Unit Winter Peak Savings (kW) | Technical Potential | 0 | 0 | 0 | 0 | 0 | 0 | 0 | 0 | 0 | 0 | 0 | 0 | 0 | 0 | 0 | 0 | 0 | 0 | 0 | 0 | 0 | 0 | 0 | 0 | 0 | 0 | 0 | 0 | 0 | 0 | 0
F4_Industrial_Other Industrial_Existing_Space Heating_Natural Gas_Gas Furnace Tube Inserts_A_Technical Potential | F4 | Industrial | Other Industrial | Existing | Space Heating | Natural Gas | Gas Furnace Tube Inserts | A | Standalone Impact on Baseline Energy (%) | Technical Potential | 0% | 0% | 0% | 0% | 0% | 0% | 0% | 0% | 0% | 0% | 0% | 0% | 0% | 0% | 0% | 0% | 0% | 0% | 0% | 0% | 0% | 0% | 0% | 0% | 0 | 0 | 0 | 0 | 0 | 0 | 0
F5_Industrial_Other Industrial_Existing_Space Heating_Natural Gas_Gas Furnace Tube Inserts_A_Technical Potential | F5 | Industrial | Other Industrial | Existing | Space Heating | Natural Gas | Gas Furnace Tube Inserts | A | Standalone Impact on Baseline Summer Peak (%) | Technical Potential | 0% | 0% | 0% | 0% | 0% | 0% | 0% | 0% | 0% | 0% | 0% | 0% | 0% | 0% | 0% | 0% | 0% | 0% | 0% | 0% | 0% | 0% | 0% | 0% | 0 | 0 | 0 | 0 | 0 | 0 | 0
F6_Industrial_Other Industrial_Existing_Space Heating_Natural Gas_Gas Furnace Tube Inserts_A_Technical Potential | F6 | Industrial | Other Industrial | Existing | Space Heating | Natural Gas | Gas Furnace Tube Inserts | A | Standalone Impact on Baseline Winter Peak (%) | Technical Potential | 0% | 0% | 0% | 0% | 0% | 0% | 0% | 0% | 0% | 0% | 0% | 0% | 0% | 0% | 0% | 0% | 0% | 0% | 0% | 0% | 0% | 0% | 0% | 0% | 0 | 0 | 0 | 0 | 0 | 0 | 0
F7_Industrial_Other Industrial_Existing_Space Heating_Natural Gas_Gas Furnace Tube Inserts_A_Technical Potential | F7 | Industrial | Other Industrial | Existing | Space Heating | Natural Gas | Gas Furnace Tube Inserts | A | Incremental Energy Savings (MWh or mTherms) | Technical Potential | 0 | 0 | 0 | 0 | 0 | 0 | 0 | 0 | 0 | 0 | 0 | 0 | 0 | 0 | 0 | 0 | 0 | 0 | 0 | 0 | 0 | 0 | 0 | 0 | 0 | 0 | 0 | 0 | 0 | 0 | 0
F8_Industrial_Other Industrial_Existing_Space Heating_Natural Gas_Gas Furnace Tube Inserts_A_Technical Potential | F8 | Industrial | Other Industrial | Existing | Space Heating | Natural Gas | Gas Furnace Tube Inserts | A | Incremental Summer Peak Savings (MW) | Technical Potential | 0 | 0 | 0 | 0 | 0 | 0 | 0 | 0 | 0 | 0 | 0 | 0 | 0 | 0 | 0 | 0 | 0 | 0 | 0 | 0 | 0 | 0 | 0 | 0 | 0 | 0 | 0 | 0 | 0 | 0 | 0
F9_Industrial_Other Industrial_Existing_Space Heating_Natural Gas_Gas Furnace Tube Inserts_A_Technical Potential | F9 | Industrial | Other Industrial | Existing | Space Heating | Natural Gas | Gas Furnace Tube Inserts | A | Incremental Winter Peak Savings (MW) | Technical Potential | 0 | 0 | 0 | 0 | 0 | 0 | 0 | 0 | 0 | 0 | 0 | 0 | 0 | 0 | 0 | 0 | 0 | 0 | 0 | 0 | 0 | 0 | 0 | 0 | 0 | 0 | 0 | 0 | 0 | 0 | 0
F10_Industrial_Other Industrial_Existing_Space Heating_Natural Gas_Gas Furnace Tube Inserts_A_Technical Potential | F10 | Industrial | Other Industrial | Existing | Space Heating | Natural Gas | Gas Furnace Tube Inserts | A | Cumulative Energy Savings (MWh or mTherms) | Technical Potential | 0 | 0 | 0 | 0 | 0 | 0 | 0 | 0 | 0 | 0 | 0 | 0 | 0 | 0 | 0 | 0 | 0 | 0 | 0 | 0 | 0 | 0 | 0 | 0 | 0 | 0 | 0 | 0 | 0 | 0 | 0
F11_Industrial_Other Industrial_Existing_Space Heating_Natural Gas_Gas Furnace Tube Inserts_A_Technical Potential | F11 | Industrial | Other Industrial | Existing | Space Heating | Natural Gas | Gas Furnace Tube Inserts | A | Cumulative Summer Peak Savings (MW) | Technical Potential | 0 | 0 | 0 | 0 | 0 | 0 | 0 | 0 | 0 | 0 | 0 | 0 | 0 | 0 | 0 | 0 | 0 | 0 | 0 | 0 | 0 | 0 | 0 | 0 | 0 | 0 | 0 | 0 | 0 | 0 | 0
F12_Industrial_Other Industrial_Existing_Space Heating_Natural Gas_Gas Furnace Tube Inserts_A_Technical Potential | F12 | Industrial | Other Industrial | Existing | Space Heating | Natural Gas | Gas Furnace Tube Inserts | A | Cumulative Winter Peak Savings (MW) | Technical Potential | 0 | 0 | 0 | 0 | 0 | 0 | 0 | 0 | 0 | 0 | 0 | 0 | 0 | 0 | 0 | 0 | 0 | 0 | 0 | 0 | 0 | 0 | 0 | 0 | 0 | 0 | 0 | 0 | 0 | 0 | 0
F13_Industrial_Other Industrial_Existing_Space Heating_Natural Gas_Gas Furnace Tube Inserts_A_Technical Potential | F13 | Industrial | Other Industrial | Existing | Space Heating | Natural Gas | Gas Furnace Tube Inserts | A | Purchases (Incremental) | Technical Potential | 0 | 0 | 0 | 0 | 0 | 0 | 0 | 0 | 0 | 0 | 0 | 0 | 0 | 0 | 0 | 0 | 0 | 0 | 0 | 0 | 0 | 0 | 0 | 0 | 0 | 0 | 0 | 0 | 0 | 0 | 0
F14_Industrial_Other Industrial_Existing_Space Heating_Natural Gas_Gas Furnace Tube Inserts_A_Technical Potential | F14 | Industrial | Other Industrial | Existing | Space Heating | Natural Gas | Gas Furnace Tube Inserts | A | Purchases (Cumulative) | Technical Potential | 0 | 0 | 0 | 0 | 0 | 0 | 0 | 0 | 0 | 0 | 0 | 0 | 0 | 0 | 0 | 0 | 0 | 0 | 0 | 0 | 0 | 0 | 0 | 0 | 0 | 0 | 0 | 0 | 0 | 0 | 0
F1_Industrial_Other Industrial_Existing_Space Heating_Natural Gas_Space Heating - Heat Recovery Ventilator_A_Technical Potential | F1 | Industrial | Other Industrial | Existing | Space Heating | Natural Gas | Space Heating - Heat Recovery Ventilator | A | Original Unit Energy Savings (kWh or therms) | Technical Potential | 0 | 0 | 0 | 0 | 0 | 0.013225 | 0.01316 | 0.01308 | 0.012996 | 0.012907 | 0.012817 | 0.012725 | 0.012634 | 0.012542 | 0.012443 | 0.012352 | 0.012262 | 0.012178 | 0.0121 | 0.012025 | 0.011953 | 0.011879 | 0.011813 | 0.011751 | 0.011691 | 0.011636 | 0.011585 | 0.011538 | 0 | 0 | 0
F2_Industrial_Other Industrial_Existing_Space Heating_Natural Gas_Space Heating - Heat Recovery Ventilator_A_Technical Potential | F2 | Industrial | Other Industrial | Existing | Space Heating | Natural Gas | Space Heating - Heat Recovery Ventilator | A | Original Unit Summer Peak Savings (kW) | Technical Potential | 0 | 0 | 0 | 0 | 0 | 0 | 0 | 0 | 0 | 0 | 0 | 0 | 0 | 0 | 0 | 0 | 0 | 0 | 0 | 0 | 0 | 0 | 0 | 0 | 0 | 0 | 0 | 0 | 0 | 0 | 0
F3_Industrial_Other Industrial_Existing_Space Heating_Natural Gas_Space Heating - Heat Recovery Ventilator_A_Technical Potential | F3 | Industrial | Other Industrial | Existing | Space Heating | Natural Gas | Space Heating - Heat Recovery Ventilator | A | Original Unit Winter Peak Savings (kW) | Technical Potential | 0 | 0 | 0 | 0 | 0 | 0 | 0 | 0 | 0 | 0 | 0 | 0 | 0 | 0 | 0 | 0 | 0 | 0 | 0 | 0 | 0 | 0 | 0 | 0 | 0 | 0 | 0 | 0 | 0 | 0 | 0
F4_Industrial_Other Industrial_Existing_Space Heating_Natural Gas_Space Heating - Heat Recovery Ventilator_A_Technical Potential | F4 | Industrial | Other Industrial | Existing | Space Heating | Natural Gas | Space Heating - Heat Recovery Ventilator | A | Standalone Impact on Baseline Energy (%) | Technical Potential | 0% | 0% | 0% | 0% | 0% | 0.02138% | 0.04277% | 0.0644% | 0.08574% | 0.107% | 0.1298% | 0.1515% | 0.1732% | 0.1974% | 0.218% | 0.2415% | 0.2628% | 0.2856% | 0.3095% | 0.3305% | 0.3533% | 0.376% | 0.3988% | 0.4215% | 0.0044422 | 0.0044552 | 0.0044671 | 0.0044779 | 0 | 0 | 0
F5_Industrial_Other Industrial_Existing_Space Heating_Natural Gas_Space Heating - Heat Recovery Ventilator_A_Technical Potential | F5 | Industrial | Other Industrial | Existing | Space Heating | Natural Gas | Space Heating - Heat Recovery Ventilator | A | Standalone Impact on Baseline Summer Peak (%) | Technical Potential | 0% | 0% | 0% | 0% | 0% | 0% | 0% | 0% | 0% | 0% | 0% | 0% | 0% | 0% | 0% | 0% | 0% | 0% | 0% | 0% | 0% | 0% | 0% | 0% | 0 | 0 | 0 | 0 | 0 | 0 | 0
F6_Industrial_Other Industrial_Existing_Space Heating_Natural Gas_Space Heating - Heat Recovery Ventilator_A_Technical Potential | F6 | Industrial | Other Industrial | Existing | Space Heating | Natural Gas | Space Heating - Heat Recovery Ventilator | A | Standalone Impact on Baseline Winter Peak (%) | Technical Potential | 0% | 0% | 0% | 0% | 0% | 0% | 0% | 0% | 0% | 0% | 0% | 0% | 0% | 0% | 0% | 0% | 0% | 0% | 0% | 0% | 0% | 0% | 0% | 0% | 0 | 0 | 0 | 0 | 0 | 0 | 0
F7_Industrial_Other Industrial_Existing_Space Heating_Natural Gas_Space Heating - Heat Recovery Ventilator_A_Technical Potential | F7 | Industrial | Other Industrial | Existing | Space Heating | Natural Gas | Space Heating - Heat Recovery Ventilator | A | Incremental Energy Savings (MWh or mTherms) | Technical Potential | 0 | 0 | 0 | 0 | 0 | 0.16168 | 0.1608 | 0.15888 | 0.15794 | 0.157 | 0.15392 | 0.1524 | 0.15099 | 0.14752 | 0.14692 | 0.14445 | 0.14341 | 0.14172 | 0.13956 | 0.13884 | 0.13745 | 0.13607 | 0.13482 | 0.13365 | 0.13255 | 0 | 0 | 0 | 0 | 0 | 0
F8_Industrial_Other Industrial_Existing_Space Heating_Natural Gas_Space Heating - Heat Recovery Ventilator_A_Technical Potential | F8 | Industrial | Other Industrial | Existing | Space Heating | Natural Gas | Space Heating - Heat Recovery Ventilator | A | Incremental Summer Peak Savings (MW) | Technical Potential | 0 | 0 | 0 | 0 | 0 | 0 | 0 | 0 | 0 | 0 | 0 | 0 | 0 | 0 | 0 | 0 | 0 | 0 | 0 | 0 | 0 | 0 | 0 | 0 | 0 | 0 | 0 | 0 | 0 | 0 | 0
F9_Industrial_Other Industrial_Existing_Space Heating_Natural Gas_Space Heating - Heat Recovery Ventilator_A_Technical Potential | F9 | Industrial | Other Industrial | Existing | Space Heating | Natural Gas | Space Heating - Heat Recovery Ventilator | A | Incremental Winter Peak Savings (MW) | Technical Potential | 0 | 0 | 0 | 0 | 0 | 0 | 0 | 0 | 0 | 0 | 0 | 0 | 0 | 0 | 0 | 0 | 0 | 0 | 0 | 0 | 0 | 0 | 0 | 0 | 0 | 0 | 0 | 0 | 0 | 0 | 0
F10_Industrial_Other Industrial_Existing_Space Heating_Natural Gas_Space Heating - Heat Recovery Ventilator_A_Technical Potential | F10 | Industrial | Other Industrial | Existing | Space Heating | Natural Gas | Space Heating - Heat Recovery Ventilator | A | Cumulative Energy Savings (MWh or mTherms) | Technical Potential | 0 | 0 | 0 | 0 | 0 | 0.16168 | 0.32169 | 0.47862 | 0.63347 | 0.78615 | 0.93461 | 1.0803 | 1.2235 | 1.3622 | 1.4984 | 1.6318 | 1.7633 | 1.893 | 2.0205 | 2.1466 | 2.2712 | 2.3934 | 2.5149 | 2.6352 | 2.7544 | 2.7414 | 2.7294 | 2.7183 | 0 | 0 | 0
F11_Industrial_Other Industrial_Existing_Space Heating_Natural Gas_Space Heating - Heat Recovery Ventilator_A_Technical Potential | F11 | Industrial | Other Industrial | Existing | Space Heating | Natural Gas | Space Heating - Heat Recovery Ventilator | A | Cumulative Summer Peak Savings (MW) | Technical Potential | 0 | 0 | 0 | 0 | 0 | 0 | 0 | 0 | 0 | 0 | 0 | 0 | 0 | 0 | 0 | 0 | 0 | 0 | 0 | 0 | 0 | 0 | 0 | 0 | 0 | 0 | 0 | 0 | 0 | 0 | 0
F12_Industrial_Other Industrial_Existing_Space Heating_Natural Gas_Space Heating - Heat Recovery Ventilator_A_Technical Potential | F12 | Industrial | Other Industrial | Existing | Space Heating | Natural Gas | Space Heating - Heat Recovery Ventilator | A | Cumulative Winter Peak Savings (MW) | Technical Potential | 0 | 0 | 0 | 0 | 0 | 0 | 0 | 0 | 0 | 0 | 0 | 0 | 0 | 0 | 0 | 0 | 0 | 0 | 0 | 0 | 0 | 0 | 0 | 0 | 0 | 0 | 0 | 0 | 0 | 0 | 0
F13_Industrial_Other Industrial_Existing_Space Heating_Natural Gas_Space Heating - Heat Recovery Ventilator_A_Technical Potential | F13 | Industrial | Other Industrial | Existing | Space Heating | Natural Gas | Space Heating - Heat Recovery Ventilator | A | Purchases (Incremental) | Technical Potential | 0 | 0 | 0 | 0 | 0 | 12225.4866 | 12218.7768 | 12146.7182 | 12153.2853 | 12163.3346 | 12008.8727 | 11976.0564 | 11951.7399 | 11761.9504 | 11806.8579 | 11694.2641 | 11695.7818 | 11636.9164 | 11533.1158 | 11546.7774 | 11499.0287 | 11454.3052 | 11412.5697 | 11373.7862 | 11337.9195 | 0 | 0 | 0 | 0 | 0 | 0
F14_Industrial_Other Industrial_Existing_Space Heating_Natural Gas_Space Heating - Heat Recovery Ventilator_A_Technical Potential | F14 | Industrial | Other Industrial | Existing | Space Heating | Natural Gas | Space Heating - Heat Recovery Ventilator | A | Purchases (Cumulative) | Technical Potential | 0 | 0 | 0 | 0 | 0 | 12225.4866 | 24444.2633 | 36590.9816 | 48744.2668 | 60907.6014 | 72916.4741 | 84892.5306 | 96844.2704 | 108606.2208 | 120413.0787 | 132107.3429 | 143803.1246 | 155440.041 | 166973.1568 | 178519.9341 | 190018.9628 | 201473.268 | 212885.8377 | 224259.6238 | 235597.5433 | 235597.5433 | 235597.5433 | 235597.5433 | 235597.5433 | 235597.5433 | 235597.5433
F1_Industrial_Other Industrial_Existing_Space Heating_Natural Gas_Thermostat - Programmable_A_Technical Potential | F1 | Industrial | Other Industrial | Existing | Space Heating | Natural Gas | Thermostat - Programmable | A | Original Unit Energy Savings (kWh or therms) | Technical Potential | 0 | 0 | 0 | 0 | 0 | 0.00657 | 0.0065379 | 0.0064981 | 0.0064561 | 0.0064121 | 0.0063676 | 0.0063217 | 0.0062762 | 0.0062308 | 0.0061817 | 0.0061364 | 0.0060916 | 0.0060501 | 0.0060114 | 0.0059736 | 0.005938 | 0.0059015 | 0.0058686 | 0.0058376 | 0.005808 | 0.0057807 | 0.0057553 | 0.0057319 | 0 | 0 | 0
F2_Industrial_Other Industrial_Existing_Space Heating_Natural Gas_Thermostat - Programmable_A_Technical Potential | F2 | Industrial | Other Industrial | Existing | Space Heating | Natural Gas | Thermostat - Programmable | A | Original Unit Summer Peak Savings (kW) | Technical Potential | 0 | 0 | 0 | 0 | 0 | 0 | 0 | 0 | 0 | 0 | 0 | 0 | 0 | 0 | 0 | 0 | 0 | 0 | 0 | 0 | 0 | 0 | 0 | 0 | 0 | 0 | 0 | 0 | 0 | 0 | 0
F3_Industrial_Other Industrial_Existing_Space Heating_Natural Gas_Thermostat - Programmable_A_Technical Potential | F3 | Industrial | Other Industrial | Existing | Space Heating | Natural Gas | Thermostat - Programmable | A | Original Unit Winter Peak Savings (kW) | Technical Potential | 0 | 0 | 0 | 0 | 0 | 0 | 0 | 0 | 0 | 0 | 0 | 0 | 0 | 0 | 0 | 0 | 0 | 0 | 0 | 0 | 0 | 0 | 0 | 0 | 0 | 0 | 0 | 0 | 0 | 0 | 0
F4_Industrial_Other Industrial_Existing_Space Heating_Natural Gas_Thermostat - Programmable_A_Technical Potential | F4 | Industrial | Other Industrial | Existing | Space Heating | Natural Gas | Thermostat - Programmable | A | Standalone Impact on Baseline Energy (%) | Technical Potential | 0% | 0% | 0% | 0% | 0% | 0.03186% | 0.06374% | 0.09598% | 0.1278% | 0.1595% | 0.1935% | 0.2258% | 0.2582% | 0.2942% | 0.3249% | 0.3599% | 0.3917% | 0.4256% | 0.4613% | 0.4926% | 0.5265% | 0.5604% | 0.5943% | 0.6282% | 0.0066205 | 0.0066398 | 0.0066575 | 0.0066737 | 0 | 0 | 0
F5_Industrial_Other Industrial_Existing_Space Heating_Natural Gas_Thermostat - Programmable_A_Technical Potential | F5 | Industrial | Other Industrial | Existing | Space Heating | Natural Gas | Thermostat - Programmable | A | Standalone Impact on Baseline Summer Peak (%) | Technical Potential | 0% | 0% | 0% | 0% | 0% | 0% | 0% | 0% | 0% | 0% | 0% | 0% | 0% | 0% | 0% | 0% | 0% | 0% | 0% | 0% | 0% | 0% | 0% | 0% | 0 | 0 | 0 | 0 | 0 | 0 | 0
F6_Industrial_Other Industrial_Existing_Space Heating_Natural Gas_Thermostat - Programmable_A_Technical Potential | F6 | Industrial | Other Industrial | Existing | Space Heating | Natural Gas | Thermostat - Programmable | A | Standalone Impact on Baseline Winter Peak (%) | Technical Potential | 0% | 0% | 0% | 0% | 0% | 0% | 0% | 0% | 0% | 0% | 0% | 0% | 0% | 0% | 0% | 0% | 0% | 0% | 0% | 0% | 0% | 0% | 0% | 0% | 0 | 0 | 0 | 0 | 0 | 0 | 0
F7_Industrial_Other Industrial_Existing_Space Heating_Natural Gas_Thermostat - Programmable_A_Technical Potential | F7 | Industrial | Other Industrial | Existing | Space Heating | Natural Gas | Thermostat - Programmable | A | Incremental Energy Savings (MWh or mTherms) | Technical Potential | 0 | 0 | 0 | 0 | 0 | 0.24096 | 0.23965 | 0.23679 | 0.23539 | 0.23398 | 0.2294 | 0.22713 | 0.22503 | 0.21986 | 0.21896 | 0.21528 | 0.21374 | 0.21121 | 0.20799 | 0.20693 | 0.20484 | 0.20279 | 0.20093 | 0.19919 | 0.19755 | 0 | 0 | 0 | 0 | 0 | 0
F8_Industrial_Other Industrial_Existing_Space Heating_Natural Gas_Thermostat - Programmable_A_Technical Potential | F8 | Industrial | Other Industrial | Existing | Space Heating | Natural Gas | Thermostat - Programmable | A | Incremental Summer Peak Savings (MW) | Technical Potential | 0 | 0 | 0 | 0 | 0 | 0 | 0 | 0 | 0 | 0 | 0 | 0 | 0 | 0 | 0 | 0 | 0 | 0 | 0 | 0 | 0 | 0 | 0 | 0 | 0 | 0 | 0 | 0 | 0 | 0 | 0
F9_Industrial_Other Industrial_Existing_Space Heating_Natural Gas_Thermostat - Programmable_A_Technical Potential | F9 | Industrial | Other Industrial | Existing | Space Heating | Natural Gas | Thermostat - Programmable | A | Incremental Winter Peak Savings (MW) | Technical Potential | 0 | 0 | 0 | 0 | 0 | 0 | 0 | 0 | 0 | 0 | 0 | 0 | 0 | 0 | 0 | 0 | 0 | 0 | 0 | 0 | 0 | 0 | 0 | 0 | 0 | 0 | 0 | 0 | 0 | 0 | 0
F10_Industrial_Other Industrial_Existing_Space Heating_Natural Gas_Thermostat - Programmable_A_Technical Potential | F10 | Industrial | Other Industrial | Existing | Space Heating | Natural Gas | Thermostat - Programmable | A | Cumulative Energy Savings (MWh or mTherms) | Technical Potential | 0 | 0 | 0 | 0 | 0 | 0.24096 | 0.47944 | 0.71332 | 0.9441 | 1.1716 | 1.3929 | 1.61 | 1.8234 | 2.0301 | 2.2331 | 2.432 | 2.628 | 2.8213 | 3.0112 | 3.1992 | 3.385 | 3.567 | 3.7481 | 3.9274 | 4.1051 | 4.0857 | 4.0678 | 4.0513 | 0 | 0 | 0
F11_Industrial_Other Industrial_Existing_Space Heating_Natural Gas_Thermostat - Programmable_A_Technical Potential | F11 | Industrial | Other Industrial | Existing | Space Heating | Natural Gas | Thermostat - Programmable | A | Cumulative Summer Peak Savings (MW) | Technical Potential | 0 | 0 | 0 | 0 | 0 | 0 | 0 | 0 | 0 | 0 | 0 | 0 | 0 | 0 | 0 | 0 | 0 | 0 | 0 | 0 | 0 | 0 | 0 | 0 | 0 | 0 | 0 | 0 | 0 | 0 | 0
F12_Industrial_Other Industrial_Existing_Space Heating_Natural Gas_Thermostat - Programmable_A_Technical Potential | F12 | Industrial | Other Industrial | Existing | Space Heating | Natural Gas | Thermostat - Programmable | A | Cumulative Winter Peak Savings (MW) | Technical Potential | 0 | 0 | 0 | 0 | 0 | 0 | 0 | 0 | 0 | 0 | 0 | 0 | 0 | 0 | 0 | 0 | 0 | 0 | 0 | 0 | 0 | 0 | 0 | 0 | 0 | 0 | 0 | 0 | 0 | 0 | 0
F13_Industrial_Other Industrial_Existing_Space Heating_Natural Gas_Thermostat - Programmable_A_Technical Potential | F13 | Industrial | Other Industrial | Existing | Space Heating | Natural Gas | Thermostat - Programmable | A | Purchases (Incremental) | Technical Potential | 0 | 0 | 0 | 0 | 0 | 36676.4597 | 36656.3303 | 36440.1547 | 36459.8558 | 36490.0037 | 36026.6182 | 35928.1693 | 35855.2197 | 35285.8511 | 35420.5737 | 35082.7924 | 35087.3453 | 34910.7491 | 34599.3473 | 34640.3321 | 34497.0861 | 34362.9155 | 34237.7091 | 34121.3585 | 34013.7584 | 0 | 0 | 0 | 0 | 0 | 0
F14_Industrial_Other Industrial_Existing_Space Heating_Natural Gas_Thermostat - Programmable_A_Technical Potential | F14 | Industrial | Other Industrial | Existing | Space Heating | Natural Gas | Thermostat - Programmable | A | Purchases (Cumulative) | Technical Potential | 0 | 0 | 0 | 0 | 0 | 36676.4597 | 73332.79 | 109772.9447 | 146232.8004 | 182722.8042 | 218749.4224 | 254677.5917 | 290532.8113 | 325818.6625 | 361239.2362 | 396322.0286 | 431409.3738 | 466320.123 | 500919.4703 | 535559.8024 | 570056.8885 | 604419.8039 | 638657.513 | 672778.8715 | 706792.6299 | 706792.6299 | 706792.6299 | 706792.6299 | 706792.6299 | 706792.6299 | 706792.6299
F1_Industrial_Other Industrial_Existing_Space Heating_Natural Gas_ENERGY STAR Connected Thermostat_A_Technical Potential | F1 | Industrial | Other Industrial | Existing | Space Heating | Natural Gas | ENERGY STAR Connected Thermostat | A | Original Unit Energy Savings (kWh or therms) | Technical Potential | 0 | 0 | 0 | 0 | 0 | 0.015466 | 0.01539 | 0.015297 | 0.015198 | 0.015094 | 0.014989 | 0.014881 | 0.014774 | 0.014667 | 0.014552 | 0.014445 | 0.01434 | 0.014242 | 0.014151 | 0.014062 | 0.013978 | 0.013892 | 0.013815 | 0.013742 | 0.013672 | 0.013608 | 0.013548 | 0.013493 | 0 | 0 | 0
F2_Industrial_Other Industrial_Existing_Space Heating_Natural Gas_ENERGY STAR Connected Thermostat_A_Technical Potential | F2 | Industrial | Other Industrial | Existing | Space Heating | Natural Gas | ENERGY STAR Connected Thermostat | A | Original Unit Summer Peak Savings (kW) | Technical Potential | 0 | 0 | 0 | 0 | 0 | 0 | 0 | 0 | 0 | 0 | 0 | 0 | 0 | 0 | 0 | 0 | 0 | 0 | 0 | 0 | 0 | 0 | 0 | 0 | 0 | 0 | 0 | 0 | 0 | 0 | 0
F3_Industrial_Other Industrial_Existing_Space Heating_Natural Gas_ENERGY STAR Connected Thermostat_A_Technical Potential | F3 | Industrial | Other Industrial | Existing | Space Heating | Natural Gas | ENERGY STAR Connected Thermostat | A | Original Unit Winter Peak Savings (kW) | Technical Potential | 0 | 0 | 0 | 0 | 0 | 0 | 0 | 0 | 0 | 0 | 0 | 0 | 0 | 0 | 0 | 0 | 0 | 0 | 0 | 0 | 0 | 0 | 0 | 0 | 0 | 0 | 0 | 0 | 0 | 0 | 0
F4_Industrial_Other Industrial_Existing_Space Heating_Natural Gas_ENERGY STAR Connected Thermostat_A_Technical Potential | F4 | Industrial | Other Industrial | Existing | Space Heating | Natural Gas | ENERGY STAR Connected Thermostat | A | Standalone Impact on Baseline Energy (%) | Technical Potential | 0% | 0% | 0% | 0% | 0% | 0.075% | 0.15% | 0.2259% | 0.3008% | 0.3756% | 0.4554% | 0.5316% | 0.6077% | 0.6925% | 0.7649% | 0.8473% | 0.9221% | 1.002% | 1.086% | 1.16% | 1.239% | 1.319% | 1.399% | 1.479% | 0.015585 | 0.01563 | 0.015672 | 0.01571 | 0 | 0 | 0
F5_Industrial_Other Industrial_Existing_Space Heating_Natural Gas_ENERGY STAR Connected Thermostat_A_Technical Potential | F5 | Industrial | Other Industrial | Existing | Space Heating | Natural Gas | ENERGY STAR Connected Thermostat | A | Standalone Impact on Baseline Summer Peak (%) | Technical Potential | 0% | 0% | 0% | 0% | 0% | 0% | 0% | 0% | 0% | 0% | 0% | 0% | 0% | 0% | 0% | 0% | 0% | 0% | 0% | 0% | 0% | 0% | 0% | 0% | 0 | 0 | 0 | 0 | 0 | 0 | 0
F6_Industrial_Other Industrial_Existing_Space Heating_Natural Gas_ENERGY STAR Connected Thermostat_A_Technical Potential | F6 | Industrial | Other Industrial | Existing | Space Heating | Natural Gas | ENERGY STAR Connected Thermostat | A | Standalone Impact on Baseline Winter Peak (%) | Technical Potential | 0% | 0% | 0% | 0% | 0% | 0% | 0% | 0% | 0% | 0% | 0% | 0% | 0% | 0% | 0% | 0% | 0% | 0% | 0% | 0% | 0% | 0% | 0% | 0% | 0 | 0 | 0 | 0 | 0 | 0 | 0
F7_Industrial_Other Industrial_Existing_Space Heating_Natural Gas_ENERGY STAR Connected Thermostat_A_Technical Potential | F7 | Industrial | Other Industrial | Existing | Space Heating | Natural Gas | ENERGY STAR Connected Thermostat | A | Incremental Energy Savings (MWh or mTherms) | Technical Potential | 0 | 0 | 0 | 0 | 0 | 0.56723 | 0.56415 | 0.55741 | 0.55411 | 0.55079 | 0.54002 | 0.53466 | 0.52973 | 0.51755 | 0.51544 | 0.50678 | 0.50315 | 0.4972 | 0.48961 | 0.48711 | 0.4822 | 0.47738 | 0.47299 | 0.46889 | 0.46504 | 0 | 0 | 0 | 0 | 0 | 0
F8_Industrial_Other Industrial_Existing_Space Heating_Natural Gas_ENERGY STAR Connected Thermostat_A_Technical Potential | F8 | Industrial | Other Industrial | Existing | Space Heating | Natural Gas | ENERGY STAR Connected Thermostat | A | Incremental Summer Peak Savings (MW) | Technical Potential | 0 | 0 | 0 | 0 | 0 | 0 | 0 | 0 | 0 | 0 | 0 | 0 | 0 | 0 | 0 | 0 | 0 | 0 | 0 | 0 | 0 | 0 | 0 | 0 | 0 | 0 | 0 | 0 | 0 | 0 | 0
F9_Industrial_Other Industrial_Existing_Space Heating_Natural Gas_ENERGY STAR Connected Thermostat_A_Technical Potential | F9 | Industrial | Other Industrial | Existing | Space Heating | Natural Gas | ENERGY STAR Connected Thermostat | A | Incremental Winter Peak Savings (MW) | Technical Potential | 0 | 0 | 0 | 0 | 0 | 0 | 0 | 0 | 0 | 0 | 0 | 0 | 0 | 0 | 0 | 0 | 0 | 0 | 0 | 0 | 0 | 0 | 0 | 0 | 0 | 0 | 0 | 0 | 0 | 0 | 0
F10_Industrial_Other Industrial_Existing_Space Heating_Natural Gas_ENERGY STAR Connected Thermostat_A_Technical Potential | F10 | Industrial | Other Industrial | Existing | Space Heating | Natural Gas | ENERGY STAR Connected Thermostat | A | Cumulative Energy Savings (MWh or mTherms) | Technical Potential | 0 | 0 | 0 | 0 | 0 | 0.56723 | 1.1286 | 1.6792 | 2.2224 | 2.7581 | 3.2789 | 3.79 | 4.2924 | 4.7789 | 5.2567 | 5.725 | 6.1863 | 6.6413 | 7.0884 | 7.531 | 7.9683 | 8.3968 | 8.823 | 9.2452 | 9.6634 | 9.6179 | 9.5757 | 9.5367 | 0 | 0 | 0
F11_Industrial_Other Industrial_Existing_Space Heating_Natural Gas_ENERGY STAR Connected Thermostat_A_Technical Potential | F11 | Industrial | Other Industrial | Existing | Space Heating | Natural Gas | ENERGY STAR Connected Thermostat | A | Cumulative Summer Peak Savings (MW) | Technical Potential | 0 | 0 | 0 | 0 | 0 | 0 | 0 | 0 | 0 | 0 | 0 | 0 | 0 | 0 | 0 | 0 | 0 | 0 | 0 | 0 | 0 | 0 | 0 | 0 | 0 | 0 | 0 | 0 | 0 | 0 | 0
F12_Industrial_Other Industrial_Existing_Space Heating_Natural Gas_ENERGY STAR Connected Thermostat_A_Technical Potential | F12 | Industrial | Other Industrial | Existing | Space Heating | Natural Gas | ENERGY STAR Connected Thermostat | A | Cumulative Winter Peak Savings (MW) | Technical Potential | 0 | 0 | 0 | 0 | 0 | 0 | 0 | 0 | 0 | 0 | 0 | 0 | 0 | 0 | 0 | 0 | 0 | 0 | 0 | 0 | 0 | 0 | 0 | 0 | 0 | 0 | 0 | 0 | 0 | 0 | 0
F13_Industrial_Other Industrial_Existing_Space Heating_Natural Gas_ENERGY STAR Connected Thermostat_A_Technical Potential | F13 | Industrial | Other Industrial | Existing | Space Heating | Natural Gas | ENERGY STAR Connected Thermostat | A | Purchases (Incremental) | Technical Potential | 0 | 0 | 0 | 0 | 0 | 36676.4597 | 36656.3303 | 36440.1547 | 36459.8558 | 36490.0037 | 36026.6182 | 35928.1693 | 35855.2197 | 35285.8511 | 35420.5737 | 35082.7924 | 35087.3453 | 34910.7491 | 34599.3473 | 34640.3321 | 34497.0861 | 34362.9155 | 34237.7091 | 34121.3585 | 34013.7584 | 0 | 0 | 0 | 0 | 0 | 0
F14_Industrial_Other Industrial_Existing_Space Heating_Natural Gas_ENERGY STAR Connected Thermostat_A_Technical Potential | F14 | Industrial | Other Industrial | Existing | Space Heating | Natural Gas | ENERGY STAR Connected Thermostat | A | Purchases (Cumulative) | Technical Potential | 0 | 0 | 0 | 0 | 0 | 36676.4597 | 73332.79 | 109772.9447 | 146232.8004 | 182722.8042 | 218749.4224 | 254677.5917 | 290532.8113 | 325818.6625 | 361239.2362 | 396322.0286 | 431409.3738 | 466320.123 | 500919.4703 | 535559.8024 | 570056.8885 | 604419.8039 | 638657.513 | 672778.8715 | 706792.6299 | 706792.6299 | 706792.6299 | 706792.6299 | 706792.6299 | 706792.6299 | 706792.6299
F1_Industrial_Other Industrial_Existing_Space Heating_Natural Gas_Destratification Fans (HVLS)_A_Technical Potential | F1 | Industrial | Other Industrial | Existing | Space Heating | Natural Gas | Destratification Fans (HVLS) | A | Original Unit Energy Savings (kWh or therms) | Technical Potential | 0 | 0 | 0 | 0 | 0 | 0.015466 | 0.01539 | 0.015297 | 0.015198 | 0.015094 | 0.014989 | 0.014881 | 0.014774 | 0.014667 | 0.014552 | 0.014445 | 0.01434 | 0.014242 | 0.014151 | 0.014062 | 0.013978 | 0.013892 | 0.013815 | 0.013742 | 0.013672 | 0.013608 | 0.013548 | 0.013493 | 0 | 0 | 0
F2_Industrial_Other Industrial_Existing_Space Heating_Natural Gas_Destratification Fans (HVLS)_A_Technical Potential | F2 | Industrial | Other Industrial | Existing | Space Heating | Natural Gas | Destratification Fans (HVLS) | A | Original Unit Summer Peak Savings (kW) | Technical Potential | 0 | 0 | 0 | 0 | 0 | 0 | 0 | 0 | 0 | 0 | 0 | 0 | 0 | 0 | 0 | 0 | 0 | 0 | 0 | 0 | 0 | 0 | 0 | 0 | 0 | 0 | 0 | 0 | 0 | 0 | 0
F3_Industrial_Other Industrial_Existing_Space Heating_Natural Gas_Destratification Fans (HVLS)_A_Technical Potential | F3 | Industrial | Other Industrial | Existing | Space Heating | Natural Gas | Destratification Fans (HVLS) | A | Original Unit Winter Peak Savings (kW) | Technical Potential | 0 | 0 | 0 | 0 | 0 | 0 | 0 | 0 | 0 | 0 | 0 | 0 | 0 | 0 | 0 | 0 | 0 | 0 | 0 | 0 | 0 | 0 | 0 | 0 | 0 | 0 | 0 | 0 | 0 | 0 | 0
F4_Industrial_Other Industrial_Existing_Space Heating_Natural Gas_Destratification Fans (HVLS)_A_Technical Potential | F4 | Industrial | Other Industrial | Existing | Space Heating | Natural Gas | Destratification Fans (HVLS) | A | Standalone Impact on Baseline Energy (%) | Technical Potential | 0% | 0% | 0% | 0% | 0% | 0.075% | 0.15% | 0.2259% | 0.3008% | 0.3756% | 0.4554% | 0.5316% | 0.6077% | 0.6925% | 0.7649% | 0.8473% | 0.9221% | 1.002% | 1.086% | 1.16% | 1.239% | 1.319% | 1.399% | 1.479% | 0.015585 | 0.01563 | 0.015672 | 0.01571 | 0 | 0 | 0
F5_Industrial_Other Industrial_Existing_Space Heating_Natural Gas_Destratification Fans (HVLS)_A_Technical Potential | F5 | Industrial | Other Industrial | Existing | Space Heating | Natural Gas | Destratification Fans (HVLS) | A | Standalone Impact on Baseline Summer Peak (%) | Technical Potential | 0% | 0% | 0% | 0% | 0% | 0% | 0% | 0% | 0% | 0% | 0% | 0% | 0% | 0% | 0% | 0% | 0% | 0% | 0% | 0% | 0% | 0% | 0% | 0% | 0 | 0 | 0 | 0 | 0 | 0 | 0
F6_Industrial_Other Industrial_Existing_Space Heating_Natural Gas_Destratification Fans (HVLS)_A_Technical Potential | F6 | Industrial | Other Industrial | Existing | Space Heating | Natural Gas | Destratification Fans (HVLS) | A | Standalone Impact on Baseline Winter Peak (%) | Technical Potential | 0% | 0% | 0% | 0% | 0% | 0% | 0% | 0% | 0% | 0% | 0% | 0% | 0% | 0% | 0% | 0% | 0% | 0% | 0% | 0% | 0% | 0% | 0% | 0% | 0 | 0 | 0 | 0 | 0 | 0 | 0
F7_Industrial_Other Industrial_Existing_Space Heating_Natural Gas_Destratification Fans (HVLS)_A_Technical Potential | F7 | Industrial | Other Industrial | Existing | Space Heating | Natural Gas | Destratification Fans (HVLS) | A | Incremental Energy Savings (MWh or mTherms) | Technical Potential | 0 | 0 | 0 | 0 | 0 | 0.56723 | 0.56415 | 0.55741 | 0.55411 | 0.55079 | 0.54002 | 0.53466 | 0.52973 | 0.51755 | 0.51544 | 0.50678 | 0.50315 | 0.4972 | 0.48961 | 0.48711 | 0.4822 | 0.47738 | 0.47299 | 0.46889 | 0.46504 | 0 | 0 | 0 | 0 | 0 | 0
F8_Industrial_Other Industrial_Existing_Space Heating_Natural Gas_Destratification Fans (HVLS)_A_Technical Potential | F8 | Industrial | Other Industrial | Existing | Space Heating | Natural Gas | Destratification Fans (HVLS) | A | Incremental Summer Peak Savings (MW) | Technical Potential | 0 | 0 | 0 | 0 | 0 | 0 | 0 | 0 | 0 | 0 | 0 | 0 | 0 | 0 | 0 | 0 | 0 | 0 | 0 | 0 | 0 | 0 | 0 | 0 | 0 | 0 | 0 | 0 | 0 | 0 | 0
F9_Industrial_Other Industrial_Existing_Space Heating_Natural Gas_Destratification Fans (HVLS)_A_Technical Potential | F9 | Industrial | Other Industrial | Existing | Space Heating | Natural Gas | Destratification Fans (HVLS) | A | Incremental Winter Peak Savings (MW) | Technical Potential | 0 | 0 | 0 | 0 | 0 | 0 | 0 | 0 | 0 | 0 | 0 | 0 | 0 | 0 | 0 | 0 | 0 | 0 | 0 | 0 | 0 | 0 | 0 | 0 | 0 | 0 | 0 | 0 | 0 | 0 | 0
F10_Industrial_Other Industrial_Existing_Space Heating_Natural Gas_Destratification Fans (HVLS)_A_Technical Potential | F10 | Industrial | Other Industrial | Existing | Space Heating | Natural Gas | Destratification Fans (HVLS) | A | Cumulative Energy Savings (MWh or mTherms) | Technical Potential | 0 | 0 | 0 | 0 | 0 | 0.56723 | 1.1286 | 1.6792 | 2.2224 | 2.7581 | 3.2789 | 3.79 | 4.2924 | 4.7789 | 5.2567 | 5.725 | 6.1863 | 6.6413 | 7.0884 | 7.531 | 7.9683 | 8.3968 | 8.823 | 9.2452 | 9.6634 | 9.6179 | 9.5757 | 9.5367 | 0 | 0 | 0
F11_Industrial_Other Industrial_Existing_Space Heating_Natural Gas_Destratification Fans (HVLS)_A_Technical Potential | F11 | Industrial | Other Industrial | Existing | Space Heating | Natural Gas | Destratification Fans (HVLS) | A | Cumulative Summer Peak Savings (MW) | Technical Potential | 0 | 0 | 0 | 0 | 0 | 0 | 0 | 0 | 0 | 0 | 0 | 0 | 0 | 0 | 0 | 0 | 0 | 0 | 0 | 0 | 0 | 0 | 0 | 0 | 0 | 0 | 0 | 0 | 0 | 0 | 0
F12_Industrial_Other Industrial_Existing_Space Heating_Natural Gas_Destratification Fans (HVLS)_A_Technical Potential | F12 | Industrial | Other Industrial | Existing | Space Heating | Natural Gas | Destratification Fans (HVLS) | A | Cumulative Winter Peak Savings (MW) | Technical Potential | 0 | 0 | 0 | 0 | 0 | 0 | 0 | 0 | 0 | 0 | 0 | 0 | 0 | 0 | 0 | 0 | 0 | 0 | 0 | 0 | 0 | 0 | 0 | 0 | 0 | 0 | 0 | 0 | 0 | 0 | 0
F13_Industrial_Other Industrial_Existing_Space Heating_Natural Gas_Destratification Fans (HVLS)_A_Technical Potential | F13 | Industrial | Other Industrial | Existing | Space Heating | Natural Gas | Destratification Fans (HVLS) | A | Purchases (Incremental) | Technical Potential | 0 | 0 | 0 | 0 | 0 | 36676.4597 | 36656.3303 | 36440.1547 | 36459.8558 | 36490.0037 | 36026.6182 | 35928.1693 | 35855.2197 | 35285.8511 | 35420.5737 | 35082.7924 | 35087.3453 | 34910.7491 | 34599.3473 | 34640.3321 | 34497.0861 | 34362.9155 | 34237.7091 | 34121.3585 | 34013.7584 | 0 | 0 | 0 | 0 | 0 | 0
F14_Industrial_Other Industrial_Existing_Space Heating_Natural Gas_Destratification Fans (HVLS)_A_Technical Potential | F14 | Industrial | Other Industrial | Existing | Space Heating | Natural Gas | Destratification Fans (HVLS) | A | Purchases (Cumulative) | Technical Potential | 0 | 0 | 0 | 0 | 0 | 36676.4597 | 73332.79 | 109772.9447 | 146232.8004 | 182722.8042 | 218749.4224 | 254677.5917 | 290532.8113 | 325818.6625 | 361239.2362 | 396322.0286 | 431409.3738 | 466320.123 | 500919.4703 | 535559.8024 | 570056.8885 | 604419.8039 | 638657.513 | 672778.8715 | 706792.6299 | 706792.6299 | 706792.6299 | 706792.6299 | 706792.6299 | 706792.6299 | 706792.6299
F1_Industrial_Other Industrial_Existing_Space Heating_Natural Gas_Gas Boiler - Insulate Steam Lines/Condensate Tank_A_Technical Potential | F1 | Industrial | Other Industrial | Existing | Space Heating | Natural Gas | Gas Boiler - Insulate Steam Lines/Condensate Tank | A | Original Unit Energy Savings (kWh or therms) | Technical Potential | 0 | 0 | 0 | 0 | 0 | 21.8568 | 21.7087 | 21.5615 | 21.4136 | 21.266 | 21.1227 | 20.9807 | 20.8403 | 20.7015 | 20.5545 | 20.4196 | 20.2863 | 20.1551 | 20.0259 | 19.8964 | 19.7713 | 19.6411 | 19.5155 | 19.3937 | 19.2712 | 19.1594 | 19.0574 | 18.9643 | 18.8794 | 18.8018 | 18.731
F2_Industrial_Other Industrial_Existing_Space Heating_Natural Gas_Gas Boiler - Insulate Steam Lines/Condensate Tank_A_Technical Potential | F2 | Industrial | Other Industrial | Existing | Space Heating | Natural Gas | Gas Boiler - Insulate Steam Lines/Condensate Tank | A | Original Unit Summer Peak Savings (kW) | Technical Potential | 0 | 0 | 0 | 0 | 0 | 0 | 0 | 0 | 0 | 0 | 0 | 0 | 0 | 0 | 0 | 0 | 0 | 0 | 0 | 0 | 0 | 0 | 0 | 0 | 0 | 0 | 0 | 0 | 0 | 0 | 0
F3_Industrial_Other Industrial_Existing_Space Heating_Natural Gas_Gas Boiler - Insulate Steam Lines/Condensate Tank_A_Technical Potential | F3 | Industrial | Other Industrial | Existing | Space Heating | Natural Gas | Gas Boiler - Insulate Steam Lines/Condensate Tank | A | Original Unit Winter Peak Savings (kW) | Technical Potential | 0 | 0 | 0 | 0 | 0 | 0 | 0 | 0 | 0 | 0 | 0 | 0 | 0 | 0 | 0 | 0 | 0 | 0 | 0 | 0 | 0 | 0 | 0 | 0 | 0 | 0 | 0 | 0 | 0 | 0 | 0
F4_Industrial_Other Industrial_Existing_Space Heating_Natural Gas_Gas Boiler - Insulate Steam Lines/Condensate Tank_A_Technical Potential | F4 | Industrial | Other Industrial | Existing | Space Heating | Natural Gas | Gas Boiler - Insulate Steam Lines/Condensate Tank | A | Standalone Impact on Baseline Energy (%) | Technical Potential | 0% | 0% | 0% | 0% | 0% | 0.006018% | 0.01202% | 0.01808% | 0.02406% | 0.03004% | 0.03643% | 0.04256% | 0.04867% | 0.05549% | 0.06134% | 0.068% | 0.07407% | 0.08049% | 0.08724% | 0.09315% | 0.09953% | 0.1059% | 0.1122% | 0.1185% | 0.0012472 | 0.0012495 | 0.0012516 | 0.0012536 | 0 | 0 | 0
F5_Industrial_Other Industrial_Existing_Space Heating_Natural Gas_Gas Boiler - Insulate Steam Lines/Condensate Tank_A_Technical Potential | F5 | Industrial | Other Industrial | Existing | Space Heating | Natural Gas | Gas Boiler - Insulate Steam Lines/Condensate Tank | A | Standalone Impact on Baseline Summer Peak (%) | Technical Potential | 0% | 0% | 0% | 0% | 0% | 0% | 0% | 0% | 0% | 0% | 0% | 0% | 0% | 0% | 0% | 0% | 0% | 0% | 0% | 0% | 0% | 0% | 0% | 0% | 0 | 0 | 0 | 0 | 0 | 0 | 0
F6_Industrial_Other Industrial_Existing_Space Heating_Natural Gas_Gas Boiler - Insulate Steam Lines/Condensate Tank_A_Technical Potential | F6 | Industrial | Other Industrial | Existing | Space Heating | Natural Gas | Gas Boiler - Insulate Steam Lines/Condensate Tank | A | Standalone Impact on Baseline Winter Peak (%) | Technical Potential | 0% | 0% | 0% | 0% | 0% | 0% | 0% | 0% | 0% | 0% | 0% | 0% | 0% | 0% | 0% | 0% | 0% | 0% | 0% | 0% | 0% | 0% | 0% | 0% | 0 | 0 | 0 | 0 | 0 | 0 | 0
F7_Industrial_Other Industrial_Existing_Space Heating_Natural Gas_Gas Boiler - Insulate Steam Lines/Condensate Tank_A_Technical Potential | F7 | Industrial | Other Industrial | Existing | Space Heating | Natural Gas | Gas Boiler - Insulate Steam Lines/Condensate Tank | A | Incremental Energy Savings (MWh or mTherms) | Technical Potential | 0 | 0 | 0 | 0 | 0 | 0.045513 | 0.04518 | 0.044609 | 0.044327 | 0.044058 | 0.043205 | 0.042797 | 0.042425 | 0.041473 | 0.041336 | 0.040673 | 0.040412 | 0.039949 | 0.039339 | 0.039131 | 0.038724 | 0.038319 | 0.037935 | 0.037571 | 0.037216 | 0 | 0 | 0 | 0 | 0 | 0
F8_Industrial_Other Industrial_Existing_Space Heating_Natural Gas_Gas Boiler - Insulate Steam Lines/Condensate Tank_A_Technical Potential | F8 | Industrial | Other Industrial | Existing | Space Heating | Natural Gas | Gas Boiler - Insulate Steam Lines/Condensate Tank | A | Incremental Summer Peak Savings (MW) | Technical Potential | 0 | 0 | 0 | 0 | 0 | 0 | 0 | 0 | 0 | 0 | 0 | 0 | 0 | 0 | 0 | 0 | 0 | 0 | 0 | 0 | 0 | 0 | 0 | 0 | 0 | 0 | 0 | 0 | 0 | 0 | 0
F9_Industrial_Other Industrial_Existing_Space Heating_Natural Gas_Gas Boiler - Insulate Steam Lines/Condensate Tank_A_Technical Potential | F9 | Industrial | Other Industrial | Existing | Space Heating | Natural Gas | Gas Boiler - Insulate Steam Lines/Condensate Tank | A | Incremental Winter Peak Savings (MW) | Technical Potential | 0 | 0 | 0 | 0 | 0 | 0 | 0 | 0 | 0 | 0 | 0 | 0 | 0 | 0 | 0 | 0 | 0 | 0 | 0 | 0 | 0 | 0 | 0 | 0 | 0 | 0 | 0 | 0 | 0 | 0 | 0
F10_Industrial_Other Industrial_Existing_Space Heating_Natural Gas_Gas Boiler - Insulate Steam Lines/Condensate Tank_A_Technical Potential | F10 | Industrial | Other Industrial | Existing | Space Heating | Natural Gas | Gas Boiler - Insulate Steam Lines/Condensate Tank | A | Cumulative Energy Savings (MWh or mTherms) | Technical Potential | 0 | 0 | 0 | 0 | 0 | 0.045513 | 0.090384 | 0.13438 | 0.17778 | 0.22062 | 0.26234 | 0.30337 | 0.34376 | 0.38295 | 0.42156 | 0.45947 | 0.49688 | 0.53362 | 0.56954 | 0.60498 | 0.6399 | 0.67401 | 0.70763 | 0.74079 | 0.77333 | 0.76884 | 0.76475 | 0.76101 | 0.7576 | 0.75449 | 0.75165
F11_Industrial_Other Industrial_Existing_Space Heating_Natural Gas_Gas Boiler - Insulate Steam Lines/Condensate Tank_A_Technical Potential | F11 | Industrial | Other Industrial | Existing | Space Heating | Natural Gas | Gas Boiler - Insulate Steam Lines/Condensate Tank | A | Cumulative Summer Peak Savings (MW) | Technical Potential | 0 | 0 | 0 | 0 | 0 | 0 | 0 | 0 | 0 | 0 | 0 | 0 | 0 | 0 | 0 | 0 | 0 | 0 | 0 | 0 | 0 | 0 | 0 | 0 | 0 | 0 | 0 | 0 | 0 | 0 | 0
F12_Industrial_Other Industrial_Existing_Space Heating_Natural Gas_Gas Boiler - Insulate Steam Lines/Condensate Tank_A_Technical Potential | F12 | Industrial | Other Industrial | Existing | Space Heating | Natural Gas | Gas Boiler - Insulate Steam Lines/Condensate Tank | A | Cumulative Winter Peak Savings (MW) | Technical Potential | 0 | 0 | 0 | 0 | 0 | 0 | 0 | 0 | 0 | 0 | 0 | 0 | 0 | 0 | 0 | 0 | 0 | 0 | 0 | 0 | 0 | 0 | 0 | 0 | 0 | 0 | 0 | 0 | 0 | 0 | 0
F13_Industrial_Other Industrial_Existing_Space Heating_Natural Gas_Gas Boiler - Insulate Steam Lines/Condensate Tank_A_Technical Potential | F13 | Industrial | Other Industrial | Existing | Space Heating | Natural Gas | Gas Boiler - Insulate Steam Lines/Condensate Tank | A | Purchases (Incremental) | Technical Potential | 0 | 0 | 0 | 0 | 0 | 2.0823 | 2.0812 | 2.0689 | 2.07 | 2.0717 | 2.0454 | 2.0398 | 2.0357 | 2.0034 | 2.011 | 1.9918 | 1.9921 | 1.9821 | 1.9644 | 1.9667 | 1.9586 | 1.951 | 1.9439 | 1.9373 | 1.9311 | 0 | 0 | 0 | 0 | 0 | 0
F14_Industrial_Other Industrial_Existing_Space Heating_Natural Gas_Gas Boiler - Insulate Steam Lines/Condensate Tank_A_Technical Potential | F14 | Industrial | Other Industrial | Existing | Space Heating | Natural Gas | Gas Boiler - Insulate Steam Lines/Condensate Tank | A | Purchases (Cumulative) | Technical Potential | 0 | 0 | 0 | 0 | 0 | 2.0823 | 4.1635 | 6.2324 | 8.3024 | 10.3742 | 12.4196 | 14.4595 | 16.4952 | 18.4985 | 20.5096 | 22.5014 | 24.4935 | 26.4756 | 28.44 | 30.4067 | 32.3653 | 34.3163 | 36.2601 | 38.1974 | 40.1285 | 40.1285 | 40.1285 | 40.1285 | 40.1285 | 40.1285 | 40.1285
F1_Industrial_Other Industrial_Existing_Process_Natural Gas_Gas Boiler - Insulate Steam Lines/Condensate Tank_A_Technical Potential | F1 | Industrial | Other Industrial | Existing | Process | Natural Gas | Gas Boiler - Insulate Steam Lines/Condensate Tank | A | Original Unit Energy Savings (kWh or therms) | Technical Potential | 0 | 0 | 0 | 0 | 0 | 16.8499 | 16.8499 | 16.8499 | 16.8499 | 16.8499 | 16.8499 | 16.8499 | 16.8499 | 16.8499 | 16.8499 | 16.8499 | 16.8499 | 16.8499 | 16.8499 | 16.8499 | 16.8499 | 16.8499 | 16.8499 | 16.8499 | 16.8499 | 16.8499 | 16.8499 | 16.8499 | 16.8499 | 16.8499 | 16.8499
F2_Industrial_Other Industrial_Existing_Process_Natural Gas_Gas Boiler - Insulate Steam Lines/Condensate Tank_A_Technical Potential | F2 | Industrial | Other Industrial | Existing | Process | Natural Gas | Gas Boiler - Insulate Steam Lines/Condensate Tank | A | Original Unit Summer Peak Savings (kW) | Technical Potential | 0 | 0 | 0 | 0 | 0 | 0 | 0 | 0 | 0 | 0 | 0 | 0 | 0 | 0 | 0 | 0 | 0 | 0 | 0 | 0 | 0 | 0 | 0 | 0 | 0 | 0 | 0 | 0 | 0 | 0 | 0
F3_Industrial_Other Industrial_Existing_Process_Natural Gas_Gas Boiler - Insulate Steam Lines/Condensate Tank_A_Technical Potential | F3 | Industrial | Other Industrial | Existing | Process | Natural Gas | Gas Boiler - Insulate Steam Lines/Condensate Tank | A | Original Unit Winter Peak Savings (kW) | Technical Potential | 0 | 0 | 0 | 0 | 0 | 0 | 0 | 0 | 0 | 0 | 0 | 0 | 0 | 0 | 0 | 0 | 0 | 0 | 0 | 0 | 0 | 0 | 0 | 0 | 0 | 0 | 0 | 0 | 0 | 0 | 0
F4_Industrial_Other Industrial_Existing_Process_Natural Gas_Gas Boiler - Insulate Steam Lines/Condensate Tank_A_Technical Potential | F4 | Industrial | Other Industrial | Existing | Process | Natural Gas | Gas Boiler - Insulate Steam Lines/Condensate Tank | A | Standalone Impact on Baseline Energy (%) | Technical Potential | 0% | 0% | 0% | 0% | 0% | 0.03219% | 0.06441% | 0.09698% | 0.1291% | 0.1612% | 0.1955% | 0.2282% | 0.2609% | 0.2973% | 0.3283% | 0.3637% | 0.3958% | 0.43% | 0.4661% | 0.4978% | 0.532% | 0.5663% | 0.6006% | 0.6348% | 0.00669 | 0.0067095 | 0.0067274 | 0.0067438 | 0 | 0 | 0
F5_Industrial_Other Industrial_Existing_Process_Natural Gas_Gas Boiler - Insulate Steam Lines/Condensate Tank_A_Technical Potential | F5 | Industrial | Other Industrial | Existing | Process | Natural Gas | Gas Boiler - Insulate Steam Lines/Condensate Tank | A | Standalone Impact on Baseline Summer Peak (%) | Technical Potential | 0% | 0% | 0% | 0% | 0% | 0% | 0% | 0% | 0% | 0% | 0% | 0% | 0% | 0% | 0% | 0% | 0% | 0% | 0% | 0% | 0% | 0% | 0% | 0% | 0 | 0 | 0 | 0 | 0 | 0 | 0
F6_Industrial_Other Industrial_Existing_Process_Natural Gas_Gas Boiler - Insulate Steam Lines/Condensate Tank_A_Technical Potential | F6 | Industrial | Other Industrial | Existing | Process | Natural Gas | Gas Boiler - Insulate Steam Lines/Condensate Tank | A | Standalone Impact on Baseline Winter Peak (%) | Technical Potential | 0% | 0% | 0% | 0% | 0% | 0% | 0% | 0% | 0% | 0% | 0% | 0% | 0% | 0% | 0% | 0% | 0% | 0% | 0% | 0% | 0% | 0% | 0% | 0% | 0 | 0 | 0 | 0 | 0 | 0 | 0
F7_Industrial_Other Industrial_Existing_Process_Natural Gas_Gas Boiler - Insulate Steam Lines/Condensate Tank_A_Technical Potential | F7 | Industrial | Other Industrial | Existing | Process | Natural Gas | Gas Boiler - Insulate Steam Lines/Condensate Tank | A | Incremental Energy Savings (MWh or mTherms) | Technical Potential | 0 | 0 | 0 | 0 | 0 | 0.50803 | 0.50775 | 0.50476 | 0.50503 | 0.50545 | 0.49903 | 0.49767 | 0.49666 | 0.48877 | 0.49064 | 0.48596 | 0.48602 | 0.48357 | 0.47926 | 0.47983 | 0.47784 | 0.47599 | 0.47425 | 0.47264 | 0.47115 | 0 | 0 | 0 | 0 | 0 | 0
F8_Industrial_Other Industrial_Existing_Process_Natural Gas_Gas Boiler - Insulate Steam Lines/Condensate Tank_A_Technical Potential | F8 | Industrial | Other Industrial | Existing | Process | Natural Gas | Gas Boiler - Insulate Steam Lines/Condensate Tank | A | Incremental Summer Peak Savings (MW) | Technical Potential | 0 | 0 | 0 | 0 | 0 | 0 | 0 | 0 | 0 | 0 | 0 | 0 | 0 | 0 | 0 | 0 | 0 | 0 | 0 | 0 | 0 | 0 | 0 | 0 | 0 | 0 | 0 | 0 | 0 | 0 | 0
F9_Industrial_Other Industrial_Existing_Process_Natural Gas_Gas Boiler - Insulate Steam Lines/Condensate Tank_A_Technical Potential | F9 | Industrial | Other Industrial | Existing | Process | Natural Gas | Gas Boiler - Insulate Steam Lines/Condensate Tank | A | Incremental Winter Peak Savings (MW) | Technical Potential | 0 | 0 | 0 | 0 | 0 | 0 | 0 | 0 | 0 | 0 | 0 | 0 | 0 | 0 | 0 | 0 | 0 | 0 | 0 | 0 | 0 | 0 | 0 | 0 | 0 | 0 | 0 | 0 | 0 | 0 | 0
F10_Industrial_Other Industrial_Existing_Process_Natural Gas_Gas Boiler - Insulate Steam Lines/Condensate Tank_A_Technical Potential | F10 | Industrial | Other Industrial | Existing | Process | Natural Gas | Gas Boiler - Insulate Steam Lines/Condensate Tank | A | Cumulative Energy Savings (MWh or mTherms) | Technical Potential | 0 | 0 | 0 | 0 | 0 | 0.50803 | 1.0158 | 1.5205 | 2.0256 | 2.531 | 3.0301 | 3.5277 | 4.0244 | 4.5131 | 5.0038 | 5.4897 | 5.9758 | 6.4593 | 6.9386 | 7.4184 | 7.8963 | 8.3723 | 8.8465 | 9.3191 | 9.7903 | 9.7903 | 9.7903 | 9.7903 | 9.7903 | 9.7903 | 9.7903
F11_Industrial_Other Industrial_Existing_Process_Natural Gas_Gas Boiler - Insulate Steam Lines/Condensate Tank_A_Technical Potential | F11 | Industrial | Other Industrial | Existing | Process | Natural Gas | Gas Boiler - Insulate Steam Lines/Condensate Tank | A | Cumulative Summer Peak Savings (MW) | Technical Potential | 0 | 0 | 0 | 0 | 0 | 0 | 0 | 0 | 0 | 0 | 0 | 0 | 0 | 0 | 0 | 0 | 0 | 0 | 0 | 0 | 0 | 0 | 0 | 0 | 0 | 0 | 0 | 0 | 0 | 0 | 0
F12_Industrial_Other Industrial_Existing_Process_Natural Gas_Gas Boiler - Insulate Steam Lines/Condensate Tank_A_Technical Potential | F12 | Industrial | Other Industrial | Existing | Process | Natural Gas | Gas Boiler - Insulate Steam Lines/Condensate Tank | A | Cumulative Winter Peak Savings (MW) | Technical Potential | 0 | 0 | 0 | 0 | 0 | 0 | 0 | 0 | 0 | 0 | 0 | 0 | 0 | 0 | 0 | 0 | 0 | 0 | 0 | 0 | 0 | 0 | 0 | 0 | 0 | 0 | 0 | 0 | 0 | 0 | 0
F13_Industrial_Other Industrial_Existing_Process_Natural Gas_Gas Boiler - Insulate Steam Lines/Condensate Tank_A_Technical Potential | F13 | Industrial | Other Industrial | Existing | Process | Natural Gas | Gas Boiler - Insulate Steam Lines/Condensate Tank | A | Purchases (Incremental) | Technical Potential | 0 | 0 | 0 | 0 | 0 | 30.1504 | 30.1339 | 29.9562 | 29.9724 | 29.9971 | 29.6162 | 29.5353 | 29.4753 | 29.0073 | 29.118 | 28.8403 | 28.8441 | 28.6989 | 28.4429 | 28.4766 | 28.3588 | 28.2485 | 28.1456 | 28.05 | 27.9615 | 0 | 0 | 0 | 0 | 0 | 0
F14_Industrial_Other Industrial_Existing_Process_Natural Gas_Gas Boiler - Insulate Steam Lines/Condensate Tank_A_Technical Potential | F14 | Industrial | Other Industrial | Existing | Process | Natural Gas | Gas Boiler - Insulate Steam Lines/Condensate Tank | A | Purchases (Cumulative) | Technical Potential | 0 | 0 | 0 | 0 | 0 | 30.1504 | 60.2843 | 90.2405 | 120.2128 | 150.21 | 179.8262 | 209.3614 | 238.8368 | 267.844 | 296.962 | 325.8023 | 354.6464 | 383.3453 | 411.7882 | 440.2648 | 468.6236 | 496.8722 | 525.0178 | 553.0677 | 581.0292 | 581.0292 | 581.0292 | 581.0292 | 581.0292 | 581.0292 | 581.0292
F1_Industrial_Other Industrial_Existing_Space Heating_Natural Gas_Gas Boiler - Insulate Hot Water Lines_A_Technical Potential | F1 | Industrial | Other Industrial | Existing | Space Heating | Natural Gas | Gas Boiler - Insulate Hot Water Lines | A | Original Unit Energy Savings (kWh or therms) | Technical Potential | 0 | 0 | 0 | 0 | 0 | 24.705 | 24.5376 | 24.3713 | 24.2041 | 24.0373 | 23.8752 | 23.7148 | 23.5561 | 23.3992 | 23.2331 | 23.0806 | 22.9299 | 22.7816 | 22.6356 | 22.4892 | 22.3478 | 22.2007 | 22.0586 | 21.921 | 21.7825 | 21.6562 | 21.5409 | 21.4356 | 21.3396 | 21.252 | 21.1719
F2_Industrial_Other Industrial_Existing_Space Heating_Natural Gas_Gas Boiler - Insulate Hot Water Lines_A_Technical Potential | F2 | Industrial | Other Industrial | Existing | Space Heating | Natural Gas | Gas Boiler - Insulate Hot Water Lines | A | Original Unit Summer Peak Savings (kW) | Technical Potential | 0 | 0 | 0 | 0 | 0 | 0 | 0 | 0 | 0 | 0 | 0 | 0 | 0 | 0 | 0 | 0 | 0 | 0 | 0 | 0 | 0 | 0 | 0 | 0 | 0 | 0 | 0 | 0 | 0 | 0 | 0
F3_Industrial_Other Industrial_Existing_Space Heating_Natural Gas_Gas Boiler - Insulate Hot Water Lines_A_Technical Potential | F3 | Industrial | Other Industrial | Existing | Space Heating | Natural Gas | Gas Boiler - Insulate Hot Water Lines | A | Original Unit Winter Peak Savings (kW) | Technical Potential | 0 | 0 | 0 | 0 | 0 | 0 | 0 | 0 | 0 | 0 | 0 | 0 | 0 | 0 | 0 | 0 | 0 | 0 | 0 | 0 | 0 | 0 | 0 | 0 | 0 | 0 | 0 | 0 | 0 | 0 | 0
F4_Industrial_Other Industrial_Existing_Space Heating_Natural Gas_Gas Boiler - Insulate Hot Water Lines_A_Technical Potential | F4 | Industrial | Other Industrial | Existing | Space Heating | Natural Gas | Gas Boiler - Insulate Hot Water Lines | A | Standalone Impact on Baseline Energy (%) | Technical Potential | 0% | 0% | 0% | 0% | 0% | 0.0136% | 0.02716% | 0.04087% | 0.0544% | 0.06791% | 0.08236% | 0.0962% | 0.11% | 0.1255% | 0.1387% | 0.1537% | 0.1674% | 0.182% | 0.1972% | 0.2106% | 0.225% | 0.2394% | 0.2537% | 0.2679% | 0.0028194 | 0.0028246 | 0.0028294 | 0.002834 | 0 | 0 | 0
F5_Industrial_Other Industrial_Existing_Space Heating_Natural Gas_Gas Boiler - Insulate Hot Water Lines_A_Technical Potential | F5 | Industrial | Other Industrial | Existing | Space Heating | Natural Gas | Gas Boiler - Insulate Hot Water Lines | A | Standalone Impact on Baseline Summer Peak (%) | Technical Potential | 0% | 0% | 0% | 0% | 0% | 0% | 0% | 0% | 0% | 0% | 0% | 0% | 0% | 0% | 0% | 0% | 0% | 0% | 0% | 0% | 0% | 0% | 0% | 0% | 0 | 0 | 0 | 0 | 0 | 0 | 0
F6_Industrial_Other Industrial_Existing_Space Heating_Natural Gas_Gas Boiler - Insulate Hot Water Lines_A_Technical Potential | F6 | Industrial | Other Industrial | Existing | Space Heating | Natural Gas | Gas Boiler - Insulate Hot Water Lines | A | Standalone Impact on Baseline Winter Peak (%) | Technical Potential | 0% | 0% | 0% | 0% | 0% | 0% | 0% | 0% | 0% | 0% | 0% | 0% | 0% | 0% | 0% | 0% | 0% | 0% | 0% | 0% | 0% | 0% | 0% | 0% | 0 | 0 | 0 | 0 | 0 | 0 | 0
F7_Industrial_Other Industrial_Existing_Space Heating_Natural Gas_Gas Boiler - Insulate Hot Water Lines_A_Technical Potential | F7 | Industrial | Other Industrial | Existing | Space Heating | Natural Gas | Gas Boiler - Insulate Hot Water Lines | A | Incremental Energy Savings (MWh or mTherms) | Technical Potential | 0 | 0 | 0 | 0 | 0 | 0.10289 | 0.10213 | 0.10084 | 0.10021 | 0.099598 | 0.09767 | 0.096749 | 0.095906 | 0.093754 | 0.093444 | 0.091946 | 0.091357 | 0.09031 | 0.08893 | 0.08846 | 0.08754 | 0.086626 | 0.085758 | 0.084933 | 0.084131 | 0 | 0 | 0 | 0 | 0 | 0
F8_Industrial_Other Industrial_Existing_Space Heating_Natural Gas_Gas Boiler - Insulate Hot Water Lines_A_Technical Potential | F8 | Industrial | Other Industrial | Existing | Space Heating | Natural Gas | Gas Boiler - Insulate Hot Water Lines | A | Incremental Summer Peak Savings (MW) | Technical Potential | 0 | 0 | 0 | 0 | 0 | 0 | 0 | 0 | 0 | 0 | 0 | 0 | 0 | 0 | 0 | 0 | 0 | 0 | 0 | 0 | 0 | 0 | 0 | 0 | 0 | 0 | 0 | 0 | 0 | 0 | 0
F9_Industrial_Other Industrial_Existing_Space Heating_Natural Gas_Gas Boiler - Insulate Hot Water Lines_A_Technical Potential | F9 | Industrial | Other Industrial | Existing | Space Heating | Natural Gas | Gas Boiler - Insulate Hot Water Lines | A | Incremental Winter Peak Savings (MW) | Technical Potential | 0 | 0 | 0 | 0 | 0 | 0 | 0 | 0 | 0 | 0 | 0 | 0 | 0 | 0 | 0 | 0 | 0 | 0 | 0 | 0 | 0 | 0 | 0 | 0 | 0 | 0 | 0 | 0 | 0 | 0 | 0
F10_Industrial_Other Industrial_Existing_Space Heating_Natural Gas_Gas Boiler - Insulate Hot Water Lines_A_Technical Potential | F10 | Industrial | Other Industrial | Existing | Space Heating | Natural Gas | Gas Boiler - Insulate Hot Water Lines | A | Cumulative Energy Savings (MWh or mTherms) | Technical Potential | 0 | 0 | 0 | 0 | 0 | 0.10289 | 0.20433 | 0.30378 | 0.40191 | 0.49874 | 0.59304 | 0.68581 | 0.77712 | 0.8657 | 0.953 | 1.0387 | 1.1233 | 1.2063 | 1.2875 | 1.3676 | 1.4466 | 1.5237 | 1.5997 | 1.6747 | 1.7482 | 1.7381 | 1.7288 | 1.7204 | 1.7127 | 1.7056 | 1.6992
F11_Industrial_Other Industrial_Existing_Space Heating_Natural Gas_Gas Boiler - Insulate Hot Water Lines_A_Technical Potential | F11 | Industrial | Other Industrial | Existing | Space Heating | Natural Gas | Gas Boiler - Insulate Hot Water Lines | A | Cumulative Summer Peak Savings (MW) | Technical Potential | 0 | 0 | 0 | 0 | 0 | 0 | 0 | 0 | 0 | 0 | 0 | 0 | 0 | 0 | 0 | 0 | 0 | 0 | 0 | 0 | 0 | 0 | 0 | 0 | 0 | 0 | 0 | 0 | 0 | 0 | 0
F12_Industrial_Other Industrial_Existing_Space Heating_Natural Gas_Gas Boiler - Insulate Hot Water Lines_A_Technical Potential | F12 | Industrial | Other Industrial | Existing | Space Heating | Natural Gas | Gas Boiler - Insulate Hot Water Lines | A | Cumulative Winter Peak Savings (MW) | Technical Potential | 0 | 0 | 0 | 0 | 0 | 0 | 0 | 0 | 0 | 0 | 0 | 0 | 0 | 0 | 0 | 0 | 0 | 0 | 0 | 0 | 0 | 0 | 0 | 0 | 0 | 0 | 0 | 0 | 0 | 0 | 0
F13_Industrial_Other Industrial_Existing_Space Heating_Natural Gas_Gas Boiler - Insulate Hot Water Lines_A_Technical Potential | F13 | Industrial | Other Industrial | Existing | Space Heating | Natural Gas | Gas Boiler - Insulate Hot Water Lines | A | Purchases (Incremental) | Technical Potential | 0 | 0 | 0 | 0 | 0 | 4.1647 | 4.1624 | 4.1378 | 4.1401 | 4.1435 | 4.0909 | 4.0797 | 4.0714 | 4.0067 | 4.022 | 3.9837 | 3.9842 | 3.9642 | 3.9288 | 3.9334 | 3.9172 | 3.9019 | 3.8877 | 3.8745 | 3.8623 | 0 | 0 | 0 | 0 | 0 | 0
F14_Industrial_Other Industrial_Existing_Space Heating_Natural Gas_Gas Boiler - Insulate Hot Water Lines_A_Technical Potential | F14 | Industrial | Other Industrial | Existing | Space Heating | Natural Gas | Gas Boiler - Insulate Hot Water Lines | A | Purchases (Cumulative) | Technical Potential | 0 | 0 | 0 | 0 | 0 | 4.1647 | 8.327 | 12.4648 | 16.6049 | 20.7484 | 24.8392 | 28.9189 | 32.9903 | 36.9971 | 41.0191 | 45.0028 | 48.987 | 52.9512 | 56.88 | 60.8134 | 64.7306 | 68.6325 | 72.5203 | 76.3948 | 80.2571 | 80.2571 | 80.2571 | 80.2571 | 80.2571 | 80.2571 | 80.2571
F1_Industrial_Other Industrial_Existing_Process_Natural Gas_Gas Boiler - Insulate Hot Water Lines_A_Technical Potential | F1 | Industrial | Other Industrial | Existing | Process | Natural Gas | Gas Boiler - Insulate Hot Water Lines | A | Original Unit Energy Savings (kWh or therms) | Technical Potential | 0 | 0 | 0 | 0 | 0 | 19.0457 | 19.0457 | 19.0457 | 19.0457 | 19.0457 | 19.0457 | 19.0457 | 19.0457 | 19.0457 | 19.0457 | 19.0457 | 19.0457 | 19.0457 | 19.0457 | 19.0457 | 19.0457 | 19.0457 | 19.0457 | 19.0457 | 19.0457 | 19.0457 | 19.0457 | 19.0457 | 19.0457 | 19.0457 | 19.0457
F2_Industrial_Other Industrial_Existing_Process_Natural Gas_Gas Boiler - Insulate Hot Water Lines_A_Technical Potential | F2 | Industrial | Other Industrial | Existing | Process | Natural Gas | Gas Boiler - Insulate Hot Water Lines | A | Original Unit Summer Peak Savings (kW) | Technical Potential | 0 | 0 | 0 | 0 | 0 | 0 | 0 | 0 | 0 | 0 | 0 | 0 | 0 | 0 | 0 | 0 | 0 | 0 | 0 | 0 | 0 | 0 | 0 | 0 | 0 | 0 | 0 | 0 | 0 | 0 | 0
F3_Industrial_Other Industrial_Existing_Process_Natural Gas_Gas Boiler - Insulate Hot Water Lines_A_Technical Potential | F3 | Industrial | Other Industrial | Existing | Process | Natural Gas | Gas Boiler - Insulate Hot Water Lines | A | Original Unit Winter Peak Savings (kW) | Technical Potential | 0 | 0 | 0 | 0 | 0 | 0 | 0 | 0 | 0 | 0 | 0 | 0 | 0 | 0 | 0 | 0 | 0 | 0 | 0 | 0 | 0 | 0 | 0 | 0 | 0 | 0 | 0 | 0 | 0 | 0 | 0
F4_Industrial_Other Industrial_Existing_Process_Natural Gas_Gas Boiler - Insulate Hot Water Lines_A_Technical Potential | F4 | Industrial | Other Industrial | Existing | Process | Natural Gas | Gas Boiler - Insulate Hot Water Lines | A | Standalone Impact on Baseline Energy (%) | Technical Potential | 0% | 0% | 0% | 0% | 0% | 0.07278% | 0.1456% | 0.2192% | 0.2919% | 0.3644% | 0.4419% | 0.5159% | 0.5897% | 0.672% | 0.7423% | 0.8222% | 0.8949% | 0.9722% | 1.054% | 1.125% | 1.203% | 1.28% | 1.358% | 1.435% | 0.015124 | 0.015168 | 0.015208 | 0.015245 | 0 | 0 | 0
F5_Industrial_Other Industrial_Existing_Process_Natural Gas_Gas Boiler - Insulate Hot Water Lines_A_Technical Potential | F5 | Industrial | Other Industrial | Existing | Process | Natural Gas | Gas Boiler - Insulate Hot Water Lines | A | Standalone Impact on Baseline Summer Peak (%) | Technical Potential | 0% | 0% | 0% | 0% | 0% | 0% | 0% | 0% | 0% | 0% | 0% | 0% | 0% | 0% | 0% | 0% | 0% | 0% | 0% | 0% | 0% | 0% | 0% | 0% | 0 | 0 | 0 | 0 | 0 | 0 | 0
F6_Industrial_Other Industrial_Existing_Process_Natural Gas_Gas Boiler - Insulate Hot Water Lines_A_Technical Potential | F6 | Industrial | Other Industrial | Existing | Process | Natural Gas | Gas Boiler - Insulate Hot Water Lines | A | Standalone Impact on Baseline Winter Peak (%) | Technical Potential | 0% | 0% | 0% | 0% | 0% | 0% | 0% | 0% | 0% | 0% | 0% | 0% | 0% | 0% | 0% | 0% | 0% | 0% | 0% | 0% | 0% | 0% | 0% | 0% | 0 | 0 | 0 | 0 | 0 | 0 | 0
F7_Industrial_Other Industrial_Existing_Process_Natural Gas_Gas Boiler - Insulate Hot Water Lines_A_Technical Potential | F7 | Industrial | Other Industrial | Existing | Process | Natural Gas | Gas Boiler - Insulate Hot Water Lines | A | Incremental Energy Savings (MWh or mTherms) | Technical Potential | 0 | 0 | 0 | 0 | 0 | 1.1485 | 1.1478 | 1.1411 | 1.1417 | 1.1426 | 1.1281 | 1.125 | 1.1228 | 1.1049 | 1.1091 | 1.0986 | 1.0987 | 1.0932 | 1.0834 | 1.0847 | 1.0802 | 1.076 | 1.0721 | 1.0685 | 1.0651 | 0 | 0 | 0 | 0 | 0 | 0
F8_Industrial_Other Industrial_Existing_Process_Natural Gas_Gas Boiler - Insulate Hot Water Lines_A_Technical Potential | F8 | Industrial | Other Industrial | Existing | Process | Natural Gas | Gas Boiler - Insulate Hot Water Lines | A | Incremental Summer Peak Savings (MW) | Technical Potential | 0 | 0 | 0 | 0 | 0 | 0 | 0 | 0 | 0 | 0 | 0 | 0 | 0 | 0 | 0 | 0 | 0 | 0 | 0 | 0 | 0 | 0 | 0 | 0 | 0 | 0 | 0 | 0 | 0 | 0 | 0
F9_Industrial_Other Industrial_Existing_Process_Natural Gas_Gas Boiler - Insulate Hot Water Lines_A_Technical Potential | F9 | Industrial | Other Industrial | Existing | Process | Natural Gas | Gas Boiler - Insulate Hot Water Lines | A | Incremental Winter Peak Savings (MW) | Technical Potential | 0 | 0 | 0 | 0 | 0 | 0 | 0 | 0 | 0 | 0 | 0 | 0 | 0 | 0 | 0 | 0 | 0 | 0 | 0 | 0 | 0 | 0 | 0 | 0 | 0 | 0 | 0 | 0 | 0 | 0 | 0
F10_Industrial_Other Industrial_Existing_Process_Natural Gas_Gas Boiler - Insulate Hot Water Lines_A_Technical Potential | F10 | Industrial | Other Industrial | Existing | Process | Natural Gas | Gas Boiler - Insulate Hot Water Lines | A | Cumulative Energy Savings (MWh or mTherms) | Technical Potential | 0 | 0 | 0 | 0 | 0 | 1.1485 | 2.2963 | 3.4374 | 4.5791 | 5.7217 | 6.8498 | 7.9749 | 9.0976 | 10.2026 | 11.3117 | 12.4103 | 13.509 | 14.6022 | 15.6856 | 16.7703 | 17.8505 | 18.9266 | 19.9987 | 21.0671 | 22.1322 | 22.1322 | 22.1322 | 22.1322 | 22.1322 | 22.1322 | 22.1322
F11_Industrial_Other Industrial_Existing_Process_Natural Gas_Gas Boiler - Insulate Hot Water Lines_A_Technical Potential | F11 | Industrial | Other Industrial | Existing | Process | Natural Gas | Gas Boiler - Insulate Hot Water Lines | A | Cumulative Summer Peak Savings (MW) | Technical Potential | 0 | 0 | 0 | 0 | 0 | 0 | 0 | 0 | 0 | 0 | 0 | 0 | 0 | 0 | 0 | 0 | 0 | 0 | 0 | 0 | 0 | 0 | 0 | 0 | 0 | 0 | 0 | 0 | 0 | 0 | 0
F12_Industrial_Other Industrial_Existing_Process_Natural Gas_Gas Boiler - Insulate Hot Water Lines_A_Technical Potential | F12 | Industrial | Other Industrial | Existing | Process | Natural Gas | Gas Boiler - Insulate Hot Water Lines | A | Cumulative Winter Peak Savings (MW) | Technical Potential | 0 | 0 | 0 | 0 | 0 | 0 | 0 | 0 | 0 | 0 | 0 | 0 | 0 | 0 | 0 | 0 | 0 | 0 | 0 | 0 | 0 | 0 | 0 | 0 | 0 | 0 | 0 | 0 | 0 | 0 | 0
F13_Industrial_Other Industrial_Existing_Process_Natural Gas_Gas Boiler - Insulate Hot Water Lines_A_Technical Potential | F13 | Industrial | Other Industrial | Existing | Process | Natural Gas | Gas Boiler - Insulate Hot Water Lines | A | Purchases (Incremental) | Technical Potential | 0 | 0 | 0 | 0 | 0 | 60.3008 | 60.2677 | 59.9123 | 59.9447 | 59.9943 | 59.2324 | 59.0706 | 58.9506 | 58.0145 | 58.236 | 57.6806 | 57.6881 | 57.3978 | 56.8858 | 56.9532 | 56.7177 | 56.4971 | 56.2912 | 56.0999 | 55.923 | 0 | 0 | 0 | 0 | 0 | 0
F14_Industrial_Other Industrial_Existing_Process_Natural Gas_Gas Boiler - Insulate Hot Water Lines_A_Technical Potential | F14 | Industrial | Other Industrial | Existing | Process | Natural Gas | Gas Boiler - Insulate Hot Water Lines | A | Purchases (Cumulative) | Technical Potential | 0 | 0 | 0 | 0 | 0 | 60.3008 | 120.5686 | 180.4809 | 240.4256 | 300.4199 | 359.6523 | 418.7229 | 477.6735 | 535.688 | 593.924 | 651.6047 | 709.2928 | 766.6906 | 823.5764 | 880.5296 | 937.2473 | 993.7443 | 1050.0356 | 1106.1355 | 1162.0585 | 1162.0585 | 1162.0585 | 1162.0585 | 1162.0585 | 1162.0585 | 1162.0585
F1_Industrial_Other Industrial_Existing_Process_Natural Gas_Process - Insulate Heated Process Fluids_A_Technical Potential | F1 | Industrial | Other Industrial | Existing | Process | Natural Gas | Process - Insulate Heated Process Fluids | A | Original Unit Energy Savings (kWh or therms) | Technical Potential | 0 | 0 | 0 | 0 | 0 | 13.6092 | 13.6092 | 13.6092 | 13.6092 | 13.6092 | 13.6092 | 13.6092 | 13.6092 | 13.6092 | 13.6092 | 13.6092 | 13.6092 | 13.6092 | 13.6092 | 13.6092 | 13.6092 | 13.6092 | 13.6092 | 13.6092 | 13.6092 | 13.6092 | 13.6092 | 13.6092 | 13.6092 | 13.6092 | 13.6092
F2_Industrial_Other Industrial_Existing_Process_Natural Gas_Process - Insulate Heated Process Fluids_A_Technical Potential | F2 | Industrial | Other Industrial | Existing | Process | Natural Gas | Process - Insulate Heated Process Fluids | A | Original Unit Summer Peak Savings (kW) | Technical Potential | 0 | 0 | 0 | 0 | 0 | 0 | 0 | 0 | 0 | 0 | 0 | 0 | 0 | 0 | 0 | 0 | 0 | 0 | 0 | 0 | 0 | 0 | 0 | 0 | 0 | 0 | 0 | 0 | 0 | 0 | 0
F3_Industrial_Other Industrial_Existing_Process_Natural Gas_Process - Insulate Heated Process Fluids_A_Technical Potential | F3 | Industrial | Other Industrial | Existing | Process | Natural Gas | Process - Insulate Heated Process Fluids | A | Original Unit Winter Peak Savings (kW) | Technical Potential | 0 | 0 | 0 | 0 | 0 | 0 | 0 | 0 | 0 | 0 | 0 | 0 | 0 | 0 | 0 | 0 | 0 | 0 | 0 | 0 | 0 | 0 | 0 | 0 | 0 | 0 | 0 | 0 | 0 | 0 | 0
F4_Industrial_Other Industrial_Existing_Process_Natural Gas_Process - Insulate Heated Process Fluids_A_Technical Potential | F4 | Industrial | Other Industrial | Existing | Process | Natural Gas | Process - Insulate Heated Process Fluids | A | Standalone Impact on Baseline Energy (%) | Technical Potential | 0% | 0% | 0% | 0% | 0% | 0.05688% | 0.1138% | 0.1714% | 0.2281% | 0.2848% | 0.3397% | 0.3816% | 0.4151% | 0.448% | 0.4673% | 0.4886% | 0.5019% | 0.5152% | 0.5284% | 0.5347% | 0.5424% | 0.5445% | 0.5465% | 0.5484% | 0.0055015 | 0.0055175 | 0.0055323 | 0.0055457 | 0 | 0 | 0
F5_Industrial_Other Industrial_Existing_Process_Natural Gas_Process - Insulate Heated Process Fluids_A_Technical Potential | F5 | Industrial | Other Industrial | Existing | Process | Natural Gas | Process - Insulate Heated Process Fluids | A | Standalone Impact on Baseline Summer Peak (%) | Technical Potential | 0% | 0% | 0% | 0% | 0% | 0% | 0% | 0% | 0% | 0% | 0% | 0% | 0% | 0% | 0% | 0% | 0% | 0% | 0% | 0% | 0% | 0% | 0% | 0% | 0 | 0 | 0 | 0 | 0 | 0 | 0
F6_Industrial_Other Industrial_Existing_Process_Natural Gas_Process - Insulate Heated Process Fluids_A_Technical Potential | F6 | Industrial | Other Industrial | Existing | Process | Natural Gas | Process - Insulate Heated Process Fluids | A | Standalone Impact on Baseline Winter Peak (%) | Technical Potential | 0% | 0% | 0% | 0% | 0% | 0% | 0% | 0% | 0% | 0% | 0% | 0% | 0% | 0% | 0% | 0% | 0% | 0% | 0% | 0% | 0% | 0% | 0% | 0% | 0 | 0 | 0 | 0 | 0 | 0 | 0
F7_Industrial_Other Industrial_Existing_Process_Natural Gas_Process - Insulate Heated Process Fluids_A_Technical Potential | F7 | Industrial | Other Industrial | Existing | Process | Natural Gas | Process - Insulate Heated Process Fluids | A | Incremental Energy Savings (MWh or mTherms) | Technical Potential | 0 | 0 | 0 | 0 | 0 | 0.89758 | 0.89709 | 0.8918 | 0.89228 | 0.89302 | 0.79351 | 0.63307 | 0.50543 | 0.39792 | 0.31955 | 0.2532 | 0.20259 | 0.16126 | 0.12785 | 0.1024 | 0.081585 | 0.00055431 | 0.00019725 | 6.7014e-05 | 2.1784e-05 | 1.8462e-05 | 1.8413e-05 | 1.8368e-05 | 1.8328e-05 | 1.8293e-05 | 1.8262e-05
F8_Industrial_Other Industrial_Existing_Process_Natural Gas_Process - Insulate Heated Process Fluids_A_Technical Potential | F8 | Industrial | Other Industrial | Existing | Process | Natural Gas | Process - Insulate Heated Process Fluids | A | Incremental Summer Peak Savings (MW) | Technical Potential | 0 | 0 | 0 | 0 | 0 | 0 | 0 | 0 | 0 | 0 | 0 | 0 | 0 | 0 | 0 | 0 | 0 | 0 | 0 | 0 | 0 | 0 | 0 | 0 | 0 | 0 | 0 | 0 | 0 | 0 | 0
F9_Industrial_Other Industrial_Existing_Process_Natural Gas_Process - Insulate Heated Process Fluids_A_Technical Potential | F9 | Industrial | Other Industrial | Existing | Process | Natural Gas | Process - Insulate Heated Process Fluids | A | Incremental Winter Peak Savings (MW) | Technical Potential | 0 | 0 | 0 | 0 | 0 | 0 | 0 | 0 | 0 | 0 | 0 | 0 | 0 | 0 | 0 | 0 | 0 | 0 | 0 | 0 | 0 | 0 | 0 | 0 | 0 | 0 | 0 | 0 | 0 | 0 | 0
F10_Industrial_Other Industrial_Existing_Process_Natural Gas_Process - Insulate Heated Process Fluids_A_Technical Potential | F10 | Industrial | Other Industrial | Existing | Process | Natural Gas | Process - Insulate Heated Process Fluids | A | Cumulative Energy Savings (MWh or mTherms) | Technical Potential | 0 | 0 | 0 | 0 | 0 | 0.89758 | 1.7947 | 2.6865 | 3.5787 | 4.4718 | 5.2653 | 5.8983 | 6.4038 | 6.8017 | 7.1212 | 7.3744 | 7.577 | 7.7383 | 7.8661 | 7.9686 | 8.0501 | 8.0507 | 8.0509 | 8.051 | 8.051 | 8.051 | 8.051 | 8.051 | 8.051 | 8.0511 | 8.0511
F11_Industrial_Other Industrial_Existing_Process_Natural Gas_Process - Insulate Heated Process Fluids_A_Technical Potential | F11 | Industrial | Other Industrial | Existing | Process | Natural Gas | Process - Insulate Heated Process Fluids | A | Cumulative Summer Peak Savings (MW) | Technical Potential | 0 | 0 | 0 | 0 | 0 | 0 | 0 | 0 | 0 | 0 | 0 | 0 | 0 | 0 | 0 | 0 | 0 | 0 | 0 | 0 | 0 | 0 | 0 | 0 | 0 | 0 | 0 | 0 | 0 | 0 | 0
F12_Industrial_Other Industrial_Existing_Process_Natural Gas_Process - Insulate Heated Process Fluids_A_Technical Potential | F12 | Industrial | Other Industrial | Existing | Process | Natural Gas | Process - Insulate Heated Process Fluids | A | Cumulative Winter Peak Savings (MW) | Technical Potential | 0 | 0 | 0 | 0 | 0 | 0 | 0 | 0 | 0 | 0 | 0 | 0 | 0 | 0 | 0 | 0 | 0 | 0 | 0 | 0 | 0 | 0 | 0 | 0 | 0 | 0 | 0 | 0 | 0 | 0 | 0
F13_Industrial_Other Industrial_Existing_Process_Natural Gas_Process - Insulate Heated Process Fluids_A_Technical Potential | F13 | Industrial | Other Industrial | Existing | Process | Natural Gas | Process - Insulate Heated Process Fluids | A | Purchases (Incremental) | Technical Potential | 0 | 0 | 0 | 0 | 0 | 65.9538 | 65.9176 | 65.5289 | 65.5643 | 65.6185 | 58.3067 | 46.5179 | 37.1388 | 29.2392 | 23.4807 | 18.6054 | 14.8863 | 11.8491 | 9.3947 | 7.5247 | 5.9948 | 0.04073 | 0.014494 | 0.0049242 | 0.0016007 | 0.0013566 | 0.001353 | 0.0013497 | 0.0013468 | 0.0013441 | 0.0013419
F14_Industrial_Other Industrial_Existing_Process_Natural Gas_Process - Insulate Heated Process Fluids_A_Technical Potential | F14 | Industrial | Other Industrial | Existing | Process | Natural Gas | Process - Insulate Heated Process Fluids | A | Purchases (Cumulative) | Technical Potential | 0 | 0 | 0 | 0 | 0 | 65.9538 | 131.8714 | 197.4003 | 262.9646 | 328.5831 | 386.8898 | 433.4077 | 470.5464 | 499.7856 | 523.2663 | 541.8717 | 556.7579 | 568.607 | 578.0017 | 585.5264 | 591.5212 | 591.5619 | 591.5764 | 591.5813 | 591.5829 | 591.5843 | 591.5857 | 591.587 | 591.5883 | 591.5897 | 591.591
F1_Industrial_Other Industrial_Existing_Process_Natural Gas_Process Heat Recovery_A_Technical Potential | F1 | Industrial | Other Industrial | Existing | Process | Natural Gas | Process Heat Recovery | A | Original Unit Energy Savings (kWh or therms) | Technical Potential | 0 | 0 | 0 | 0 | 0 | 0.033147 | 0.033147 | 0.033147 | 0.033147 | 0.033147 | 0.033147 | 0.033147 | 0.033147 | 0.033147 | 0.033147 | 0.033147 | 0.033147 | 0.033147 | 0.033147 | 0.033147 | 0.033147 | 0.033147 | 0.033147 | 0.033147 | 0.033147 | 0.033147 | 0.033147 | 0.033147 | 0 | 0 | 0
F2_Industrial_Other Industrial_Existing_Process_Natural Gas_Process Heat Recovery_A_Technical Potential | F2 | Industrial | Other Industrial | Existing | Process | Natural Gas | Process Heat Recovery | A | Original Unit Summer Peak Savings (kW) | Technical Potential | 0 | 0 | 0 | 0 | 0 | 0 | 0 | 0 | 0 | 0 | 0 | 0 | 0 | 0 | 0 | 0 | 0 | 0 | 0 | 0 | 0 | 0 | 0 | 0 | 0 | 0 | 0 | 0 | 0 | 0 | 0
F3_Industrial_Other Industrial_Existing_Process_Natural Gas_Process Heat Recovery_A_Technical Potential | F3 | Industrial | Other Industrial | Existing | Process | Natural Gas | Process Heat Recovery | A | Original Unit Winter Peak Savings (kW) | Technical Potential | 0 | 0 | 0 | 0 | 0 | 0 | 0 | 0 | 0 | 0 | 0 | 0 | 0 | 0 | 0 | 0 | 0 | 0 | 0 | 0 | 0 | 0 | 0 | 0 | 0 | 0 | 0 | 0 | 0 | 0 | 0
F4_Industrial_Other Industrial_Existing_Process_Natural Gas_Process Heat Recovery_A_Technical Potential | F4 | Industrial | Other Industrial | Existing | Process | Natural Gas | Process Heat Recovery | A | Standalone Impact on Baseline Energy (%) | Technical Potential | 0% | 0% | 0% | 0% | 0% | 0.004987% | 0.009978% | 0.01502% | 0.02% | 0.02497% | 0.02978% | 0.03346% | 0.0364% | 0.03928% | 0.04097% | 0.04284% | 0.04401% | 0.04517% | 0.04633% | 0.04688% | 0.04756% | 0.04775% | 0.04792% | 0.04809% | 0.00048238 | 0.00048379 | 0.00048508 | 0.00048626 | 0 | 0 | 0
F5_Industrial_Other Industrial_Existing_Process_Natural Gas_Process Heat Recovery_A_Technical Potential | F5 | Industrial | Other Industrial | Existing | Process | Natural Gas | Process Heat Recovery | A | Standalone Impact on Baseline Summer Peak (%) | Technical Potential | 0% | 0% | 0% | 0% | 0% | 0% | 0% | 0% | 0% | 0% | 0% | 0% | 0% | 0% | 0% | 0% | 0% | 0% | 0% | 0% | 0% | 0% | 0% | 0% | 0 | 0 | 0 | 0 | 0 | 0 | 0
F6_Industrial_Other Industrial_Existing_Process_Natural Gas_Process Heat Recovery_A_Technical Potential | F6 | Industrial | Other Industrial | Existing | Process | Natural Gas | Process Heat Recovery | A | Standalone Impact on Baseline Winter Peak (%) | Technical Potential | 0% | 0% | 0% | 0% | 0% | 0% | 0% | 0% | 0% | 0% | 0% | 0% | 0% | 0% | 0% | 0% | 0% | 0% | 0% | 0% | 0% | 0% | 0% | 0% | 0 | 0 | 0 | 0 | 0 | 0 | 0
F7_Industrial_Other Industrial_Existing_Process_Natural Gas_Process Heat Recovery_A_Technical Potential | F7 | Industrial | Other Industrial | Existing | Process | Natural Gas | Process Heat Recovery | A | Incremental Energy Savings (MWh or mTherms) | Technical Potential | 0 | 0 | 0 | 0 | 0 | 0.078702 | 0.078659 | 0.078195 | 0.078237 | 0.078302 | 0.069577 | 0.055509 | 0.044317 | 0.034891 | 0.028019 | 0.022202 | 0.017764 | 0.014139 | 0.011211 | 0.0089791 | 0.0071536 | 4.8603e-05 | 1.7295e-05 | 5.876e-06 | 1.91e-06 | 1.6188e-06 | 1.6145e-06 | 1.6106e-06 | 0 | 0 | 0
F8_Industrial_Other Industrial_Existing_Process_Natural Gas_Process Heat Recovery_A_Technical Potential | F8 | Industrial | Other Industrial | Existing | Process | Natural Gas | Process Heat Recovery | A | Incremental Summer Peak Savings (MW) | Technical Potential | 0 | 0 | 0 | 0 | 0 | 0 | 0 | 0 | 0 | 0 | 0 | 0 | 0 | 0 | 0 | 0 | 0 | 0 | 0 | 0 | 0 | 0 | 0 | 0 | 0 | 0 | 0 | 0 | 0 | 0 | 0
F9_Industrial_Other Industrial_Existing_Process_Natural Gas_Process Heat Recovery_A_Technical Potential | F9 | Industrial | Other Industrial | Existing | Process | Natural Gas | Process Heat Recovery | A | Incremental Winter Peak Savings (MW) | Technical Potential | 0 | 0 | 0 | 0 | 0 | 0 | 0 | 0 | 0 | 0 | 0 | 0 | 0 | 0 | 0 | 0 | 0 | 0 | 0 | 0 | 0 | 0 | 0 | 0 | 0 | 0 | 0 | 0 | 0 | 0 | 0
F10_Industrial_Other Industrial_Existing_Process_Natural Gas_Process Heat Recovery_A_Technical Potential | F10 | Industrial | Other Industrial | Existing | Process | Natural Gas | Process Heat Recovery | A | Cumulative Energy Savings (MWh or mTherms) | Technical Potential | 0 | 0 | 0 | 0 | 0 | 0.078702 | 0.15736 | 0.23555 | 0.31379 | 0.39209 | 0.46167 | 0.51718 | 0.5615 | 0.59639 | 0.62441 | 0.64661 | 0.66437 | 0.67851 | 0.68972 | 0.6987 | 0.70585 | 0.7059 | 0.70592 | 0.70593 | 0.70593 | 0.70593 | 0.70593 | 0.70593 | 0 | 0 | 0
F11_Industrial_Other Industrial_Existing_Process_Natural Gas_Process Heat Recovery_A_Technical Potential | F11 | Industrial | Other Industrial | Existing | Process | Natural Gas | Process Heat Recovery | A | Cumulative Summer Peak Savings (MW) | Technical Potential | 0 | 0 | 0 | 0 | 0 | 0 | 0 | 0 | 0 | 0 | 0 | 0 | 0 | 0 | 0 | 0 | 0 | 0 | 0 | 0 | 0 | 0 | 0 | 0 | 0 | 0 | 0 | 0 | 0 | 0 | 0
F12_Industrial_Other Industrial_Existing_Process_Natural Gas_Process Heat Recovery_A_Technical Potential | F12 | Industrial | Other Industrial | Existing | Process | Natural Gas | Process Heat Recovery | A | Cumulative Winter Peak Savings (MW) | Technical Potential | 0 | 0 | 0 | 0 | 0 | 0 | 0 | 0 | 0 | 0 | 0 | 0 | 0 | 0 | 0 | 0 | 0 | 0 | 0 | 0 | 0 | 0 | 0 | 0 | 0 | 0 | 0 | 0 | 0 | 0 | 0
F13_Industrial_Other Industrial_Existing_Process_Natural Gas_Process Heat Recovery_A_Technical Potential | F13 | Industrial | Other Industrial | Existing | Process | Natural Gas | Process Heat Recovery | A | Purchases (Incremental) | Technical Potential | 0 | 0 | 0 | 0 | 0 | 2374.3369 | 2373.0338 | 2359.0391 | 2360.3145 | 2362.2662 | 2099.0411 | 1674.6441 | 1336.9951 | 1052.6112 | 845.3041 | 669.7944 | 535.9051 | 426.5663 | 338.2091 | 270.8878 | 215.8141 | 1.4663 | 0.52177 | 0.17727 | 0.057623 | 0.048837 | 0.048707 | 0.048589 | 1.0948e-06 | 1.0948e-06 | 1.0948e-06
F14_Industrial_Other Industrial_Existing_Process_Natural Gas_Process Heat Recovery_A_Technical Potential | F14 | Industrial | Other Industrial | Existing | Process | Natural Gas | Process Heat Recovery | A | Purchases (Cumulative) | Technical Potential | 0 | 0 | 0 | 0 | 0 | 2374.3369 | 4747.3707 | 7106.4098 | 9466.7244 | 11828.9906 | 13928.0317 | 15602.6758 | 16939.6709 | 17992.2821 | 18837.5862 | 19507.3807 | 20043.2857 | 20469.852 | 20808.0611 | 21078.9489 | 21294.7629 | 21296.2292 | 21296.751 | 21296.9282 | 21296.9859 | 21297.0347 | 21297.0834 | 21297.132 | 21297.132 | 21297.132 | 21297.132
F1_Industrial_Other Industrial_Existing_Space Heating_Natural Gas_Building Automation System_A_Technical Potential | F1 | Industrial | Other Industrial | Existing | Space Heating | Natural Gas | Building Automation System | A | Original Unit Energy Savings (kWh or therms) | Technical Potential | 0 | 0 | 0 | 0 | 0 | 0.015466 | 0.01539 | 0.015297 | 0.015198 | 0.015094 | 0.014989 | 0.014881 | 0.014774 | 0.014667 | 0.014552 | 0.014445 | 0.01434 | 0.014242 | 0.014151 | 0.014062 | 0.013978 | 0.013892 | 0.013815 | 0.013742 | 0.013672 | 0.013608 | 0.013548 | 0.013493 | 0 | 0 | 0
F2_Industrial_Other Industrial_Existing_Space Heating_Natural Gas_Building Automation System_A_Technical Potential | F2 | Industrial | Other Industrial | Existing | Space Heating | Natural Gas | Building Automation System | A | Original Unit Summer Peak Savings (kW) | Technical Potential | 0 | 0 | 0 | 0 | 0 | 0 | 0 | 0 | 0 | 0 | 0 | 0 | 0 | 0 | 0 | 0 | 0 | 0 | 0 | 0 | 0 | 0 | 0 | 0 | 0 | 0 | 0 | 0 | 0 | 0 | 0
F3_Industrial_Other Industrial_Existing_Space Heating_Natural Gas_Building Automation System_A_Technical Potential | F3 | Industrial | Other Industrial | Existing | Space Heating | Natural Gas | Building Automation System | A | Original Unit Winter Peak Savings (kW) | Technical Potential | 0 | 0 | 0 | 0 | 0 | 0 | 0 | 0 | 0 | 0 | 0 | 0 | 0 | 0 | 0 | 0 | 0 | 0 | 0 | 0 | 0 | 0 | 0 | 0 | 0 | 0 | 0 | 0 | 0 | 0 | 0
F4_Industrial_Other Industrial_Existing_Space Heating_Natural Gas_Building Automation System_A_Technical Potential | F4 | Industrial | Other Industrial | Existing | Space Heating | Natural Gas | Building Automation System | A | Standalone Impact on Baseline Energy (%) | Technical Potential | 0% | 0% | 0% | 0% | 0% | 0.01539% | 0.04615% | 0.101% | 0.1898% | 0.3245% | 0.5218% | 0.7859% | 1.128% | 1.567% | 2.058% | 2.635% | 3.228% | 3.839% | 4.435% | 4.923% | 5.351% | 5.684% | 5.921% | 6.079% | 0.061885 | 0.062065 | 0.062231 | 0.062382 | 0 | 0 | 0
F5_Industrial_Other Industrial_Existing_Space Heating_Natural Gas_Building Automation System_A_Technical Potential | F5 | Industrial | Other Industrial | Existing | Space Heating | Natural Gas | Building Automation System | A | Standalone Impact on Baseline Summer Peak (%) | Technical Potential | 0% | 0% | 0% | 0% | 0% | 0% | 0% | 0% | 0% | 0% | 0% | 0% | 0% | 0% | 0% | 0% | 0% | 0% | 0% | 0% | 0% | 0% | 0% | 0% | 0 | 0 | 0 | 0 | 0 | 0 | 0
F6_Industrial_Other Industrial_Existing_Space Heating_Natural Gas_Building Automation System_A_Technical Potential | F6 | Industrial | Other Industrial | Existing | Space Heating | Natural Gas | Building Automation System | A | Standalone Impact on Baseline Winter Peak (%) | Technical Potential | 0% | 0% | 0% | 0% | 0% | 0% | 0% | 0% | 0% | 0% | 0% | 0% | 0% | 0% | 0% | 0% | 0% | 0% | 0% | 0% | 0% | 0% | 0% | 0% | 0 | 0 | 0 | 0 | 0 | 0 | 0
F7_Industrial_Other Industrial_Existing_Space Heating_Natural Gas_Building Automation System_A_Technical Potential | F7 | Industrial | Other Industrial | Existing | Space Heating | Natural Gas | Building Automation System | A | Incremental Energy Savings (MWh or mTherms) | Technical Potential | 0 | 0 | 0 | 0 | 0 | 0.11637 | 0.23135 | 0.40587 | 0.65629 | 0.99018 | 1.3904 | 1.8726 | 2.4052 | 2.9064 | 3.4133 | 3.7652 | 3.9767 | 3.9461 | 3.6631 | 3.2043 | 2.6232 | 1.9859 | 1.3622 | 0.86275 | 0.55805 | 0 | 0 | 0 | 0 | 0 | 0
F8_Industrial_Other Industrial_Existing_Space Heating_Natural Gas_Building Automation System_A_Technical Potential | F8 | Industrial | Other Industrial | Existing | Space Heating | Natural Gas | Building Automation System | A | Incremental Summer Peak Savings (MW) | Technical Potential | 0 | 0 | 0 | 0 | 0 | 0 | 0 | 0 | 0 | 0 | 0 | 0 | 0 | 0 | 0 | 0 | 0 | 0 | 0 | 0 | 0 | 0 | 0 | 0 | 0 | 0 | 0 | 0 | 0 | 0 | 0
F9_Industrial_Other Industrial_Existing_Space Heating_Natural Gas_Building Automation System_A_Technical Potential | F9 | Industrial | Other Industrial | Existing | Space Heating | Natural Gas | Building Automation System | A | Incremental Winter Peak Savings (MW) | Technical Potential | 0 | 0 | 0 | 0 | 0 | 0 | 0 | 0 | 0 | 0 | 0 | 0 | 0 | 0 | 0 | 0 | 0 | 0 | 0 | 0 | 0 | 0 | 0 | 0 | 0 | 0 | 0 | 0 | 0 | 0 | 0
F10_Industrial_Other Industrial_Existing_Space Heating_Natural Gas_Building Automation System_A_Technical Potential | F10 | Industrial | Other Industrial | Existing | Space Heating | Natural Gas | Building Automation System | A | Cumulative Energy Savings (MWh or mTherms) | Technical Potential | 0 | 0 | 0 | 0 | 0 | 0.11637 | 0.34715 | 0.75091 | 1.4023 | 2.383 | 3.7568 | 5.6024 | 7.9671 | 10.8159 | 14.1441 | 17.8056 | 21.6523 | 25.4508 | 28.951 | 31.9735 | 34.4058 | 36.1806 | 37.3412 | 38.0063 | 38.3719 | 38.1912 | 38.0239 | 37.869 | 0 | 0 | 0
F11_Industrial_Other Industrial_Existing_Space Heating_Natural Gas_Building Automation System_A_Technical Potential | F11 | Industrial | Other Industrial | Existing | Space Heating | Natural Gas | Building Automation System | A | Cumulative Summer Peak Savings (MW) | Technical Potential | 0 | 0 | 0 | 0 | 0 | 0 | 0 | 0 | 0 | 0 | 0 | 0 | 0 | 0 | 0 | 0 | 0 | 0 | 0 | 0 | 0 | 0 | 0 | 0 | 0 | 0 | 0 | 0 | 0 | 0 | 0
F12_Industrial_Other Industrial_Existing_Space Heating_Natural Gas_Building Automation System_A_Technical Potential | F12 | Industrial | Other Industrial | Existing | Space Heating | Natural Gas | Building Automation System | A | Cumulative Winter Peak Savings (MW) | Technical Potential | 0 | 0 | 0 | 0 | 0 | 0 | 0 | 0 | 0 | 0 | 0 | 0 | 0 | 0 | 0 | 0 | 0 | 0 | 0 | 0 | 0 | 0 | 0 | 0 | 0 | 0 | 0 | 0 | 0 | 0 | 0
F13_Industrial_Other Industrial_Existing_Space Heating_Natural Gas_Building Automation System_A_Technical Potential | F13 | Industrial | Other Industrial | Existing | Space Heating | Natural Gas | Building Automation System | A | Purchases (Incremental) | Technical Potential | 0 | 0 | 0 | 0 | 0 | 7524.2405 | 15032.2084 | 26532.9641 | 43182.8366 | 65599.7127 | 92759.7018 | 125833.8636 | 162794.9189 | 198151.9005 | 234560.315 | 260651.8426 | 277320.4701 | 277076.6533 | 258861.6615 | 227866.8978 | 187664.1482 | 142949.7284 | 98604.6021 | 62783.2996 | 40816.5101 | 0 | 0 | 0 | 0 | 0 | 0
F14_Industrial_Other Industrial_Existing_Space Heating_Natural Gas_Building Automation System_A_Technical Potential | F14 | Industrial | Other Industrial | Existing | Space Heating | Natural Gas | Building Automation System | A | Purchases (Cumulative) | Technical Potential | 0 | 0 | 0 | 0 | 0 | 7524.2405 | 22556.4489 | 49089.413 | 92272.2495 | 157871.9623 | 250631.6641 | 376465.5277 | 539260.4466 | 737412.3471 | 971972.6621 | 1232624.5047 | 1509944.9748 | 1787021.6282 | 2045883.2897 | 2273750.1874 | 2461414.3356 | 2604364.064 | 2702968.6661 | 2765751.9657 | 2806568.4758 | 2806568.4758 | 2806568.4758 | 2806568.4758 | 2806568.4758 | 2806568.4758 | 2806568.4758
F1_Industrial_Other Industrial_Existing_Space Heating_Natural Gas_Steam System Efficiency Improvements_A_Technical Potential | F1 | Industrial | Other Industrial | Existing | Space Heating | Natural Gas | Steam System Efficiency Improvements | A | Original Unit Energy Savings (kWh or therms) | Technical Potential | 0 | 0 | 0 | 0 | 0 | 0.13779 | 0.13686 | 0.13593 | 0.135 | 0.13407 | 0.13317 | 0.13227 | 0.13139 | 0.13051 | 0.12958 | 0.12873 | 0.12789 | 0.12707 | 0.12625 | 0.12544 | 0.12465 | 0.12383 | 0.12303 | 0.12227 | 0.12149 | 0.12079 | 0.12015 | 0.11956 | 0.11902 | 0.11854 | 0.11809
F2_Industrial_Other Industrial_Existing_Space Heating_Natural Gas_Steam System Efficiency Improvements_A_Technical Potential | F2 | Industrial | Other Industrial | Existing | Space Heating | Natural Gas | Steam System Efficiency Improvements | A | Original Unit Summer Peak Savings (kW) | Technical Potential | 0 | 0 | 0 | 0 | 0 | 0 | 0 | 0 | 0 | 0 | 0 | 0 | 0 | 0 | 0 | 0 | 0 | 0 | 0 | 0 | 0 | 0 | 0 | 0 | 0 | 0 | 0 | 0 | 0 | 0 | 0
F3_Industrial_Other Industrial_Existing_Space Heating_Natural Gas_Steam System Efficiency Improvements_A_Technical Potential | F3 | Industrial | Other Industrial | Existing | Space Heating | Natural Gas | Steam System Efficiency Improvements | A | Original Unit Winter Peak Savings (kW) | Technical Potential | 0 | 0 | 0 | 0 | 0 | 0 | 0 | 0 | 0 | 0 | 0 | 0 | 0 | 0 | 0 | 0 | 0 | 0 | 0 | 0 | 0 | 0 | 0 | 0 | 0 | 0 | 0 | 0 | 0 | 0 | 0
F4_Industrial_Other Industrial_Existing_Space Heating_Natural Gas_Steam System Efficiency Improvements_A_Technical Potential | F4 | Industrial | Other Industrial | Existing | Space Heating | Natural Gas | Steam System Efficiency Improvements | A | Standalone Impact on Baseline Energy (%) | Technical Potential | 0% | 0% | 0% | 0% | 0% | 0.0009716% | 0.002909% | 0.006363% | 0.01195% | 0.02043% | 0.03285% | 0.0495% | 0.07109% | 0.09884% | 0.1299% | 0.1664% | 0.204% | 0.2428% | 0.2804% | 0.3112% | 0.3382% | 0.3591% | 0.3737% | 0.3833% | 0.0038974 | 0.0039045 | 0.0039112 | 0.0039175 | 0 | 0 | 0
F5_Industrial_Other Industrial_Existing_Space Heating_Natural Gas_Steam System Efficiency Improvements_A_Technical Potential | F5 | Industrial | Other Industrial | Existing | Space Heating | Natural Gas | Steam System Efficiency Improvements | A | Standalone Impact on Baseline Summer Peak (%) | Technical Potential | 0% | 0% | 0% | 0% | 0% | 0% | 0% | 0% | 0% | 0% | 0% | 0% | 0% | 0% | 0% | 0% | 0% | 0% | 0% | 0% | 0% | 0% | 0% | 0% | 0 | 0 | 0 | 0 | 0 | 0 | 0
F6_Industrial_Other Industrial_Existing_Space Heating_Natural Gas_Steam System Efficiency Improvements_A_Technical Potential | F6 | Industrial | Other Industrial | Existing | Space Heating | Natural Gas | Steam System Efficiency Improvements | A | Standalone Impact on Baseline Winter Peak (%) | Technical Potential | 0% | 0% | 0% | 0% | 0% | 0% | 0% | 0% | 0% | 0% | 0% | 0% | 0% | 0% | 0% | 0% | 0% | 0% | 0% | 0% | 0% | 0% | 0% | 0% | 0 | 0 | 0 | 0 | 0 | 0 | 0
F7_Industrial_Other Industrial_Existing_Space Heating_Natural Gas_Steam System Efficiency Improvements_A_Technical Potential | F7 | Industrial | Other Industrial | Existing | Space Heating | Natural Gas | Steam System Efficiency Improvements | A | Incremental Energy Savings (MWh or mTherms) | Technical Potential | 0 | 0 | 0 | 0 | 0 | 0.0073479 | 0.014581 | 0.025561 | 0.041316 | 0.062331 | 0.087544 | 0.11796 | 0.15159 | 0.18328 | 0.21542 | 0.23781 | 0.25136 | 0.24952 | 0.23162 | 0.20257 | 0.16578 | 0.12545 | 0.085979 | 0.054403 | 0.035145 | 0 | 0 | 0 | 0 | 0 | 0
F8_Industrial_Other Industrial_Existing_Space Heating_Natural Gas_Steam System Efficiency Improvements_A_Technical Potential | F8 | Industrial | Other Industrial | Existing | Space Heating | Natural Gas | Steam System Efficiency Improvements | A | Incremental Summer Peak Savings (MW) | Technical Potential | 0 | 0 | 0 | 0 | 0 | 0 | 0 | 0 | 0 | 0 | 0 | 0 | 0 | 0 | 0 | 0 | 0 | 0 | 0 | 0 | 0 | 0 | 0 | 0 | 0 | 0 | 0 | 0 | 0 | 0 | 0
F9_Industrial_Other Industrial_Existing_Space Heating_Natural Gas_Steam System Efficiency Improvements_A_Technical Potential | F9 | Industrial | Other Industrial | Existing | Space Heating | Natural Gas | Steam System Efficiency Improvements | A | Incremental Winter Peak Savings (MW) | Technical Potential | 0 | 0 | 0 | 0 | 0 | 0 | 0 | 0 | 0 | 0 | 0 | 0 | 0 | 0 | 0 | 0 | 0 | 0 | 0 | 0 | 0 | 0 | 0 | 0 | 0 | 0 | 0 | 0 | 0 | 0 | 0
F10_Industrial_Other Industrial_Existing_Space Heating_Natural Gas_Steam System Efficiency Improvements_A_Technical Potential | F10 | Industrial | Other Industrial | Existing | Space Heating | Natural Gas | Steam System Efficiency Improvements | A | Cumulative Energy Savings (MWh or mTherms) | Technical Potential | 0 | 0 | 0 | 0 | 0 | 0.0073479 | 0.021879 | 0.047292 | 0.088283 | 0.15001 | 0.23654 | 0.35291 | 0.50213 | 0.68207 | 0.89264 | 1.1246 | 1.3686 | 1.6093 | 1.8306 | 2.0213 | 2.1744 | 2.2855 | 2.3569 | 2.3966 | 2.4166 | 2.4026 | 2.3898 | 2.3781 | 2.3674 | 2.3577 | 2.3488
F11_Industrial_Other Industrial_Existing_Space Heating_Natural Gas_Steam System Efficiency Improvements_A_Technical Potential | F11 | Industrial | Other Industrial | Existing | Space Heating | Natural Gas | Steam System Efficiency Improvements | A | Cumulative Summer Peak Savings (MW) | Technical Potential | 0 | 0 | 0 | 0 | 0 | 0 | 0 | 0 | 0 | 0 | 0 | 0 | 0 | 0 | 0 | 0 | 0 | 0 | 0 | 0 | 0 | 0 | 0 | 0 | 0 | 0 | 0 | 0 | 0 | 0 | 0
F12_Industrial_Other Industrial_Existing_Space Heating_Natural Gas_Steam System Efficiency Improvements_A_Technical Potential | F12 | Industrial | Other Industrial | Existing | Space Heating | Natural Gas | Steam System Efficiency Improvements | A | Cumulative Winter Peak Savings (MW) | Technical Potential | 0 | 0 | 0 | 0 | 0 | 0 | 0 | 0 | 0 | 0 | 0 | 0 | 0 | 0 | 0 | 0 | 0 | 0 | 0 | 0 | 0 | 0 | 0 | 0 | 0 | 0 | 0 | 0 | 0 | 0 | 0
F13_Industrial_Other Industrial_Existing_Space Heating_Natural Gas_Steam System Efficiency Improvements_A_Technical Potential | F13 | Industrial | Other Industrial | Existing | Space Heating | Natural Gas | Steam System Efficiency Improvements | A | Purchases (Incremental) | Technical Potential | 0 | 0 | 0 | 0 | 0 | 53.3252 | 106.5351 | 188.0424 | 306.042 | 464.9132 | 657.3994 | 891.8 | 1153.7475 | 1404.3268 | 1662.3576 | 1847.2715 | 1965.4041 | 1963.6761 | 1834.5843 | 1614.9206 | 1329.9988 | 1013.1022 | 698.8229 | 444.9529 | 289.2716 | 0 | 0 | 0 | 0 | 0 | 0
F14_Industrial_Other Industrial_Existing_Space Heating_Natural Gas_Steam System Efficiency Improvements_A_Technical Potential | F14 | Industrial | Other Industrial | Existing | Space Heating | Natural Gas | Steam System Efficiency Improvements | A | Purchases (Cumulative) | Technical Potential | 0 | 0 | 0 | 0 | 0 | 53.3252 | 159.8603 | 347.9027 | 653.9447 | 1118.8579 | 1776.2573 | 2668.0572 | 3821.8047 | 5226.1315 | 6888.4891 | 8735.7606 | 10701.1647 | 12664.8409 | 14499.4251 | 16114.3457 | 17444.3445 | 18457.4467 | 19156.2696 | 19601.2225 | 19890.4941 | 19890.4941 | 19890.4941 | 19890.4941 | 19890.4941 | 19890.4941 | 19890.4941
F1_Industrial_Other Industrial_Existing_Process_Natural Gas_Steam System Efficiency Improvements_A_Technical Potential | F1 | Industrial | Other Industrial | Existing | Process | Natural Gas | Steam System Efficiency Improvements | A | Original Unit Energy Savings (kWh or therms) | Technical Potential | 0 | 0 | 0 | 0 | 0 | 0.10623 | 0.10623 | 0.10623 | 0.10623 | 0.10623 | 0.10623 | 0.10623 | 0.10623 | 0.10623 | 0.10623 | 0.10623 | 0.10623 | 0.10623 | 0.10623 | 0.10623 | 0.10623 | 0.10623 | 0.10623 | 0.10623 | 0.10623 | 0.10623 | 0.10623 | 0.10623 | 0.10623 | 0.10623 | 0.10623
F2_Industrial_Other Industrial_Existing_Process_Natural Gas_Steam System Efficiency Improvements_A_Technical Potential | F2 | Industrial | Other Industrial | Existing | Process | Natural Gas | Steam System Efficiency Improvements | A | Original Unit Summer Peak Savings (kW) | Technical Potential | 0 | 0 | 0 | 0 | 0 | 0 | 0 | 0 | 0 | 0 | 0 | 0 | 0 | 0 | 0 | 0 | 0 | 0 | 0 | 0 | 0 | 0 | 0 | 0 | 0 | 0 | 0 | 0 | 0 | 0 | 0
F3_Industrial_Other Industrial_Existing_Process_Natural Gas_Steam System Efficiency Improvements_A_Technical Potential | F3 | Industrial | Other Industrial | Existing | Process | Natural Gas | Steam System Efficiency Improvements | A | Original Unit Winter Peak Savings (kW) | Technical Potential | 0 | 0 | 0 | 0 | 0 | 0 | 0 | 0 | 0 | 0 | 0 | 0 | 0 | 0 | 0 | 0 | 0 | 0 | 0 | 0 | 0 | 0 | 0 | 0 | 0 | 0 | 0 | 0 | 0 | 0 | 0
F4_Industrial_Other Industrial_Existing_Process_Natural Gas_Steam System Efficiency Improvements_A_Technical Potential | F4 | Industrial | Other Industrial | Existing | Process | Natural Gas | Steam System Efficiency Improvements | A | Standalone Impact on Baseline Energy (%) | Technical Potential | 0% | 0% | 0% | 0% | 0% | 6.246e-05% | 0.0001873% | 0.0004101% | 0.0007705% | 0.001317% | 0.002118% | 0.00319% | 0.004579% | 0.006363% | 0.008355% | 0.0107% | 0.0131% | 0.01558% | 0.018% | 0.01998% | 0.02172% | 0.02307% | 0.02404% | 0.02468% | 0.00025122 | 0.00025195 | 0.00025262 | 0.00025324 | 0 | 0 | 0
F5_Industrial_Other Industrial_Existing_Process_Natural Gas_Steam System Efficiency Improvements_A_Technical Potential | F5 | Industrial | Other Industrial | Existing | Process | Natural Gas | Steam System Efficiency Improvements | A | Standalone Impact on Baseline Summer Peak (%) | Technical Potential | 0% | 0% | 0% | 0% | 0% | 0% | 0% | 0% | 0% | 0% | 0% | 0% | 0% | 0% | 0% | 0% | 0% | 0% | 0% | 0% | 0% | 0% | 0% | 0% | 0 | 0 | 0 | 0 | 0 | 0 | 0
F6_Industrial_Other Industrial_Existing_Process_Natural Gas_Steam System Efficiency Improvements_A_Technical Potential | F6 | Industrial | Other Industrial | Existing | Process | Natural Gas | Steam System Efficiency Improvements | A | Standalone Impact on Baseline Winter Peak (%) | Technical Potential | 0% | 0% | 0% | 0% | 0% | 0% | 0% | 0% | 0% | 0% | 0% | 0% | 0% | 0% | 0% | 0% | 0% | 0% | 0% | 0% | 0% | 0% | 0% | 0% | 0 | 0 | 0 | 0 | 0 | 0 | 0
F7_Industrial_Other Industrial_Existing_Process_Natural Gas_Steam System Efficiency Improvements_A_Technical Potential | F7 | Industrial | Other Industrial | Existing | Process | Natural Gas | Steam System Efficiency Improvements | A | Incremental Energy Savings (MWh or mTherms) | Technical Potential | 0 | 0 | 0 | 0 | 0 | 0.00098561 | 0.0019691 | 0.0034756 | 0.0056566 | 0.008593 | 0.012151 | 0.016483 | 0.021325 | 0.025956 | 0.030725 | 0.034143 | 0.036327 | 0.036295 | 0.033909 | 0.029849 | 0.024582 | 0.018725 | 0.012916 | 0.0082241 | 0.0053466 | 0 | 0 | 0 | 0 | 0 | 0
F8_Industrial_Other Industrial_Existing_Process_Natural Gas_Steam System Efficiency Improvements_A_Technical Potential | F8 | Industrial | Other Industrial | Existing | Process | Natural Gas | Steam System Efficiency Improvements | A | Incremental Summer Peak Savings (MW) | Technical Potential | 0 | 0 | 0 | 0 | 0 | 0 | 0 | 0 | 0 | 0 | 0 | 0 | 0 | 0 | 0 | 0 | 0 | 0 | 0 | 0 | 0 | 0 | 0 | 0 | 0 | 0 | 0 | 0 | 0 | 0 | 0
F9_Industrial_Other Industrial_Existing_Process_Natural Gas_Steam System Efficiency Improvements_A_Technical Potential | F9 | Industrial | Other Industrial | Existing | Process | Natural Gas | Steam System Efficiency Improvements | A | Incremental Winter Peak Savings (MW) | Technical Potential | 0 | 0 | 0 | 0 | 0 | 0 | 0 | 0 | 0 | 0 | 0 | 0 | 0 | 0 | 0 | 0 | 0 | 0 | 0 | 0 | 0 | 0 | 0 | 0 | 0 | 0 | 0 | 0 | 0 | 0 | 0
F10_Industrial_Other Industrial_Existing_Process_Natural Gas_Steam System Efficiency Improvements_A_Technical Potential | F10 | Industrial | Other Industrial | Existing | Process | Natural Gas | Steam System Efficiency Improvements | A | Cumulative Energy Savings (MWh or mTherms) | Technical Potential | 0 | 0 | 0 | 0 | 0 | 0.00098561 | 0.0029547 | 0.0064303 | 0.012087 | 0.02068 | 0.032831 | 0.049314 | 0.070638 | 0.096595 | 0.12732 | 0.16146 | 0.19779 | 0.23408 | 0.26799 | 0.29784 | 0.32242 | 0.34115 | 0.35407 | 0.36229 | 0.36764 | 0.36764 | 0.36764 | 0.36764 | 0.36764 | 0.36764 | 0.36764
F11_Industrial_Other Industrial_Existing_Process_Natural Gas_Steam System Efficiency Improvements_A_Technical Potential | F11 | Industrial | Other Industrial | Existing | Process | Natural Gas | Steam System Efficiency Improvements | A | Cumulative Summer Peak Savings (MW) | Technical Potential | 0 | 0 | 0 | 0 | 0 | 0 | 0 | 0 | 0 | 0 | 0 | 0 | 0 | 0 | 0 | 0 | 0 | 0 | 0 | 0 | 0 | 0 | 0 | 0 | 0 | 0 | 0 | 0 | 0 | 0 | 0
F12_Industrial_Other Industrial_Existing_Process_Natural Gas_Steam System Efficiency Improvements_A_Technical Potential | F12 | Industrial | Other Industrial | Existing | Process | Natural Gas | Steam System Efficiency Improvements | A | Cumulative Winter Peak Savings (MW) | Technical Potential | 0 | 0 | 0 | 0 | 0 | 0 | 0 | 0 | 0 | 0 | 0 | 0 | 0 | 0 | 0 | 0 | 0 | 0 | 0 | 0 | 0 | 0 | 0 | 0 | 0 | 0 | 0 | 0 | 0 | 0 | 0
F13_Industrial_Other Industrial_Existing_Process_Natural Gas_Steam System Efficiency Improvements_A_Technical Potential | F13 | Industrial | Other Industrial | Existing | Process | Natural Gas | Steam System Efficiency Improvements | A | Purchases (Incremental) | Technical Potential | 0 | 0 | 0 | 0 | 0 | 9.2781 | 18.5362 | 32.7177 | 53.2486 | 80.8908 | 114.3817 | 155.1654 | 200.7419 | 244.3405 | 289.2356 | 321.409 | 341.963 | 341.6624 | 319.2015 | 280.982 | 231.4081 | 176.2709 | 121.589 | 77.4179 | 50.3307 | 0 | 0 | 0 | 0 | 0 | 0
F14_Industrial_Other Industrial_Existing_Process_Natural Gas_Steam System Efficiency Improvements_A_Technical Potential | F14 | Industrial | Other Industrial | Existing | Process | Natural Gas | Steam System Efficiency Improvements | A | Purchases (Cumulative) | Technical Potential | 0 | 0 | 0 | 0 | 0 | 9.2781 | 27.8143 | 60.532 | 113.7806 | 194.6714 | 309.0532 | 464.2185 | 664.9604 | 909.301 | 1198.5366 | 1519.9456 | 1861.9086 | 2203.571 | 2522.7725 | 2803.7545 | 3035.1626 | 3211.4335 | 3333.0226 | 3410.4405 | 3460.7712 | 3460.7712 | 3460.7712 | 3460.7712 | 3460.7712 | 3460.7712 | 3460.7712
F1_Industrial_Other Industrial_Existing_Space Heating_Natural Gas_Strategic Energy Management_A_Technical Potential | F1 | Industrial | Other Industrial | Existing | Space Heating | Natural Gas | Strategic Energy Management | A | Original Unit Energy Savings (kWh or therms) | Technical Potential | 0 | 0 | 0 | 0 | 0 | 3.136 | 3.1207 | 3.1017 | 3.0817 | 3.0607 | 3.0394 | 3.0175 | 2.9958 | 2.9741 | 2.9507 | 2.9291 | 2.9077 | 2.8879 | 2.8694 | 2.8514 | 2.8343 | 2.817 | 2.8013 | 2.7864 | 2.7723 | 2.7593 | 2.7472 | 2.736 | 0 | 0 | 0
F2_Industrial_Other Industrial_Existing_Space Heating_Natural Gas_Strategic Energy Management_A_Technical Potential | F2 | Industrial | Other Industrial | Existing | Space Heating | Natural Gas | Strategic Energy Management | A | Original Unit Summer Peak Savings (kW) | Technical Potential | 0 | 0 | 0 | 0 | 0 | 0 | 0 | 0 | 0 | 0 | 0 | 0 | 0 | 0 | 0 | 0 | 0 | 0 | 0 | 0 | 0 | 0 | 0 | 0 | 0 | 0 | 0 | 0 | 0 | 0 | 0
F3_Industrial_Other Industrial_Existing_Space Heating_Natural Gas_Strategic Energy Management_A_Technical Potential | F3 | Industrial | Other Industrial | Existing | Space Heating | Natural Gas | Strategic Energy Management | A | Original Unit Winter Peak Savings (kW) | Technical Potential | 0 | 0 | 0 | 0 | 0 | 0 | 0 | 0 | 0 | 0 | 0 | 0 | 0 | 0 | 0 | 0 | 0 | 0 | 0 | 0 | 0 | 0 | 0 | 0 | 0 | 0 | 0 | 0 | 0 | 0 | 0
F4_Industrial_Other Industrial_Existing_Space Heating_Natural Gas_Strategic Energy Management_A_Technical Potential | F4 | Industrial | Other Industrial | Existing | Space Heating | Natural Gas | Strategic Energy Management | A | Standalone Impact on Baseline Energy (%) | Technical Potential | 0% | 0% | 0% | 0% | 0% | 0.09675% | 0.1936% | 0.2915% | 0.388% | 0.4845% | 0.5875% | 0.6858% | 0.784% | 0.8934% | 0.9867% | 1.093% | 1.19% | 1.292% | 1.401% | 1.496% | 1.599% | 1.702% | 1.805% | 1.908% | 0.020104 | 0.020163 | 0.020217 | 0.020266 | 0 | 0 | 0
F5_Industrial_Other Industrial_Existing_Space Heating_Natural Gas_Strategic Energy Management_A_Technical Potential | F5 | Industrial | Other Industrial | Existing | Space Heating | Natural Gas | Strategic Energy Management | A | Standalone Impact on Baseline Summer Peak (%) | Technical Potential | 0% | 0% | 0% | 0% | 0% | 0% | 0% | 0% | 0% | 0% | 0% | 0% | 0% | 0% | 0% | 0% | 0% | 0% | 0% | 0% | 0% | 0% | 0% | 0% | 0 | 0 | 0 | 0 | 0 | 0 | 0
F6_Industrial_Other Industrial_Existing_Space Heating_Natural Gas_Strategic Energy Management_A_Technical Potential | F6 | Industrial | Other Industrial | Existing | Space Heating | Natural Gas | Strategic Energy Management | A | Standalone Impact on Baseline Winter Peak (%) | Technical Potential | 0% | 0% | 0% | 0% | 0% | 0% | 0% | 0% | 0% | 0% | 0% | 0% | 0% | 0% | 0% | 0% | 0% | 0% | 0% | 0% | 0% | 0% | 0% | 0% | 0 | 0 | 0 | 0 | 0 | 0 | 0
F7_Industrial_Other Industrial_Existing_Space Heating_Natural Gas_Strategic Energy Management_A_Technical Potential | F7 | Industrial | Other Industrial | Existing | Space Heating | Natural Gas | Strategic Energy Management | A | Incremental Energy Savings (MWh or mTherms) | Technical Potential | 0 | 0 | 0 | 0 | 0 | 0.73173 | 0.72775 | 0.71907 | 0.7148 | 0.71052 | 0.69662 | 0.68972 | 0.68335 | 0.66764 | 0.66491 | 0.65375 | 0.64906 | 0.64139 | 0.6316 | 0.62838 | 0.62204 | 0.61582 | 0.61016 | 0.60486 | 0.5999 | 0 | 0 | 0 | 0 | 0 | 0
F8_Industrial_Other Industrial_Existing_Space Heating_Natural Gas_Strategic Energy Management_A_Technical Potential | F8 | Industrial | Other Industrial | Existing | Space Heating | Natural Gas | Strategic Energy Management | A | Incremental Summer Peak Savings (MW) | Technical Potential | 0 | 0 | 0 | 0 | 0 | 0 | 0 | 0 | 0 | 0 | 0 | 0 | 0 | 0 | 0 | 0 | 0 | 0 | 0 | 0 | 0 | 0 | 0 | 0 | 0 | 0 | 0 | 0 | 0 | 0 | 0
F9_Industrial_Other Industrial_Existing_Space Heating_Natural Gas_Strategic Energy Management_A_Technical Potential | F9 | Industrial | Other Industrial | Existing | Space Heating | Natural Gas | Strategic Energy Management | A | Incremental Winter Peak Savings (MW) | Technical Potential | 0 | 0 | 0 | 0 | 0 | 0 | 0 | 0 | 0 | 0 | 0 | 0 | 0 | 0 | 0 | 0 | 0 | 0 | 0 | 0 | 0 | 0 | 0 | 0 | 0 | 0 | 0 | 0 | 0 | 0 | 0
F10_Industrial_Other Industrial_Existing_Space Heating_Natural Gas_Strategic Energy Management_A_Technical Potential | F10 | Industrial | Other Industrial | Existing | Space Heating | Natural Gas | Strategic Energy Management | A | Cumulative Energy Savings (MWh or mTherms) | Technical Potential | 0 | 0 | 0 | 0 | 0 | 0.73173 | 1.4559 | 2.1661 | 2.8669 | 3.5579 | 4.2298 | 4.8891 | 5.5372 | 6.1648 | 6.7812 | 7.3852 | 7.9804 | 8.5673 | 9.1441 | 9.715 | 10.2791 | 10.8319 | 11.3817 | 11.9263 | 12.4658 | 12.4071 | 12.3527 | 12.3024 | 0 | 0 | 0
F11_Industrial_Other Industrial_Existing_Space Heating_Natural Gas_Strategic Energy Management_A_Technical Potential | F11 | Industrial | Other Industrial | Existing | Space Heating | Natural Gas | Strategic Energy Management | A | Cumulative Summer Peak Savings (MW) | Technical Potential | 0 | 0 | 0 | 0 | 0 | 0 | 0 | 0 | 0 | 0 | 0 | 0 | 0 | 0 | 0 | 0 | 0 | 0 | 0 | 0 | 0 | 0 | 0 | 0 | 0 | 0 | 0 | 0 | 0 | 0 | 0
F12_Industrial_Other Industrial_Existing_Space Heating_Natural Gas_Strategic Energy Management_A_Technical Potential | F12 | Industrial | Other Industrial | Existing | Space Heating | Natural Gas | Strategic Energy Management | A | Cumulative Winter Peak Savings (MW) | Technical Potential | 0 | 0 | 0 | 0 | 0 | 0 | 0 | 0 | 0 | 0 | 0 | 0 | 0 | 0 | 0 | 0 | 0 | 0 | 0 | 0 | 0 | 0 | 0 | 0 | 0 | 0 | 0 | 0 | 0 | 0 | 0
F13_Industrial_Other Industrial_Existing_Space Heating_Natural Gas_Strategic Energy Management_A_Technical Potential | F13 | Industrial | Other Industrial | Existing | Space Heating | Natural Gas | Strategic Energy Management | A | Purchases (Incremental) | Technical Potential | 0 | 0 | 0 | 0 | 0 | 233.3305 | 233.2025 | 231.8272 | 231.9525 | 232.1443 | 229.1963 | 228.57 | 228.1059 | 224.4837 | 225.3407 | 223.1918 | 223.2208 | 222.0973 | 220.1162 | 220.377 | 219.4656 | 218.6121 | 217.8155 | 217.0753 | 216.3908 | 0 | 0 | 0 | 0 | 0 | 0
F14_Industrial_Other Industrial_Existing_Space Heating_Natural Gas_Strategic Energy Management_A_Technical Potential | F14 | Industrial | Other Industrial | Existing | Space Heating | Natural Gas | Strategic Energy Management | A | Purchases (Cumulative) | Technical Potential | 0 | 0 | 0 | 0 | 0 | 233.3305 | 466.533 | 698.3601 | 930.3127 | 1162.457 | 1391.6533 | 1620.2233 | 1848.3292 | 2072.8128 | 2298.1536 | 2521.3454 | 2744.5662 | 2966.6635 | 3186.7797 | 3407.1567 | 3626.6223 | 3845.2344 | 4063.0499 | 4280.1252 | 4496.516 | 4496.516 | 4496.516 | 4496.516 | 4496.516 | 4496.516 | 4496.516
F1_Industrial_Other Industrial_Existing_Process_Natural Gas_Strategic Energy Management_A_Technical Potential | F1 | Industrial | Other Industrial | Existing | Process | Natural Gas | Strategic Energy Management | A | Original Unit Energy Savings (kWh or therms) | Technical Potential | 0 | 0 | 0 | 0 | 0 | 1.4066 | 1.4066 | 1.4066 | 1.4066 | 1.4066 | 1.4066 | 1.4066 | 1.4066 | 1.4066 | 1.4066 | 1.4066 | 1.4066 | 1.4066 | 1.4066 | 1.4066 | 1.4066 | 1.4066 | 1.4066 | 1.4066 | 1.4066 | 1.4066 | 1.4066 | 1.4066 | 0 | 0 | 0
F2_Industrial_Other Industrial_Existing_Process_Natural Gas_Strategic Energy Management_A_Technical Potential | F2 | Industrial | Other Industrial | Existing | Process | Natural Gas | Strategic Energy Management | A | Original Unit Summer Peak Savings (kW) | Technical Potential | 0 | 0 | 0 | 0 | 0 | 0 | 0 | 0 | 0 | 0 | 0 | 0 | 0 | 0 | 0 | 0 | 0 | 0 | 0 | 0 | 0 | 0 | 0 | 0 | 0 | 0 | 0 | 0 | 0 | 0 | 0
F3_Industrial_Other Industrial_Existing_Process_Natural Gas_Strategic Energy Management_A_Technical Potential | F3 | Industrial | Other Industrial | Existing | Process | Natural Gas | Strategic Energy Management | A | Original Unit Winter Peak Savings (kW) | Technical Potential | 0 | 0 | 0 | 0 | 0 | 0 | 0 | 0 | 0 | 0 | 0 | 0 | 0 | 0 | 0 | 0 | 0 | 0 | 0 | 0 | 0 | 0 | 0 | 0 | 0 | 0 | 0 | 0 | 0 | 0 | 0
F4_Industrial_Other Industrial_Existing_Process_Natural Gas_Strategic Energy Management_A_Technical Potential | F4 | Industrial | Other Industrial | Existing | Process | Natural Gas | Strategic Energy Management | A | Standalone Impact on Baseline Energy (%) | Technical Potential | 0% | 0% | 0% | 0% | 0% | 0.09675% | 0.1936% | 0.2915% | 0.388% | 0.4845% | 0.5875% | 0.6858% | 0.784% | 0.8934% | 0.9867% | 1.093% | 1.19% | 1.292% | 1.401% | 1.496% | 1.599% | 1.702% | 1.805% | 1.908% | 0.020104 | 0.020163 | 0.020217 | 0.020266 | 0 | 0 | 0
F5_Industrial_Other Industrial_Existing_Process_Natural Gas_Strategic Energy Management_A_Technical Potential | F5 | Industrial | Other Industrial | Existing | Process | Natural Gas | Strategic Energy Management | A | Standalone Impact on Baseline Summer Peak (%) | Technical Potential | 0% | 0% | 0% | 0% | 0% | 0% | 0% | 0% | 0% | 0% | 0% | 0% | 0% | 0% | 0% | 0% | 0% | 0% | 0% | 0% | 0% | 0% | 0% | 0% | 0 | 0 | 0 | 0 | 0 | 0 | 0
F6_Industrial_Other Industrial_Existing_Process_Natural Gas_Strategic Energy Management_A_Technical Potential | F6 | Industrial | Other Industrial | Existing | Process | Natural Gas | Strategic Energy Management | A | Standalone Impact on Baseline Winter Peak (%) | Technical Potential | 0% | 0% | 0% | 0% | 0% | 0% | 0% | 0% | 0% | 0% | 0% | 0% | 0% | 0% | 0% | 0% | 0% | 0% | 0% | 0% | 0% | 0% | 0% | 0% | 0 | 0 | 0 | 0 | 0 | 0 | 0
F7_Industrial_Other Industrial_Existing_Process_Natural Gas_Strategic Energy Management_A_Technical Potential | F7 | Industrial | Other Industrial | Existing | Process | Natural Gas | Strategic Energy Management | A | Incremental Energy Savings (MWh or mTherms) | Technical Potential | 0 | 0 | 0 | 0 | 0 | 1.5267 | 1.5259 | 1.5169 | 1.5177 | 1.5189 | 1.4996 | 1.4956 | 1.4925 | 1.4688 | 1.4744 | 1.4604 | 1.4606 | 1.4532 | 1.4402 | 1.4419 | 1.436 | 1.4304 | 1.4252 | 1.4203 | 1.4159 | 0 | 0 | 0 | 0 | 0 | 0
F8_Industrial_Other Industrial_Existing_Process_Natural Gas_Strategic Energy Management_A_Technical Potential | F8 | Industrial | Other Industrial | Existing | Process | Natural Gas | Strategic Energy Management | A | Incremental Summer Peak Savings (MW) | Technical Potential | 0 | 0 | 0 | 0 | 0 | 0 | 0 | 0 | 0 | 0 | 0 | 0 | 0 | 0 | 0 | 0 | 0 | 0 | 0 | 0 | 0 | 0 | 0 | 0 | 0 | 0 | 0 | 0 | 0 | 0 | 0
F9_Industrial_Other Industrial_Existing_Process_Natural Gas_Strategic Energy Management_A_Technical Potential | F9 | Industrial | Other Industrial | Existing | Process | Natural Gas | Strategic Energy Management | A | Incremental Winter Peak Savings (MW) | Technical Potential | 0 | 0 | 0 | 0 | 0 | 0 | 0 | 0 | 0 | 0 | 0 | 0 | 0 | 0 | 0 | 0 | 0 | 0 | 0 | 0 | 0 | 0 | 0 | 0 | 0 | 0 | 0 | 0 | 0 | 0 | 0
F10_Industrial_Other Industrial_Existing_Process_Natural Gas_Strategic Energy Management_A_Technical Potential | F10 | Industrial | Other Industrial | Existing | Process | Natural Gas | Strategic Energy Management | A | Cumulative Energy Savings (MWh or mTherms) | Technical Potential | 0 | 0 | 0 | 0 | 0 | 1.5267 | 3.0526 | 4.5694 | 6.0871 | 7.606 | 9.1057 | 10.6012 | 12.0938 | 13.5626 | 15.037 | 16.4974 | 17.9579 | 19.4111 | 20.8513 | 22.2933 | 23.7293 | 25.1597 | 26.5849 | 28.0052 | 29.4211 | 29.4211 | 29.4211 | 29.4211 | 0 | 0 | 0
F11_Industrial_Other Industrial_Existing_Process_Natural Gas_Strategic Energy Management_A_Technical Potential | F11 | Industrial | Other Industrial | Existing | Process | Natural Gas | Strategic Energy Management | A | Cumulative Summer Peak Savings (MW) | Technical Potential | 0 | 0 | 0 | 0 | 0 | 0 | 0 | 0 | 0 | 0 | 0 | 0 | 0 | 0 | 0 | 0 | 0 | 0 | 0 | 0 | 0 | 0 | 0 | 0 | 0 | 0 | 0 | 0 | 0 | 0 | 0
F12_Industrial_Other Industrial_Existing_Process_Natural Gas_Strategic Energy Management_A_Technical Potential | F12 | Industrial | Other Industrial | Existing | Process | Natural Gas | Strategic Energy Management | A | Cumulative Winter Peak Savings (MW) | Technical Potential | 0 | 0 | 0 | 0 | 0 | 0 | 0 | 0 | 0 | 0 | 0 | 0 | 0 | 0 | 0 | 0 | 0 | 0 | 0 | 0 | 0 | 0 | 0 | 0 | 0 | 0 | 0 | 0 | 0 | 0 | 0
F13_Industrial_Other Industrial_Existing_Process_Natural Gas_Strategic Energy Management_A_Technical Potential | F13 | Industrial | Other Industrial | Existing | Process | Natural Gas | Strategic Energy Management | A | Purchases (Incremental) | Technical Potential | 0 | 0 | 0 | 0 | 0 | 1085.4152 | 1084.8195 | 1078.4219 | 1079.0049 | 1079.8971 | 1066.1836 | 1063.27 | 1061.1111 | 1044.2611 | 1048.2481 | 1038.2517 | 1038.3864 | 1033.1602 | 1023.9444 | 1025.1574 | 1020.9181 | 1016.9474 | 1013.242 | 1009.7987 | 1006.6143 | 0 | 0 | 0 | 0 | 0 | 0
F14_Industrial_Other Industrial_Existing_Process_Natural Gas_Strategic Energy Management_A_Technical Potential | F14 | Industrial | Other Industrial | Existing | Process | Natural Gas | Strategic Energy Management | A | Purchases (Cumulative) | Technical Potential | 0 | 0 | 0 | 0 | 0 | 1085.4152 | 2170.2346 | 3248.6565 | 4327.6615 | 5407.5586 | 6473.7422 | 7537.0122 | 8598.1233 | 9642.3844 | 10690.6325 | 11728.8841 | 12767.2705 | 13800.4307 | 14824.3751 | 15849.5325 | 16870.4506 | 17887.3979 | 18900.6399 | 19910.4386 | 20917.0529 | 20917.0529 | 20917.0529 | 20917.0529 | 20917.0529 | 20917.0529 | 20917.0529
F1_Industrial_Other Industrial_Existing_Miscellaneous_Natural Gas_Strategic Energy Management_A_Technical Potential | F1 | Industrial | Other Industrial | Existing | Miscellaneous | Natural Gas | Strategic Energy Management | A | Original Unit Energy Savings (kWh or therms) | Technical Potential | 0 | 0 | 0 | 0 | 0 | 0.89787 | 0.89787 | 0.89787 | 0.89787 | 0.89787 | 0.89787 | 0.89787 | 0.89787 | 0.89787 | 0.89787 | 0.89787 | 0.89787 | 0.89787 | 0.89787 | 0.89787 | 0.89787 | 0.89787 | 0.89787 | 0.89787 | 0.89787 | 0.89787 | 0.89787 | 0.89787 | 0 | 0 | 0
F2_Industrial_Other Industrial_Existing_Miscellaneous_Natural Gas_Strategic Energy Management_A_Technical Potential | F2 | Industrial | Other Industrial | Existing | Miscellaneous | Natural Gas | Strategic Energy Management | A | Original Unit Summer Peak Savings (kW) | Technical Potential | 0 | 0 | 0 | 0 | 0 | 0 | 0 | 0 | 0 | 0 | 0 | 0 | 0 | 0 | 0 | 0 | 0 | 0 | 0 | 0 | 0 | 0 | 0 | 0 | 0 | 0 | 0 | 0 | 0 | 0 | 0
F3_Industrial_Other Industrial_Existing_Miscellaneous_Natural Gas_Strategic Energy Management_A_Technical Potential | F3 | Industrial | Other Industrial | Existing | Miscellaneous | Natural Gas | Strategic Energy Management | A | Original Unit Winter Peak Savings (kW) | Technical Potential | 0 | 0 | 0 | 0 | 0 | 0 | 0 | 0 | 0 | 0 | 0 | 0 | 0 | 0 | 0 | 0 | 0 | 0 | 0 | 0 | 0 | 0 | 0 | 0 | 0 | 0 | 0 | 0 | 0 | 0 | 0
F4_Industrial_Other Industrial_Existing_Miscellaneous_Natural Gas_Strategic Energy Management_A_Technical Potential | F4 | Industrial | Other Industrial | Existing | Miscellaneous | Natural Gas | Strategic Energy Management | A | Standalone Impact on Baseline Energy (%) | Technical Potential | 0% | 0% | 0% | 0% | 0% | 0.09675% | 0.1936% | 0.2915% | 0.388% | 0.4845% | 0.5875% | 0.6858% | 0.784% | 0.8934% | 0.9867% | 1.093% | 1.19% | 1.292% | 1.401% | 1.496% | 1.599% | 1.702% | 1.805% | 1.908% | 0.020104 | 0.020163 | 0.020217 | 0.020266 | 0 | 0 | 0
F5_Industrial_Other Industrial_Existing_Miscellaneous_Natural Gas_Strategic Energy Management_A_Technical Potential | F5 | Industrial | Other Industrial | Existing | Miscellaneous | Natural Gas | Strategic Energy Management | A | Standalone Impact on Baseline Summer Peak (%) | Technical Potential | 0% | 0% | 0% | 0% | 0% | 0% | 0% | 0% | 0% | 0% | 0% | 0% | 0% | 0% | 0% | 0% | 0% | 0% | 0% | 0% | 0% | 0% | 0% | 0% | 0 | 0 | 0 | 0 | 0 | 0 | 0
F6_Industrial_Other Industrial_Existing_Miscellaneous_Natural Gas_Strategic Energy Management_A_Technical Potential | F6 | Industrial | Other Industrial | Existing | Miscellaneous | Natural Gas | Strategic Energy Management | A | Standalone Impact on Baseline Winter Peak (%) | Technical Potential | 0% | 0% | 0% | 0% | 0% | 0% | 0% | 0% | 0% | 0% | 0% | 0% | 0% | 0% | 0% | 0% | 0% | 0% | 0% | 0% | 0% | 0% | 0% | 0% | 0 | 0 | 0 | 0 | 0 | 0 | 0
F7_Industrial_Other Industrial_Existing_Miscellaneous_Natural Gas_Strategic Energy Management_A_Technical Potential | F7 | Industrial | Other Industrial | Existing | Miscellaneous | Natural Gas | Strategic Energy Management | A | Incremental Energy Savings (MWh or mTherms) | Technical Potential | 0 | 0 | 0 | 0 | 0 | 0.24364 | 0.24351 | 0.24207 | 0.2422 | 0.2424 | 0.23932 | 0.23867 | 0.23819 | 0.2344 | 0.2353 | 0.23305 | 0.23308 | 0.23191 | 0.22984 | 0.23011 | 0.22916 | 0.22827 | 0.22744 | 0.22667 | 0.22595 | 0 | 0 | 0 | 0 | 0 | 0
F8_Industrial_Other Industrial_Existing_Miscellaneous_Natural Gas_Strategic Energy Management_A_Technical Potential | F8 | Industrial | Other Industrial | Existing | Miscellaneous | Natural Gas | Strategic Energy Management | A | Incremental Summer Peak Savings (MW) | Technical Potential | 0 | 0 | 0 | 0 | 0 | 0 | 0 | 0 | 0 | 0 | 0 | 0 | 0 | 0 | 0 | 0 | 0 | 0 | 0 | 0 | 0 | 0 | 0 | 0 | 0 | 0 | 0 | 0 | 0 | 0 | 0
F9_Industrial_Other Industrial_Existing_Miscellaneous_Natural Gas_Strategic Energy Management_A_Technical Potential | F9 | Industrial | Other Industrial | Existing | Miscellaneous | Natural Gas | Strategic Energy Management | A | Incremental Winter Peak Savings (MW) | Technical Potential | 0 | 0 | 0 | 0 | 0 | 0 | 0 | 0 | 0 | 0 | 0 | 0 | 0 | 0 | 0 | 0 | 0 | 0 | 0 | 0 | 0 | 0 | 0 | 0 | 0 | 0 | 0 | 0 | 0 | 0 | 0
F10_Industrial_Other Industrial_Existing_Miscellaneous_Natural Gas_Strategic Energy Management_A_Technical Potential | F10 | Industrial | Other Industrial | Existing | Miscellaneous | Natural Gas | Strategic Energy Management | A | Cumulative Energy Savings (MWh or mTherms) | Technical Potential | 0 | 0 | 0 | 0 | 0 | 0.24364 | 0.48715 | 0.72922 | 0.97142 | 1.2138 | 1.4531 | 1.6918 | 1.93 | 2.1644 | 2.3997 | 2.6328 | 2.8658 | 3.0978 | 3.3276 | 3.5577 | 3.7869 | 4.0151 | 4.2426 | 4.4693 | 4.6952 | 4.6952 | 4.6952 | 4.6952 | 0 | 0 | 0
F11_Industrial_Other Industrial_Existing_Miscellaneous_Natural Gas_Strategic Energy Management_A_Technical Potential | F11 | Industrial | Other Industrial | Existing | Miscellaneous | Natural Gas | Strategic Energy Management | A | Cumulative Summer Peak Savings (MW) | Technical Potential | 0 | 0 | 0 | 0 | 0 | 0 | 0 | 0 | 0 | 0 | 0 | 0 | 0 | 0 | 0 | 0 | 0 | 0 | 0 | 0 | 0 | 0 | 0 | 0 | 0 | 0 | 0 | 0 | 0 | 0 | 0
F12_Industrial_Other Industrial_Existing_Miscellaneous_Natural Gas_Strategic Energy Management_A_Technical Potential | F12 | Industrial | Other Industrial | Existing | Miscellaneous | Natural Gas | Strategic Energy Management | A | Cumulative Winter Peak Savings (MW) | Technical Potential | 0 | 0 | 0 | 0 | 0 | 0 | 0 | 0 | 0 | 0 | 0 | 0 | 0 | 0 | 0 | 0 | 0 | 0 | 0 | 0 | 0 | 0 | 0 | 0 | 0 | 0 | 0 | 0 | 0 | 0 | 0
F13_Industrial_Other Industrial_Existing_Miscellaneous_Natural Gas_Strategic Energy Management_A_Technical Potential | F13 | Industrial | Other Industrial | Existing | Miscellaneous | Natural Gas | Strategic Energy Management | A | Purchases (Incremental) | Technical Potential | 0 | 0 | 0 | 0 | 0 | 271.3538 | 271.2049 | 269.6055 | 269.7512 | 269.9743 | 266.5459 | 265.8175 | 265.2778 | 261.0653 | 262.062 | 259.5629 | 259.5966 | 258.29 | 255.9861 | 256.2893 | 255.2295 | 254.2368 | 253.3105 | 252.4497 | 251.6536 | 0 | 0 | 0 | 0 | 0 | 0
F14_Industrial_Other Industrial_Existing_Miscellaneous_Natural Gas_Strategic Energy Management_A_Technical Potential | F14 | Industrial | Other Industrial | Existing | Miscellaneous | Natural Gas | Strategic Energy Management | A | Purchases (Cumulative) | Technical Potential | 0 | 0 | 0 | 0 | 0 | 271.3538 | 542.5587 | 812.1641 | 1081.9154 | 1351.8897 | 1618.4355 | 1884.253 | 2149.5308 | 2410.5961 | 2672.6581 | 2932.221 | 3191.8176 | 3450.1077 | 3706.0938 | 3962.3831 | 4217.6126 | 4471.8495 | 4725.16 | 4977.6097 | 5229.2632 | 5229.2632 | 5229.2632 | 5229.2632 | 5229.2632 | 5229.2632 | 5229.2632
F1_Industrial_Other Industrial_Existing_Space Heating_Natural Gas_Commissioning_A_Technical Potential | F1 | Industrial | Other Industrial | Existing | Space Heating | Natural Gas | Commissioning | A | Original Unit Energy Savings (kWh or therms) | Technical Potential | 0 | 0 | 0 | 0 | 0 | 3.7627 | 3.7443 | 3.7215 | 3.6975 | 3.6723 | 3.6468 | 3.6205 | 3.5944 | 3.5684 | 3.5403 | 3.5144 | 3.4887 | 3.4649 | 3.4428 | 3.4211 | 3.4007 | 3.3799 | 3.361 | 3.3432 | 3.3263 | 3.3106 | 3.2961 | 3.2827 | 0 | 0 | 0
F2_Industrial_Other Industrial_Existing_Space Heating_Natural Gas_Commissioning_A_Technical Potential | F2 | Industrial | Other Industrial | Existing | Space Heating | Natural Gas | Commissioning | A | Original Unit Summer Peak Savings (kW) | Technical Potential | 0 | 0 | 0 | 0 | 0 | 0 | 0 | 0 | 0 | 0 | 0 | 0 | 0 | 0 | 0 | 0 | 0 | 0 | 0 | 0 | 0 | 0 | 0 | 0 | 0 | 0 | 0 | 0 | 0 | 0 | 0
F3_Industrial_Other Industrial_Existing_Space Heating_Natural Gas_Commissioning_A_Technical Potential | F3 | Industrial | Other Industrial | Existing | Space Heating | Natural Gas | Commissioning | A | Original Unit Winter Peak Savings (kW) | Technical Potential | 0 | 0 | 0 | 0 | 0 | 0 | 0 | 0 | 0 | 0 | 0 | 0 | 0 | 0 | 0 | 0 | 0 | 0 | 0 | 0 | 0 | 0 | 0 | 0 | 0 | 0 | 0 | 0 | 0 | 0 | 0
F4_Industrial_Other Industrial_Existing_Space Heating_Natural Gas_Commissioning_A_Technical Potential | F4 | Industrial | Other Industrial | Existing | Space Heating | Natural Gas | Commissioning | A | Standalone Impact on Baseline Energy (%) | Technical Potential | 0% | 0% | 0% | 0% | 0% | 0% | 0% | 0% | 0% | 0% | 0% | 0% | 0% | 0% | 0% | 0% | 0% | 0% | 0% | 0% | 0% | 0% | 0% | 0% | 0 | 0 | 0 | 0 | 0 | 0 | 0
F5_Industrial_Other Industrial_Existing_Space Heating_Natural Gas_Commissioning_A_Technical Potential | F5 | Industrial | Other Industrial | Existing | Space Heating | Natural Gas | Commissioning | A | Standalone Impact on Baseline Summer Peak (%) | Technical Potential | 0% | 0% | 0% | 0% | 0% | 0% | 0% | 0% | 0% | 0% | 0% | 0% | 0% | 0% | 0% | 0% | 0% | 0% | 0% | 0% | 0% | 0% | 0% | 0% | 0 | 0 | 0 | 0 | 0 | 0 | 0
F6_Industrial_Other Industrial_Existing_Space Heating_Natural Gas_Commissioning_A_Technical Potential | F6 | Industrial | Other Industrial | Existing | Space Heating | Natural Gas | Commissioning | A | Standalone Impact on Baseline Winter Peak (%) | Technical Potential | 0% | 0% | 0% | 0% | 0% | 0% | 0% | 0% | 0% | 0% | 0% | 0% | 0% | 0% | 0% | 0% | 0% | 0% | 0% | 0% | 0% | 0% | 0% | 0% | 0 | 0 | 0 | 0 | 0 | 0 | 0
F7_Industrial_Other Industrial_Existing_Space Heating_Natural Gas_Commissioning_A_Technical Potential | F7 | Industrial | Other Industrial | Existing | Space Heating | Natural Gas | Commissioning | A | Incremental Energy Savings (MWh or mTherms) | Technical Potential | 0 | 0 | 0 | 0 | 0 | 0 | 0 | 0 | 0 | 0 | 0 | 0 | 0 | 0 | 0 | 0 | 0 | 0 | 0 | 0 | 0 | 0 | 0 | 0 | 0 | 0 | 0 | 0 | 0 | 0 | 0
F8_Industrial_Other Industrial_Existing_Space Heating_Natural Gas_Commissioning_A_Technical Potential | F8 | Industrial | Other Industrial | Existing | Space Heating | Natural Gas | Commissioning | A | Incremental Summer Peak Savings (MW) | Technical Potential | 0 | 0 | 0 | 0 | 0 | 0 | 0 | 0 | 0 | 0 | 0 | 0 | 0 | 0 | 0 | 0 | 0 | 0 | 0 | 0 | 0 | 0 | 0 | 0 | 0 | 0 | 0 | 0 | 0 | 0 | 0
F9_Industrial_Other Industrial_Existing_Space Heating_Natural Gas_Commissioning_A_Technical Potential | F9 | Industrial | Other Industrial | Existing | Space Heating | Natural Gas | Commissioning | A | Incremental Winter Peak Savings (MW) | Technical Potential | 0 | 0 | 0 | 0 | 0 | 0 | 0 | 0 | 0 | 0 | 0 | 0 | 0 | 0 | 0 | 0 | 0 | 0 | 0 | 0 | 0 | 0 | 0 | 0 | 0 | 0 | 0 | 0 | 0 | 0 | 0
F10_Industrial_Other Industrial_Existing_Space Heating_Natural Gas_Commissioning_A_Technical Potential | F10 | Industrial | Other Industrial | Existing | Space Heating | Natural Gas | Commissioning | A | Cumulative Energy Savings (MWh or mTherms) | Technical Potential | 0 | 0 | 0 | 0 | 0 | 0 | 0 | 0 | 0 | 0 | 0 | 0 | 0 | 0 | 0 | 0 | 0 | 0 | 0 | 0 | 0 | 0 | 0 | 0 | 0 | 0 | 0 | 0 | 0 | 0 | 0
F11_Industrial_Other Industrial_Existing_Space Heating_Natural Gas_Commissioning_A_Technical Potential | F11 | Industrial | Other Industrial | Existing | Space Heating | Natural Gas | Commissioning | A | Cumulative Summer Peak Savings (MW) | Technical Potential | 0 | 0 | 0 | 0 | 0 | 0 | 0 | 0 | 0 | 0 | 0 | 0 | 0 | 0 | 0 | 0 | 0 | 0 | 0 | 0 | 0 | 0 | 0 | 0 | 0 | 0 | 0 | 0 | 0 | 0 | 0
F12_Industrial_Other Industrial_Existing_Space Heating_Natural Gas_Commissioning_A_Technical Potential | F12 | Industrial | Other Industrial | Existing | Space Heating | Natural Gas | Commissioning | A | Cumulative Winter Peak Savings (MW) | Technical Potential | 0 | 0 | 0 | 0 | 0 | 0 | 0 | 0 | 0 | 0 | 0 | 0 | 0 | 0 | 0 | 0 | 0 | 0 | 0 | 0 | 0 | 0 | 0 | 0 | 0 | 0 | 0 | 0 | 0 | 0 | 0
F13_Industrial_Other Industrial_Existing_Space Heating_Natural Gas_Commissioning_A_Technical Potential | F13 | Industrial | Other Industrial | Existing | Space Heating | Natural Gas | Commissioning | A | Purchases (Incremental) | Technical Potential | 0 | 0 | 0 | 0 | 0 | 0 | 0 | 0 | 0 | 0 | 0 | 0 | 0 | 0 | 0 | 0 | 0 | 0 | 0 | 0 | 0 | 0 | 0 | 0 | 0 | 0 | 0 | 0 | 0 | 0 | 0
F14_Industrial_Other Industrial_Existing_Space Heating_Natural Gas_Commissioning_A_Technical Potential | F14 | Industrial | Other Industrial | Existing | Space Heating | Natural Gas | Commissioning | A | Purchases (Cumulative) | Technical Potential | 0 | 0 | 0 | 0 | 0 | 0 | 0 | 0 | 0 | 0 | 0 | 0 | 0 | 0 | 0 | 0 | 0 | 0 | 0 | 0 | 0 | 0 | 0 | 0 | 0 | 0 | 0 | 0 | 0 | 0 | 0
F1_Industrial_Other Industrial_Existing_Process_Natural Gas_Commissioning_A_Technical Potential | F1 | Industrial | Other Industrial | Existing | Process | Natural Gas | Commissioning | A | Original Unit Energy Savings (kWh or therms) | Technical Potential | 0 | 0 | 0 | 0 | 0 | 7.8506 | 7.8506 | 7.8506 | 7.8506 | 7.8506 | 7.8506 | 7.8506 | 7.8506 | 7.8506 | 7.8506 | 7.8506 | 7.8506 | 7.8506 | 7.8506 | 7.8506 | 7.8506 | 7.8506 | 7.8506 | 7.8506 | 7.8506 | 7.8506 | 7.8506 | 7.8506 | 0 | 0 | 0
F2_Industrial_Other Industrial_Existing_Process_Natural Gas_Commissioning_A_Technical Potential | F2 | Industrial | Other Industrial | Existing | Process | Natural Gas | Commissioning | A | Original Unit Summer Peak Savings (kW) | Technical Potential | 0 | 0 | 0 | 0 | 0 | 0 | 0 | 0 | 0 | 0 | 0 | 0 | 0 | 0 | 0 | 0 | 0 | 0 | 0 | 0 | 0 | 0 | 0 | 0 | 0 | 0 | 0 | 0 | 0 | 0 | 0
F3_Industrial_Other Industrial_Existing_Process_Natural Gas_Commissioning_A_Technical Potential | F3 | Industrial | Other Industrial | Existing | Process | Natural Gas | Commissioning | A | Original Unit Winter Peak Savings (kW) | Technical Potential | 0 | 0 | 0 | 0 | 0 | 0 | 0 | 0 | 0 | 0 | 0 | 0 | 0 | 0 | 0 | 0 | 0 | 0 | 0 | 0 | 0 | 0 | 0 | 0 | 0 | 0 | 0 | 0 | 0 | 0 | 0
F4_Industrial_Other Industrial_Existing_Process_Natural Gas_Commissioning_A_Technical Potential | F4 | Industrial | Other Industrial | Existing | Process | Natural Gas | Commissioning | A | Standalone Impact on Baseline Energy (%) | Technical Potential | 0% | 0% | 0% | 0% | 0% | 0% | 0% | 0% | 0% | 0% | 0% | 0% | 0% | 0% | 0% | 0% | 0% | 0% | 0% | 0% | 0% | 0% | 0% | 0% | 0 | 0 | 0 | 0 | 0 | 0 | 0
F5_Industrial_Other Industrial_Existing_Process_Natural Gas_Commissioning_A_Technical Potential | F5 | Industrial | Other Industrial | Existing | Process | Natural Gas | Commissioning | A | Standalone Impact on Baseline Summer Peak (%) | Technical Potential | 0% | 0% | 0% | 0% | 0% | 0% | 0% | 0% | 0% | 0% | 0% | 0% | 0% | 0% | 0% | 0% | 0% | 0% | 0% | 0% | 0% | 0% | 0% | 0% | 0 | 0 | 0 | 0 | 0 | 0 | 0
F6_Industrial_Other Industrial_Existing_Process_Natural Gas_Commissioning_A_Technical Potential | F6 | Industrial | Other Industrial | Existing | Process | Natural Gas | Commissioning | A | Standalone Impact on Baseline Winter Peak (%) | Technical Potential | 0% | 0% | 0% | 0% | 0% | 0% | 0% | 0% | 0% | 0% | 0% | 0% | 0% | 0% | 0% | 0% | 0% | 0% | 0% | 0% | 0% | 0% | 0% | 0% | 0 | 0 | 0 | 0 | 0 | 0 | 0
F7_Industrial_Other Industrial_Existing_Process_Natural Gas_Commissioning_A_Technical Potential | F7 | Industrial | Other Industrial | Existing | Process | Natural Gas | Commissioning | A | Incremental Energy Savings (MWh or mTherms) | Technical Potential | 0 | 0 | 0 | 0 | 0 | 0 | 0 | 0 | 0 | 0 | 0 | 0 | 0 | 0 | 0 | 0 | 0 | 0 | 0 | 0 | 0 | 0 | 0 | 0 | 0 | 0 | 0 | 0 | 0 | 0 | 0
F8_Industrial_Other Industrial_Existing_Process_Natural Gas_Commissioning_A_Technical Potential | F8 | Industrial | Other Industrial | Existing | Process | Natural Gas | Commissioning | A | Incremental Summer Peak Savings (MW) | Technical Potential | 0 | 0 | 0 | 0 | 0 | 0 | 0 | 0 | 0 | 0 | 0 | 0 | 0 | 0 | 0 | 0 | 0 | 0 | 0 | 0 | 0 | 0 | 0 | 0 | 0 | 0 | 0 | 0 | 0 | 0 | 0
F9_Industrial_Other Industrial_Existing_Process_Natural Gas_Commissioning_A_Technical Potential | F9 | Industrial | Other Industrial | Existing | Process | Natural Gas | Commissioning | A | Incremental Winter Peak Savings (MW) | Technical Potential | 0 | 0 | 0 | 0 | 0 | 0 | 0 | 0 | 0 | 0 | 0 | 0 | 0 | 0 | 0 | 0 | 0 | 0 | 0 | 0 | 0 | 0 | 0 | 0 | 0 | 0 | 0 | 0 | 0 | 0 | 0
F10_Industrial_Other Industrial_Existing_Process_Natural Gas_Commissioning_A_Technical Potential | F10 | Industrial | Other Industrial | Existing | Process | Natural Gas | Commissioning | A | Cumulative Energy Savings (MWh or mTherms) | Technical Potential | 0 | 0 | 0 | 0 | 0 | 0 | 0 | 0 | 0 | 0 | 0 | 0 | 0 | 0 | 0 | 0 | 0 | 0 | 0 | 0 | 0 | 0 | 0 | 0 | 0 | 0 | 0 | 0 | 0 | 0 | 0
F11_Industrial_Other Industrial_Existing_Process_Natural Gas_Commissioning_A_Technical Potential | F11 | Industrial | Other Industrial | Existing | Process | Natural Gas | Commissioning | A | Cumulative Summer Peak Savings (MW) | Technical Potential | 0 | 0 | 0 | 0 | 0 | 0 | 0 | 0 | 0 | 0 | 0 | 0 | 0 | 0 | 0 | 0 | 0 | 0 | 0 | 0 | 0 | 0 | 0 | 0 | 0 | 0 | 0 | 0 | 0 | 0 | 0
F12_Industrial_Other Industrial_Existing_Process_Natural Gas_Commissioning_A_Technical Potential | F12 | Industrial | Other Industrial | Existing | Process | Natural Gas | Commissioning | A | Cumulative Winter Peak Savings (MW) | Technical Potential | 0 | 0 | 0 | 0 | 0 | 0 | 0 | 0 | 0 | 0 | 0 | 0 | 0 | 0 | 0 | 0 | 0 | 0 | 0 | 0 | 0 | 0 | 0 | 0 | 0 | 0 | 0 | 0 | 0 | 0 | 0
F13_Industrial_Other Industrial_Existing_Process_Natural Gas_Commissioning_A_Technical Potential | F13 | Industrial | Other Industrial | Existing | Process | Natural Gas | Commissioning | A | Purchases (Incremental) | Technical Potential | 0 | 0 | 0 | 0 | 0 | 0 | 0 | 0 | 0 | 0 | 0 | 0 | 0 | 0 | 0 | 0 | 0 | 0 | 0 | 0 | 0 | 0 | 0 | 0 | 0 | 0 | 0 | 0 | 0 | 0 | 0
F14_Industrial_Other Industrial_Existing_Process_Natural Gas_Commissioning_A_Technical Potential | F14 | Industrial | Other Industrial | Existing | Process | Natural Gas | Commissioning | A | Purchases (Cumulative) | Technical Potential | 0 | 0 | 0 | 0 | 0 | 0 | 0 | 0 | 0 | 0 | 0 | 0 | 0 | 0 | 0 | 0 | 0 | 0 | 0 | 0 | 0 | 0 | 0 | 0 | 0 | 0 | 0 | 0 | 0 | 0 | 0
F1_Industrial_Other Industrial_Existing_Space Heating_Natural Gas_Retrocommissioning_A_Technical Potential | F1 | Industrial | Other Industrial | Existing | Space Heating | Natural Gas | Retrocommissioning | A | Original Unit Energy Savings (kWh or therms) | Technical Potential | 0 | 0 | 0 | 0 | 0 | 0.52261 | 0.52006 | 0.5169 | 0.51355 | 0.51006 | 0.50651 | 0.50286 | 0.49924 | 0.49563 | 0.49173 | 0.48812 | 0.48456 | 0.48126 | 0.47818 | 0.47517 | 0.47234 | 0.46944 | 0.46682 | 0.46435 | 0.462 | 0.45982 | 0.45781 | 0.45594 | 0 | 0 | 0
F2_Industrial_Other Industrial_Existing_Space Heating_Natural Gas_Retrocommissioning_A_Technical Potential | F2 | Industrial | Other Industrial | Existing | Space Heating | Natural Gas | Retrocommissioning | A | Original Unit Summer Peak Savings (kW) | Technical Potential | 0 | 0 | 0 | 0 | 0 | 0 | 0 | 0 | 0 | 0 | 0 | 0 | 0 | 0 | 0 | 0 | 0 | 0 | 0 | 0 | 0 | 0 | 0 | 0 | 0 | 0 | 0 | 0 | 0 | 0 | 0
F3_Industrial_Other Industrial_Existing_Space Heating_Natural Gas_Retrocommissioning_A_Technical Potential | F3 | Industrial | Other Industrial | Existing | Space Heating | Natural Gas | Retrocommissioning | A | Original Unit Winter Peak Savings (kW) | Technical Potential | 0 | 0 | 0 | 0 | 0 | 0 | 0 | 0 | 0 | 0 | 0 | 0 | 0 | 0 | 0 | 0 | 0 | 0 | 0 | 0 | 0 | 0 | 0 | 0 | 0 | 0 | 0 | 0 | 0 | 0 | 0
F4_Industrial_Other Industrial_Existing_Space Heating_Natural Gas_Retrocommissioning_A_Technical Potential | F4 | Industrial | Other Industrial | Existing | Space Heating | Natural Gas | Retrocommissioning | A | Standalone Impact on Baseline Energy (%) | Technical Potential | 0% | 0% | 0% | 0% | 0% | 0.01458% | 0.02918% | 0.04393% | 0.05849% | 0.07303% | 0.08855% | 0.1034% | 0.1182% | 0.1347% | 0.1487% | 0.1647% | 0.1793% | 0.1948% | 0.2111% | 0.2255% | 0.241% | 0.2565% | 0.272% | 0.2876% | 0.0030304 | 0.0030393 | 0.0030474 | 0.0030548 | 0 | 0 | 0
F5_Industrial_Other Industrial_Existing_Space Heating_Natural Gas_Retrocommissioning_A_Technical Potential | F5 | Industrial | Other Industrial | Existing | Space Heating | Natural Gas | Retrocommissioning | A | Standalone Impact on Baseline Summer Peak (%) | Technical Potential | 0% | 0% | 0% | 0% | 0% | 0% | 0% | 0% | 0% | 0% | 0% | 0% | 0% | 0% | 0% | 0% | 0% | 0% | 0% | 0% | 0% | 0% | 0% | 0% | 0 | 0 | 0 | 0 | 0 | 0 | 0
F6_Industrial_Other Industrial_Existing_Space Heating_Natural Gas_Retrocommissioning_A_Technical Potential | F6 | Industrial | Other Industrial | Existing | Space Heating | Natural Gas | Retrocommissioning | A | Standalone Impact on Baseline Winter Peak (%) | Technical Potential | 0% | 0% | 0% | 0% | 0% | 0% | 0% | 0% | 0% | 0% | 0% | 0% | 0% | 0% | 0% | 0% | 0% | 0% | 0% | 0% | 0% | 0% | 0% | 0% | 0 | 0 | 0 | 0 | 0 | 0 | 0
F7_Industrial_Other Industrial_Existing_Space Heating_Natural Gas_Retrocommissioning_A_Technical Potential | F7 | Industrial | Other Industrial | Existing | Space Heating | Natural Gas | Retrocommissioning | A | Incremental Energy Savings (MWh or mTherms) | Technical Potential | 0 | 0 | 0 | 0 | 0 | 0.1103 | 0.1097 | 0.10839 | 0.10775 | 0.1071 | 0.10501 | 0.10397 | 0.10301 | 0.10064 | 0.10023 | 0.098543 | 0.097837 | 0.096681 | 0.095205 | 0.094719 | 0.093764 | 0.092827 | 0.091973 | 0.091175 | 0.090427 | 0 | 0 | 0 | 0 | 0 | 0
F8_Industrial_Other Industrial_Existing_Space Heating_Natural Gas_Retrocommissioning_A_Technical Potential | F8 | Industrial | Other Industrial | Existing | Space Heating | Natural Gas | Retrocommissioning | A | Incremental Summer Peak Savings (MW) | Technical Potential | 0 | 0 | 0 | 0 | 0 | 0 | 0 | 0 | 0 | 0 | 0 | 0 | 0 | 0 | 0 | 0 | 0 | 0 | 0 | 0 | 0 | 0 | 0 | 0 | 0 | 0 | 0 | 0 | 0 | 0 | 0
F9_Industrial_Other Industrial_Existing_Space Heating_Natural Gas_Retrocommissioning_A_Technical Potential | F9 | Industrial | Other Industrial | Existing | Space Heating | Natural Gas | Retrocommissioning | A | Incremental Winter Peak Savings (MW) | Technical Potential | 0 | 0 | 0 | 0 | 0 | 0 | 0 | 0 | 0 | 0 | 0 | 0 | 0 | 0 | 0 | 0 | 0 | 0 | 0 | 0 | 0 | 0 | 0 | 0 | 0 | 0 | 0 | 0 | 0 | 0 | 0
F10_Industrial_Other Industrial_Existing_Space Heating_Natural Gas_Retrocommissioning_A_Technical Potential | F10 | Industrial | Other Industrial | Existing | Space Heating | Natural Gas | Retrocommissioning | A | Cumulative Energy Savings (MWh or mTherms) | Technical Potential | 0 | 0 | 0 | 0 | 0 | 0.1103 | 0.21946 | 0.32651 | 0.43215 | 0.53631 | 0.63758 | 0.73696 | 0.83466 | 0.92926 | 1.0222 | 1.1132 | 1.2029 | 1.2914 | 1.3783 | 1.4644 | 1.5494 | 1.6328 | 1.7156 | 1.7977 | 1.879 | 1.8702 | 1.862 | 1.8544 | 0 | 0 | 0
F11_Industrial_Other Industrial_Existing_Space Heating_Natural Gas_Retrocommissioning_A_Technical Potential | F11 | Industrial | Other Industrial | Existing | Space Heating | Natural Gas | Retrocommissioning | A | Cumulative Summer Peak Savings (MW) | Technical Potential | 0 | 0 | 0 | 0 | 0 | 0 | 0 | 0 | 0 | 0 | 0 | 0 | 0 | 0 | 0 | 0 | 0 | 0 | 0 | 0 | 0 | 0 | 0 | 0 | 0 | 0 | 0 | 0 | 0 | 0 | 0
F12_Industrial_Other Industrial_Existing_Space Heating_Natural Gas_Retrocommissioning_A_Technical Potential | F12 | Industrial | Other Industrial | Existing | Space Heating | Natural Gas | Retrocommissioning | A | Cumulative Winter Peak Savings (MW) | Technical Potential | 0 | 0 | 0 | 0 | 0 | 0 | 0 | 0 | 0 | 0 | 0 | 0 | 0 | 0 | 0 | 0 | 0 | 0 | 0 | 0 | 0 | 0 | 0 | 0 | 0 | 0 | 0 | 0 | 0 | 0 | 0
F13_Industrial_Other Industrial_Existing_Space Heating_Natural Gas_Retrocommissioning_A_Technical Potential | F13 | Industrial | Other Industrial | Existing | Space Heating | Natural Gas | Retrocommissioning | A | Purchases (Incremental) | Technical Potential | 0 | 0 | 0 | 0 | 0 | 211.053 | 210.9371 | 209.6931 | 209.8065 | 209.98 | 207.3135 | 206.747 | 206.3272 | 203.0508 | 203.826 | 201.8823 | 201.9085 | 200.8923 | 199.1003 | 199.3362 | 198.5118 | 197.7398 | 197.0193 | 196.3497 | 195.7306 | 0 | 0 | 0 | 0 | 0 | 0
F14_Industrial_Other Industrial_Existing_Space Heating_Natural Gas_Retrocommissioning_A_Technical Potential | F14 | Industrial | Other Industrial | Existing | Space Heating | Natural Gas | Retrocommissioning | A | Purchases (Cumulative) | Technical Potential | 0 | 0 | 0 | 0 | 0 | 211.053 | 421.9901 | 631.6832 | 841.4897 | 1051.4697 | 1258.7832 | 1465.5301 | 1671.8573 | 1874.9081 | 2078.7341 | 2280.6164 | 2482.5248 | 2683.4171 | 2882.5174 | 3081.8535 | 3280.3654 | 3478.1052 | 3675.1244 | 3871.4742 | 4067.2047 | 4067.2047 | 4067.2047 | 4067.2047 | 4067.2047 | 4067.2047 | 4067.2047
F1_Industrial_Other Industrial_Existing_Process_Natural Gas_Retrocommissioning_A_Technical Potential | F1 | Industrial | Other Industrial | Existing | Process | Natural Gas | Retrocommissioning | A | Original Unit Energy Savings (kWh or therms) | Technical Potential | 0 | 0 | 0 | 0 | 0 | 0 | 0 | 0 | 0 | 0 | 0 | 0 | 0 | 0 | 0 | 0 | 0 | 0 | 0 | 0 | 0 | 0 | 0 | 0 | 0 | 0 | 0 | 0 | 0 | 0 | 0
F2_Industrial_Other Industrial_Existing_Process_Natural Gas_Retrocommissioning_A_Technical Potential | F2 | Industrial | Other Industrial | Existing | Process | Natural Gas | Retrocommissioning | A | Original Unit Summer Peak Savings (kW) | Technical Potential | 0 | 0 | 0 | 0 | 0 | 0 | 0 | 0 | 0 | 0 | 0 | 0 | 0 | 0 | 0 | 0 | 0 | 0 | 0 | 0 | 0 | 0 | 0 | 0 | 0 | 0 | 0 | 0 | 0 | 0 | 0
F3_Industrial_Other Industrial_Existing_Process_Natural Gas_Retrocommissioning_A_Technical Potential | F3 | Industrial | Other Industrial | Existing | Process | Natural Gas | Retrocommissioning | A | Original Unit Winter Peak Savings (kW) | Technical Potential | 0 | 0 | 0 | 0 | 0 | 0 | 0 | 0 | 0 | 0 | 0 | 0 | 0 | 0 | 0 | 0 | 0 | 0 | 0 | 0 | 0 | 0 | 0 | 0 | 0 | 0 | 0 | 0 | 0 | 0 | 0
F4_Industrial_Other Industrial_Existing_Process_Natural Gas_Retrocommissioning_A_Technical Potential | F4 | Industrial | Other Industrial | Existing | Process | Natural Gas | Retrocommissioning | A | Standalone Impact on Baseline Energy (%) | Technical Potential | 0% | 0% | 0% | 0% | 0% | 0% | 0% | 0% | 0% | 0% | 0% | 0% | 0% | 0% | 0% | 0% | 0% | 0% | 0% | 0% | 0% | 0% | 0% | 0% | 0 | 0 | 0 | 0 | 0 | 0 | 0
F5_Industrial_Other Industrial_Existing_Process_Natural Gas_Retrocommissioning_A_Technical Potential | F5 | Industrial | Other Industrial | Existing | Process | Natural Gas | Retrocommissioning | A | Standalone Impact on Baseline Summer Peak (%) | Technical Potential | 0% | 0% | 0% | 0% | 0% | 0% | 0% | 0% | 0% | 0% | 0% | 0% | 0% | 0% | 0% | 0% | 0% | 0% | 0% | 0% | 0% | 0% | 0% | 0% | 0 | 0 | 0 | 0 | 0 | 0 | 0
F6_Industrial_Other Industrial_Existing_Process_Natural Gas_Retrocommissioning_A_Technical Potential | F6 | Industrial | Other Industrial | Existing | Process | Natural Gas | Retrocommissioning | A | Standalone Impact on Baseline Winter Peak (%) | Technical Potential | 0% | 0% | 0% | 0% | 0% | 0% | 0% | 0% | 0% | 0% | 0% | 0% | 0% | 0% | 0% | 0% | 0% | 0% | 0% | 0% | 0% | 0% | 0% | 0% | 0 | 0 | 0 | 0 | 0 | 0 | 0
F7_Industrial_Other Industrial_Existing_Process_Natural Gas_Retrocommissioning_A_Technical Potential | F7 | Industrial | Other Industrial | Existing | Process | Natural Gas | Retrocommissioning | A | Incremental Energy Savings (MWh or mTherms) | Technical Potential | 0 | 0 | 0 | 0 | 0 | 0 | 0 | 0 | 0 | 0 | 0 | 0 | 0 | 0 | 0 | 0 | 0 | 0 | 0 | 0 | 0 | 0 | 0 | 0 | 0 | 0 | 0 | 0 | 0 | 0 | 0
F8_Industrial_Other Industrial_Existing_Process_Natural Gas_Retrocommissioning_A_Technical Potential | F8 | Industrial | Other Industrial | Existing | Process | Natural Gas | Retrocommissioning | A | Incremental Summer Peak Savings (MW) | Technical Potential | 0 | 0 | 0 | 0 | 0 | 0 | 0 | 0 | 0 | 0 | 0 | 0 | 0 | 0 | 0 | 0 | 0 | 0 | 0 | 0 | 0 | 0 | 0 | 0 | 0 | 0 | 0 | 0 | 0 | 0 | 0
F9_Industrial_Other Industrial_Existing_Process_Natural Gas_Retrocommissioning_A_Technical Potential | F9 | Industrial | Other Industrial | Existing | Process | Natural Gas | Retrocommissioning | A | Incremental Winter Peak Savings (MW) | Technical Potential | 0 | 0 | 0 | 0 | 0 | 0 | 0 | 0 | 0 | 0 | 0 | 0 | 0 | 0 | 0 | 0 | 0 | 0 | 0 | 0 | 0 | 0 | 0 | 0 | 0 | 0 | 0 | 0 | 0 | 0 | 0
F10_Industrial_Other Industrial_Existing_Process_Natural Gas_Retrocommissioning_A_Technical Potential | F10 | Industrial | Other Industrial | Existing | Process | Natural Gas | Retrocommissioning | A | Cumulative Energy Savings (MWh or mTherms) | Technical Potential | 0 | 0 | 0 | 0 | 0 | 0 | 0 | 0 | 0 | 0 | 0 | 0 | 0 | 0 | 0 | 0 | 0 | 0 | 0 | 0 | 0 | 0 | 0 | 0 | 0 | 0 | 0 | 0 | 0 | 0 | 0
F11_Industrial_Other Industrial_Existing_Process_Natural Gas_Retrocommissioning_A_Technical Potential | F11 | Industrial | Other Industrial | Existing | Process | Natural Gas | Retrocommissioning | A | Cumulative Summer Peak Savings (MW) | Technical Potential | 0 | 0 | 0 | 0 | 0 | 0 | 0 | 0 | 0 | 0 | 0 | 0 | 0 | 0 | 0 | 0 | 0 | 0 | 0 | 0 | 0 | 0 | 0 | 0 | 0 | 0 | 0 | 0 | 0 | 0 | 0
F12_Industrial_Other Industrial_Existing_Process_Natural Gas_Retrocommissioning_A_Technical Potential | F12 | Industrial | Other Industrial | Existing | Process | Natural Gas | Retrocommissioning | A | Cumulative Winter Peak Savings (MW) | Technical Potential | 0 | 0 | 0 | 0 | 0 | 0 | 0 | 0 | 0 | 0 | 0 | 0 | 0 | 0 | 0 | 0 | 0 | 0 | 0 | 0 | 0 | 0 | 0 | 0 | 0 | 0 | 0 | 0 | 0 | 0 | 0
F13_Industrial_Other Industrial_Existing_Process_Natural Gas_Retrocommissioning_A_Technical Potential | F13 | Industrial | Other Industrial | Existing | Process | Natural Gas | Retrocommissioning | A | Purchases (Incremental) | Technical Potential | 0 | 0 | 0 | 0 | 0 | 211.053 | 210.9371 | 209.6931 | 209.8065 | 209.98 | 207.3135 | 206.747 | 206.3272 | 203.0508 | 203.826 | 201.8823 | 201.9085 | 200.8923 | 199.1003 | 199.3362 | 198.5118 | 197.7398 | 197.0193 | 196.3497 | 195.7306 | 0 | 0 | 0 | 0 | 0 | 0
F14_Industrial_Other Industrial_Existing_Process_Natural Gas_Retrocommissioning_A_Technical Potential | F14 | Industrial | Other Industrial | Existing | Process | Natural Gas | Retrocommissioning | A | Purchases (Cumulative) | Technical Potential | 0 | 0 | 0 | 0 | 0 | 211.053 | 421.9901 | 631.6832 | 841.4897 | 1051.4697 | 1258.7832 | 1465.5301 | 1671.8573 | 1874.9081 | 2078.7341 | 2280.6164 | 2482.5248 | 2683.4171 | 2882.5174 | 3081.8535 | 3280.3654 | 3478.1052 | 3675.1244 | 3871.4742 | 4067.2047 | 4067.2047 | 4067.2047 | 4067.2047 | 4067.2047 | 4067.2047 | 4067.2047
F1_Industrial_Other Industrial_New_Space Heating_Natural Gas_Insulation - Roof/Ceiling_A_Technical Potential | F1 | Industrial | Other Industrial | New | Space Heating | Natural Gas | Insulation - Roof/Ceiling | A | Original Unit Energy Savings (kWh or therms) | Technical Potential | 0 | 0 | 0 | 0 | 0 | 0.093892 | 0.092679 | 0.091794 | 0.091122 | 0.090592 | 0.090164 | 0.089662 | 0.089136 | 0.088616 | 0.088114 | 0.08772 | 0.087409 | 0.087162 | 0.08677 | 0.086483 | 0.086275 | 0.086113 | 0.086113 | 0.086113 | 0.086113 | 0.086113 | 0.086113 | 0.086113 | 0 | 0 | 0
F2_Industrial_Other Industrial_New_Space Heating_Natural Gas_Insulation - Roof/Ceiling_A_Technical Potential | F2 | Industrial | Other Industrial | New | Space Heating | Natural Gas | Insulation - Roof/Ceiling | A | Original Unit Summer Peak Savings (kW) | Technical Potential | 0 | 0 | 0 | 0 | 0 | 0 | 0 | 0 | 0 | 0 | 0 | 0 | 0 | 0 | 0 | 0 | 0 | 0 | 0 | 0 | 0 | 0 | 0 | 0 | 0 | 0 | 0 | 0 | 0 | 0 | 0
F3_Industrial_Other Industrial_New_Space Heating_Natural Gas_Insulation - Roof/Ceiling_A_Technical Potential | F3 | Industrial | Other Industrial | New | Space Heating | Natural Gas | Insulation - Roof/Ceiling | A | Original Unit Winter Peak Savings (kW) | Technical Potential | 0 | 0 | 0 | 0 | 0 | 0 | 0 | 0 | 0 | 0 | 0 | 0 | 0 | 0 | 0 | 0 | 0 | 0 | 0 | 0 | 0 | 0 | 0 | 0 | 0 | 0 | 0 | 0 | 0 | 0 | 0
F4_Industrial_Other Industrial_New_Space Heating_Natural Gas_Insulation - Roof/Ceiling_A_Technical Potential | F4 | Industrial | Other Industrial | New | Space Heating | Natural Gas | Insulation - Roof/Ceiling | A | Standalone Impact on Baseline Energy (%) | Technical Potential | 0% | 0% | 0% | 0% | 0% | 0% | 0% | 0% | 0% | 0% | 0% | 0% | 0% | 0% | 0% | 0% | 0% | 0% | 0% | 0% | 0% | 0% | 0% | 0% | 0 | 0 | 0 | 0 | 0 | 0 | 0
F5_Industrial_Other Industrial_New_Space Heating_Natural Gas_Insulation - Roof/Ceiling_A_Technical Potential | F5 | Industrial | Other Industrial | New | Space Heating | Natural Gas | Insulation - Roof/Ceiling | A | Standalone Impact on Baseline Summer Peak (%) | Technical Potential | 0% | 0% | 0% | 0% | 0% | 0% | 0% | 0% | 0% | 0% | 0% | 0% | 0% | 0% | 0% | 0% | 0% | 0% | 0% | 0% | 0% | 0% | 0% | 0% | 0 | 0 | 0 | 0 | 0 | 0 | 0
F6_Industrial_Other Industrial_New_Space Heating_Natural Gas_Insulation - Roof/Ceiling_A_Technical Potential | F6 | Industrial | Other Industrial | New | Space Heating | Natural Gas | Insulation - Roof/Ceiling | A | Standalone Impact on Baseline Winter Peak (%) | Technical Potential | 0% | 0% | 0% | 0% | 0% | 0% | 0% | 0% | 0% | 0% | 0% | 0% | 0% | 0% | 0% | 0% | 0% | 0% | 0% | 0% | 0% | 0% | 0% | 0% | 0 | 0 | 0 | 0 | 0 | 0 | 0
F7_Industrial_Other Industrial_New_Space Heating_Natural Gas_Insulation - Roof/Ceiling_A_Technical Potential | F7 | Industrial | Other Industrial | New | Space Heating | Natural Gas | Insulation - Roof/Ceiling | A | Incremental Energy Savings (MWh or mTherms) | Technical Potential | 0 | 0 | 0 | 0 | 0 | 0 | 0 | 0 | 0 | 0 | 0 | 0 | 0 | 0 | 0 | 0 | 0 | 0 | 0 | 0 | 0 | 0 | 0 | 0 | 0 | 0 | 0 | 0 | 0 | 0 | 0
F8_Industrial_Other Industrial_New_Space Heating_Natural Gas_Insulation - Roof/Ceiling_A_Technical Potential | F8 | Industrial | Other Industrial | New | Space Heating | Natural Gas | Insulation - Roof/Ceiling | A | Incremental Summer Peak Savings (MW) | Technical Potential | 0 | 0 | 0 | 0 | 0 | 0 | 0 | 0 | 0 | 0 | 0 | 0 | 0 | 0 | 0 | 0 | 0 | 0 | 0 | 0 | 0 | 0 | 0 | 0 | 0 | 0 | 0 | 0 | 0 | 0 | 0
F9_Industrial_Other Industrial_New_Space Heating_Natural Gas_Insulation - Roof/Ceiling_A_Technical Potential | F9 | Industrial | Other Industrial | New | Space Heating | Natural Gas | Insulation - Roof/Ceiling | A | Incremental Winter Peak Savings (MW) | Technical Potential | 0 | 0 | 0 | 0 | 0 | 0 | 0 | 0 | 0 | 0 | 0 | 0 | 0 | 0 | 0 | 0 | 0 | 0 | 0 | 0 | 0 | 0 | 0 | 0 | 0 | 0 | 0 | 0 | 0 | 0 | 0
F10_Industrial_Other Industrial_New_Space Heating_Natural Gas_Insulation - Roof/Ceiling_A_Technical Potential | F10 | Industrial | Other Industrial | New | Space Heating | Natural Gas | Insulation - Roof/Ceiling | A | Cumulative Energy Savings (MWh or mTherms) | Technical Potential | 0 | 0 | 0 | 0 | 0 | 0 | 0 | 0 | 0 | 0 | 0 | 0 | 0 | 0 | 0 | 0 | 0 | 0 | 0 | 0 | 0 | 0 | 0 | 0 | 0 | 0 | 0 | 0 | 0 | 0 | 0
F11_Industrial_Other Industrial_New_Space Heating_Natural Gas_Insulation - Roof/Ceiling_A_Technical Potential | F11 | Industrial | Other Industrial | New | Space Heating | Natural Gas | Insulation - Roof/Ceiling | A | Cumulative Summer Peak Savings (MW) | Technical Potential | 0 | 0 | 0 | 0 | 0 | 0 | 0 | 0 | 0 | 0 | 0 | 0 | 0 | 0 | 0 | 0 | 0 | 0 | 0 | 0 | 0 | 0 | 0 | 0 | 0 | 0 | 0 | 0 | 0 | 0 | 0
F12_Industrial_Other Industrial_New_Space Heating_Natural Gas_Insulation - Roof/Ceiling_A_Technical Potential | F12 | Industrial | Other Industrial | New | Space Heating | Natural Gas | Insulation - Roof/Ceiling | A | Cumulative Winter Peak Savings (MW) | Technical Potential | 0 | 0 | 0 | 0 | 0 | 0 | 0 | 0 | 0 | 0 | 0 | 0 | 0 | 0 | 0 | 0 | 0 | 0 | 0 | 0 | 0 | 0 | 0 | 0 | 0 | 0 | 0 | 0 | 0 | 0 | 0
F13_Industrial_Other Industrial_New_Space Heating_Natural Gas_Insulation - Roof/Ceiling_A_Technical Potential | F13 | Industrial | Other Industrial | New | Space Heating | Natural Gas | Insulation - Roof/Ceiling | A | Purchases (Incremental) | Technical Potential | 0 | 0 | 0 | 0 | 0 | 0 | 0 | 0 | 0 | 0 | 0 | 0 | 0 | 0 | 0 | 0 | 0 | 0 | 0 | 0 | 0 | 0 | 0 | 0 | 0 | 0 | 0 | 0 | 0 | 0 | 0
F14_Industrial_Other Industrial_New_Space Heating_Natural Gas_Insulation - Roof/Ceiling_A_Technical Potential | F14 | Industrial | Other Industrial | New | Space Heating | Natural Gas | Insulation - Roof/Ceiling | A | Purchases (Cumulative) | Technical Potential | 0 | 0 | 0 | 0 | 0 | 0 | 0 | 0 | 0 | 0 | 0 | 0 | 0 | 0 | 0 | 0 | 0 | 0 | 0 | 0 | 0 | 0 | 0 | 0 | 0 | 0 | 0 | 0 | 0 | 0 | 0
F1_Industrial_Other Industrial_New_Space Heating_Natural Gas_Insulation - Wall Cavity_A_Technical Potential | F1 | Industrial | Other Industrial | New | Space Heating | Natural Gas | Insulation - Wall Cavity | A | Original Unit Energy Savings (kWh or therms) | Technical Potential | 0 | 0 | 0 | 0 | 0 | 0.016909 | 0.016691 | 0.016531 | 0.01641 | 0.016315 | 0.016238 | 0.016147 | 0.016053 | 0.015959 | 0.015869 | 0.015798 | 0.015742 | 0.015697 | 0.015627 | 0.015575 | 0.015537 | 0.015508 | 0.015508 | 0.015508 | 0.015508 | 0.015508 | 0.015508 | 0.015508 | 0 | 0 | 0
F2_Industrial_Other Industrial_New_Space Heating_Natural Gas_Insulation - Wall Cavity_A_Technical Potential | F2 | Industrial | Other Industrial | New | Space Heating | Natural Gas | Insulation - Wall Cavity | A | Original Unit Summer Peak Savings (kW) | Technical Potential | 0 | 0 | 0 | 0 | 0 | 0 | 0 | 0 | 0 | 0 | 0 | 0 | 0 | 0 | 0 | 0 | 0 | 0 | 0 | 0 | 0 | 0 | 0 | 0 | 0 | 0 | 0 | 0 | 0 | 0 | 0
F3_Industrial_Other Industrial_New_Space Heating_Natural Gas_Insulation - Wall Cavity_A_Technical Potential | F3 | Industrial | Other Industrial | New | Space Heating | Natural Gas | Insulation - Wall Cavity | A | Original Unit Winter Peak Savings (kW) | Technical Potential | 0 | 0 | 0 | 0 | 0 | 0 | 0 | 0 | 0 | 0 | 0 | 0 | 0 | 0 | 0 | 0 | 0 | 0 | 0 | 0 | 0 | 0 | 0 | 0 | 0 | 0 | 0 | 0 | 0 | 0 | 0
F4_Industrial_Other Industrial_New_Space Heating_Natural Gas_Insulation - Wall Cavity_A_Technical Potential | F4 | Industrial | Other Industrial | New | Space Heating | Natural Gas | Insulation - Wall Cavity | A | Standalone Impact on Baseline Energy (%) | Technical Potential | 0% | 0% | 0% | 0% | 0% | 0% | 0% | 0% | 0% | 0% | 0% | 0% | 0% | 0% | 0% | 0% | 0% | 0% | 0% | 0% | 0% | 0% | 0% | 0% | 0 | 0 | 0 | 0 | 0 | 0 | 0
F5_Industrial_Other Industrial_New_Space Heating_Natural Gas_Insulation - Wall Cavity_A_Technical Potential | F5 | Industrial | Other Industrial | New | Space Heating | Natural Gas | Insulation - Wall Cavity | A | Standalone Impact on Baseline Summer Peak (%) | Technical Potential | 0% | 0% | 0% | 0% | 0% | 0% | 0% | 0% | 0% | 0% | 0% | 0% | 0% | 0% | 0% | 0% | 0% | 0% | 0% | 0% | 0% | 0% | 0% | 0% | 0 | 0 | 0 | 0 | 0 | 0 | 0
F6_Industrial_Other Industrial_New_Space Heating_Natural Gas_Insulation - Wall Cavity_A_Technical Potential | F6 | Industrial | Other Industrial | New | Space Heating | Natural Gas | Insulation - Wall Cavity | A | Standalone Impact on Baseline Winter Peak (%) | Technical Potential | 0% | 0% | 0% | 0% | 0% | 0% | 0% | 0% | 0% | 0% | 0% | 0% | 0% | 0% | 0% | 0% | 0% | 0% | 0% | 0% | 0% | 0% | 0% | 0% | 0 | 0 | 0 | 0 | 0 | 0 | 0
F7_Industrial_Other Industrial_New_Space Heating_Natural Gas_Insulation - Wall Cavity_A_Technical Potential | F7 | Industrial | Other Industrial | New | Space Heating | Natural Gas | Insulation - Wall Cavity | A | Incremental Energy Savings (MWh or mTherms) | Technical Potential | 0 | 0 | 0 | 0 | 0 | 0 | 0 | 0 | 0 | 0 | 0 | 0 | 0 | 0 | 0 | 0 | 0 | 0 | 0 | 0 | 0 | 0 | 0 | 0 | 0 | 0 | 0 | 0 | 0 | 0 | 0
F8_Industrial_Other Industrial_New_Space Heating_Natural Gas_Insulation - Wall Cavity_A_Technical Potential | F8 | Industrial | Other Industrial | New | Space Heating | Natural Gas | Insulation - Wall Cavity | A | Incremental Summer Peak Savings (MW) | Technical Potential | 0 | 0 | 0 | 0 | 0 | 0 | 0 | 0 | 0 | 0 | 0 | 0 | 0 | 0 | 0 | 0 | 0 | 0 | 0 | 0 | 0 | 0 | 0 | 0 | 0 | 0 | 0 | 0 | 0 | 0 | 0
F9_Industrial_Other Industrial_New_Space Heating_Natural Gas_Insulation - Wall Cavity_A_Technical Potential | F9 | Industrial | Other Industrial | New | Space Heating | Natural Gas | Insulation - Wall Cavity | A | Incremental Winter Peak Savings (MW) | Technical Potential | 0 | 0 | 0 | 0 | 0 | 0 | 0 | 0 | 0 | 0 | 0 | 0 | 0 | 0 | 0 | 0 | 0 | 0 | 0 | 0 | 0 | 0 | 0 | 0 | 0 | 0 | 0 | 0 | 0 | 0 | 0
F10_Industrial_Other Industrial_New_Space Heating_Natural Gas_Insulation - Wall Cavity_A_Technical Potential | F10 | Industrial | Other Industrial | New | Space Heating | Natural Gas | Insulation - Wall Cavity | A | Cumulative Energy Savings (MWh or mTherms) | Technical Potential | 0 | 0 | 0 | 0 | 0 | 0 | 0 | 0 | 0 | 0 | 0 | 0 | 0 | 0 | 0 | 0 | 0 | 0 | 0 | 0 | 0 | 0 | 0 | 0 | 0 | 0 | 0 | 0 | 0 | 0 | 0
F11_Industrial_Other Industrial_New_Space Heating_Natural Gas_Insulation - Wall Cavity_A_Technical Potential | F11 | Industrial | Other Industrial | New | Space Heating | Natural Gas | Insulation - Wall Cavity | A | Cumulative Summer Peak Savings (MW) | Technical Potential | 0 | 0 | 0 | 0 | 0 | 0 | 0 | 0 | 0 | 0 | 0 | 0 | 0 | 0 | 0 | 0 | 0 | 0 | 0 | 0 | 0 | 0 | 0 | 0 | 0 | 0 | 0 | 0 | 0 | 0 | 0
F12_Industrial_Other Industrial_New_Space Heating_Natural Gas_Insulation - Wall Cavity_A_Technical Potential | F12 | Industrial | Other Industrial | New | Space Heating | Natural Gas | Insulation - Wall Cavity | A | Cumulative Winter Peak Savings (MW) | Technical Potential | 0 | 0 | 0 | 0 | 0 | 0 | 0 | 0 | 0 | 0 | 0 | 0 | 0 | 0 | 0 | 0 | 0 | 0 | 0 | 0 | 0 | 0 | 0 | 0 | 0 | 0 | 0 | 0 | 0 | 0 | 0
F13_Industrial_Other Industrial_New_Space Heating_Natural Gas_Insulation - Wall Cavity_A_Technical Potential | F13 | Industrial | Other Industrial | New | Space Heating | Natural Gas | Insulation - Wall Cavity | A | Purchases (Incremental) | Technical Potential | 0 | 0 | 0 | 0 | 0 | 0 | 0 | 0 | 0 | 0 | 0 | 0 | 0 | 0 | 0 | 0 | 0 | 0 | 0 | 0 | 0 | 0 | 0 | 0 | 0 | 0 | 0 | 0 | 0 | 0 | 0
F14_Industrial_Other Industrial_New_Space Heating_Natural Gas_Insulation - Wall Cavity_A_Technical Potential | F14 | Industrial | Other Industrial | New | Space Heating | Natural Gas | Insulation - Wall Cavity | A | Purchases (Cumulative) | Technical Potential | 0 | 0 | 0 | 0 | 0 | 0 | 0 | 0 | 0 | 0 | 0 | 0 | 0 | 0 | 0 | 0 | 0 | 0 | 0 | 0 | 0 | 0 | 0 | 0 | 0 | 0 | 0 | 0 | 0 | 0 | 0
F1_Industrial_Other Industrial_New_Space Heating_Natural Gas_Insulation - Ducting_A_Technical Potential | F1 | Industrial | Other Industrial | New | Space Heating | Natural Gas | Insulation - Ducting | A | Original Unit Energy Savings (kWh or therms) | Technical Potential | 0 | 0 | 0 | 0 | 0 | 0 | 0 | 0 | 0 | 0 | 0 | 0 | 0 | 0 | 0 | 0 | 0 | 0 | 0 | 0 | 0 | 0 | 0 | 0 | 0 | 0 | 0 | 0 | 0 | 0 | 0
F2_Industrial_Other Industrial_New_Space Heating_Natural Gas_Insulation - Ducting_A_Technical Potential | F2 | Industrial | Other Industrial | New | Space Heating | Natural Gas | Insulation - Ducting | A | Original Unit Summer Peak Savings (kW) | Technical Potential | 0 | 0 | 0 | 0 | 0 | 0 | 0 | 0 | 0 | 0 | 0 | 0 | 0 | 0 | 0 | 0 | 0 | 0 | 0 | 0 | 0 | 0 | 0 | 0 | 0 | 0 | 0 | 0 | 0 | 0 | 0
F3_Industrial_Other Industrial_New_Space Heating_Natural Gas_Insulation - Ducting_A_Technical Potential | F3 | Industrial | Other Industrial | New | Space Heating | Natural Gas | Insulation - Ducting | A | Original Unit Winter Peak Savings (kW) | Technical Potential | 0 | 0 | 0 | 0 | 0 | 0 | 0 | 0 | 0 | 0 | 0 | 0 | 0 | 0 | 0 | 0 | 0 | 0 | 0 | 0 | 0 | 0 | 0 | 0 | 0 | 0 | 0 | 0 | 0 | 0 | 0
F4_Industrial_Other Industrial_New_Space Heating_Natural Gas_Insulation - Ducting_A_Technical Potential | F4 | Industrial | Other Industrial | New | Space Heating | Natural Gas | Insulation - Ducting | A | Standalone Impact on Baseline Energy (%) | Technical Potential | 0% | 0% | 0% | 0% | 0% | 0% | 0% | 0% | 0% | 0% | 0% | 0% | 0% | 0% | 0% | 0% | 0% | 0% | 0% | 0% | 0% | 0% | 0% | 0% | 0 | 0 | 0 | 0 | 0 | 0 | 0
F5_Industrial_Other Industrial_New_Space Heating_Natural Gas_Insulation - Ducting_A_Technical Potential | F5 | Industrial | Other Industrial | New | Space Heating | Natural Gas | Insulation - Ducting | A | Standalone Impact on Baseline Summer Peak (%) | Technical Potential | 0% | 0% | 0% | 0% | 0% | 0% | 0% | 0% | 0% | 0% | 0% | 0% | 0% | 0% | 0% | 0% | 0% | 0% | 0% | 0% | 0% | 0% | 0% | 0% | 0 | 0 | 0 | 0 | 0 | 0 | 0
F6_Industrial_Other Industrial_New_Space Heating_Natural Gas_Insulation - Ducting_A_Technical Potential | F6 | Industrial | Other Industrial | New | Space Heating | Natural Gas | Insulation - Ducting | A | Standalone Impact on Baseline Winter Peak (%) | Technical Potential | 0% | 0% | 0% | 0% | 0% | 0% | 0% | 0% | 0% | 0% | 0% | 0% | 0% | 0% | 0% | 0% | 0% | 0% | 0% | 0% | 0% | 0% | 0% | 0% | 0 | 0 | 0 | 0 | 0 | 0 | 0
F7_Industrial_Other Industrial_New_Space Heating_Natural Gas_Insulation - Ducting_A_Technical Potential | F7 | Industrial | Other Industrial | New | Space Heating | Natural Gas | Insulation - Ducting | A | Incremental Energy Savings (MWh or mTherms) | Technical Potential | 0 | 0 | 0 | 0 | 0 | 0 | 0 | 0 | 0 | 0 | 0 | 0 | 0 | 0 | 0 | 0 | 0 | 0 | 0 | 0 | 0 | 0 | 0 | 0 | 0 | 0 | 0 | 0 | 0 | 0 | 0
F8_Industrial_Other Industrial_New_Space Heating_Natural Gas_Insulation - Ducting_A_Technical Potential | F8 | Industrial | Other Industrial | New | Space Heating | Natural Gas | Insulation - Ducting | A | Incremental Summer Peak Savings (MW) | Technical Potential | 0 | 0 | 0 | 0 | 0 | 0 | 0 | 0 | 0 | 0 | 0 | 0 | 0 | 0 | 0 | 0 | 0 | 0 | 0 | 0 | 0 | 0 | 0 | 0 | 0 | 0 | 0 | 0 | 0 | 0 | 0
F9_Industrial_Other Industrial_New_Space Heating_Natural Gas_Insulation - Ducting_A_Technical Potential | F9 | Industrial | Other Industrial | New | Space Heating | Natural Gas | Insulation - Ducting | A | Incremental Winter Peak Savings (MW) | Technical Potential | 0 | 0 | 0 | 0 | 0 | 0 | 0 | 0 | 0 | 0 | 0 | 0 | 0 | 0 | 0 | 0 | 0 | 0 | 0 | 0 | 0 | 0 | 0 | 0 | 0 | 0 | 0 | 0 | 0 | 0 | 0
F10_Industrial_Other Industrial_New_Space Heating_Natural Gas_Insulation - Ducting_A_Technical Potential | F10 | Industrial | Other Industrial | New | Space Heating | Natural Gas | Insulation - Ducting | A | Cumulative Energy Savings (MWh or mTherms) | Technical Potential | 0 | 0 | 0 | 0 | 0 | 0 | 0 | 0 | 0 | 0 | 0 | 0 | 0 | 0 | 0 | 0 | 0 | 0 | 0 | 0 | 0 | 0 | 0 | 0 | 0 | 0 | 0 | 0 | 0 | 0 | 0
F11_Industrial_Other Industrial_New_Space Heating_Natural Gas_Insulation - Ducting_A_Technical Potential | F11 | Industrial | Other Industrial | New | Space Heating | Natural Gas | Insulation - Ducting | A | Cumulative Summer Peak Savings (MW) | Technical Potential | 0 | 0 | 0 | 0 | 0 | 0 | 0 | 0 | 0 | 0 | 0 | 0 | 0 | 0 | 0 | 0 | 0 | 0 | 0 | 0 | 0 | 0 | 0 | 0 | 0 | 0 | 0 | 0 | 0 | 0 | 0
F12_Industrial_Other Industrial_New_Space Heating_Natural Gas_Insulation - Ducting_A_Technical Potential | F12 | Industrial | Other Industrial | New | Space Heating | Natural Gas | Insulation - Ducting | A | Cumulative Winter Peak Savings (MW) | Technical Potential | 0 | 0 | 0 | 0 | 0 | 0 | 0 | 0 | 0 | 0 | 0 | 0 | 0 | 0 | 0 | 0 | 0 | 0 | 0 | 0 | 0 | 0 | 0 | 0 | 0 | 0 | 0 | 0 | 0 | 0 | 0
F13_Industrial_Other Industrial_New_Space Heating_Natural Gas_Insulation - Ducting_A_Technical Potential | F13 | Industrial | Other Industrial | New | Space Heating | Natural Gas | Insulation - Ducting | A | Purchases (Incremental) | Technical Potential | 0 | 0 | 0 | 0 | 0 | 0 | 0 | 0 | 0 | 0 | 0 | 0 | 0 | 0 | 0 | 0 | 0 | 0 | 0 | 0 | 0 | 0 | 0 | 0 | 0 | 0 | 0 | 0 | 0 | 0 | 0
F14_Industrial_Other Industrial_New_Space Heating_Natural Gas_Insulation - Ducting_A_Technical Potential | F14 | Industrial | Other Industrial | New | Space Heating | Natural Gas | Insulation - Ducting | A | Purchases (Cumulative) | Technical Potential | 0 | 0 | 0 | 0 | 0 | 0 | 0 | 0 | 0 | 0 | 0 | 0 | 0 | 0 | 0 | 0 | 0 | 0 | 0 | 0 | 0 | 0 | 0 | 0 | 0 | 0 | 0 | 0 | 0 | 0 | 0
F1_Industrial_Other Industrial_New_Space Heating_Natural Gas_HVAC - Duct Repair and Sealing_A_Technical Potential | F1 | Industrial | Other Industrial | New | Space Heating | Natural Gas | HVAC - Duct Repair and Sealing | A | Original Unit Energy Savings (kWh or therms) | Technical Potential | 0 | 0 | 0 | 0 | 0 | 0 | 0 | 0 | 0 | 0 | 0 | 0 | 0 | 0 | 0 | 0 | 0 | 0 | 0 | 0 | 0 | 0 | 0 | 0 | 0 | 0 | 0 | 0 | 0 | 0 | 0
F2_Industrial_Other Industrial_New_Space Heating_Natural Gas_HVAC - Duct Repair and Sealing_A_Technical Potential | F2 | Industrial | Other Industrial | New | Space Heating | Natural Gas | HVAC - Duct Repair and Sealing | A | Original Unit Summer Peak Savings (kW) | Technical Potential | 0 | 0 | 0 | 0 | 0 | 0 | 0 | 0 | 0 | 0 | 0 | 0 | 0 | 0 | 0 | 0 | 0 | 0 | 0 | 0 | 0 | 0 | 0 | 0 | 0 | 0 | 0 | 0 | 0 | 0 | 0
F3_Industrial_Other Industrial_New_Space Heating_Natural Gas_HVAC - Duct Repair and Sealing_A_Technical Potential | F3 | Industrial | Other Industrial | New | Space Heating | Natural Gas | HVAC - Duct Repair and Sealing | A | Original Unit Winter Peak Savings (kW) | Technical Potential | 0 | 0 | 0 | 0 | 0 | 0 | 0 | 0 | 0 | 0 | 0 | 0 | 0 | 0 | 0 | 0 | 0 | 0 | 0 | 0 | 0 | 0 | 0 | 0 | 0 | 0 | 0 | 0 | 0 | 0 | 0
F4_Industrial_Other Industrial_New_Space Heating_Natural Gas_HVAC - Duct Repair and Sealing_A_Technical Potential | F4 | Industrial | Other Industrial | New | Space Heating | Natural Gas | HVAC - Duct Repair and Sealing | A | Standalone Impact on Baseline Energy (%) | Technical Potential | 0% | 0% | 0% | 0% | 0% | 0% | 0% | 0% | 0% | 0% | 0% | 0% | 0% | 0% | 0% | 0% | 0% | 0% | 0% | 0% | 0% | 0% | 0% | 0% | 0 | 0 | 0 | 0 | 0 | 0 | 0
F5_Industrial_Other Industrial_New_Space Heating_Natural Gas_HVAC - Duct Repair and Sealing_A_Technical Potential | F5 | Industrial | Other Industrial | New | Space Heating | Natural Gas | HVAC - Duct Repair and Sealing | A | Standalone Impact on Baseline Summer Peak (%) | Technical Potential | 0% | 0% | 0% | 0% | 0% | 0% | 0% | 0% | 0% | 0% | 0% | 0% | 0% | 0% | 0% | 0% | 0% | 0% | 0% | 0% | 0% | 0% | 0% | 0% | 0 | 0 | 0 | 0 | 0 | 0 | 0
F6_Industrial_Other Industrial_New_Space Heating_Natural Gas_HVAC - Duct Repair and Sealing_A_Technical Potential | F6 | Industrial | Other Industrial | New | Space Heating | Natural Gas | HVAC - Duct Repair and Sealing | A | Standalone Impact on Baseline Winter Peak (%) | Technical Potential | 0% | 0% | 0% | 0% | 0% | 0% | 0% | 0% | 0% | 0% | 0% | 0% | 0% | 0% | 0% | 0% | 0% | 0% | 0% | 0% | 0% | 0% | 0% | 0% | 0 | 0 | 0 | 0 | 0 | 0 | 0
F7_Industrial_Other Industrial_New_Space Heating_Natural Gas_HVAC - Duct Repair and Sealing_A_Technical Potential | F7 | Industrial | Other Industrial | New | Space Heating | Natural Gas | HVAC - Duct Repair and Sealing | A | Incremental Energy Savings (MWh or mTherms) | Technical Potential | 0 | 0 | 0 | 0 | 0 | 0 | 0 | 0 | 0 | 0 | 0 | 0 | 0 | 0 | 0 | 0 | 0 | 0 | 0 | 0 | 0 | 0 | 0 | 0 | 0 | 0 | 0 | 0 | 0 | 0 | 0
F8_Industrial_Other Industrial_New_Space Heating_Natural Gas_HVAC - Duct Repair and Sealing_A_Technical Potential | F8 | Industrial | Other Industrial | New | Space Heating | Natural Gas | HVAC - Duct Repair and Sealing | A | Incremental Summer Peak Savings (MW) | Technical Potential | 0 | 0 | 0 | 0 | 0 | 0 | 0 | 0 | 0 | 0 | 0 | 0 | 0 | 0 | 0 | 0 | 0 | 0 | 0 | 0 | 0 | 0 | 0 | 0 | 0 | 0 | 0 | 0 | 0 | 0 | 0
F9_Industrial_Other Industrial_New_Space Heating_Natural Gas_HVAC - Duct Repair and Sealing_A_Technical Potential | F9 | Industrial | Other Industrial | New | Space Heating | Natural Gas | HVAC - Duct Repair and Sealing | A | Incremental Winter Peak Savings (MW) | Technical Potential | 0 | 0 | 0 | 0 | 0 | 0 | 0 | 0 | 0 | 0 | 0 | 0 | 0 | 0 | 0 | 0 | 0 | 0 | 0 | 0 | 0 | 0 | 0 | 0 | 0 | 0 | 0 | 0 | 0 | 0 | 0
F10_Industrial_Other Industrial_New_Space Heating_Natural Gas_HVAC - Duct Repair and Sealing_A_Technical Potential | F10 | Industrial | Other Industrial | New | Space Heating | Natural Gas | HVAC - Duct Repair and Sealing | A | Cumulative Energy Savings (MWh or mTherms) | Technical Potential | 0 | 0 | 0 | 0 | 0 | 0 | 0 | 0 | 0 | 0 | 0 | 0 | 0 | 0 | 0 | 0 | 0 | 0 | 0 | 0 | 0 | 0 | 0 | 0 | 0 | 0 | 0 | 0 | 0 | 0 | 0
F11_Industrial_Other Industrial_New_Space Heating_Natural Gas_HVAC - Duct Repair and Sealing_A_Technical Potential | F11 | Industrial | Other Industrial | New | Space Heating | Natural Gas | HVAC - Duct Repair and Sealing | A | Cumulative Summer Peak Savings (MW) | Technical Potential | 0 | 0 | 0 | 0 | 0 | 0 | 0 | 0 | 0 | 0 | 0 | 0 | 0 | 0 | 0 | 0 | 0 | 0 | 0 | 0 | 0 | 0 | 0 | 0 | 0 | 0 | 0 | 0 | 0 | 0 | 0
F12_Industrial_Other Industrial_New_Space Heating_Natural Gas_HVAC - Duct Repair and Sealing_A_Technical Potential | F12 | Industrial | Other Industrial | New | Space Heating | Natural Gas | HVAC - Duct Repair and Sealing | A | Cumulative Winter Peak Savings (MW) | Technical Potential | 0 | 0 | 0 | 0 | 0 | 0 | 0 | 0 | 0 | 0 | 0 | 0 | 0 | 0 | 0 | 0 | 0 | 0 | 0 | 0 | 0 | 0 | 0 | 0 | 0 | 0 | 0 | 0 | 0 | 0 | 0
F13_Industrial_Other Industrial_New_Space Heating_Natural Gas_HVAC - Duct Repair and Sealing_A_Technical Potential | F13 | Industrial | Other Industrial | New | Space Heating | Natural Gas | HVAC - Duct Repair and Sealing | A | Purchases (Incremental) | Technical Potential | 0 | 0 | 0 | 0 | 0 | 0 | 0 | 0 | 0 | 0 | 0 | 0 | 0 | 0 | 0 | 0 | 0 | 0 | 0 | 0 | 0 | 0 | 0 | 0 | 0 | 0 | 0 | 0 | 0 | 0 | 0
F14_Industrial_Other Industrial_New_Space Heating_Natural Gas_HVAC - Duct Repair and Sealing_A_Technical Potential | F14 | Industrial | Other Industrial | New | Space Heating | Natural Gas | HVAC - Duct Repair and Sealing | A | Purchases (Cumulative) | Technical Potential | 0 | 0 | 0 | 0 | 0 | 0 | 0 | 0 | 0 | 0 | 0 | 0 | 0 | 0 | 0 | 0 | 0 | 0 | 0 | 0 | 0 | 0 | 0 | 0 | 0 | 0 | 0 | 0 | 0 | 0 | 0
F1_Industrial_Other Industrial_New_Space Heating_Natural Gas_Windows - High Efficiency_A_Technical Potential | F1 | Industrial | Other Industrial | New | Space Heating | Natural Gas | Windows - High Efficiency | A | Original Unit Energy Savings (kWh or therms) | Technical Potential | 0 | 0 | 0 | 0 | 0 | 0.0053664 | 0.005297 | 0.0052464 | 0.0052081 | 0.0051778 | 0.0051533 | 0.0051246 | 0.0050945 | 0.0050648 | 0.0050361 | 0.0050136 | 0.0049958 | 0.0049817 | 0.0049593 | 0.0049429 | 0.004931 | 0.0049217 | 0.0049217 | 0.0049217 | 0.0049217 | 0.0049217 | 0.0049217 | 0.0049217 | 0 | 0 | 0
F2_Industrial_Other Industrial_New_Space Heating_Natural Gas_Windows - High Efficiency_A_Technical Potential | F2 | Industrial | Other Industrial | New | Space Heating | Natural Gas | Windows - High Efficiency | A | Original Unit Summer Peak Savings (kW) | Technical Potential | 0 | 0 | 0 | 0 | 0 | 0 | 0 | 0 | 0 | 0 | 0 | 0 | 0 | 0 | 0 | 0 | 0 | 0 | 0 | 0 | 0 | 0 | 0 | 0 | 0 | 0 | 0 | 0 | 0 | 0 | 0
F3_Industrial_Other Industrial_New_Space Heating_Natural Gas_Windows - High Efficiency_A_Technical Potential | F3 | Industrial | Other Industrial | New | Space Heating | Natural Gas | Windows - High Efficiency | A | Original Unit Winter Peak Savings (kW) | Technical Potential | 0 | 0 | 0 | 0 | 0 | 0 | 0 | 0 | 0 | 0 | 0 | 0 | 0 | 0 | 0 | 0 | 0 | 0 | 0 | 0 | 0 | 0 | 0 | 0 | 0 | 0 | 0 | 0 | 0 | 0 | 0
F4_Industrial_Other Industrial_New_Space Heating_Natural Gas_Windows - High Efficiency_A_Technical Potential | F4 | Industrial | Other Industrial | New | Space Heating | Natural Gas | Windows - High Efficiency | A | Standalone Impact on Baseline Energy (%) | Technical Potential | 0% | 0% | 0% | 0% | 0% | 0% | 0% | 0% | 0% | 0% | 0% | 0% | 0% | 0% | 0% | 0% | 0% | 0% | 0% | 0% | 0% | 0% | 0% | 0% | 0 | 0 | 0 | 0 | 0 | 0 | 0
F5_Industrial_Other Industrial_New_Space Heating_Natural Gas_Windows - High Efficiency_A_Technical Potential | F5 | Industrial | Other Industrial | New | Space Heating | Natural Gas | Windows - High Efficiency | A | Standalone Impact on Baseline Summer Peak (%) | Technical Potential | 0% | 0% | 0% | 0% | 0% | 0% | 0% | 0% | 0% | 0% | 0% | 0% | 0% | 0% | 0% | 0% | 0% | 0% | 0% | 0% | 0% | 0% | 0% | 0% | 0 | 0 | 0 | 0 | 0 | 0 | 0
F6_Industrial_Other Industrial_New_Space Heating_Natural Gas_Windows - High Efficiency_A_Technical Potential | F6 | Industrial | Other Industrial | New | Space Heating | Natural Gas | Windows - High Efficiency | A | Standalone Impact on Baseline Winter Peak (%) | Technical Potential | 0% | 0% | 0% | 0% | 0% | 0% | 0% | 0% | 0% | 0% | 0% | 0% | 0% | 0% | 0% | 0% | 0% | 0% | 0% | 0% | 0% | 0% | 0% | 0% | 0 | 0 | 0 | 0 | 0 | 0 | 0
F7_Industrial_Other Industrial_New_Space Heating_Natural Gas_Windows - High Efficiency_A_Technical Potential | F7 | Industrial | Other Industrial | New | Space Heating | Natural Gas | Windows - High Efficiency | A | Incremental Energy Savings (MWh or mTherms) | Technical Potential | 0 | 0 | 0 | 0 | 0 | 0 | 0 | 0 | 0 | 0 | 0 | 0 | 0 | 0 | 0 | 0 | 0 | 0 | 0 | 0 | 0 | 0 | 0 | 0 | 0 | 0 | 0 | 0 | 0 | 0 | 0
F8_Industrial_Other Industrial_New_Space Heating_Natural Gas_Windows - High Efficiency_A_Technical Potential | F8 | Industrial | Other Industrial | New | Space Heating | Natural Gas | Windows - High Efficiency | A | Incremental Summer Peak Savings (MW) | Technical Potential | 0 | 0 | 0 | 0 | 0 | 0 | 0 | 0 | 0 | 0 | 0 | 0 | 0 | 0 | 0 | 0 | 0 | 0 | 0 | 0 | 0 | 0 | 0 | 0 | 0 | 0 | 0 | 0 | 0 | 0 | 0
F9_Industrial_Other Industrial_New_Space Heating_Natural Gas_Windows - High Efficiency_A_Technical Potential | F9 | Industrial | Other Industrial | New | Space Heating | Natural Gas | Windows - High Efficiency | A | Incremental Winter Peak Savings (MW) | Technical Potential | 0 | 0 | 0 | 0 | 0 | 0 | 0 | 0 | 0 | 0 | 0 | 0 | 0 | 0 | 0 | 0 | 0 | 0 | 0 | 0 | 0 | 0 | 0 | 0 | 0 | 0 | 0 | 0 | 0 | 0 | 0
F10_Industrial_Other Industrial_New_Space Heating_Natural Gas_Windows - High Efficiency_A_Technical Potential | F10 | Industrial | Other Industrial | New | Space Heating | Natural Gas | Windows - High Efficiency | A | Cumulative Energy Savings (MWh or mTherms) | Technical Potential | 0 | 0 | 0 | 0 | 0 | 0 | 0 | 0 | 0 | 0 | 0 | 0 | 0 | 0 | 0 | 0 | 0 | 0 | 0 | 0 | 0 | 0 | 0 | 0 | 0 | 0 | 0 | 0 | 0 | 0 | 0
F11_Industrial_Other Industrial_New_Space Heating_Natural Gas_Windows - High Efficiency_A_Technical Potential | F11 | Industrial | Other Industrial | New | Space Heating | Natural Gas | Windows - High Efficiency | A | Cumulative Summer Peak Savings (MW) | Technical Potential | 0 | 0 | 0 | 0 | 0 | 0 | 0 | 0 | 0 | 0 | 0 | 0 | 0 | 0 | 0 | 0 | 0 | 0 | 0 | 0 | 0 | 0 | 0 | 0 | 0 | 0 | 0 | 0 | 0 | 0 | 0
F12_Industrial_Other Industrial_New_Space Heating_Natural Gas_Windows - High Efficiency_A_Technical Potential | F12 | Industrial | Other Industrial | New | Space Heating | Natural Gas | Windows - High Efficiency | A | Cumulative Winter Peak Savings (MW) | Technical Potential | 0 | 0 | 0 | 0 | 0 | 0 | 0 | 0 | 0 | 0 | 0 | 0 | 0 | 0 | 0 | 0 | 0 | 0 | 0 | 0 | 0 | 0 | 0 | 0 | 0 | 0 | 0 | 0 | 0 | 0 | 0
F13_Industrial_Other Industrial_New_Space Heating_Natural Gas_Windows - High Efficiency_A_Technical Potential | F13 | Industrial | Other Industrial | New | Space Heating | Natural Gas | Windows - High Efficiency | A | Purchases (Incremental) | Technical Potential | 0 | 0 | 0 | 0 | 0 | 0 | 0 | 0 | 0 | 0 | 0 | 0 | 0 | 0 | 0 | 0 | 0 | 0 | 0 | 0 | 0 | 0 | 0 | 0 | 0 | 0 | 0 | 0 | 0 | 0 | 0
F14_Industrial_Other Industrial_New_Space Heating_Natural Gas_Windows - High Efficiency_A_Technical Potential | F14 | Industrial | Other Industrial | New | Space Heating | Natural Gas | Windows - High Efficiency | A | Purchases (Cumulative) | Technical Potential | 0 | 0 | 0 | 0 | 0 | 0 | 0 | 0 | 0 | 0 | 0 | 0 | 0 | 0 | 0 | 0 | 0 | 0 | 0 | 0 | 0 | 0 | 0 | 0 | 0 | 0 | 0 | 0 | 0 | 0 | 0
F1_Industrial_Other Industrial_New_Space Heating_Natural Gas_Gas Boiler - Maintenance_A_Technical Potential | F1 | Industrial | Other Industrial | New | Space Heating | Natural Gas | Gas Boiler - Maintenance | A | Original Unit Energy Savings (kWh or therms) | Technical Potential | 0 | 0 | 0 | 0 | 0 | 0 | 0 | 0 | 0 | 0 | 0 | 0 | 0 | 0 | 0 | 0 | 0 | 0 | 0 | 0 | 0 | 0 | 0 | 0 | 0 | 0 | 0 | 0 | 0 | 0 | 0
F2_Industrial_Other Industrial_New_Space Heating_Natural Gas_Gas Boiler - Maintenance_A_Technical Potential | F2 | Industrial | Other Industrial | New | Space Heating | Natural Gas | Gas Boiler - Maintenance | A | Original Unit Summer Peak Savings (kW) | Technical Potential | 0 | 0 | 0 | 0 | 0 | 0 | 0 | 0 | 0 | 0 | 0 | 0 | 0 | 0 | 0 | 0 | 0 | 0 | 0 | 0 | 0 | 0 | 0 | 0 | 0 | 0 | 0 | 0 | 0 | 0 | 0
F3_Industrial_Other Industrial_New_Space Heating_Natural Gas_Gas Boiler - Maintenance_A_Technical Potential | F3 | Industrial | Other Industrial | New | Space Heating | Natural Gas | Gas Boiler - Maintenance | A | Original Unit Winter Peak Savings (kW) | Technical Potential | 0 | 0 | 0 | 0 | 0 | 0 | 0 | 0 | 0 | 0 | 0 | 0 | 0 | 0 | 0 | 0 | 0 | 0 | 0 | 0 | 0 | 0 | 0 | 0 | 0 | 0 | 0 | 0 | 0 | 0 | 0
F4_Industrial_Other Industrial_New_Space Heating_Natural Gas_Gas Boiler - Maintenance_A_Technical Potential | F4 | Industrial | Other Industrial | New | Space Heating | Natural Gas | Gas Boiler - Maintenance | A | Standalone Impact on Baseline Energy (%) | Technical Potential | 0% | 0% | 0% | 0% | 0% | 0% | 0% | 0% | 0% | 0% | 0% | 0% | 0% | 0% | 0% | 0% | 0% | 0% | 0% | 0% | 0% | 0% | 0% | 0% | 0 | 0 | 0 | 0 | 0 | 0 | 0
F5_Industrial_Other Industrial_New_Space Heating_Natural Gas_Gas Boiler - Maintenance_A_Technical Potential | F5 | Industrial | Other Industrial | New | Space Heating | Natural Gas | Gas Boiler - Maintenance | A | Standalone Impact on Baseline Summer Peak (%) | Technical Potential | 0% | 0% | 0% | 0% | 0% | 0% | 0% | 0% | 0% | 0% | 0% | 0% | 0% | 0% | 0% | 0% | 0% | 0% | 0% | 0% | 0% | 0% | 0% | 0% | 0 | 0 | 0 | 0 | 0 | 0 | 0
F6_Industrial_Other Industrial_New_Space Heating_Natural Gas_Gas Boiler - Maintenance_A_Technical Potential | F6 | Industrial | Other Industrial | New | Space Heating | Natural Gas | Gas Boiler - Maintenance | A | Standalone Impact on Baseline Winter Peak (%) | Technical Potential | 0% | 0% | 0% | 0% | 0% | 0% | 0% | 0% | 0% | 0% | 0% | 0% | 0% | 0% | 0% | 0% | 0% | 0% | 0% | 0% | 0% | 0% | 0% | 0% | 0 | 0 | 0 | 0 | 0 | 0 | 0
F7_Industrial_Other Industrial_New_Space Heating_Natural Gas_Gas Boiler - Maintenance_A_Technical Potential | F7 | Industrial | Other Industrial | New | Space Heating | Natural Gas | Gas Boiler - Maintenance | A | Incremental Energy Savings (MWh or mTherms) | Technical Potential | 0 | 0 | 0 | 0 | 0 | 0 | 0 | 0 | 0 | 0 | 0 | 0 | 0 | 0 | 0 | 0 | 0 | 0 | 0 | 0 | 0 | 0 | 0 | 0 | 0 | 0 | 0 | 0 | 0 | 0 | 0
F8_Industrial_Other Industrial_New_Space Heating_Natural Gas_Gas Boiler - Maintenance_A_Technical Potential | F8 | Industrial | Other Industrial | New | Space Heating | Natural Gas | Gas Boiler - Maintenance | A | Incremental Summer Peak Savings (MW) | Technical Potential | 0 | 0 | 0 | 0 | 0 | 0 | 0 | 0 | 0 | 0 | 0 | 0 | 0 | 0 | 0 | 0 | 0 | 0 | 0 | 0 | 0 | 0 | 0 | 0 | 0 | 0 | 0 | 0 | 0 | 0 | 0
F9_Industrial_Other Industrial_New_Space Heating_Natural Gas_Gas Boiler - Maintenance_A_Technical Potential | F9 | Industrial | Other Industrial | New | Space Heating | Natural Gas | Gas Boiler - Maintenance | A | Incremental Winter Peak Savings (MW) | Technical Potential | 0 | 0 | 0 | 0 | 0 | 0 | 0 | 0 | 0 | 0 | 0 | 0 | 0 | 0 | 0 | 0 | 0 | 0 | 0 | 0 | 0 | 0 | 0 | 0 | 0 | 0 | 0 | 0 | 0 | 0 | 0
F10_Industrial_Other Industrial_New_Space Heating_Natural Gas_Gas Boiler - Maintenance_A_Technical Potential | F10 | Industrial | Other Industrial | New | Space Heating | Natural Gas | Gas Boiler - Maintenance | A | Cumulative Energy Savings (MWh or mTherms) | Technical Potential | 0 | 0 | 0 | 0 | 0 | 0 | 0 | 0 | 0 | 0 | 0 | 0 | 0 | 0 | 0 | 0 | 0 | 0 | 0 | 0 | 0 | 0 | 0 | 0 | 0 | 0 | 0 | 0 | 0 | 0 | 0
F11_Industrial_Other Industrial_New_Space Heating_Natural Gas_Gas Boiler - Maintenance_A_Technical Potential | F11 | Industrial | Other Industrial | New | Space Heating | Natural Gas | Gas Boiler - Maintenance | A | Cumulative Summer Peak Savings (MW) | Technical Potential | 0 | 0 | 0 | 0 | 0 | 0 | 0 | 0 | 0 | 0 | 0 | 0 | 0 | 0 | 0 | 0 | 0 | 0 | 0 | 0 | 0 | 0 | 0 | 0 | 0 | 0 | 0 | 0 | 0 | 0 | 0
F12_Industrial_Other Industrial_New_Space Heating_Natural Gas_Gas Boiler - Maintenance_A_Technical Potential | F12 | Industrial | Other Industrial | New | Space Heating | Natural Gas | Gas Boiler - Maintenance | A | Cumulative Winter Peak Savings (MW) | Technical Potential | 0 | 0 | 0 | 0 | 0 | 0 | 0 | 0 | 0 | 0 | 0 | 0 | 0 | 0 | 0 | 0 | 0 | 0 | 0 | 0 | 0 | 0 | 0 | 0 | 0 | 0 | 0 | 0 | 0 | 0 | 0
F13_Industrial_Other Industrial_New_Space Heating_Natural Gas_Gas Boiler - Maintenance_A_Technical Potential | F13 | Industrial | Other Industrial | New | Space Heating | Natural Gas | Gas Boiler - Maintenance | A | Purchases (Incremental) | Technical Potential | 0 | 0 | 0 | 0 | 0 | 0 | 0 | 0 | 0 | 0 | 0 | 0 | 0 | 0 | 0 | 0 | 0 | 0 | 0 | 0 | 0 | 0 | 0 | 0 | 0 | 0 | 0 | 0 | 0 | 0 | 0
F14_Industrial_Other Industrial_New_Space Heating_Natural Gas_Gas Boiler - Maintenance_A_Technical Potential | F14 | Industrial | Other Industrial | New | Space Heating | Natural Gas | Gas Boiler - Maintenance | A | Purchases (Cumulative) | Technical Potential | 0 | 0 | 0 | 0 | 0 | 0 | 0 | 0 | 0 | 0 | 0 | 0 | 0 | 0 | 0 | 0 | 0 | 0 | 0 | 0 | 0 | 0 | 0 | 0 | 0 | 0 | 0 | 0 | 0 | 0 | 0
F1_Industrial_Other Industrial_New_Process_Natural Gas_Gas Boiler - Maintenance_A_Technical Potential | F1 | Industrial | Other Industrial | New | Process | Natural Gas | Gas Boiler - Maintenance | A | Original Unit Energy Savings (kWh or therms) | Technical Potential | 0 | 0 | 0 | 0 | 0 | 1.5559 | 1.5559 | 1.5559 | 1.5559 | 1.5559 | 1.5559 | 1.5559 | 1.5559 | 1.5559 | 1.5559 | 1.5559 | 1.5559 | 1.5559 | 1.5559 | 1.5559 | 1.5559 | 1.5559 | 1.5559 | 1.5559 | 1.5559 | 1.5559 | 1.5559 | 1.5559 | 1.5559 | 1.5559 | 1.5559
F2_Industrial_Other Industrial_New_Process_Natural Gas_Gas Boiler - Maintenance_A_Technical Potential | F2 | Industrial | Other Industrial | New | Process | Natural Gas | Gas Boiler - Maintenance | A | Original Unit Summer Peak Savings (kW) | Technical Potential | 0 | 0 | 0 | 0 | 0 | 0 | 0 | 0 | 0 | 0 | 0 | 0 | 0 | 0 | 0 | 0 | 0 | 0 | 0 | 0 | 0 | 0 | 0 | 0 | 0 | 0 | 0 | 0 | 0 | 0 | 0
F3_Industrial_Other Industrial_New_Process_Natural Gas_Gas Boiler - Maintenance_A_Technical Potential | F3 | Industrial | Other Industrial | New | Process | Natural Gas | Gas Boiler - Maintenance | A | Original Unit Winter Peak Savings (kW) | Technical Potential | 0 | 0 | 0 | 0 | 0 | 0 | 0 | 0 | 0 | 0 | 0 | 0 | 0 | 0 | 0 | 0 | 0 | 0 | 0 | 0 | 0 | 0 | 0 | 0 | 0 | 0 | 0 | 0 | 0 | 0 | 0
F4_Industrial_Other Industrial_New_Process_Natural Gas_Gas Boiler - Maintenance_A_Technical Potential | F4 | Industrial | Other Industrial | New | Process | Natural Gas | Gas Boiler - Maintenance | A | Standalone Impact on Baseline Energy (%) | Technical Potential | 0% | 0% | 0% | 0% | 0% | 0.01315% | 0.02032% | 0.02396% | 0.02113% | 0.01889% | 0.01709% | 0.01561% | 0.01437% | 0.01332% | 0.01242% | 0.01164% | 0.01095% | 0.01034% | 0.009798% | 0.009314% | 0.008874% | 0.008476% | 0.008113% | 0.007781% | 7.4765e-05 | 7.1956e-05 | 6.9358e-05 | 6.6947e-05 | 0 | 0 | 0
F5_Industrial_Other Industrial_New_Process_Natural Gas_Gas Boiler - Maintenance_A_Technical Potential | F5 | Industrial | Other Industrial | New | Process | Natural Gas | Gas Boiler - Maintenance | A | Standalone Impact on Baseline Summer Peak (%) | Technical Potential | 0% | 0% | 0% | 0% | 0% | 0% | 0% | 0% | 0% | 0% | 0% | 0% | 0% | 0% | 0% | 0% | 0% | 0% | 0% | 0% | 0% | 0% | 0% | 0% | 0 | 0 | 0 | 0 | 0 | 0 | 0
F6_Industrial_Other Industrial_New_Process_Natural Gas_Gas Boiler - Maintenance_A_Technical Potential | F6 | Industrial | Other Industrial | New | Process | Natural Gas | Gas Boiler - Maintenance | A | Standalone Impact on Baseline Winter Peak (%) | Technical Potential | 0% | 0% | 0% | 0% | 0% | 0% | 0% | 0% | 0% | 0% | 0% | 0% | 0% | 0% | 0% | 0% | 0% | 0% | 0% | 0% | 0% | 0% | 0% | 0% | 0 | 0 | 0 | 0 | 0 | 0 | 0
F7_Industrial_Other Industrial_New_Process_Natural Gas_Gas Boiler - Maintenance_A_Technical Potential | F7 | Industrial | Other Industrial | New | Process | Natural Gas | Gas Boiler - Maintenance | A | Incremental Energy Savings (MWh or mTherms) | Technical Potential | 0 | 0 | 0 | 0 | 0 | 0.022469 | 0.018658 | 0.014929 | 0.022469 | 0.018658 | 0.014929 | 0.022469 | 0.018658 | 0.014929 | 0.022469 | 0.018658 | 0.014929 | 0.022469 | 0.018658 | 0.014929 | 0.022469 | 0.018658 | 0.014929 | 0.022469 | 0.018658 | 0.014929 | 0.022469 | 0.018658 | 0.014929 | 0.022469 | 0.018658
F8_Industrial_Other Industrial_New_Process_Natural Gas_Gas Boiler - Maintenance_A_Technical Potential | F8 | Industrial | Other Industrial | New | Process | Natural Gas | Gas Boiler - Maintenance | A | Incremental Summer Peak Savings (MW) | Technical Potential | 0 | 0 | 0 | 0 | 0 | 0 | 0 | 0 | 0 | 0 | 0 | 0 | 0 | 0 | 0 | 0 | 0 | 0 | 0 | 0 | 0 | 0 | 0 | 0 | 0 | 0 | 0 | 0 | 0 | 0 | 0
F9_Industrial_Other Industrial_New_Process_Natural Gas_Gas Boiler - Maintenance_A_Technical Potential | F9 | Industrial | Other Industrial | New | Process | Natural Gas | Gas Boiler - Maintenance | A | Incremental Winter Peak Savings (MW) | Technical Potential | 0 | 0 | 0 | 0 | 0 | 0 | 0 | 0 | 0 | 0 | 0 | 0 | 0 | 0 | 0 | 0 | 0 | 0 | 0 | 0 | 0 | 0 | 0 | 0 | 0 | 0 | 0 | 0 | 0 | 0 | 0
F10_Industrial_Other Industrial_New_Process_Natural Gas_Gas Boiler - Maintenance_A_Technical Potential | F10 | Industrial | Other Industrial | New | Process | Natural Gas | Gas Boiler - Maintenance | A | Cumulative Energy Savings (MWh or mTherms) | Technical Potential | 0 | 0 | 0 | 0 | 0 | 0.022469 | 0.041127 | 0.056056 | 0.056056 | 0.056056 | 0.056056 | 0.056056 | 0.056056 | 0.056056 | 0.056056 | 0.056056 | 0.056056 | 0.056056 | 0.056056 | 0.056056 | 0.056056 | 0.056056 | 0.056056 | 0.056056 | 0.056056 | 0.056056 | 0.056056 | 0.056056 | 0.056056 | 0.056056 | 0.056056
F11_Industrial_Other Industrial_New_Process_Natural Gas_Gas Boiler - Maintenance_A_Technical Potential | F11 | Industrial | Other Industrial | New | Process | Natural Gas | Gas Boiler - Maintenance | A | Cumulative Summer Peak Savings (MW) | Technical Potential | 0 | 0 | 0 | 0 | 0 | 0 | 0 | 0 | 0 | 0 | 0 | 0 | 0 | 0 | 0 | 0 | 0 | 0 | 0 | 0 | 0 | 0 | 0 | 0 | 0 | 0 | 0 | 0 | 0 | 0 | 0
F12_Industrial_Other Industrial_New_Process_Natural Gas_Gas Boiler - Maintenance_A_Technical Potential | F12 | Industrial | Other Industrial | New | Process | Natural Gas | Gas Boiler - Maintenance | A | Cumulative Winter Peak Savings (MW) | Technical Potential | 0 | 0 | 0 | 0 | 0 | 0 | 0 | 0 | 0 | 0 | 0 | 0 | 0 | 0 | 0 | 0 | 0 | 0 | 0 | 0 | 0 | 0 | 0 | 0 | 0 | 0 | 0 | 0 | 0 | 0 | 0
F13_Industrial_Other Industrial_New_Process_Natural Gas_Gas Boiler - Maintenance_A_Technical Potential | F13 | Industrial | Other Industrial | New | Process | Natural Gas | Gas Boiler - Maintenance | A | Purchases (Incremental) | Technical Potential | 0 | 0 | 0 | 0 | 0 | 14.4413 | 11.9921 | 9.5954 | 14.4413 | 11.9921 | 9.5954 | 14.4413 | 11.9921 | 9.5954 | 14.4413 | 11.9921 | 9.5954 | 14.4413 | 11.9921 | 9.5954 | 14.4413 | 11.9921 | 9.5954 | 14.4413 | 11.9921 | 9.5954 | 14.4413 | 11.9921 | 9.5954 | 14.4413 | 11.9921
F14_Industrial_Other Industrial_New_Process_Natural Gas_Gas Boiler - Maintenance_A_Technical Potential | F14 | Industrial | Other Industrial | New | Process | Natural Gas | Gas Boiler - Maintenance | A | Purchases (Cumulative) | Technical Potential | 0 | 0 | 0 | 0 | 0 | 14.4413 | 26.4333 | 36.0288 | 36.0288 | 36.0288 | 36.0288 | 36.0288 | 36.0288 | 36.0288 | 36.0288 | 36.0288 | 36.0288 | 36.0288 | 36.0288 | 36.0288 | 36.0288 | 36.0288 | 36.0288 | 36.0288 | 36.0288 | 36.0288 | 36.0288 | 36.0288 | 36.0288 | 36.0288 | 36.0288
F1_Industrial_Other Industrial_New_Space Heating_Natural Gas_Gas Furnace - Maintenance_A_Technical Potential | F1 | Industrial | Other Industrial | New | Space Heating | Natural Gas | Gas Furnace - Maintenance | A | Original Unit Energy Savings (kWh or therms) | Technical Potential | 0 | 0 | 0 | 0 | 0 | 0 | 0 | 0 | 0 | 0 | 0 | 0 | 0 | 0 | 0 | 0 | 0 | 0 | 0 | 0 | 0 | 0 | 0 | 0 | 0 | 0 | 0 | 0 | 0 | 0 | 0
F2_Industrial_Other Industrial_New_Space Heating_Natural Gas_Gas Furnace - Maintenance_A_Technical Potential | F2 | Industrial | Other Industrial | New | Space Heating | Natural Gas | Gas Furnace - Maintenance | A | Original Unit Summer Peak Savings (kW) | Technical Potential | 0 | 0 | 0 | 0 | 0 | 0 | 0 | 0 | 0 | 0 | 0 | 0 | 0 | 0 | 0 | 0 | 0 | 0 | 0 | 0 | 0 | 0 | 0 | 0 | 0 | 0 | 0 | 0 | 0 | 0 | 0
F3_Industrial_Other Industrial_New_Space Heating_Natural Gas_Gas Furnace - Maintenance_A_Technical Potential | F3 | Industrial | Other Industrial | New | Space Heating | Natural Gas | Gas Furnace - Maintenance | A | Original Unit Winter Peak Savings (kW) | Technical Potential | 0 | 0 | 0 | 0 | 0 | 0 | 0 | 0 | 0 | 0 | 0 | 0 | 0 | 0 | 0 | 0 | 0 | 0 | 0 | 0 | 0 | 0 | 0 | 0 | 0 | 0 | 0 | 0 | 0 | 0 | 0
F4_Industrial_Other Industrial_New_Space Heating_Natural Gas_Gas Furnace - Maintenance_A_Technical Potential | F4 | Industrial | Other Industrial | New | Space Heating | Natural Gas | Gas Furnace - Maintenance | A | Standalone Impact on Baseline Energy (%) | Technical Potential | 0% | 0% | 0% | 0% | 0% | 0% | 0% | 0% | 0% | 0% | 0% | 0% | 0% | 0% | 0% | 0% | 0% | 0% | 0% | 0% | 0% | 0% | 0% | 0% | 0 | 0 | 0 | 0 | 0 | 0 | 0
F5_Industrial_Other Industrial_New_Space Heating_Natural Gas_Gas Furnace - Maintenance_A_Technical Potential | F5 | Industrial | Other Industrial | New | Space Heating | Natural Gas | Gas Furnace - Maintenance | A | Standalone Impact on Baseline Summer Peak (%) | Technical Potential | 0% | 0% | 0% | 0% | 0% | 0% | 0% | 0% | 0% | 0% | 0% | 0% | 0% | 0% | 0% | 0% | 0% | 0% | 0% | 0% | 0% | 0% | 0% | 0% | 0 | 0 | 0 | 0 | 0 | 0 | 0
F6_Industrial_Other Industrial_New_Space Heating_Natural Gas_Gas Furnace - Maintenance_A_Technical Potential | F6 | Industrial | Other Industrial | New | Space Heating | Natural Gas | Gas Furnace - Maintenance | A | Standalone Impact on Baseline Winter Peak (%) | Technical Potential | 0% | 0% | 0% | 0% | 0% | 0% | 0% | 0% | 0% | 0% | 0% | 0% | 0% | 0% | 0% | 0% | 0% | 0% | 0% | 0% | 0% | 0% | 0% | 0% | 0 | 0 | 0 | 0 | 0 | 0 | 0
F7_Industrial_Other Industrial_New_Space Heating_Natural Gas_Gas Furnace - Maintenance_A_Technical Potential | F7 | Industrial | Other Industrial | New | Space Heating | Natural Gas | Gas Furnace - Maintenance | A | Incremental Energy Savings (MWh or mTherms) | Technical Potential | 0 | 0 | 0 | 0 | 0 | 0 | 0 | 0 | 0 | 0 | 0 | 0 | 0 | 0 | 0 | 0 | 0 | 0 | 0 | 0 | 0 | 0 | 0 | 0 | 0 | 0 | 0 | 0 | 0 | 0 | 0
F8_Industrial_Other Industrial_New_Space Heating_Natural Gas_Gas Furnace - Maintenance_A_Technical Potential | F8 | Industrial | Other Industrial | New | Space Heating | Natural Gas | Gas Furnace - Maintenance | A | Incremental Summer Peak Savings (MW) | Technical Potential | 0 | 0 | 0 | 0 | 0 | 0 | 0 | 0 | 0 | 0 | 0 | 0 | 0 | 0 | 0 | 0 | 0 | 0 | 0 | 0 | 0 | 0 | 0 | 0 | 0 | 0 | 0 | 0 | 0 | 0 | 0
F9_Industrial_Other Industrial_New_Space Heating_Natural Gas_Gas Furnace - Maintenance_A_Technical Potential | F9 | Industrial | Other Industrial | New | Space Heating | Natural Gas | Gas Furnace - Maintenance | A | Incremental Winter Peak Savings (MW) | Technical Potential | 0 | 0 | 0 | 0 | 0 | 0 | 0 | 0 | 0 | 0 | 0 | 0 | 0 | 0 | 0 | 0 | 0 | 0 | 0 | 0 | 0 | 0 | 0 | 0 | 0 | 0 | 0 | 0 | 0 | 0 | 0
F10_Industrial_Other Industrial_New_Space Heating_Natural Gas_Gas Furnace - Maintenance_A_Technical Potential | F10 | Industrial | Other Industrial | New | Space Heating | Natural Gas | Gas Furnace - Maintenance | A | Cumulative Energy Savings (MWh or mTherms) | Technical Potential | 0 | 0 | 0 | 0 | 0 | 0 | 0 | 0 | 0 | 0 | 0 | 0 | 0 | 0 | 0 | 0 | 0 | 0 | 0 | 0 | 0 | 0 | 0 | 0 | 0 | 0 | 0 | 0 | 0 | 0 | 0
F11_Industrial_Other Industrial_New_Space Heating_Natural Gas_Gas Furnace - Maintenance_A_Technical Potential | F11 | Industrial | Other Industrial | New | Space Heating | Natural Gas | Gas Furnace - Maintenance | A | Cumulative Summer Peak Savings (MW) | Technical Potential | 0 | 0 | 0 | 0 | 0 | 0 | 0 | 0 | 0 | 0 | 0 | 0 | 0 | 0 | 0 | 0 | 0 | 0 | 0 | 0 | 0 | 0 | 0 | 0 | 0 | 0 | 0 | 0 | 0 | 0 | 0
F12_Industrial_Other Industrial_New_Space Heating_Natural Gas_Gas Furnace - Maintenance_A_Technical Potential | F12 | Industrial | Other Industrial | New | Space Heating | Natural Gas | Gas Furnace - Maintenance | A | Cumulative Winter Peak Savings (MW) | Technical Potential | 0 | 0 | 0 | 0 | 0 | 0 | 0 | 0 | 0 | 0 | 0 | 0 | 0 | 0 | 0 | 0 | 0 | 0 | 0 | 0 | 0 | 0 | 0 | 0 | 0 | 0 | 0 | 0 | 0 | 0 | 0
F13_Industrial_Other Industrial_New_Space Heating_Natural Gas_Gas Furnace - Maintenance_A_Technical Potential | F13 | Industrial | Other Industrial | New | Space Heating | Natural Gas | Gas Furnace - Maintenance | A | Purchases (Incremental) | Technical Potential | 0 | 0 | 0 | 0 | 0 | 0 | 0 | 0 | 0 | 0 | 0 | 0 | 0 | 0 | 0 | 0 | 0 | 0 | 0 | 0 | 0 | 0 | 0 | 0 | 0 | 0 | 0 | 0 | 0 | 0 | 0
F14_Industrial_Other Industrial_New_Space Heating_Natural Gas_Gas Furnace - Maintenance_A_Technical Potential | F14 | Industrial | Other Industrial | New | Space Heating | Natural Gas | Gas Furnace - Maintenance | A | Purchases (Cumulative) | Technical Potential | 0 | 0 | 0 | 0 | 0 | 0 | 0 | 0 | 0 | 0 | 0 | 0 | 0 | 0 | 0 | 0 | 0 | 0 | 0 | 0 | 0 | 0 | 0 | 0 | 0 | 0 | 0 | 0 | 0 | 0 | 0
F1_Industrial_Other Industrial_New_Space Heating_Natural Gas_Gas Boiler - Hot Water Reset_A_Technical Potential | F1 | Industrial | Other Industrial | New | Space Heating | Natural Gas | Gas Boiler - Hot Water Reset | A | Original Unit Energy Savings (kWh or therms) | Technical Potential | 0 | 0 | 0 | 0 | 0 | 0 | 0 | 0 | 0 | 0 | 0 | 0 | 0 | 0 | 0 | 0 | 0 | 0 | 0 | 0 | 0 | 0 | 0 | 0 | 0 | 0 | 0 | 0 | 0 | 0 | 0
F2_Industrial_Other Industrial_New_Space Heating_Natural Gas_Gas Boiler - Hot Water Reset_A_Technical Potential | F2 | Industrial | Other Industrial | New | Space Heating | Natural Gas | Gas Boiler - Hot Water Reset | A | Original Unit Summer Peak Savings (kW) | Technical Potential | 0 | 0 | 0 | 0 | 0 | 0 | 0 | 0 | 0 | 0 | 0 | 0 | 0 | 0 | 0 | 0 | 0 | 0 | 0 | 0 | 0 | 0 | 0 | 0 | 0 | 0 | 0 | 0 | 0 | 0 | 0
F3_Industrial_Other Industrial_New_Space Heating_Natural Gas_Gas Boiler - Hot Water Reset_A_Technical Potential | F3 | Industrial | Other Industrial | New | Space Heating | Natural Gas | Gas Boiler - Hot Water Reset | A | Original Unit Winter Peak Savings (kW) | Technical Potential | 0 | 0 | 0 | 0 | 0 | 0 | 0 | 0 | 0 | 0 | 0 | 0 | 0 | 0 | 0 | 0 | 0 | 0 | 0 | 0 | 0 | 0 | 0 | 0 | 0 | 0 | 0 | 0 | 0 | 0 | 0
F4_Industrial_Other Industrial_New_Space Heating_Natural Gas_Gas Boiler - Hot Water Reset_A_Technical Potential | F4 | Industrial | Other Industrial | New | Space Heating | Natural Gas | Gas Boiler - Hot Water Reset | A | Standalone Impact on Baseline Energy (%) | Technical Potential | 0% | 0% | 0% | 0% | 0% | 0% | 0% | 0% | 0% | 0% | 0% | 0% | 0% | 0% | 0% | 0% | 0% | 0% | 0% | 0% | 0% | 0% | 0% | 0% | 0 | 0 | 0 | 0 | 0 | 0 | 0
F5_Industrial_Other Industrial_New_Space Heating_Natural Gas_Gas Boiler - Hot Water Reset_A_Technical Potential | F5 | Industrial | Other Industrial | New | Space Heating | Natural Gas | Gas Boiler - Hot Water Reset | A | Standalone Impact on Baseline Summer Peak (%) | Technical Potential | 0% | 0% | 0% | 0% | 0% | 0% | 0% | 0% | 0% | 0% | 0% | 0% | 0% | 0% | 0% | 0% | 0% | 0% | 0% | 0% | 0% | 0% | 0% | 0% | 0 | 0 | 0 | 0 | 0 | 0 | 0
F6_Industrial_Other Industrial_New_Space Heating_Natural Gas_Gas Boiler - Hot Water Reset_A_Technical Potential | F6 | Industrial | Other Industrial | New | Space Heating | Natural Gas | Gas Boiler - Hot Water Reset | A | Standalone Impact on Baseline Winter Peak (%) | Technical Potential | 0% | 0% | 0% | 0% | 0% | 0% | 0% | 0% | 0% | 0% | 0% | 0% | 0% | 0% | 0% | 0% | 0% | 0% | 0% | 0% | 0% | 0% | 0% | 0% | 0 | 0 | 0 | 0 | 0 | 0 | 0
F7_Industrial_Other Industrial_New_Space Heating_Natural Gas_Gas Boiler - Hot Water Reset_A_Technical Potential | F7 | Industrial | Other Industrial | New | Space Heating | Natural Gas | Gas Boiler - Hot Water Reset | A | Incremental Energy Savings (MWh or mTherms) | Technical Potential | 0 | 0 | 0 | 0 | 0 | 0 | 0 | 0 | 0 | 0 | 0 | 0 | 0 | 0 | 0 | 0 | 0 | 0 | 0 | 0 | 0 | 0 | 0 | 0 | 0 | 0 | 0 | 0 | 0 | 0 | 0
F8_Industrial_Other Industrial_New_Space Heating_Natural Gas_Gas Boiler - Hot Water Reset_A_Technical Potential | F8 | Industrial | Other Industrial | New | Space Heating | Natural Gas | Gas Boiler - Hot Water Reset | A | Incremental Summer Peak Savings (MW) | Technical Potential | 0 | 0 | 0 | 0 | 0 | 0 | 0 | 0 | 0 | 0 | 0 | 0 | 0 | 0 | 0 | 0 | 0 | 0 | 0 | 0 | 0 | 0 | 0 | 0 | 0 | 0 | 0 | 0 | 0 | 0 | 0
F9_Industrial_Other Industrial_New_Space Heating_Natural Gas_Gas Boiler - Hot Water Reset_A_Technical Potential | F9 | Industrial | Other Industrial | New | Space Heating | Natural Gas | Gas Boiler - Hot Water Reset | A | Incremental Winter Peak Savings (MW) | Technical Potential | 0 | 0 | 0 | 0 | 0 | 0 | 0 | 0 | 0 | 0 | 0 | 0 | 0 | 0 | 0 | 0 | 0 | 0 | 0 | 0 | 0 | 0 | 0 | 0 | 0 | 0 | 0 | 0 | 0 | 0 | 0
F10_Industrial_Other Industrial_New_Space Heating_Natural Gas_Gas Boiler - Hot Water Reset_A_Technical Potential | F10 | Industrial | Other Industrial | New | Space Heating | Natural Gas | Gas Boiler - Hot Water Reset | A | Cumulative Energy Savings (MWh or mTherms) | Technical Potential | 0 | 0 | 0 | 0 | 0 | 0 | 0 | 0 | 0 | 0 | 0 | 0 | 0 | 0 | 0 | 0 | 0 | 0 | 0 | 0 | 0 | 0 | 0 | 0 | 0 | 0 | 0 | 0 | 0 | 0 | 0
F11_Industrial_Other Industrial_New_Space Heating_Natural Gas_Gas Boiler - Hot Water Reset_A_Technical Potential | F11 | Industrial | Other Industrial | New | Space Heating | Natural Gas | Gas Boiler - Hot Water Reset | A | Cumulative Summer Peak Savings (MW) | Technical Potential | 0 | 0 | 0 | 0 | 0 | 0 | 0 | 0 | 0 | 0 | 0 | 0 | 0 | 0 | 0 | 0 | 0 | 0 | 0 | 0 | 0 | 0 | 0 | 0 | 0 | 0 | 0 | 0 | 0 | 0 | 0
F12_Industrial_Other Industrial_New_Space Heating_Natural Gas_Gas Boiler - Hot Water Reset_A_Technical Potential | F12 | Industrial | Other Industrial | New | Space Heating | Natural Gas | Gas Boiler - Hot Water Reset | A | Cumulative Winter Peak Savings (MW) | Technical Potential | 0 | 0 | 0 | 0 | 0 | 0 | 0 | 0 | 0 | 0 | 0 | 0 | 0 | 0 | 0 | 0 | 0 | 0 | 0 | 0 | 0 | 0 | 0 | 0 | 0 | 0 | 0 | 0 | 0 | 0 | 0
F13_Industrial_Other Industrial_New_Space Heating_Natural Gas_Gas Boiler - Hot Water Reset_A_Technical Potential | F13 | Industrial | Other Industrial | New | Space Heating | Natural Gas | Gas Boiler - Hot Water Reset | A | Purchases (Incremental) | Technical Potential | 0 | 0 | 0 | 0 | 0 | 0 | 0 | 0 | 0 | 0 | 0 | 0 | 0 | 0 | 0 | 0 | 0 | 0 | 0 | 0 | 0 | 0 | 0 | 0 | 0 | 0 | 0 | 0 | 0 | 0 | 0
F14_Industrial_Other Industrial_New_Space Heating_Natural Gas_Gas Boiler - Hot Water Reset_A_Technical Potential | F14 | Industrial | Other Industrial | New | Space Heating | Natural Gas | Gas Boiler - Hot Water Reset | A | Purchases (Cumulative) | Technical Potential | 0 | 0 | 0 | 0 | 0 | 0 | 0 | 0 | 0 | 0 | 0 | 0 | 0 | 0 | 0 | 0 | 0 | 0 | 0 | 0 | 0 | 0 | 0 | 0 | 0 | 0 | 0 | 0 | 0 | 0 | 0
F1_Industrial_Other Industrial_New_Process_Natural Gas_Gas Boiler - Hot Water Reset_A_Technical Potential | F1 | Industrial | Other Industrial | New | Process | Natural Gas | Gas Boiler - Hot Water Reset | A | Original Unit Energy Savings (kWh or therms) | Technical Potential | 0 | 0 | 0 | 0 | 0 | 2.8289 | 2.8289 | 2.8289 | 2.8289 | 2.8289 | 2.8289 | 2.8289 | 2.8289 | 2.8289 | 2.8289 | 2.8289 | 2.8289 | 2.8289 | 2.8289 | 2.8289 | 2.8289 | 2.8289 | 2.8289 | 2.8289 | 2.8289 | 2.8289 | 2.8289 | 2.8289 | 2.8289 | 2.8289 | 2.8289
F2_Industrial_Other Industrial_New_Process_Natural Gas_Gas Boiler - Hot Water Reset_A_Technical Potential | F2 | Industrial | Other Industrial | New | Process | Natural Gas | Gas Boiler - Hot Water Reset | A | Original Unit Summer Peak Savings (kW) | Technical Potential | 0 | 0 | 0 | 0 | 0 | 0 | 0 | 0 | 0 | 0 | 0 | 0 | 0 | 0 | 0 | 0 | 0 | 0 | 0 | 0 | 0 | 0 | 0 | 0 | 0 | 0 | 0 | 0 | 0 | 0 | 0
F3_Industrial_Other Industrial_New_Process_Natural Gas_Gas Boiler - Hot Water Reset_A_Technical Potential | F3 | Industrial | Other Industrial | New | Process | Natural Gas | Gas Boiler - Hot Water Reset | A | Original Unit Winter Peak Savings (kW) | Technical Potential | 0 | 0 | 0 | 0 | 0 | 0 | 0 | 0 | 0 | 0 | 0 | 0 | 0 | 0 | 0 | 0 | 0 | 0 | 0 | 0 | 0 | 0 | 0 | 0 | 0 | 0 | 0 | 0 | 0 | 0 | 0
F4_Industrial_Other Industrial_New_Process_Natural Gas_Gas Boiler - Hot Water Reset_A_Technical Potential | F4 | Industrial | Other Industrial | New | Process | Natural Gas | Gas Boiler - Hot Water Reset | A | Standalone Impact on Baseline Energy (%) | Technical Potential | 0% | 0% | 0% | 0% | 0% | 0.02324% | 0.04816% | 0.07658% | 0.1081% | 0.1429% | 0.1833% | 0.2267% | 0.2694% | 0.3067% | 0.3351% | 0.3519% | 0.3563% | 0.351% | 0.3396% | 0.3258% | 0.3115% | 0.2975% | 0.2848% | 0.2731% | 0.0026245 | 0.0025259 | 0.0024347 | 0.0023501 | 0 | 0 | 0
F5_Industrial_Other Industrial_New_Process_Natural Gas_Gas Boiler - Hot Water Reset_A_Technical Potential | F5 | Industrial | Other Industrial | New | Process | Natural Gas | Gas Boiler - Hot Water Reset | A | Standalone Impact on Baseline Summer Peak (%) | Technical Potential | 0% | 0% | 0% | 0% | 0% | 0% | 0% | 0% | 0% | 0% | 0% | 0% | 0% | 0% | 0% | 0% | 0% | 0% | 0% | 0% | 0% | 0% | 0% | 0% | 0 | 0 | 0 | 0 | 0 | 0 | 0
F6_Industrial_Other Industrial_New_Process_Natural Gas_Gas Boiler - Hot Water Reset_A_Technical Potential | F6 | Industrial | Other Industrial | New | Process | Natural Gas | Gas Boiler - Hot Water Reset | A | Standalone Impact on Baseline Winter Peak (%) | Technical Potential | 0% | 0% | 0% | 0% | 0% | 0% | 0% | 0% | 0% | 0% | 0% | 0% | 0% | 0% | 0% | 0% | 0% | 0% | 0% | 0% | 0% | 0% | 0% | 0% | 0 | 0 | 0 | 0 | 0 | 0 | 0
F7_Industrial_Other Industrial_New_Process_Natural Gas_Gas Boiler - Hot Water Reset_A_Technical Potential | F7 | Industrial | Other Industrial | New | Process | Natural Gas | Gas Boiler - Hot Water Reset | A | Incremental Energy Savings (MWh or mTherms) | Technical Potential | 0 | 0 | 0 | 0 | 0 | 0.039708 | 0.057761 | 0.081697 | 0.10755 | 0.13718 | 0.17735 | 0.21294 | 0.23627 | 0.24027 | 0.22143 | 0.18293 | 0.12865 | 0.079108 | 0.0402 | 0.017893 | 0.0068287 | 0.039708 | 0.057761 | 0.081697 | 0.10755 | 0.13718 | 0.17735 | 0.21294 | 0.23627 | 0.24027 | 0.22143
F8_Industrial_Other Industrial_New_Process_Natural Gas_Gas Boiler - Hot Water Reset_A_Technical Potential | F8 | Industrial | Other Industrial | New | Process | Natural Gas | Gas Boiler - Hot Water Reset | A | Incremental Summer Peak Savings (MW) | Technical Potential | 0 | 0 | 0 | 0 | 0 | 0 | 0 | 0 | 0 | 0 | 0 | 0 | 0 | 0 | 0 | 0 | 0 | 0 | 0 | 0 | 0 | 0 | 0 | 0 | 0 | 0 | 0 | 0 | 0 | 0 | 0
F9_Industrial_Other Industrial_New_Process_Natural Gas_Gas Boiler - Hot Water Reset_A_Technical Potential | F9 | Industrial | Other Industrial | New | Process | Natural Gas | Gas Boiler - Hot Water Reset | A | Incremental Winter Peak Savings (MW) | Technical Potential | 0 | 0 | 0 | 0 | 0 | 0 | 0 | 0 | 0 | 0 | 0 | 0 | 0 | 0 | 0 | 0 | 0 | 0 | 0 | 0 | 0 | 0 | 0 | 0 | 0 | 0 | 0 | 0 | 0 | 0 | 0
F10_Industrial_Other Industrial_New_Process_Natural Gas_Gas Boiler - Hot Water Reset_A_Technical Potential | F10 | Industrial | Other Industrial | New | Process | Natural Gas | Gas Boiler - Hot Water Reset | A | Cumulative Energy Savings (MWh or mTherms) | Technical Potential | 0 | 0 | 0 | 0 | 0 | 0.039708 | 0.097468 | 0.17917 | 0.28672 | 0.4239 | 0.60125 | 0.81419 | 1.0505 | 1.2907 | 1.5122 | 1.6951 | 1.8237 | 1.9029 | 1.9431 | 1.9609 | 1.9678 | 1.9678 | 1.9678 | 1.9678 | 1.9678 | 1.9678 | 1.9678 | 1.9678 | 1.9678 | 1.9678 | 1.9678
F11_Industrial_Other Industrial_New_Process_Natural Gas_Gas Boiler - Hot Water Reset_A_Technical Potential | F11 | Industrial | Other Industrial | New | Process | Natural Gas | Gas Boiler - Hot Water Reset | A | Cumulative Summer Peak Savings (MW) | Technical Potential | 0 | 0 | 0 | 0 | 0 | 0 | 0 | 0 | 0 | 0 | 0 | 0 | 0 | 0 | 0 | 0 | 0 | 0 | 0 | 0 | 0 | 0 | 0 | 0 | 0 | 0 | 0 | 0 | 0 | 0 | 0
F12_Industrial_Other Industrial_New_Process_Natural Gas_Gas Boiler - Hot Water Reset_A_Technical Potential | F12 | Industrial | Other Industrial | New | Process | Natural Gas | Gas Boiler - Hot Water Reset | A | Cumulative Winter Peak Savings (MW) | Technical Potential | 0 | 0 | 0 | 0 | 0 | 0 | 0 | 0 | 0 | 0 | 0 | 0 | 0 | 0 | 0 | 0 | 0 | 0 | 0 | 0 | 0 | 0 | 0 | 0 | 0 | 0 | 0 | 0 | 0 | 0 | 0
F13_Industrial_Other Industrial_New_Process_Natural Gas_Gas Boiler - Hot Water Reset_A_Technical Potential | F13 | Industrial | Other Industrial | New | Process | Natural Gas | Gas Boiler - Hot Water Reset | A | Purchases (Incremental) | Technical Potential | 0 | 0 | 0 | 0 | 0 | 14.0366 | 20.4184 | 28.8799 | 38.0185 | 48.493 | 62.6944 | 75.2756 | 83.5202 | 84.9345 | 78.2758 | 64.6648 | 45.4787 | 27.9646 | 14.2106 | 6.325 | 2.4139 | 14.0366 | 20.4184 | 28.8799 | 38.0185 | 48.493 | 62.6944 | 75.2756 | 83.5202 | 84.9345 | 78.2758
F14_Industrial_Other Industrial_New_Process_Natural Gas_Gas Boiler - Hot Water Reset_A_Technical Potential | F14 | Industrial | Other Industrial | New | Process | Natural Gas | Gas Boiler - Hot Water Reset | A | Purchases (Cumulative) | Technical Potential | 0 | 0 | 0 | 0 | 0 | 14.0366 | 34.455 | 63.3349 | 101.3533 | 149.8463 | 212.5407 | 287.8163 | 371.3365 | 456.2711 | 534.5469 | 599.2117 | 644.6904 | 672.655 | 686.8656 | 693.1906 | 695.6045 | 695.6045 | 695.6045 | 695.6045 | 695.6045 | 695.6045 | 695.6045 | 695.6045 | 695.6045 | 695.6045 | 695.6045
F1_Industrial_Other Industrial_New_Space Heating_Natural Gas_Steam Trap Maintenance_A_Technical Potential | F1 | Industrial | Other Industrial | New | Space Heating | Natural Gas | Steam Trap Maintenance | A | Original Unit Energy Savings (kWh or therms) | Technical Potential | 0 | 0 | 0 | 0 | 0 | 0 | 0 | 0 | 0 | 0 | 0 | 0 | 0 | 0 | 0 | 0 | 0 | 0 | 0 | 0 | 0 | 0 | 0 | 0 | 0 | 0 | 0 | 0 | 0 | 0 | 0
F2_Industrial_Other Industrial_New_Space Heating_Natural Gas_Steam Trap Maintenance_A_Technical Potential | F2 | Industrial | Other Industrial | New | Space Heating | Natural Gas | Steam Trap Maintenance | A | Original Unit Summer Peak Savings (kW) | Technical Potential | 0 | 0 | 0 | 0 | 0 | 0 | 0 | 0 | 0 | 0 | 0 | 0 | 0 | 0 | 0 | 0 | 0 | 0 | 0 | 0 | 0 | 0 | 0 | 0 | 0 | 0 | 0 | 0 | 0 | 0 | 0
F3_Industrial_Other Industrial_New_Space Heating_Natural Gas_Steam Trap Maintenance_A_Technical Potential | F3 | Industrial | Other Industrial | New | Space Heating | Natural Gas | Steam Trap Maintenance | A | Original Unit Winter Peak Savings (kW) | Technical Potential | 0 | 0 | 0 | 0 | 0 | 0 | 0 | 0 | 0 | 0 | 0 | 0 | 0 | 0 | 0 | 0 | 0 | 0 | 0 | 0 | 0 | 0 | 0 | 0 | 0 | 0 | 0 | 0 | 0 | 0 | 0
F4_Industrial_Other Industrial_New_Space Heating_Natural Gas_Steam Trap Maintenance_A_Technical Potential | F4 | Industrial | Other Industrial | New | Space Heating | Natural Gas | Steam Trap Maintenance | A | Standalone Impact on Baseline Energy (%) | Technical Potential | 0% | 0% | 0% | 0% | 0% | 0% | 0% | 0% | 0% | 0% | 0% | 0% | 0% | 0% | 0% | 0% | 0% | 0% | 0% | 0% | 0% | 0% | 0% | 0% | 0 | 0 | 0 | 0 | 0 | 0 | 0
F5_Industrial_Other Industrial_New_Space Heating_Natural Gas_Steam Trap Maintenance_A_Technical Potential | F5 | Industrial | Other Industrial | New | Space Heating | Natural Gas | Steam Trap Maintenance | A | Standalone Impact on Baseline Summer Peak (%) | Technical Potential | 0% | 0% | 0% | 0% | 0% | 0% | 0% | 0% | 0% | 0% | 0% | 0% | 0% | 0% | 0% | 0% | 0% | 0% | 0% | 0% | 0% | 0% | 0% | 0% | 0 | 0 | 0 | 0 | 0 | 0 | 0
F6_Industrial_Other Industrial_New_Space Heating_Natural Gas_Steam Trap Maintenance_A_Technical Potential | F6 | Industrial | Other Industrial | New | Space Heating | Natural Gas | Steam Trap Maintenance | A | Standalone Impact on Baseline Winter Peak (%) | Technical Potential | 0% | 0% | 0% | 0% | 0% | 0% | 0% | 0% | 0% | 0% | 0% | 0% | 0% | 0% | 0% | 0% | 0% | 0% | 0% | 0% | 0% | 0% | 0% | 0% | 0 | 0 | 0 | 0 | 0 | 0 | 0
F7_Industrial_Other Industrial_New_Space Heating_Natural Gas_Steam Trap Maintenance_A_Technical Potential | F7 | Industrial | Other Industrial | New | Space Heating | Natural Gas | Steam Trap Maintenance | A | Incremental Energy Savings (MWh or mTherms) | Technical Potential | 0 | 0 | 0 | 0 | 0 | 0 | 0 | 0 | 0 | 0 | 0 | 0 | 0 | 0 | 0 | 0 | 0 | 0 | 0 | 0 | 0 | 0 | 0 | 0 | 0 | 0 | 0 | 0 | 0 | 0 | 0
F8_Industrial_Other Industrial_New_Space Heating_Natural Gas_Steam Trap Maintenance_A_Technical Potential | F8 | Industrial | Other Industrial | New | Space Heating | Natural Gas | Steam Trap Maintenance | A | Incremental Summer Peak Savings (MW) | Technical Potential | 0 | 0 | 0 | 0 | 0 | 0 | 0 | 0 | 0 | 0 | 0 | 0 | 0 | 0 | 0 | 0 | 0 | 0 | 0 | 0 | 0 | 0 | 0 | 0 | 0 | 0 | 0 | 0 | 0 | 0 | 0
F9_Industrial_Other Industrial_New_Space Heating_Natural Gas_Steam Trap Maintenance_A_Technical Potential | F9 | Industrial | Other Industrial | New | Space Heating | Natural Gas | Steam Trap Maintenance | A | Incremental Winter Peak Savings (MW) | Technical Potential | 0 | 0 | 0 | 0 | 0 | 0 | 0 | 0 | 0 | 0 | 0 | 0 | 0 | 0 | 0 | 0 | 0 | 0 | 0 | 0 | 0 | 0 | 0 | 0 | 0 | 0 | 0 | 0 | 0 | 0 | 0
F10_Industrial_Other Industrial_New_Space Heating_Natural Gas_Steam Trap Maintenance_A_Technical Potential | F10 | Industrial | Other Industrial | New | Space Heating | Natural Gas | Steam Trap Maintenance | A | Cumulative Energy Savings (MWh or mTherms) | Technical Potential | 0 | 0 | 0 | 0 | 0 | 0 | 0 | 0 | 0 | 0 | 0 | 0 | 0 | 0 | 0 | 0 | 0 | 0 | 0 | 0 | 0 | 0 | 0 | 0 | 0 | 0 | 0 | 0 | 0 | 0 | 0
F11_Industrial_Other Industrial_New_Space Heating_Natural Gas_Steam Trap Maintenance_A_Technical Potential | F11 | Industrial | Other Industrial | New | Space Heating | Natural Gas | Steam Trap Maintenance | A | Cumulative Summer Peak Savings (MW) | Technical Potential | 0 | 0 | 0 | 0 | 0 | 0 | 0 | 0 | 0 | 0 | 0 | 0 | 0 | 0 | 0 | 0 | 0 | 0 | 0 | 0 | 0 | 0 | 0 | 0 | 0 | 0 | 0 | 0 | 0 | 0 | 0
F12_Industrial_Other Industrial_New_Space Heating_Natural Gas_Steam Trap Maintenance_A_Technical Potential | F12 | Industrial | Other Industrial | New | Space Heating | Natural Gas | Steam Trap Maintenance | A | Cumulative Winter Peak Savings (MW) | Technical Potential | 0 | 0 | 0 | 0 | 0 | 0 | 0 | 0 | 0 | 0 | 0 | 0 | 0 | 0 | 0 | 0 | 0 | 0 | 0 | 0 | 0 | 0 | 0 | 0 | 0 | 0 | 0 | 0 | 0 | 0 | 0
F13_Industrial_Other Industrial_New_Space Heating_Natural Gas_Steam Trap Maintenance_A_Technical Potential | F13 | Industrial | Other Industrial | New | Space Heating | Natural Gas | Steam Trap Maintenance | A | Purchases (Incremental) | Technical Potential | 0 | 0 | 0 | 0 | 0 | 0 | 0 | 0 | 0 | 0 | 0 | 0 | 0 | 0 | 0 | 0 | 0 | 0 | 0 | 0 | 0 | 0 | 0 | 0 | 0 | 0 | 0 | 0 | 0 | 0 | 0
F14_Industrial_Other Industrial_New_Space Heating_Natural Gas_Steam Trap Maintenance_A_Technical Potential | F14 | Industrial | Other Industrial | New | Space Heating | Natural Gas | Steam Trap Maintenance | A | Purchases (Cumulative) | Technical Potential | 0 | 0 | 0 | 0 | 0 | 0 | 0 | 0 | 0 | 0 | 0 | 0 | 0 | 0 | 0 | 0 | 0 | 0 | 0 | 0 | 0 | 0 | 0 | 0 | 0 | 0 | 0 | 0 | 0 | 0 | 0
F1_Industrial_Other Industrial_New_Process_Natural Gas_Steam Trap Maintenance_A_Technical Potential | F1 | Industrial | Other Industrial | New | Process | Natural Gas | Steam Trap Maintenance | A | Original Unit Energy Savings (kWh or therms) | Technical Potential | 0 | 0 | 0 | 0 | 0 | 1.9988 | 1.9988 | 1.9988 | 1.9988 | 1.9988 | 1.9988 | 1.9988 | 1.9988 | 1.9988 | 1.9988 | 1.9988 | 1.9988 | 1.9988 | 1.9988 | 1.9988 | 1.9988 | 1.9988 | 1.9988 | 1.9988 | 1.9988 | 1.9988 | 1.9988 | 1.9988 | 1.9988 | 1.9988 | 1.9988
F2_Industrial_Other Industrial_New_Process_Natural Gas_Steam Trap Maintenance_A_Technical Potential | F2 | Industrial | Other Industrial | New | Process | Natural Gas | Steam Trap Maintenance | A | Original Unit Summer Peak Savings (kW) | Technical Potential | 0 | 0 | 0 | 0 | 0 | 0 | 0 | 0 | 0 | 0 | 0 | 0 | 0 | 0 | 0 | 0 | 0 | 0 | 0 | 0 | 0 | 0 | 0 | 0 | 0 | 0 | 0 | 0 | 0 | 0 | 0
F3_Industrial_Other Industrial_New_Process_Natural Gas_Steam Trap Maintenance_A_Technical Potential | F3 | Industrial | Other Industrial | New | Process | Natural Gas | Steam Trap Maintenance | A | Original Unit Winter Peak Savings (kW) | Technical Potential | 0 | 0 | 0 | 0 | 0 | 0 | 0 | 0 | 0 | 0 | 0 | 0 | 0 | 0 | 0 | 0 | 0 | 0 | 0 | 0 | 0 | 0 | 0 | 0 | 0 | 0 | 0 | 0 | 0 | 0 | 0
F4_Industrial_Other Industrial_New_Process_Natural Gas_Steam Trap Maintenance_A_Technical Potential | F4 | Industrial | Other Industrial | New | Process | Natural Gas | Steam Trap Maintenance | A | Standalone Impact on Baseline Energy (%) | Technical Potential | 0% | 0% | 0% | 0% | 0% | 0% | 0% | 0% | 0% | 0% | 0% | 0% | 0% | 0% | 0% | 0% | 0% | 0% | 0% | 0% | 0% | 0% | 0% | 0% | 0 | 0 | 0 | 0 | 0 | 0 | 0
F5_Industrial_Other Industrial_New_Process_Natural Gas_Steam Trap Maintenance_A_Technical Potential | F5 | Industrial | Other Industrial | New | Process | Natural Gas | Steam Trap Maintenance | A | Standalone Impact on Baseline Summer Peak (%) | Technical Potential | 0% | 0% | 0% | 0% | 0% | 0% | 0% | 0% | 0% | 0% | 0% | 0% | 0% | 0% | 0% | 0% | 0% | 0% | 0% | 0% | 0% | 0% | 0% | 0% | 0 | 0 | 0 | 0 | 0 | 0 | 0
F6_Industrial_Other Industrial_New_Process_Natural Gas_Steam Trap Maintenance_A_Technical Potential | F6 | Industrial | Other Industrial | New | Process | Natural Gas | Steam Trap Maintenance | A | Standalone Impact on Baseline Winter Peak (%) | Technical Potential | 0% | 0% | 0% | 0% | 0% | 0% | 0% | 0% | 0% | 0% | 0% | 0% | 0% | 0% | 0% | 0% | 0% | 0% | 0% | 0% | 0% | 0% | 0% | 0% | 0 | 0 | 0 | 0 | 0 | 0 | 0
F7_Industrial_Other Industrial_New_Process_Natural Gas_Steam Trap Maintenance_A_Technical Potential | F7 | Industrial | Other Industrial | New | Process | Natural Gas | Steam Trap Maintenance | A | Incremental Energy Savings (MWh or mTherms) | Technical Potential | 0 | 0 | 0 | 0 | 0 | 0 | 0 | 0 | 0 | 0 | 0 | 0 | 0 | 0 | 0 | 0 | 0 | 0 | 0 | 0 | 0 | 0 | 0 | 0 | 0 | 0 | 0 | 0 | 0 | 0 | 0
F8_Industrial_Other Industrial_New_Process_Natural Gas_Steam Trap Maintenance_A_Technical Potential | F8 | Industrial | Other Industrial | New | Process | Natural Gas | Steam Trap Maintenance | A | Incremental Summer Peak Savings (MW) | Technical Potential | 0 | 0 | 0 | 0 | 0 | 0 | 0 | 0 | 0 | 0 | 0 | 0 | 0 | 0 | 0 | 0 | 0 | 0 | 0 | 0 | 0 | 0 | 0 | 0 | 0 | 0 | 0 | 0 | 0 | 0 | 0
F9_Industrial_Other Industrial_New_Process_Natural Gas_Steam Trap Maintenance_A_Technical Potential | F9 | Industrial | Other Industrial | New | Process | Natural Gas | Steam Trap Maintenance | A | Incremental Winter Peak Savings (MW) | Technical Potential | 0 | 0 | 0 | 0 | 0 | 0 | 0 | 0 | 0 | 0 | 0 | 0 | 0 | 0 | 0 | 0 | 0 | 0 | 0 | 0 | 0 | 0 | 0 | 0 | 0 | 0 | 0 | 0 | 0 | 0 | 0
F10_Industrial_Other Industrial_New_Process_Natural Gas_Steam Trap Maintenance_A_Technical Potential | F10 | Industrial | Other Industrial | New | Process | Natural Gas | Steam Trap Maintenance | A | Cumulative Energy Savings (MWh or mTherms) | Technical Potential | 0 | 0 | 0 | 0 | 0 | 0 | 0 | 0 | 0 | 0 | 0 | 0 | 0 | 0 | 0 | 0 | 0 | 0 | 0 | 0 | 0 | 0 | 0 | 0 | 0 | 0 | 0 | 0 | 0 | 0 | 0
F11_Industrial_Other Industrial_New_Process_Natural Gas_Steam Trap Maintenance_A_Technical Potential | F11 | Industrial | Other Industrial | New | Process | Natural Gas | Steam Trap Maintenance | A | Cumulative Summer Peak Savings (MW) | Technical Potential | 0 | 0 | 0 | 0 | 0 | 0 | 0 | 0 | 0 | 0 | 0 | 0 | 0 | 0 | 0 | 0 | 0 | 0 | 0 | 0 | 0 | 0 | 0 | 0 | 0 | 0 | 0 | 0 | 0 | 0 | 0
F12_Industrial_Other Industrial_New_Process_Natural Gas_Steam Trap Maintenance_A_Technical Potential | F12 | Industrial | Other Industrial | New | Process | Natural Gas | Steam Trap Maintenance | A | Cumulative Winter Peak Savings (MW) | Technical Potential | 0 | 0 | 0 | 0 | 0 | 0 | 0 | 0 | 0 | 0 | 0 | 0 | 0 | 0 | 0 | 0 | 0 | 0 | 0 | 0 | 0 | 0 | 0 | 0 | 0 | 0 | 0 | 0 | 0 | 0 | 0
F13_Industrial_Other Industrial_New_Process_Natural Gas_Steam Trap Maintenance_A_Technical Potential | F13 | Industrial | Other Industrial | New | Process | Natural Gas | Steam Trap Maintenance | A | Purchases (Incremental) | Technical Potential | 0 | 0 | 0 | 0 | 0 | 0 | 0 | 0 | 0 | 0 | 0 | 0 | 0 | 0 | 0 | 0 | 0 | 0 | 0 | 0 | 0 | 0 | 0 | 0 | 0 | 0 | 0 | 0 | 0 | 0 | 0
F14_Industrial_Other Industrial_New_Process_Natural Gas_Steam Trap Maintenance_A_Technical Potential | F14 | Industrial | Other Industrial | New | Process | Natural Gas | Steam Trap Maintenance | A | Purchases (Cumulative) | Technical Potential | 0 | 0 | 0 | 0 | 0 | 0 | 0 | 0 | 0 | 0 | 0 | 0 | 0 | 0 | 0 | 0 | 0 | 0 | 0 | 0 | 0 | 0 | 0 | 0 | 0 | 0 | 0 | 0 | 0 | 0 | 0
F1_Industrial_Other Industrial_New_Space Heating_Natural Gas_Gas Boiler - High Turndown_A_Technical Potential | F1 | Industrial | Other Industrial | New | Space Heating | Natural Gas | Gas Boiler - High Turndown | A | Original Unit Energy Savings (kWh or therms) | Technical Potential | 0 | 0 | 0 | 0 | 0 | 0 | 0 | 0 | 0 | 0 | 0 | 0 | 0 | 0 | 0 | 0 | 0 | 0 | 0 | 0 | 0 | 0 | 0 | 0 | 0 | 0 | 0 | 0 | 0 | 0 | 0
F2_Industrial_Other Industrial_New_Space Heating_Natural Gas_Gas Boiler - High Turndown_A_Technical Potential | F2 | Industrial | Other Industrial | New | Space Heating | Natural Gas | Gas Boiler - High Turndown | A | Original Unit Summer Peak Savings (kW) | Technical Potential | 0 | 0 | 0 | 0 | 0 | 0 | 0 | 0 | 0 | 0 | 0 | 0 | 0 | 0 | 0 | 0 | 0 | 0 | 0 | 0 | 0 | 0 | 0 | 0 | 0 | 0 | 0 | 0 | 0 | 0 | 0
F3_Industrial_Other Industrial_New_Space Heating_Natural Gas_Gas Boiler - High Turndown_A_Technical Potential | F3 | Industrial | Other Industrial | New | Space Heating | Natural Gas | Gas Boiler - High Turndown | A | Original Unit Winter Peak Savings (kW) | Technical Potential | 0 | 0 | 0 | 0 | 0 | 0 | 0 | 0 | 0 | 0 | 0 | 0 | 0 | 0 | 0 | 0 | 0 | 0 | 0 | 0 | 0 | 0 | 0 | 0 | 0 | 0 | 0 | 0 | 0 | 0 | 0
F4_Industrial_Other Industrial_New_Space Heating_Natural Gas_Gas Boiler - High Turndown_A_Technical Potential | F4 | Industrial | Other Industrial | New | Space Heating | Natural Gas | Gas Boiler - High Turndown | A | Standalone Impact on Baseline Energy (%) | Technical Potential | 0% | 0% | 0% | 0% | 0% | 0% | 0% | 0% | 0% | 0% | 0% | 0% | 0% | 0% | 0% | 0% | 0% | 0% | 0% | 0% | 0% | 0% | 0% | 0% | 0 | 0 | 0 | 0 | 0 | 0 | 0
F5_Industrial_Other Industrial_New_Space Heating_Natural Gas_Gas Boiler - High Turndown_A_Technical Potential | F5 | Industrial | Other Industrial | New | Space Heating | Natural Gas | Gas Boiler - High Turndown | A | Standalone Impact on Baseline Summer Peak (%) | Technical Potential | 0% | 0% | 0% | 0% | 0% | 0% | 0% | 0% | 0% | 0% | 0% | 0% | 0% | 0% | 0% | 0% | 0% | 0% | 0% | 0% | 0% | 0% | 0% | 0% | 0 | 0 | 0 | 0 | 0 | 0 | 0
F6_Industrial_Other Industrial_New_Space Heating_Natural Gas_Gas Boiler - High Turndown_A_Technical Potential | F6 | Industrial | Other Industrial | New | Space Heating | Natural Gas | Gas Boiler - High Turndown | A | Standalone Impact on Baseline Winter Peak (%) | Technical Potential | 0% | 0% | 0% | 0% | 0% | 0% | 0% | 0% | 0% | 0% | 0% | 0% | 0% | 0% | 0% | 0% | 0% | 0% | 0% | 0% | 0% | 0% | 0% | 0% | 0 | 0 | 0 | 0 | 0 | 0 | 0
F7_Industrial_Other Industrial_New_Space Heating_Natural Gas_Gas Boiler - High Turndown_A_Technical Potential | F7 | Industrial | Other Industrial | New | Space Heating | Natural Gas | Gas Boiler - High Turndown | A | Incremental Energy Savings (MWh or mTherms) | Technical Potential | 0 | 0 | 0 | 0 | 0 | 0 | 0 | 0 | 0 | 0 | 0 | 0 | 0 | 0 | 0 | 0 | 0 | 0 | 0 | 0 | 0 | 0 | 0 | 0 | 0 | 0 | 0 | 0 | 0 | 0 | 0
F8_Industrial_Other Industrial_New_Space Heating_Natural Gas_Gas Boiler - High Turndown_A_Technical Potential | F8 | Industrial | Other Industrial | New | Space Heating | Natural Gas | Gas Boiler - High Turndown | A | Incremental Summer Peak Savings (MW) | Technical Potential | 0 | 0 | 0 | 0 | 0 | 0 | 0 | 0 | 0 | 0 | 0 | 0 | 0 | 0 | 0 | 0 | 0 | 0 | 0 | 0 | 0 | 0 | 0 | 0 | 0 | 0 | 0 | 0 | 0 | 0 | 0
F9_Industrial_Other Industrial_New_Space Heating_Natural Gas_Gas Boiler - High Turndown_A_Technical Potential | F9 | Industrial | Other Industrial | New | Space Heating | Natural Gas | Gas Boiler - High Turndown | A | Incremental Winter Peak Savings (MW) | Technical Potential | 0 | 0 | 0 | 0 | 0 | 0 | 0 | 0 | 0 | 0 | 0 | 0 | 0 | 0 | 0 | 0 | 0 | 0 | 0 | 0 | 0 | 0 | 0 | 0 | 0 | 0 | 0 | 0 | 0 | 0 | 0
F10_Industrial_Other Industrial_New_Space Heating_Natural Gas_Gas Boiler - High Turndown_A_Technical Potential | F10 | Industrial | Other Industrial | New | Space Heating | Natural Gas | Gas Boiler - High Turndown | A | Cumulative Energy Savings (MWh or mTherms) | Technical Potential | 0 | 0 | 0 | 0 | 0 | 0 | 0 | 0 | 0 | 0 | 0 | 0 | 0 | 0 | 0 | 0 | 0 | 0 | 0 | 0 | 0 | 0 | 0 | 0 | 0 | 0 | 0 | 0 | 0 | 0 | 0
F11_Industrial_Other Industrial_New_Space Heating_Natural Gas_Gas Boiler - High Turndown_A_Technical Potential | F11 | Industrial | Other Industrial | New | Space Heating | Natural Gas | Gas Boiler - High Turndown | A | Cumulative Summer Peak Savings (MW) | Technical Potential | 0 | 0 | 0 | 0 | 0 | 0 | 0 | 0 | 0 | 0 | 0 | 0 | 0 | 0 | 0 | 0 | 0 | 0 | 0 | 0 | 0 | 0 | 0 | 0 | 0 | 0 | 0 | 0 | 0 | 0 | 0
F12_Industrial_Other Industrial_New_Space Heating_Natural Gas_Gas Boiler - High Turndown_A_Technical Potential | F12 | Industrial | Other Industrial | New | Space Heating | Natural Gas | Gas Boiler - High Turndown | A | Cumulative Winter Peak Savings (MW) | Technical Potential | 0 | 0 | 0 | 0 | 0 | 0 | 0 | 0 | 0 | 0 | 0 | 0 | 0 | 0 | 0 | 0 | 0 | 0 | 0 | 0 | 0 | 0 | 0 | 0 | 0 | 0 | 0 | 0 | 0 | 0 | 0
F13_Industrial_Other Industrial_New_Space Heating_Natural Gas_Gas Boiler - High Turndown_A_Technical Potential | F13 | Industrial | Other Industrial | New | Space Heating | Natural Gas | Gas Boiler - High Turndown | A | Purchases (Incremental) | Technical Potential | 0 | 0 | 0 | 0 | 0 | 0 | 0 | 0 | 0 | 0 | 0 | 0 | 0 | 0 | 0 | 0 | 0 | 0 | 0 | 0 | 0 | 0 | 0 | 0 | 0 | 0 | 0 | 0 | 0 | 0 | 0
F14_Industrial_Other Industrial_New_Space Heating_Natural Gas_Gas Boiler - High Turndown_A_Technical Potential | F14 | Industrial | Other Industrial | New | Space Heating | Natural Gas | Gas Boiler - High Turndown | A | Purchases (Cumulative) | Technical Potential | 0 | 0 | 0 | 0 | 0 | 0 | 0 | 0 | 0 | 0 | 0 | 0 | 0 | 0 | 0 | 0 | 0 | 0 | 0 | 0 | 0 | 0 | 0 | 0 | 0 | 0 | 0 | 0 | 0 | 0 | 0
F1_Industrial_Other Industrial_New_Process_Natural Gas_Gas Boiler - High Turndown_A_Technical Potential | F1 | Industrial | Other Industrial | New | Process | Natural Gas | Gas Boiler - High Turndown | A | Original Unit Energy Savings (kWh or therms) | Technical Potential | 0 | 0 | 0 | 0 | 0 | 2.1216 | 2.1216 | 2.1216 | 2.1216 | 2.1216 | 2.1216 | 2.1216 | 2.1216 | 2.1216 | 2.1216 | 2.1216 | 2.1216 | 2.1216 | 2.1216 | 2.1216 | 2.1216 | 2.1216 | 2.1216 | 2.1216 | 2.1216 | 2.1216 | 2.1216 | 2.1216 | 2.1216 | 2.1216 | 2.1216
F2_Industrial_Other Industrial_New_Process_Natural Gas_Gas Boiler - High Turndown_A_Technical Potential | F2 | Industrial | Other Industrial | New | Process | Natural Gas | Gas Boiler - High Turndown | A | Original Unit Summer Peak Savings (kW) | Technical Potential | 0 | 0 | 0 | 0 | 0 | 0 | 0 | 0 | 0 | 0 | 0 | 0 | 0 | 0 | 0 | 0 | 0 | 0 | 0 | 0 | 0 | 0 | 0 | 0 | 0 | 0 | 0 | 0 | 0 | 0 | 0
F3_Industrial_Other Industrial_New_Process_Natural Gas_Gas Boiler - High Turndown_A_Technical Potential | F3 | Industrial | Other Industrial | New | Process | Natural Gas | Gas Boiler - High Turndown | A | Original Unit Winter Peak Savings (kW) | Technical Potential | 0 | 0 | 0 | 0 | 0 | 0 | 0 | 0 | 0 | 0 | 0 | 0 | 0 | 0 | 0 | 0 | 0 | 0 | 0 | 0 | 0 | 0 | 0 | 0 | 0 | 0 | 0 | 0 | 0 | 0 | 0
F4_Industrial_Other Industrial_New_Process_Natural Gas_Gas Boiler - High Turndown_A_Technical Potential | F4 | Industrial | Other Industrial | New | Process | Natural Gas | Gas Boiler - High Turndown | A | Standalone Impact on Baseline Energy (%) | Technical Potential | 0% | 0% | 0% | 0% | 0% | 0.0266% | 0.04906% | 0.06905% | 0.08749% | 0.1048% | 0.1187% | 0.1277% | 0.1329% | 0.1354% | 0.1361% | 0.1353% | 0.1336% | 0.1312% | 0.1283% | 0.1252% | 0.1193% | 0.1139% | 0.109% | 0.1046% | 0.0010049 | 0.00096713 | 0.00093221 | 0.0008998 | 0 | 0 | 0
F5_Industrial_Other Industrial_New_Process_Natural Gas_Gas Boiler - High Turndown_A_Technical Potential | F5 | Industrial | Other Industrial | New | Process | Natural Gas | Gas Boiler - High Turndown | A | Standalone Impact on Baseline Summer Peak (%) | Technical Potential | 0% | 0% | 0% | 0% | 0% | 0% | 0% | 0% | 0% | 0% | 0% | 0% | 0% | 0% | 0% | 0% | 0% | 0% | 0% | 0% | 0% | 0% | 0% | 0% | 0 | 0 | 0 | 0 | 0 | 0 | 0
F6_Industrial_Other Industrial_New_Process_Natural Gas_Gas Boiler - High Turndown_A_Technical Potential | F6 | Industrial | Other Industrial | New | Process | Natural Gas | Gas Boiler - High Turndown | A | Standalone Impact on Baseline Winter Peak (%) | Technical Potential | 0% | 0% | 0% | 0% | 0% | 0% | 0% | 0% | 0% | 0% | 0% | 0% | 0% | 0% | 0% | 0% | 0% | 0% | 0% | 0% | 0% | 0% | 0% | 0% | 0 | 0 | 0 | 0 | 0 | 0 | 0
F7_Industrial_Other Industrial_New_Process_Natural Gas_Gas Boiler - High Turndown_A_Technical Potential | F7 | Industrial | Other Industrial | New | Process | Natural Gas | Gas Boiler - High Turndown | A | Incremental Energy Savings (MWh or mTherms) | Technical Potential | 0 | 0 | 0 | 0 | 0 | 0.04545 | 0.053846 | 0.062237 | 0.070579 | 0.078925 | 0.07855 | 0.068778 | 0.05976 | 0.05159 | 0.04425 | 0.037791 | 0.032128 | 0.027218 | 0.022981 | 0.019342 | 0.04545 | 0.053846 | 0.062237 | 0.070579 | 0.078925 | 0.07855 | 0.068778 | 0.05976 | 0.05159 | 0.04425 | 0.037791
F8_Industrial_Other Industrial_New_Process_Natural Gas_Gas Boiler - High Turndown_A_Technical Potential | F8 | Industrial | Other Industrial | New | Process | Natural Gas | Gas Boiler - High Turndown | A | Incremental Summer Peak Savings (MW) | Technical Potential | 0 | 0 | 0 | 0 | 0 | 0 | 0 | 0 | 0 | 0 | 0 | 0 | 0 | 0 | 0 | 0 | 0 | 0 | 0 | 0 | 0 | 0 | 0 | 0 | 0 | 0 | 0 | 0 | 0 | 0 | 0
F9_Industrial_Other Industrial_New_Process_Natural Gas_Gas Boiler - High Turndown_A_Technical Potential | F9 | Industrial | Other Industrial | New | Process | Natural Gas | Gas Boiler - High Turndown | A | Incremental Winter Peak Savings (MW) | Technical Potential | 0 | 0 | 0 | 0 | 0 | 0 | 0 | 0 | 0 | 0 | 0 | 0 | 0 | 0 | 0 | 0 | 0 | 0 | 0 | 0 | 0 | 0 | 0 | 0 | 0 | 0 | 0 | 0 | 0 | 0 | 0
F10_Industrial_Other Industrial_New_Process_Natural Gas_Gas Boiler - High Turndown_A_Technical Potential | F10 | Industrial | Other Industrial | New | Process | Natural Gas | Gas Boiler - High Turndown | A | Cumulative Energy Savings (MWh or mTherms) | Technical Potential | 0 | 0 | 0 | 0 | 0 | 0.04545 | 0.099296 | 0.16153 | 0.23211 | 0.31104 | 0.38959 | 0.45837 | 0.51813 | 0.56972 | 0.61397 | 0.65176 | 0.68388 | 0.7111 | 0.73408 | 0.75343 | 0.75343 | 0.75343 | 0.75343 | 0.75343 | 0.75343 | 0.75343 | 0.75343 | 0.75343 | 0.75343 | 0.75343 | 0.75343
F11_Industrial_Other Industrial_New_Process_Natural Gas_Gas Boiler - High Turndown_A_Technical Potential | F11 | Industrial | Other Industrial | New | Process | Natural Gas | Gas Boiler - High Turndown | A | Cumulative Summer Peak Savings (MW) | Technical Potential | 0 | 0 | 0 | 0 | 0 | 0 | 0 | 0 | 0 | 0 | 0 | 0 | 0 | 0 | 0 | 0 | 0 | 0 | 0 | 0 | 0 | 0 | 0 | 0 | 0 | 0 | 0 | 0 | 0 | 0 | 0
F12_Industrial_Other Industrial_New_Process_Natural Gas_Gas Boiler - High Turndown_A_Technical Potential | F12 | Industrial | Other Industrial | New | Process | Natural Gas | Gas Boiler - High Turndown | A | Cumulative Winter Peak Savings (MW) | Technical Potential | 0 | 0 | 0 | 0 | 0 | 0 | 0 | 0 | 0 | 0 | 0 | 0 | 0 | 0 | 0 | 0 | 0 | 0 | 0 | 0 | 0 | 0 | 0 | 0 | 0 | 0 | 0 | 0 | 0 | 0 | 0
F13_Industrial_Other Industrial_New_Process_Natural Gas_Gas Boiler - High Turndown_A_Technical Potential | F13 | Industrial | Other Industrial | New | Process | Natural Gas | Gas Boiler - High Turndown | A | Purchases (Incremental) | Technical Potential | 0 | 0 | 0 | 0 | 0 | 21.422 | 25.3792 | 29.3343 | 33.266 | 37.1999 | 37.0233 | 32.4174 | 28.1667 | 24.3161 | 20.8563 | 17.8121 | 15.1428 | 12.8288 | 10.8318 | 9.1164 | 21.422 | 25.3792 | 29.3343 | 33.266 | 37.1999 | 37.0233 | 32.4174 | 28.1667 | 24.3161 | 20.8563 | 17.8121
F14_Industrial_Other Industrial_New_Process_Natural Gas_Gas Boiler - High Turndown_A_Technical Potential | F14 | Industrial | Other Industrial | New | Process | Natural Gas | Gas Boiler - High Turndown | A | Purchases (Cumulative) | Technical Potential | 0 | 0 | 0 | 0 | 0 | 21.422 | 46.8013 | 76.1356 | 109.4016 | 146.6015 | 183.6248 | 216.0422 | 244.2089 | 268.525 | 289.3813 | 307.1934 | 322.3362 | 335.1649 | 345.9967 | 355.1131 | 355.1131 | 355.1131 | 355.1131 | 355.1131 | 355.1131 | 355.1131 | 355.1131 | 355.1131 | 355.1131 | 355.1131 | 355.1131
F1_Industrial_Other Industrial_New_Space Heating_Natural Gas_Gas Boiler - Burner Control Optimization_A_Technical Potential | F1 | Industrial | Other Industrial | New | Space Heating | Natural Gas | Gas Boiler - Burner Control Optimization | A | Original Unit Energy Savings (kWh or therms) | Technical Potential | 0 | 0 | 0 | 0 | 0 | 0 | 0 | 0 | 0 | 0 | 0 | 0 | 0 | 0 | 0 | 0 | 0 | 0 | 0 | 0 | 0 | 0 | 0 | 0 | 0 | 0 | 0 | 0 | 0 | 0 | 0
F2_Industrial_Other Industrial_New_Space Heating_Natural Gas_Gas Boiler - Burner Control Optimization_A_Technical Potential | F2 | Industrial | Other Industrial | New | Space Heating | Natural Gas | Gas Boiler - Burner Control Optimization | A | Original Unit Summer Peak Savings (kW) | Technical Potential | 0 | 0 | 0 | 0 | 0 | 0 | 0 | 0 | 0 | 0 | 0 | 0 | 0 | 0 | 0 | 0 | 0 | 0 | 0 | 0 | 0 | 0 | 0 | 0 | 0 | 0 | 0 | 0 | 0 | 0 | 0
F3_Industrial_Other Industrial_New_Space Heating_Natural Gas_Gas Boiler - Burner Control Optimization_A_Technical Potential | F3 | Industrial | Other Industrial | New | Space Heating | Natural Gas | Gas Boiler - Burner Control Optimization | A | Original Unit Winter Peak Savings (kW) | Technical Potential | 0 | 0 | 0 | 0 | 0 | 0 | 0 | 0 | 0 | 0 | 0 | 0 | 0 | 0 | 0 | 0 | 0 | 0 | 0 | 0 | 0 | 0 | 0 | 0 | 0 | 0 | 0 | 0 | 0 | 0 | 0
F4_Industrial_Other Industrial_New_Space Heating_Natural Gas_Gas Boiler - Burner Control Optimization_A_Technical Potential | F4 | Industrial | Other Industrial | New | Space Heating | Natural Gas | Gas Boiler - Burner Control Optimization | A | Standalone Impact on Baseline Energy (%) | Technical Potential | 0% | 0% | 0% | 0% | 0% | 0% | 0% | 0% | 0% | 0% | 0% | 0% | 0% | 0% | 0% | 0% | 0% | 0% | 0% | 0% | 0% | 0% | 0% | 0% | 0 | 0 | 0 | 0 | 0 | 0 | 0
F5_Industrial_Other Industrial_New_Space Heating_Natural Gas_Gas Boiler - Burner Control Optimization_A_Technical Potential | F5 | Industrial | Other Industrial | New | Space Heating | Natural Gas | Gas Boiler - Burner Control Optimization | A | Standalone Impact on Baseline Summer Peak (%) | Technical Potential | 0% | 0% | 0% | 0% | 0% | 0% | 0% | 0% | 0% | 0% | 0% | 0% | 0% | 0% | 0% | 0% | 0% | 0% | 0% | 0% | 0% | 0% | 0% | 0% | 0 | 0 | 0 | 0 | 0 | 0 | 0
F6_Industrial_Other Industrial_New_Space Heating_Natural Gas_Gas Boiler - Burner Control Optimization_A_Technical Potential | F6 | Industrial | Other Industrial | New | Space Heating | Natural Gas | Gas Boiler - Burner Control Optimization | A | Standalone Impact on Baseline Winter Peak (%) | Technical Potential | 0% | 0% | 0% | 0% | 0% | 0% | 0% | 0% | 0% | 0% | 0% | 0% | 0% | 0% | 0% | 0% | 0% | 0% | 0% | 0% | 0% | 0% | 0% | 0% | 0 | 0 | 0 | 0 | 0 | 0 | 0
F7_Industrial_Other Industrial_New_Space Heating_Natural Gas_Gas Boiler - Burner Control Optimization_A_Technical Potential | F7 | Industrial | Other Industrial | New | Space Heating | Natural Gas | Gas Boiler - Burner Control Optimization | A | Incremental Energy Savings (MWh or mTherms) | Technical Potential | 0 | 0 | 0 | 0 | 0 | 0 | 0 | 0 | 0 | 0 | 0 | 0 | 0 | 0 | 0 | 0 | 0 | 0 | 0 | 0 | 0 | 0 | 0 | 0 | 0 | 0 | 0 | 0 | 0 | 0 | 0
F8_Industrial_Other Industrial_New_Space Heating_Natural Gas_Gas Boiler - Burner Control Optimization_A_Technical Potential | F8 | Industrial | Other Industrial | New | Space Heating | Natural Gas | Gas Boiler - Burner Control Optimization | A | Incremental Summer Peak Savings (MW) | Technical Potential | 0 | 0 | 0 | 0 | 0 | 0 | 0 | 0 | 0 | 0 | 0 | 0 | 0 | 0 | 0 | 0 | 0 | 0 | 0 | 0 | 0 | 0 | 0 | 0 | 0 | 0 | 0 | 0 | 0 | 0 | 0
F9_Industrial_Other Industrial_New_Space Heating_Natural Gas_Gas Boiler - Burner Control Optimization_A_Technical Potential | F9 | Industrial | Other Industrial | New | Space Heating | Natural Gas | Gas Boiler - Burner Control Optimization | A | Incremental Winter Peak Savings (MW) | Technical Potential | 0 | 0 | 0 | 0 | 0 | 0 | 0 | 0 | 0 | 0 | 0 | 0 | 0 | 0 | 0 | 0 | 0 | 0 | 0 | 0 | 0 | 0 | 0 | 0 | 0 | 0 | 0 | 0 | 0 | 0 | 0
F10_Industrial_Other Industrial_New_Space Heating_Natural Gas_Gas Boiler - Burner Control Optimization_A_Technical Potential | F10 | Industrial | Other Industrial | New | Space Heating | Natural Gas | Gas Boiler - Burner Control Optimization | A | Cumulative Energy Savings (MWh or mTherms) | Technical Potential | 0 | 0 | 0 | 0 | 0 | 0 | 0 | 0 | 0 | 0 | 0 | 0 | 0 | 0 | 0 | 0 | 0 | 0 | 0 | 0 | 0 | 0 | 0 | 0 | 0 | 0 | 0 | 0 | 0 | 0 | 0
F11_Industrial_Other Industrial_New_Space Heating_Natural Gas_Gas Boiler - Burner Control Optimization_A_Technical Potential | F11 | Industrial | Other Industrial | New | Space Heating | Natural Gas | Gas Boiler - Burner Control Optimization | A | Cumulative Summer Peak Savings (MW) | Technical Potential | 0 | 0 | 0 | 0 | 0 | 0 | 0 | 0 | 0 | 0 | 0 | 0 | 0 | 0 | 0 | 0 | 0 | 0 | 0 | 0 | 0 | 0 | 0 | 0 | 0 | 0 | 0 | 0 | 0 | 0 | 0
F12_Industrial_Other Industrial_New_Space Heating_Natural Gas_Gas Boiler - Burner Control Optimization_A_Technical Potential | F12 | Industrial | Other Industrial | New | Space Heating | Natural Gas | Gas Boiler - Burner Control Optimization | A | Cumulative Winter Peak Savings (MW) | Technical Potential | 0 | 0 | 0 | 0 | 0 | 0 | 0 | 0 | 0 | 0 | 0 | 0 | 0 | 0 | 0 | 0 | 0 | 0 | 0 | 0 | 0 | 0 | 0 | 0 | 0 | 0 | 0 | 0 | 0 | 0 | 0
F13_Industrial_Other Industrial_New_Space Heating_Natural Gas_Gas Boiler - Burner Control Optimization_A_Technical Potential | F13 | Industrial | Other Industrial | New | Space Heating | Natural Gas | Gas Boiler - Burner Control Optimization | A | Purchases (Incremental) | Technical Potential | 0 | 0 | 0 | 0 | 0 | 0 | 0 | 0 | 0 | 0 | 0 | 0 | 0 | 0 | 0 | 0 | 0 | 0 | 0 | 0 | 0 | 0 | 0 | 0 | 0 | 0 | 0 | 0 | 0 | 0 | 0
F14_Industrial_Other Industrial_New_Space Heating_Natural Gas_Gas Boiler - Burner Control Optimization_A_Technical Potential | F14 | Industrial | Other Industrial | New | Space Heating | Natural Gas | Gas Boiler - Burner Control Optimization | A | Purchases (Cumulative) | Technical Potential | 0 | 0 | 0 | 0 | 0 | 0 | 0 | 0 | 0 | 0 | 0 | 0 | 0 | 0 | 0 | 0 | 0 | 0 | 0 | 0 | 0 | 0 | 0 | 0 | 0 | 0 | 0 | 0 | 0 | 0 | 0
F1_Industrial_Other Industrial_New_Process_Natural Gas_Gas Boiler - Burner Control Optimization_A_Technical Potential | F1 | Industrial | Other Industrial | New | Process | Natural Gas | Gas Boiler - Burner Control Optimization | A | Original Unit Energy Savings (kWh or therms) | Technical Potential | 0 | 0 | 0 | 0 | 0 | 0.61528 | 0.61528 | 0.61528 | 0.61528 | 0.61528 | 0.61528 | 0.61528 | 0.61528 | 0.61528 | 0.61528 | 0.61528 | 0.61528 | 0.61528 | 0.61528 | 0.61528 | 0.61528 | 0.61528 | 0.61528 | 0.61528 | 0.61528 | 0.61528 | 0.61528 | 0.61528 | 0.61528 | 0.61528 | 0.61528
F2_Industrial_Other Industrial_New_Process_Natural Gas_Gas Boiler - Burner Control Optimization_A_Technical Potential | F2 | Industrial | Other Industrial | New | Process | Natural Gas | Gas Boiler - Burner Control Optimization | A | Original Unit Summer Peak Savings (kW) | Technical Potential | 0 | 0 | 0 | 0 | 0 | 0 | 0 | 0 | 0 | 0 | 0 | 0 | 0 | 0 | 0 | 0 | 0 | 0 | 0 | 0 | 0 | 0 | 0 | 0 | 0 | 0 | 0 | 0 | 0 | 0 | 0
F3_Industrial_Other Industrial_New_Process_Natural Gas_Gas Boiler - Burner Control Optimization_A_Technical Potential | F3 | Industrial | Other Industrial | New | Process | Natural Gas | Gas Boiler - Burner Control Optimization | A | Original Unit Winter Peak Savings (kW) | Technical Potential | 0 | 0 | 0 | 0 | 0 | 0 | 0 | 0 | 0 | 0 | 0 | 0 | 0 | 0 | 0 | 0 | 0 | 0 | 0 | 0 | 0 | 0 | 0 | 0 | 0 | 0 | 0 | 0 | 0 | 0 | 0
F4_Industrial_Other Industrial_New_Process_Natural Gas_Gas Boiler - Burner Control Optimization_A_Technical Potential | F4 | Industrial | Other Industrial | New | Process | Natural Gas | Gas Boiler - Burner Control Optimization | A | Standalone Impact on Baseline Energy (%) | Technical Potential | 0% | 0% | 0% | 0% | 0% | 0.002081% | 0.005028% | 0.01089% | 0.02105% | 0.03664% | 0.05807% | 0.08479% | 0.1151% | 0.1465% | 0.1765% | 0.2026% | 0.2232% | 0.2376% | 0.246% | 0.2492% | 0.2482% | 0.2442% | 0.2383% | 0.2309% | 0.0022281 | 0.0021444 | 0.002067 | 0.0019951 | 0 | 0 | 0
F5_Industrial_Other Industrial_New_Process_Natural Gas_Gas Boiler - Burner Control Optimization_A_Technical Potential | F5 | Industrial | Other Industrial | New | Process | Natural Gas | Gas Boiler - Burner Control Optimization | A | Standalone Impact on Baseline Summer Peak (%) | Technical Potential | 0% | 0% | 0% | 0% | 0% | 0% | 0% | 0% | 0% | 0% | 0% | 0% | 0% | 0% | 0% | 0% | 0% | 0% | 0% | 0% | 0% | 0% | 0% | 0% | 0 | 0 | 0 | 0 | 0 | 0 | 0
F6_Industrial_Other Industrial_New_Process_Natural Gas_Gas Boiler - Burner Control Optimization_A_Technical Potential | F6 | Industrial | Other Industrial | New | Process | Natural Gas | Gas Boiler - Burner Control Optimization | A | Standalone Impact on Baseline Winter Peak (%) | Technical Potential | 0% | 0% | 0% | 0% | 0% | 0% | 0% | 0% | 0% | 0% | 0% | 0% | 0% | 0% | 0% | 0% | 0% | 0% | 0% | 0% | 0% | 0% | 0% | 0% | 0 | 0 | 0 | 0 | 0 | 0 | 0
F7_Industrial_Other Industrial_New_Process_Natural Gas_Gas Boiler - Burner Control Optimization_A_Technical Potential | F7 | Industrial | Other Industrial | New | Process | Natural Gas | Gas Boiler - Burner Control Optimization | A | Incremental Energy Savings (MWh or mTherms) | Technical Potential | 0 | 0 | 0 | 0 | 0 | 0.0035555 | 0.0066213 | 0.015306 | 0.030376 | 0.05284 | 0.081805 | 0.11395 | 0.14439 | 0.1678 | 0.17991 | 0.17926 | 0.16668 | 0.14536 | 0.11932 | 0.092499 | 0.067956 | 0.047433 | 0.031534 | 0.020013 | 0.014103 | 0.015306 | 0.030376 | 0.05284 | 0.081805 | 0.11395 | 0.14439
F8_Industrial_Other Industrial_New_Process_Natural Gas_Gas Boiler - Burner Control Optimization_A_Technical Potential | F8 | Industrial | Other Industrial | New | Process | Natural Gas | Gas Boiler - Burner Control Optimization | A | Incremental Summer Peak Savings (MW) | Technical Potential | 0 | 0 | 0 | 0 | 0 | 0 | 0 | 0 | 0 | 0 | 0 | 0 | 0 | 0 | 0 | 0 | 0 | 0 | 0 | 0 | 0 | 0 | 0 | 0 | 0 | 0 | 0 | 0 | 0 | 0 | 0
F9_Industrial_Other Industrial_New_Process_Natural Gas_Gas Boiler - Burner Control Optimization_A_Technical Potential | F9 | Industrial | Other Industrial | New | Process | Natural Gas | Gas Boiler - Burner Control Optimization | A | Incremental Winter Peak Savings (MW) | Technical Potential | 0 | 0 | 0 | 0 | 0 | 0 | 0 | 0 | 0 | 0 | 0 | 0 | 0 | 0 | 0 | 0 | 0 | 0 | 0 | 0 | 0 | 0 | 0 | 0 | 0 | 0 | 0 | 0 | 0 | 0 | 0
F10_Industrial_Other Industrial_New_Process_Natural Gas_Gas Boiler - Burner Control Optimization_A_Technical Potential | F10 | Industrial | Other Industrial | New | Process | Natural Gas | Gas Boiler - Burner Control Optimization | A | Cumulative Energy Savings (MWh or mTherms) | Technical Potential | 0 | 0 | 0 | 0 | 0 | 0.0035555 | 0.010177 | 0.025483 | 0.05586 | 0.1087 | 0.1905 | 0.30446 | 0.44885 | 0.61665 | 0.79656 | 0.97582 | 1.1425 | 1.2879 | 1.4072 | 1.4997 | 1.5676 | 1.6151 | 1.6466 | 1.6631 | 1.6705 | 1.6705 | 1.6705 | 1.6705 | 1.6705 | 1.6705 | 1.6705
F11_Industrial_Other Industrial_New_Process_Natural Gas_Gas Boiler - Burner Control Optimization_A_Technical Potential | F11 | Industrial | Other Industrial | New | Process | Natural Gas | Gas Boiler - Burner Control Optimization | A | Cumulative Summer Peak Savings (MW) | Technical Potential | 0 | 0 | 0 | 0 | 0 | 0 | 0 | 0 | 0 | 0 | 0 | 0 | 0 | 0 | 0 | 0 | 0 | 0 | 0 | 0 | 0 | 0 | 0 | 0 | 0 | 0 | 0 | 0 | 0 | 0 | 0
F12_Industrial_Other Industrial_New_Process_Natural Gas_Gas Boiler - Burner Control Optimization_A_Technical Potential | F12 | Industrial | Other Industrial | New | Process | Natural Gas | Gas Boiler - Burner Control Optimization | A | Cumulative Winter Peak Savings (MW) | Technical Potential | 0 | 0 | 0 | 0 | 0 | 0 | 0 | 0 | 0 | 0 | 0 | 0 | 0 | 0 | 0 | 0 | 0 | 0 | 0 | 0 | 0 | 0 | 0 | 0 | 0 | 0 | 0 | 0 | 0 | 0 | 0
F13_Industrial_Other Industrial_New_Process_Natural Gas_Gas Boiler - Burner Control Optimization_A_Technical Potential | F13 | Industrial | Other Industrial | New | Process | Natural Gas | Gas Boiler - Burner Control Optimization | A | Purchases (Incremental) | Technical Potential | 0 | 0 | 0 | 0 | 0 | 5.7787 | 10.7615 | 24.8772 | 49.3701 | 85.8797 | 132.9565 | 185.207 | 234.6785 | 272.7247 | 292.4012 | 291.3426 | 270.9014 | 236.2543 | 193.9366 | 150.3371 | 110.4477 | 77.0919 | 51.2518 | 32.527 | 22.9211 | 24.8772 | 49.3701 | 85.8797 | 132.9565 | 185.207 | 234.6785
F14_Industrial_Other Industrial_New_Process_Natural Gas_Gas Boiler - Burner Control Optimization_A_Technical Potential | F14 | Industrial | Other Industrial | New | Process | Natural Gas | Gas Boiler - Burner Control Optimization | A | Purchases (Cumulative) | Technical Potential | 0 | 0 | 0 | 0 | 0 | 5.7787 | 16.5402 | 41.4174 | 90.7875 | 176.6672 | 309.6237 | 494.8307 | 729.5091 | 1002.2338 | 1294.6349 | 1585.9775 | 1856.879 | 2093.1333 | 2287.0698 | 2437.407 | 2547.8547 | 2624.9466 | 2676.1984 | 2702.9467 | 2715.1063 | 2715.1063 | 2715.1063 | 2715.1063 | 2715.1063 | 2715.1063 | 2715.1063
F1_Industrial_Other Industrial_New_Space Heating_Natural Gas_HVAC - Demand Controlled Ventilation_A_Technical Potential | F1 | Industrial | Other Industrial | New | Space Heating | Natural Gas | HVAC - Demand Controlled Ventilation | A | Original Unit Energy Savings (kWh or therms) | Technical Potential | 0 | 0 | 0 | 0 | 0 | 0 | 0 | 0 | 0 | 0 | 0 | 0 | 0 | 0 | 0 | 0 | 0 | 0 | 0 | 0 | 0 | 0 | 0 | 0 | 0 | 0 | 0 | 0 | 0 | 0 | 0
F2_Industrial_Other Industrial_New_Space Heating_Natural Gas_HVAC - Demand Controlled Ventilation_A_Technical Potential | F2 | Industrial | Other Industrial | New | Space Heating | Natural Gas | HVAC - Demand Controlled Ventilation | A | Original Unit Summer Peak Savings (kW) | Technical Potential | 0 | 0 | 0 | 0 | 0 | 0 | 0 | 0 | 0 | 0 | 0 | 0 | 0 | 0 | 0 | 0 | 0 | 0 | 0 | 0 | 0 | 0 | 0 | 0 | 0 | 0 | 0 | 0 | 0 | 0 | 0
F3_Industrial_Other Industrial_New_Space Heating_Natural Gas_HVAC - Demand Controlled Ventilation_A_Technical Potential | F3 | Industrial | Other Industrial | New | Space Heating | Natural Gas | HVAC - Demand Controlled Ventilation | A | Original Unit Winter Peak Savings (kW) | Technical Potential | 0 | 0 | 0 | 0 | 0 | 0 | 0 | 0 | 0 | 0 | 0 | 0 | 0 | 0 | 0 | 0 | 0 | 0 | 0 | 0 | 0 | 0 | 0 | 0 | 0 | 0 | 0 | 0 | 0 | 0 | 0
F4_Industrial_Other Industrial_New_Space Heating_Natural Gas_HVAC - Demand Controlled Ventilation_A_Technical Potential | F4 | Industrial | Other Industrial | New | Space Heating | Natural Gas | HVAC - Demand Controlled Ventilation | A | Standalone Impact on Baseline Energy (%) | Technical Potential | 0% | 0% | 0% | 0% | 0% | 0% | 0% | 0% | 0% | 0% | 0% | 0% | 0% | 0% | 0% | 0% | 0% | 0% | 0% | 0% | 0% | 0% | 0% | 0% | 0 | 0 | 0 | 0 | 0 | 0 | 0
F5_Industrial_Other Industrial_New_Space Heating_Natural Gas_HVAC - Demand Controlled Ventilation_A_Technical Potential | F5 | Industrial | Other Industrial | New | Space Heating | Natural Gas | HVAC - Demand Controlled Ventilation | A | Standalone Impact on Baseline Summer Peak (%) | Technical Potential | 0% | 0% | 0% | 0% | 0% | 0% | 0% | 0% | 0% | 0% | 0% | 0% | 0% | 0% | 0% | 0% | 0% | 0% | 0% | 0% | 0% | 0% | 0% | 0% | 0 | 0 | 0 | 0 | 0 | 0 | 0
F6_Industrial_Other Industrial_New_Space Heating_Natural Gas_HVAC - Demand Controlled Ventilation_A_Technical Potential | F6 | Industrial | Other Industrial | New | Space Heating | Natural Gas | HVAC - Demand Controlled Ventilation | A | Standalone Impact on Baseline Winter Peak (%) | Technical Potential | 0% | 0% | 0% | 0% | 0% | 0% | 0% | 0% | 0% | 0% | 0% | 0% | 0% | 0% | 0% | 0% | 0% | 0% | 0% | 0% | 0% | 0% | 0% | 0% | 0 | 0 | 0 | 0 | 0 | 0 | 0
F7_Industrial_Other Industrial_New_Space Heating_Natural Gas_HVAC - Demand Controlled Ventilation_A_Technical Potential | F7 | Industrial | Other Industrial | New | Space Heating | Natural Gas | HVAC - Demand Controlled Ventilation | A | Incremental Energy Savings (MWh or mTherms) | Technical Potential | 0 | 0 | 0 | 0 | 0 | 0 | 0 | 0 | 0 | 0 | 0 | 0 | 0 | 0 | 0 | 0 | 0 | 0 | 0 | 0 | 0 | 0 | 0 | 0 | 0 | 0 | 0 | 0 | 0 | 0 | 0
F8_Industrial_Other Industrial_New_Space Heating_Natural Gas_HVAC - Demand Controlled Ventilation_A_Technical Potential | F8 | Industrial | Other Industrial | New | Space Heating | Natural Gas | HVAC - Demand Controlled Ventilation | A | Incremental Summer Peak Savings (MW) | Technical Potential | 0 | 0 | 0 | 0 | 0 | 0 | 0 | 0 | 0 | 0 | 0 | 0 | 0 | 0 | 0 | 0 | 0 | 0 | 0 | 0 | 0 | 0 | 0 | 0 | 0 | 0 | 0 | 0 | 0 | 0 | 0
F9_Industrial_Other Industrial_New_Space Heating_Natural Gas_HVAC - Demand Controlled Ventilation_A_Technical Potential | F9 | Industrial | Other Industrial | New | Space Heating | Natural Gas | HVAC - Demand Controlled Ventilation | A | Incremental Winter Peak Savings (MW) | Technical Potential | 0 | 0 | 0 | 0 | 0 | 0 | 0 | 0 | 0 | 0 | 0 | 0 | 0 | 0 | 0 | 0 | 0 | 0 | 0 | 0 | 0 | 0 | 0 | 0 | 0 | 0 | 0 | 0 | 0 | 0 | 0
F10_Industrial_Other Industrial_New_Space Heating_Natural Gas_HVAC - Demand Controlled Ventilation_A_Technical Potential | F10 | Industrial | Other Industrial | New | Space Heating | Natural Gas | HVAC - Demand Controlled Ventilation | A | Cumulative Energy Savings (MWh or mTherms) | Technical Potential | 0 | 0 | 0 | 0 | 0 | 0 | 0 | 0 | 0 | 0 | 0 | 0 | 0 | 0 | 0 | 0 | 0 | 0 | 0 | 0 | 0 | 0 | 0 | 0 | 0 | 0 | 0 | 0 | 0 | 0 | 0
F11_Industrial_Other Industrial_New_Space Heating_Natural Gas_HVAC - Demand Controlled Ventilation_A_Technical Potential | F11 | Industrial | Other Industrial | New | Space Heating | Natural Gas | HVAC - Demand Controlled Ventilation | A | Cumulative Summer Peak Savings (MW) | Technical Potential | 0 | 0 | 0 | 0 | 0 | 0 | 0 | 0 | 0 | 0 | 0 | 0 | 0 | 0 | 0 | 0 | 0 | 0 | 0 | 0 | 0 | 0 | 0 | 0 | 0 | 0 | 0 | 0 | 0 | 0 | 0
F12_Industrial_Other Industrial_New_Space Heating_Natural Gas_HVAC - Demand Controlled Ventilation_A_Technical Potential | F12 | Industrial | Other Industrial | New | Space Heating | Natural Gas | HVAC - Demand Controlled Ventilation | A | Cumulative Winter Peak Savings (MW) | Technical Potential | 0 | 0 | 0 | 0 | 0 | 0 | 0 | 0 | 0 | 0 | 0 | 0 | 0 | 0 | 0 | 0 | 0 | 0 | 0 | 0 | 0 | 0 | 0 | 0 | 0 | 0 | 0 | 0 | 0 | 0 | 0
F13_Industrial_Other Industrial_New_Space Heating_Natural Gas_HVAC - Demand Controlled Ventilation_A_Technical Potential | F13 | Industrial | Other Industrial | New | Space Heating | Natural Gas | HVAC - Demand Controlled Ventilation | A | Purchases (Incremental) | Technical Potential | 0 | 0 | 0 | 0 | 0 | 0 | 0 | 0 | 0 | 0 | 0 | 0 | 0 | 0 | 0 | 0 | 0 | 0 | 0 | 0 | 0 | 0 | 0 | 0 | 0 | 0 | 0 | 0 | 0 | 0 | 0
F14_Industrial_Other Industrial_New_Space Heating_Natural Gas_HVAC - Demand Controlled Ventilation_A_Technical Potential | F14 | Industrial | Other Industrial | New | Space Heating | Natural Gas | HVAC - Demand Controlled Ventilation | A | Purchases (Cumulative) | Technical Potential | 0 | 0 | 0 | 0 | 0 | 0 | 0 | 0 | 0 | 0 | 0 | 0 | 0 | 0 | 0 | 0 | 0 | 0 | 0 | 0 | 0 | 0 | 0 | 0 | 0 | 0 | 0 | 0 | 0 | 0 | 0
F1_Industrial_Other Industrial_New_Space Heating_Natural Gas_Gas Boiler - Stack Economizer_A_Technical Potential | F1 | Industrial | Other Industrial | New | Space Heating | Natural Gas | Gas Boiler - Stack Economizer | A | Original Unit Energy Savings (kWh or therms) | Technical Potential | 0 | 0 | 0 | 0 | 0 | 0 | 0 | 0 | 0 | 0 | 0 | 0 | 0 | 0 | 0 | 0 | 0 | 0 | 0 | 0 | 0 | 0 | 0 | 0 | 0 | 0 | 0 | 0 | 0 | 0 | 0
F2_Industrial_Other Industrial_New_Space Heating_Natural Gas_Gas Boiler - Stack Economizer_A_Technical Potential | F2 | Industrial | Other Industrial | New | Space Heating | Natural Gas | Gas Boiler - Stack Economizer | A | Original Unit Summer Peak Savings (kW) | Technical Potential | 0 | 0 | 0 | 0 | 0 | 0 | 0 | 0 | 0 | 0 | 0 | 0 | 0 | 0 | 0 | 0 | 0 | 0 | 0 | 0 | 0 | 0 | 0 | 0 | 0 | 0 | 0 | 0 | 0 | 0 | 0
F3_Industrial_Other Industrial_New_Space Heating_Natural Gas_Gas Boiler - Stack Economizer_A_Technical Potential | F3 | Industrial | Other Industrial | New | Space Heating | Natural Gas | Gas Boiler - Stack Economizer | A | Original Unit Winter Peak Savings (kW) | Technical Potential | 0 | 0 | 0 | 0 | 0 | 0 | 0 | 0 | 0 | 0 | 0 | 0 | 0 | 0 | 0 | 0 | 0 | 0 | 0 | 0 | 0 | 0 | 0 | 0 | 0 | 0 | 0 | 0 | 0 | 0 | 0
F4_Industrial_Other Industrial_New_Space Heating_Natural Gas_Gas Boiler - Stack Economizer_A_Technical Potential | F4 | Industrial | Other Industrial | New | Space Heating | Natural Gas | Gas Boiler - Stack Economizer | A | Standalone Impact on Baseline Energy (%) | Technical Potential | 0% | 0% | 0% | 0% | 0% | 0% | 0% | 0% | 0% | 0% | 0% | 0% | 0% | 0% | 0% | 0% | 0% | 0% | 0% | 0% | 0% | 0% | 0% | 0% | 0 | 0 | 0 | 0 | 0 | 0 | 0
F5_Industrial_Other Industrial_New_Space Heating_Natural Gas_Gas Boiler - Stack Economizer_A_Technical Potential | F5 | Industrial | Other Industrial | New | Space Heating | Natural Gas | Gas Boiler - Stack Economizer | A | Standalone Impact on Baseline Summer Peak (%) | Technical Potential | 0% | 0% | 0% | 0% | 0% | 0% | 0% | 0% | 0% | 0% | 0% | 0% | 0% | 0% | 0% | 0% | 0% | 0% | 0% | 0% | 0% | 0% | 0% | 0% | 0 | 0 | 0 | 0 | 0 | 0 | 0
F6_Industrial_Other Industrial_New_Space Heating_Natural Gas_Gas Boiler - Stack Economizer_A_Technical Potential | F6 | Industrial | Other Industrial | New | Space Heating | Natural Gas | Gas Boiler - Stack Economizer | A | Standalone Impact on Baseline Winter Peak (%) | Technical Potential | 0% | 0% | 0% | 0% | 0% | 0% | 0% | 0% | 0% | 0% | 0% | 0% | 0% | 0% | 0% | 0% | 0% | 0% | 0% | 0% | 0% | 0% | 0% | 0% | 0 | 0 | 0 | 0 | 0 | 0 | 0
F7_Industrial_Other Industrial_New_Space Heating_Natural Gas_Gas Boiler - Stack Economizer_A_Technical Potential | F7 | Industrial | Other Industrial | New | Space Heating | Natural Gas | Gas Boiler - Stack Economizer | A | Incremental Energy Savings (MWh or mTherms) | Technical Potential | 0 | 0 | 0 | 0 | 0 | 0 | 0 | 0 | 0 | 0 | 0 | 0 | 0 | 0 | 0 | 0 | 0 | 0 | 0 | 0 | 0 | 0 | 0 | 0 | 0 | 0 | 0 | 0 | 0 | 0 | 0
F8_Industrial_Other Industrial_New_Space Heating_Natural Gas_Gas Boiler - Stack Economizer_A_Technical Potential | F8 | Industrial | Other Industrial | New | Space Heating | Natural Gas | Gas Boiler - Stack Economizer | A | Incremental Summer Peak Savings (MW) | Technical Potential | 0 | 0 | 0 | 0 | 0 | 0 | 0 | 0 | 0 | 0 | 0 | 0 | 0 | 0 | 0 | 0 | 0 | 0 | 0 | 0 | 0 | 0 | 0 | 0 | 0 | 0 | 0 | 0 | 0 | 0 | 0
F9_Industrial_Other Industrial_New_Space Heating_Natural Gas_Gas Boiler - Stack Economizer_A_Technical Potential | F9 | Industrial | Other Industrial | New | Space Heating | Natural Gas | Gas Boiler - Stack Economizer | A | Incremental Winter Peak Savings (MW) | Technical Potential | 0 | 0 | 0 | 0 | 0 | 0 | 0 | 0 | 0 | 0 | 0 | 0 | 0 | 0 | 0 | 0 | 0 | 0 | 0 | 0 | 0 | 0 | 0 | 0 | 0 | 0 | 0 | 0 | 0 | 0 | 0
F10_Industrial_Other Industrial_New_Space Heating_Natural Gas_Gas Boiler - Stack Economizer_A_Technical Potential | F10 | Industrial | Other Industrial | New | Space Heating | Natural Gas | Gas Boiler - Stack Economizer | A | Cumulative Energy Savings (MWh or mTherms) | Technical Potential | 0 | 0 | 0 | 0 | 0 | 0 | 0 | 0 | 0 | 0 | 0 | 0 | 0 | 0 | 0 | 0 | 0 | 0 | 0 | 0 | 0 | 0 | 0 | 0 | 0 | 0 | 0 | 0 | 0 | 0 | 0
F11_Industrial_Other Industrial_New_Space Heating_Natural Gas_Gas Boiler - Stack Economizer_A_Technical Potential | F11 | Industrial | Other Industrial | New | Space Heating | Natural Gas | Gas Boiler - Stack Economizer | A | Cumulative Summer Peak Savings (MW) | Technical Potential | 0 | 0 | 0 | 0 | 0 | 0 | 0 | 0 | 0 | 0 | 0 | 0 | 0 | 0 | 0 | 0 | 0 | 0 | 0 | 0 | 0 | 0 | 0 | 0 | 0 | 0 | 0 | 0 | 0 | 0 | 0
F12_Industrial_Other Industrial_New_Space Heating_Natural Gas_Gas Boiler - Stack Economizer_A_Technical Potential | F12 | Industrial | Other Industrial | New | Space Heating | Natural Gas | Gas Boiler - Stack Economizer | A | Cumulative Winter Peak Savings (MW) | Technical Potential | 0 | 0 | 0 | 0 | 0 | 0 | 0 | 0 | 0 | 0 | 0 | 0 | 0 | 0 | 0 | 0 | 0 | 0 | 0 | 0 | 0 | 0 | 0 | 0 | 0 | 0 | 0 | 0 | 0 | 0 | 0
F13_Industrial_Other Industrial_New_Space Heating_Natural Gas_Gas Boiler - Stack Economizer_A_Technical Potential | F13 | Industrial | Other Industrial | New | Space Heating | Natural Gas | Gas Boiler - Stack Economizer | A | Purchases (Incremental) | Technical Potential | 0 | 0 | 0 | 0 | 0 | 0 | 0 | 0 | 0 | 0 | 0 | 0 | 0 | 0 | 0 | 0 | 0 | 0 | 0 | 0 | 0 | 0 | 0 | 0 | 0 | 0 | 0 | 0 | 0 | 0 | 0
F14_Industrial_Other Industrial_New_Space Heating_Natural Gas_Gas Boiler - Stack Economizer_A_Technical Potential | F14 | Industrial | Other Industrial | New | Space Heating | Natural Gas | Gas Boiler - Stack Economizer | A | Purchases (Cumulative) | Technical Potential | 0 | 0 | 0 | 0 | 0 | 0 | 0 | 0 | 0 | 0 | 0 | 0 | 0 | 0 | 0 | 0 | 0 | 0 | 0 | 0 | 0 | 0 | 0 | 0 | 0 | 0 | 0 | 0 | 0 | 0 | 0
F1_Industrial_Other Industrial_New_Process_Natural Gas_Gas Boiler - Stack Economizer_A_Technical Potential | F1 | Industrial | Other Industrial | New | Process | Natural Gas | Gas Boiler - Stack Economizer | A | Original Unit Energy Savings (kWh or therms) | Technical Potential | 0 | 0 | 0 | 0 | 0 | 2.0368 | 2.0368 | 2.0368 | 2.0368 | 2.0368 | 2.0368 | 2.0368 | 2.0368 | 2.0368 | 2.0368 | 2.0368 | 2.0368 | 2.0368 | 2.0368 | 2.0368 | 2.0368 | 2.0368 | 2.0368 | 2.0368 | 2.0368 | 2.0368 | 2.0368 | 2.0368 | 2.0368 | 2.0368 | 2.0368
F2_Industrial_Other Industrial_New_Process_Natural Gas_Gas Boiler - Stack Economizer_A_Technical Potential | F2 | Industrial | Other Industrial | New | Process | Natural Gas | Gas Boiler - Stack Economizer | A | Original Unit Summer Peak Savings (kW) | Technical Potential | 0 | 0 | 0 | 0 | 0 | 0 | 0 | 0 | 0 | 0 | 0 | 0 | 0 | 0 | 0 | 0 | 0 | 0 | 0 | 0 | 0 | 0 | 0 | 0 | 0 | 0 | 0 | 0 | 0 | 0 | 0
F3_Industrial_Other Industrial_New_Process_Natural Gas_Gas Boiler - Stack Economizer_A_Technical Potential | F3 | Industrial | Other Industrial | New | Process | Natural Gas | Gas Boiler - Stack Economizer | A | Original Unit Winter Peak Savings (kW) | Technical Potential | 0 | 0 | 0 | 0 | 0 | 0 | 0 | 0 | 0 | 0 | 0 | 0 | 0 | 0 | 0 | 0 | 0 | 0 | 0 | 0 | 0 | 0 | 0 | 0 | 0 | 0 | 0 | 0 | 0 | 0 | 0
F4_Industrial_Other Industrial_New_Process_Natural Gas_Gas Boiler - Stack Economizer_A_Technical Potential | F4 | Industrial | Other Industrial | New | Process | Natural Gas | Gas Boiler - Stack Economizer | A | Standalone Impact on Baseline Energy (%) | Technical Potential | 0% | 0% | 0% | 0% | 0% | 0.0681% | 0.1256% | 0.1768% | 0.224% | 0.2684% | 0.304% | 0.3268% | 0.3401% | 0.3466% | 0.3483% | 0.3464% | 0.342% | 0.3358% | 0.3285% | 0.3205% | 0.3053% | 0.2916% | 0.2792% | 0.2677% | 0.0025725 | 0.0024759 | 0.0023865 | 0.0023035 | 0 | 0 | 0
F5_Industrial_Other Industrial_New_Process_Natural Gas_Gas Boiler - Stack Economizer_A_Technical Potential | F5 | Industrial | Other Industrial | New | Process | Natural Gas | Gas Boiler - Stack Economizer | A | Standalone Impact on Baseline Summer Peak (%) | Technical Potential | 0% | 0% | 0% | 0% | 0% | 0% | 0% | 0% | 0% | 0% | 0% | 0% | 0% | 0% | 0% | 0% | 0% | 0% | 0% | 0% | 0% | 0% | 0% | 0% | 0 | 0 | 0 | 0 | 0 | 0 | 0
F6_Industrial_Other Industrial_New_Process_Natural Gas_Gas Boiler - Stack Economizer_A_Technical Potential | F6 | Industrial | Other Industrial | New | Process | Natural Gas | Gas Boiler - Stack Economizer | A | Standalone Impact on Baseline Winter Peak (%) | Technical Potential | 0% | 0% | 0% | 0% | 0% | 0% | 0% | 0% | 0% | 0% | 0% | 0% | 0% | 0% | 0% | 0% | 0% | 0% | 0% | 0% | 0% | 0% | 0% | 0% | 0 | 0 | 0 | 0 | 0 | 0 | 0
F7_Industrial_Other Industrial_New_Process_Natural Gas_Gas Boiler - Stack Economizer_A_Technical Potential | F7 | Industrial | Other Industrial | New | Process | Natural Gas | Gas Boiler - Stack Economizer | A | Incremental Energy Savings (MWh or mTherms) | Technical Potential | 0 | 0 | 0 | 0 | 0 | 0.11635 | 0.13785 | 0.15933 | 0.18068 | 0.20205 | 0.20109 | 0.17607 | 0.15299 | 0.13207 | 0.11328 | 0.096745 | 0.082247 | 0.069678 | 0.058832 | 0.049515 | 0.11635 | 0.13785 | 0.15933 | 0.18068 | 0.20205 | 0.20109 | 0.17607 | 0.15299 | 0.13207 | 0.11328 | 0.096745
F8_Industrial_Other Industrial_New_Process_Natural Gas_Gas Boiler - Stack Economizer_A_Technical Potential | F8 | Industrial | Other Industrial | New | Process | Natural Gas | Gas Boiler - Stack Economizer | A | Incremental Summer Peak Savings (MW) | Technical Potential | 0 | 0 | 0 | 0 | 0 | 0 | 0 | 0 | 0 | 0 | 0 | 0 | 0 | 0 | 0 | 0 | 0 | 0 | 0 | 0 | 0 | 0 | 0 | 0 | 0 | 0 | 0 | 0 | 0 | 0 | 0
F9_Industrial_Other Industrial_New_Process_Natural Gas_Gas Boiler - Stack Economizer_A_Technical Potential | F9 | Industrial | Other Industrial | New | Process | Natural Gas | Gas Boiler - Stack Economizer | A | Incremental Winter Peak Savings (MW) | Technical Potential | 0 | 0 | 0 | 0 | 0 | 0 | 0 | 0 | 0 | 0 | 0 | 0 | 0 | 0 | 0 | 0 | 0 | 0 | 0 | 0 | 0 | 0 | 0 | 0 | 0 | 0 | 0 | 0 | 0 | 0 | 0
F10_Industrial_Other Industrial_New_Process_Natural Gas_Gas Boiler - Stack Economizer_A_Technical Potential | F10 | Industrial | Other Industrial | New | Process | Natural Gas | Gas Boiler - Stack Economizer | A | Cumulative Energy Savings (MWh or mTherms) | Technical Potential | 0 | 0 | 0 | 0 | 0 | 0.11635 | 0.2542 | 0.41352 | 0.59421 | 0.79625 | 0.99734 | 1.1734 | 1.3264 | 1.4585 | 1.5718 | 1.6685 | 1.7507 | 1.8204 | 1.8793 | 1.9288 | 1.9288 | 1.9288 | 1.9288 | 1.9288 | 1.9288 | 1.9288 | 1.9288 | 1.9288 | 1.9288 | 1.9288 | 1.9288
F11_Industrial_Other Industrial_New_Process_Natural Gas_Gas Boiler - Stack Economizer_A_Technical Potential | F11 | Industrial | Other Industrial | New | Process | Natural Gas | Gas Boiler - Stack Economizer | A | Cumulative Summer Peak Savings (MW) | Technical Potential | 0 | 0 | 0 | 0 | 0 | 0 | 0 | 0 | 0 | 0 | 0 | 0 | 0 | 0 | 0 | 0 | 0 | 0 | 0 | 0 | 0 | 0 | 0 | 0 | 0 | 0 | 0 | 0 | 0 | 0 | 0
F12_Industrial_Other Industrial_New_Process_Natural Gas_Gas Boiler - Stack Economizer_A_Technical Potential | F12 | Industrial | Other Industrial | New | Process | Natural Gas | Gas Boiler - Stack Economizer | A | Cumulative Winter Peak Savings (MW) | Technical Potential | 0 | 0 | 0 | 0 | 0 | 0 | 0 | 0 | 0 | 0 | 0 | 0 | 0 | 0 | 0 | 0 | 0 | 0 | 0 | 0 | 0 | 0 | 0 | 0 | 0 | 0 | 0 | 0 | 0 | 0 | 0
F13_Industrial_Other Industrial_New_Process_Natural Gas_Gas Boiler - Stack Economizer_A_Technical Potential | F13 | Industrial | Other Industrial | New | Process | Natural Gas | Gas Boiler - Stack Economizer | A | Purchases (Incremental) | Technical Potential | 0 | 0 | 0 | 0 | 0 | 57.1254 | 67.678 | 78.2248 | 88.7094 | 99.1997 | 98.7288 | 86.4463 | 75.1113 | 64.8428 | 55.6169 | 47.499 | 40.3807 | 34.21 | 28.8847 | 24.3103 | 57.1254 | 67.678 | 78.2248 | 88.7094 | 99.1997 | 98.7288 | 86.4463 | 75.1113 | 64.8428 | 55.6169 | 47.499
F14_Industrial_Other Industrial_New_Process_Natural Gas_Gas Boiler - Stack Economizer_A_Technical Potential | F14 | Industrial | Other Industrial | New | Process | Natural Gas | Gas Boiler - Stack Economizer | A | Purchases (Cumulative) | Technical Potential | 0 | 0 | 0 | 0 | 0 | 57.1254 | 124.8034 | 203.0282 | 291.7376 | 390.9373 | 489.6661 | 576.1124 | 651.2237 | 716.0666 | 771.6834 | 819.1825 | 859.5632 | 893.7732 | 922.6579 | 946.9682 | 946.9682 | 946.9682 | 946.9682 | 946.9682 | 946.9682 | 946.9682 | 946.9682 | 946.9682 | 946.9682 | 946.9682 | 946.9682
F1_Industrial_Other Industrial_New_Space Heating_Natural Gas_Gas Furnace Tube Inserts_A_Technical Potential | F1 | Industrial | Other Industrial | New | Space Heating | Natural Gas | Gas Furnace Tube Inserts | A | Original Unit Energy Savings (kWh or therms) | Technical Potential | 0 | 0 | 0 | 0 | 0 | 0 | 0 | 0 | 0 | 0 | 0 | 0 | 0 | 0 | 0 | 0 | 0 | 0 | 0 | 0 | 0 | 0 | 0 | 0 | 0 | 0 | 0 | 0 | 0 | 0 | 0
F2_Industrial_Other Industrial_New_Space Heating_Natural Gas_Gas Furnace Tube Inserts_A_Technical Potential | F2 | Industrial | Other Industrial | New | Space Heating | Natural Gas | Gas Furnace Tube Inserts | A | Original Unit Summer Peak Savings (kW) | Technical Potential | 0 | 0 | 0 | 0 | 0 | 0 | 0 | 0 | 0 | 0 | 0 | 0 | 0 | 0 | 0 | 0 | 0 | 0 | 0 | 0 | 0 | 0 | 0 | 0 | 0 | 0 | 0 | 0 | 0 | 0 | 0
F3_Industrial_Other Industrial_New_Space Heating_Natural Gas_Gas Furnace Tube Inserts_A_Technical Potential | F3 | Industrial | Other Industrial | New | Space Heating | Natural Gas | Gas Furnace Tube Inserts | A | Original Unit Winter Peak Savings (kW) | Technical Potential | 0 | 0 | 0 | 0 | 0 | 0 | 0 | 0 | 0 | 0 | 0 | 0 | 0 | 0 | 0 | 0 | 0 | 0 | 0 | 0 | 0 | 0 | 0 | 0 | 0 | 0 | 0 | 0 | 0 | 0 | 0
F4_Industrial_Other Industrial_New_Space Heating_Natural Gas_Gas Furnace Tube Inserts_A_Technical Potential | F4 | Industrial | Other Industrial | New | Space Heating | Natural Gas | Gas Furnace Tube Inserts | A | Standalone Impact on Baseline Energy (%) | Technical Potential | 0% | 0% | 0% | 0% | 0% | 0% | 0% | 0% | 0% | 0% | 0% | 0% | 0% | 0% | 0% | 0% | 0% | 0% | 0% | 0% | 0% | 0% | 0% | 0% | 0 | 0 | 0 | 0 | 0 | 0 | 0
F5_Industrial_Other Industrial_New_Space Heating_Natural Gas_Gas Furnace Tube Inserts_A_Technical Potential | F5 | Industrial | Other Industrial | New | Space Heating | Natural Gas | Gas Furnace Tube Inserts | A | Standalone Impact on Baseline Summer Peak (%) | Technical Potential | 0% | 0% | 0% | 0% | 0% | 0% | 0% | 0% | 0% | 0% | 0% | 0% | 0% | 0% | 0% | 0% | 0% | 0% | 0% | 0% | 0% | 0% | 0% | 0% | 0 | 0 | 0 | 0 | 0 | 0 | 0
F6_Industrial_Other Industrial_New_Space Heating_Natural Gas_Gas Furnace Tube Inserts_A_Technical Potential | F6 | Industrial | Other Industrial | New | Space Heating | Natural Gas | Gas Furnace Tube Inserts | A | Standalone Impact on Baseline Winter Peak (%) | Technical Potential | 0% | 0% | 0% | 0% | 0% | 0% | 0% | 0% | 0% | 0% | 0% | 0% | 0% | 0% | 0% | 0% | 0% | 0% | 0% | 0% | 0% | 0% | 0% | 0% | 0 | 0 | 0 | 0 | 0 | 0 | 0
F7_Industrial_Other Industrial_New_Space Heating_Natural Gas_Gas Furnace Tube Inserts_A_Technical Potential | F7 | Industrial | Other Industrial | New | Space Heating | Natural Gas | Gas Furnace Tube Inserts | A | Incremental Energy Savings (MWh or mTherms) | Technical Potential | 0 | 0 | 0 | 0 | 0 | 0 | 0 | 0 | 0 | 0 | 0 | 0 | 0 | 0 | 0 | 0 | 0 | 0 | 0 | 0 | 0 | 0 | 0 | 0 | 0 | 0 | 0 | 0 | 0 | 0 | 0
F8_Industrial_Other Industrial_New_Space Heating_Natural Gas_Gas Furnace Tube Inserts_A_Technical Potential | F8 | Industrial | Other Industrial | New | Space Heating | Natural Gas | Gas Furnace Tube Inserts | A | Incremental Summer Peak Savings (MW) | Technical Potential | 0 | 0 | 0 | 0 | 0 | 0 | 0 | 0 | 0 | 0 | 0 | 0 | 0 | 0 | 0 | 0 | 0 | 0 | 0 | 0 | 0 | 0 | 0 | 0 | 0 | 0 | 0 | 0 | 0 | 0 | 0
F9_Industrial_Other Industrial_New_Space Heating_Natural Gas_Gas Furnace Tube Inserts_A_Technical Potential | F9 | Industrial | Other Industrial | New | Space Heating | Natural Gas | Gas Furnace Tube Inserts | A | Incremental Winter Peak Savings (MW) | Technical Potential | 0 | 0 | 0 | 0 | 0 | 0 | 0 | 0 | 0 | 0 | 0 | 0 | 0 | 0 | 0 | 0 | 0 | 0 | 0 | 0 | 0 | 0 | 0 | 0 | 0 | 0 | 0 | 0 | 0 | 0 | 0
F10_Industrial_Other Industrial_New_Space Heating_Natural Gas_Gas Furnace Tube Inserts_A_Technical Potential | F10 | Industrial | Other Industrial | New | Space Heating | Natural Gas | Gas Furnace Tube Inserts | A | Cumulative Energy Savings (MWh or mTherms) | Technical Potential | 0 | 0 | 0 | 0 | 0 | 0 | 0 | 0 | 0 | 0 | 0 | 0 | 0 | 0 | 0 | 0 | 0 | 0 | 0 | 0 | 0 | 0 | 0 | 0 | 0 | 0 | 0 | 0 | 0 | 0 | 0
F11_Industrial_Other Industrial_New_Space Heating_Natural Gas_Gas Furnace Tube Inserts_A_Technical Potential | F11 | Industrial | Other Industrial | New | Space Heating | Natural Gas | Gas Furnace Tube Inserts | A | Cumulative Summer Peak Savings (MW) | Technical Potential | 0 | 0 | 0 | 0 | 0 | 0 | 0 | 0 | 0 | 0 | 0 | 0 | 0 | 0 | 0 | 0 | 0 | 0 | 0 | 0 | 0 | 0 | 0 | 0 | 0 | 0 | 0 | 0 | 0 | 0 | 0
F12_Industrial_Other Industrial_New_Space Heating_Natural Gas_Gas Furnace Tube Inserts_A_Technical Potential | F12 | Industrial | Other Industrial | New | Space Heating | Natural Gas | Gas Furnace Tube Inserts | A | Cumulative Winter Peak Savings (MW) | Technical Potential | 0 | 0 | 0 | 0 | 0 | 0 | 0 | 0 | 0 | 0 | 0 | 0 | 0 | 0 | 0 | 0 | 0 | 0 | 0 | 0 | 0 | 0 | 0 | 0 | 0 | 0 | 0 | 0 | 0 | 0 | 0
F13_Industrial_Other Industrial_New_Space Heating_Natural Gas_Gas Furnace Tube Inserts_A_Technical Potential | F13 | Industrial | Other Industrial | New | Space Heating | Natural Gas | Gas Furnace Tube Inserts | A | Purchases (Incremental) | Technical Potential | 0 | 0 | 0 | 0 | 0 | 0 | 0 | 0 | 0 | 0 | 0 | 0 | 0 | 0 | 0 | 0 | 0 | 0 | 0 | 0 | 0 | 0 | 0 | 0 | 0 | 0 | 0 | 0 | 0 | 0 | 0
F14_Industrial_Other Industrial_New_Space Heating_Natural Gas_Gas Furnace Tube Inserts_A_Technical Potential | F14 | Industrial | Other Industrial | New | Space Heating | Natural Gas | Gas Furnace Tube Inserts | A | Purchases (Cumulative) | Technical Potential | 0 | 0 | 0 | 0 | 0 | 0 | 0 | 0 | 0 | 0 | 0 | 0 | 0 | 0 | 0 | 0 | 0 | 0 | 0 | 0 | 0 | 0 | 0 | 0 | 0 | 0 | 0 | 0 | 0 | 0 | 0
F1_Industrial_Other Industrial_New_Space Heating_Natural Gas_Space Heating - Heat Recovery Ventilator_A_Technical Potential | F1 | Industrial | Other Industrial | New | Space Heating | Natural Gas | Space Heating - Heat Recovery Ventilator | A | Original Unit Energy Savings (kWh or therms) | Technical Potential | 0 | 0 | 0 | 0 | 0 | 0.012468 | 0.012307 | 0.01219 | 0.0121 | 0.01203 | 0.011973 | 0.011906 | 0.011837 | 0.011768 | 0.011701 | 0.011649 | 0.011607 | 0.011574 | 0.011522 | 0.011484 | 0.011457 | 0.011435 | 0.011435 | 0.011435 | 0.011435 | 0.011435 | 0.011435 | 0.011435 | 0 | 0 | 0
F2_Industrial_Other Industrial_New_Space Heating_Natural Gas_Space Heating - Heat Recovery Ventilator_A_Technical Potential | F2 | Industrial | Other Industrial | New | Space Heating | Natural Gas | Space Heating - Heat Recovery Ventilator | A | Original Unit Summer Peak Savings (kW) | Technical Potential | 0 | 0 | 0 | 0 | 0 | 0 | 0 | 0 | 0 | 0 | 0 | 0 | 0 | 0 | 0 | 0 | 0 | 0 | 0 | 0 | 0 | 0 | 0 | 0 | 0 | 0 | 0 | 0 | 0 | 0 | 0
F3_Industrial_Other Industrial_New_Space Heating_Natural Gas_Space Heating - Heat Recovery Ventilator_A_Technical Potential | F3 | Industrial | Other Industrial | New | Space Heating | Natural Gas | Space Heating - Heat Recovery Ventilator | A | Original Unit Winter Peak Savings (kW) | Technical Potential | 0 | 0 | 0 | 0 | 0 | 0 | 0 | 0 | 0 | 0 | 0 | 0 | 0 | 0 | 0 | 0 | 0 | 0 | 0 | 0 | 0 | 0 | 0 | 0 | 0 | 0 | 0 | 0 | 0 | 0 | 0
F4_Industrial_Other Industrial_New_Space Heating_Natural Gas_Space Heating - Heat Recovery Ventilator_A_Technical Potential | F4 | Industrial | Other Industrial | New | Space Heating | Natural Gas | Space Heating - Heat Recovery Ventilator | A | Standalone Impact on Baseline Energy (%) | Technical Potential | 0% | 0% | 0% | 0% | 0% | 0.0149% | 0.02749% | 0.03868% | 0.04902% | 0.05874% | 0.06802% | 0.07705% | 0.08585% | 0.09446% | 0.103% | 0.1114% | 0.1197% | 0.128% | 0.1362% | 0.1443% | 0.1484% | 0.1521% | 0.1554% | 0.1585% | 0.0016128 | 0.0015522 | 0.0014962 | 0.0014442 | 0 | 0 | 0
F5_Industrial_Other Industrial_New_Space Heating_Natural Gas_Space Heating - Heat Recovery Ventilator_A_Technical Potential | F5 | Industrial | Other Industrial | New | Space Heating | Natural Gas | Space Heating - Heat Recovery Ventilator | A | Standalone Impact on Baseline Summer Peak (%) | Technical Potential | 0% | 0% | 0% | 0% | 0% | 0% | 0% | 0% | 0% | 0% | 0% | 0% | 0% | 0% | 0% | 0% | 0% | 0% | 0% | 0% | 0% | 0% | 0% | 0% | 0 | 0 | 0 | 0 | 0 | 0 | 0
F6_Industrial_Other Industrial_New_Space Heating_Natural Gas_Space Heating - Heat Recovery Ventilator_A_Technical Potential | F6 | Industrial | Other Industrial | New | Space Heating | Natural Gas | Space Heating - Heat Recovery Ventilator | A | Standalone Impact on Baseline Winter Peak (%) | Technical Potential | 0% | 0% | 0% | 0% | 0% | 0% | 0% | 0% | 0% | 0% | 0% | 0% | 0% | 0% | 0% | 0% | 0% | 0% | 0% | 0% | 0% | 0% | 0% | 0% | 0 | 0 | 0 | 0 | 0 | 0 | 0
F7_Industrial_Other Industrial_New_Space Heating_Natural Gas_Space Heating - Heat Recovery Ventilator_A_Technical Potential | F7 | Industrial | Other Industrial | New | Space Heating | Natural Gas | Space Heating - Heat Recovery Ventilator | A | Incremental Energy Savings (MWh or mTherms) | Technical Potential | 0 | 0 | 0 | 0 | 0 | 0.0012456 | 0.0014566 | 0.0016675 | 0.0018772 | 0.0020869 | 0.0022969 | 0.0025 | 0.0026992 | 0.0028958 | 0.0030872 | 0.0032809 | 0.0034742 | 0.0036687 | 0.0038547 | 0.0040418 | 0.0042318 | 0.0044223 | 0.00462 | 0.004817 | 0.0050133 | 0.0021937 | 0.002401 | 0.0026077 | 0 | 0 | 0
F8_Industrial_Other Industrial_New_Space Heating_Natural Gas_Space Heating - Heat Recovery Ventilator_A_Technical Potential | F8 | Industrial | Other Industrial | New | Space Heating | Natural Gas | Space Heating - Heat Recovery Ventilator | A | Incremental Summer Peak Savings (MW) | Technical Potential | 0 | 0 | 0 | 0 | 0 | 0 | 0 | 0 | 0 | 0 | 0 | 0 | 0 | 0 | 0 | 0 | 0 | 0 | 0 | 0 | 0 | 0 | 0 | 0 | 0 | 0 | 0 | 0 | 0 | 0 | 0
F9_Industrial_Other Industrial_New_Space Heating_Natural Gas_Space Heating - Heat Recovery Ventilator_A_Technical Potential | F9 | Industrial | Other Industrial | New | Space Heating | Natural Gas | Space Heating - Heat Recovery Ventilator | A | Incremental Winter Peak Savings (MW) | Technical Potential | 0 | 0 | 0 | 0 | 0 | 0 | 0 | 0 | 0 | 0 | 0 | 0 | 0 | 0 | 0 | 0 | 0 | 0 | 0 | 0 | 0 | 0 | 0 | 0 | 0 | 0 | 0 | 0 | 0 | 0 | 0
F10_Industrial_Other Industrial_New_Space Heating_Natural Gas_Space Heating - Heat Recovery Ventilator_A_Technical Potential | F10 | Industrial | Other Industrial | New | Space Heating | Natural Gas | Space Heating - Heat Recovery Ventilator | A | Cumulative Energy Savings (MWh or mTherms) | Technical Potential | 0 | 0 | 0 | 0 | 0 | 0.0012456 | 0.0026861 | 0.0043279 | 0.0061734 | 0.0082245 | 0.010482 | 0.012924 | 0.015547 | 0.018353 | 0.021336 | 0.024521 | 0.027909 | 0.031498 | 0.035212 | 0.039137 | 0.04213 | 0.04512 | 0.048175 | 0.051218 | 0.054248 | 0.054248 | 0.054248 | 0.054248 | 0 | 0 | 0
F11_Industrial_Other Industrial_New_Space Heating_Natural Gas_Space Heating - Heat Recovery Ventilator_A_Technical Potential | F11 | Industrial | Other Industrial | New | Space Heating | Natural Gas | Space Heating - Heat Recovery Ventilator | A | Cumulative Summer Peak Savings (MW) | Technical Potential | 0 | 0 | 0 | 0 | 0 | 0 | 0 | 0 | 0 | 0 | 0 | 0 | 0 | 0 | 0 | 0 | 0 | 0 | 0 | 0 | 0 | 0 | 0 | 0 | 0 | 0 | 0 | 0 | 0 | 0 | 0
F12_Industrial_Other Industrial_New_Space Heating_Natural Gas_Space Heating - Heat Recovery Ventilator_A_Technical Potential | F12 | Industrial | Other Industrial | New | Space Heating | Natural Gas | Space Heating - Heat Recovery Ventilator | A | Cumulative Winter Peak Savings (MW) | Technical Potential | 0 | 0 | 0 | 0 | 0 | 0 | 0 | 0 | 0 | 0 | 0 | 0 | 0 | 0 | 0 | 0 | 0 | 0 | 0 | 0 | 0 | 0 | 0 | 0 | 0 | 0 | 0 | 0 | 0 | 0 | 0
F13_Industrial_Other Industrial_New_Space Heating_Natural Gas_Space Heating - Heat Recovery Ventilator_A_Technical Potential | F13 | Industrial | Other Industrial | New | Space Heating | Natural Gas | Space Heating - Heat Recovery Ventilator | A | Purchases (Incremental) | Technical Potential | 0 | 0 | 0 | 0 | 0 | 99.8994 | 118.3536 | 136.7976 | 155.1328 | 173.478 | 191.8383 | 209.9655 | 228.0431 | 246.084 | 263.8384 | 281.6607 | 299.3129 | 316.9675 | 334.5332 | 351.9422 | 369.3719 | 386.7294 | 404.0195 | 421.2465 | 438.415 | 191.8383 | 209.9655 | 228.0431 | 246.084 | 263.8384 | 281.6607
F14_Industrial_Other Industrial_New_Space Heating_Natural Gas_Space Heating - Heat Recovery Ventilator_A_Technical Potential | F14 | Industrial | Other Industrial | New | Space Heating | Natural Gas | Space Heating - Heat Recovery Ventilator | A | Purchases (Cumulative) | Technical Potential | 0 | 0 | 0 | 0 | 0 | 99.8994 | 218.253 | 355.0506 | 510.1834 | 683.6614 | 875.4997 | 1085.4651 | 1313.5082 | 1559.5922 | 1823.4307 | 2105.0914 | 2404.4043 | 2721.3718 | 3055.905 | 3407.8472 | 3677.3197 | 3945.6955 | 4212.9174 | 4479.0311 | 4743.9682 | 4743.9682 | 4743.9682 | 4743.9682 | 4743.9682 | 4743.9682 | 4743.9682
F1_Industrial_Other Industrial_New_Space Heating_Natural Gas_Thermostat - Programmable_A_Technical Potential | F1 | Industrial | Other Industrial | New | Space Heating | Natural Gas | Thermostat - Programmable | A | Original Unit Energy Savings (kWh or therms) | Technical Potential | 0 | 0 | 0 | 0 | 0 | 0.006194 | 0.006114 | 0.0060556 | 0.0060113 | 0.0059764 | 0.0059481 | 0.005915 | 0.0058802 | 0.005846 | 0.0058129 | 0.0057868 | 0.0057663 | 0.00575 | 0.0057242 | 0.0057053 | 0.0056915 | 0.0056808 | 0.0056808 | 0.0056808 | 0.0056808 | 0.0056808 | 0.0056808 | 0.0056808 | 0 | 0 | 0
F2_Industrial_Other Industrial_New_Space Heating_Natural Gas_Thermostat - Programmable_A_Technical Potential | F2 | Industrial | Other Industrial | New | Space Heating | Natural Gas | Thermostat - Programmable | A | Original Unit Summer Peak Savings (kW) | Technical Potential | 0 | 0 | 0 | 0 | 0 | 0 | 0 | 0 | 0 | 0 | 0 | 0 | 0 | 0 | 0 | 0 | 0 | 0 | 0 | 0 | 0 | 0 | 0 | 0 | 0 | 0 | 0 | 0 | 0 | 0 | 0
F3_Industrial_Other Industrial_New_Space Heating_Natural Gas_Thermostat - Programmable_A_Technical Potential | F3 | Industrial | Other Industrial | New | Space Heating | Natural Gas | Thermostat - Programmable | A | Original Unit Winter Peak Savings (kW) | Technical Potential | 0 | 0 | 0 | 0 | 0 | 0 | 0 | 0 | 0 | 0 | 0 | 0 | 0 | 0 | 0 | 0 | 0 | 0 | 0 | 0 | 0 | 0 | 0 | 0 | 0 | 0 | 0 | 0 | 0 | 0 | 0
F4_Industrial_Other Industrial_New_Space Heating_Natural Gas_Thermostat - Programmable_A_Technical Potential | F4 | Industrial | Other Industrial | New | Space Heating | Natural Gas | Thermostat - Programmable | A | Standalone Impact on Baseline Energy (%) | Technical Potential | 0% | 0% | 0% | 0% | 0% | 0.02221% | 0.04096% | 0.05765% | 0.07305% | 0.08754% | 0.1014% | 0.1148% | 0.1279% | 0.1408% | 0.1535% | 0.166% | 0.171% | 0.1754% | 0.1793% | 0.1829% | 0.186% | 0.1889% | 0.1915% | 0.1938% | 0.0019599 | 0.0018862 | 0.0018181 | 0.0017549 | 0 | 0 | 0
F5_Industrial_Other Industrial_New_Space Heating_Natural Gas_Thermostat - Programmable_A_Technical Potential | F5 | Industrial | Other Industrial | New | Space Heating | Natural Gas | Thermostat - Programmable | A | Standalone Impact on Baseline Summer Peak (%) | Technical Potential | 0% | 0% | 0% | 0% | 0% | 0% | 0% | 0% | 0% | 0% | 0% | 0% | 0% | 0% | 0% | 0% | 0% | 0% | 0% | 0% | 0% | 0% | 0% | 0% | 0 | 0 | 0 | 0 | 0 | 0 | 0
F6_Industrial_Other Industrial_New_Space Heating_Natural Gas_Thermostat - Programmable_A_Technical Potential | F6 | Industrial | Other Industrial | New | Space Heating | Natural Gas | Thermostat - Programmable | A | Standalone Impact on Baseline Winter Peak (%) | Technical Potential | 0% | 0% | 0% | 0% | 0% | 0% | 0% | 0% | 0% | 0% | 0% | 0% | 0% | 0% | 0% | 0% | 0% | 0% | 0% | 0% | 0% | 0% | 0% | 0% | 0 | 0 | 0 | 0 | 0 | 0 | 0
F7_Industrial_Other Industrial_New_Space Heating_Natural Gas_Thermostat - Programmable_A_Technical Potential | F7 | Industrial | Other Industrial | New | Space Heating | Natural Gas | Thermostat - Programmable | A | Incremental Energy Savings (MWh or mTherms) | Technical Potential | 0 | 0 | 0 | 0 | 0 | 0.0018563 | 0.0021708 | 0.0024852 | 0.0027976 | 0.0031103 | 0.0034232 | 0.0037258 | 0.0040228 | 0.0043158 | 0.004601 | 0.0048898 | 0.0051778 | 0.0054677 | 0.0057448 | 0.0060238 | 0.0063069 | 0.0065908 | 0.0068855 | 0.0071791 | 0.0074717 | 0.0044965 | 0.0048002 | 0.005101 | 0 | 0 | 0
F8_Industrial_Other Industrial_New_Space Heating_Natural Gas_Thermostat - Programmable_A_Technical Potential | F8 | Industrial | Other Industrial | New | Space Heating | Natural Gas | Thermostat - Programmable | A | Incremental Summer Peak Savings (MW) | Technical Potential | 0 | 0 | 0 | 0 | 0 | 0 | 0 | 0 | 0 | 0 | 0 | 0 | 0 | 0 | 0 | 0 | 0 | 0 | 0 | 0 | 0 | 0 | 0 | 0 | 0 | 0 | 0 | 0 | 0 | 0 | 0
F9_Industrial_Other Industrial_New_Space Heating_Natural Gas_Thermostat - Programmable_A_Technical Potential | F9 | Industrial | Other Industrial | New | Space Heating | Natural Gas | Thermostat - Programmable | A | Incremental Winter Peak Savings (MW) | Technical Potential | 0 | 0 | 0 | 0 | 0 | 0 | 0 | 0 | 0 | 0 | 0 | 0 | 0 | 0 | 0 | 0 | 0 | 0 | 0 | 0 | 0 | 0 | 0 | 0 | 0 | 0 | 0 | 0 | 0 | 0 | 0
F10_Industrial_Other Industrial_New_Space Heating_Natural Gas_Thermostat - Programmable_A_Technical Potential | F10 | Industrial | Other Industrial | New | Space Heating | Natural Gas | Thermostat - Programmable | A | Cumulative Energy Savings (MWh or mTherms) | Technical Potential | 0 | 0 | 0 | 0 | 0 | 0.0018563 | 0.0040032 | 0.0064501 | 0.0092006 | 0.012257 | 0.015623 | 0.019262 | 0.023171 | 0.027352 | 0.031798 | 0.036545 | 0.039866 | 0.043179 | 0.046381 | 0.049596 | 0.052821 | 0.056043 | 0.05935 | 0.062643 | 0.065921 | 0.065921 | 0.065921 | 0.065921 | 0 | 0 | 0
F11_Industrial_Other Industrial_New_Space Heating_Natural Gas_Thermostat - Programmable_A_Technical Potential | F11 | Industrial | Other Industrial | New | Space Heating | Natural Gas | Thermostat - Programmable | A | Cumulative Summer Peak Savings (MW) | Technical Potential | 0 | 0 | 0 | 0 | 0 | 0 | 0 | 0 | 0 | 0 | 0 | 0 | 0 | 0 | 0 | 0 | 0 | 0 | 0 | 0 | 0 | 0 | 0 | 0 | 0 | 0 | 0 | 0 | 0 | 0 | 0
F12_Industrial_Other Industrial_New_Space Heating_Natural Gas_Thermostat - Programmable_A_Technical Potential | F12 | Industrial | Other Industrial | New | Space Heating | Natural Gas | Thermostat - Programmable | A | Cumulative Winter Peak Savings (MW) | Technical Potential | 0 | 0 | 0 | 0 | 0 | 0 | 0 | 0 | 0 | 0 | 0 | 0 | 0 | 0 | 0 | 0 | 0 | 0 | 0 | 0 | 0 | 0 | 0 | 0 | 0 | 0 | 0 | 0 | 0 | 0 | 0
F13_Industrial_Other Industrial_New_Space Heating_Natural Gas_Thermostat - Programmable_A_Technical Potential | F13 | Industrial | Other Industrial | New | Space Heating | Natural Gas | Thermostat - Programmable | A | Purchases (Incremental) | Technical Potential | 0 | 0 | 0 | 0 | 0 | 299.6983 | 355.0607 | 410.3928 | 465.3985 | 520.4339 | 575.5149 | 629.8964 | 684.1293 | 738.252 | 791.5153 | 844.982 | 897.9388 | 950.9025 | 1003.5996 | 1055.8267 | 1108.1156 | 1160.1883 | 1212.0584 | 1263.7396 | 1315.2451 | 791.5153 | 844.982 | 897.9388 | 950.9025 | 1003.5996 | 1055.8267
F14_Industrial_Other Industrial_New_Space Heating_Natural Gas_Thermostat - Programmable_A_Technical Potential | F14 | Industrial | Other Industrial | New | Space Heating | Natural Gas | Thermostat - Programmable | A | Purchases (Cumulative) | Technical Potential | 0 | 0 | 0 | 0 | 0 | 299.6983 | 654.759 | 1065.1518 | 1530.5502 | 2050.9842 | 2626.4991 | 3256.3954 | 3940.5247 | 4678.7767 | 5470.2921 | 6315.2741 | 6913.5146 | 7509.3564 | 8102.5632 | 8692.9914 | 9280.6731 | 9865.3465 | 10447.5085 | 11027.1189 | 11604.112 | 11604.112 | 11604.112 | 11604.112 | 11604.112 | 11604.112 | 11604.112
F1_Industrial_Other Industrial_New_Space Heating_Natural Gas_ENERGY STAR Connected Thermostat_A_Technical Potential | F1 | Industrial | Other Industrial | New | Space Heating | Natural Gas | ENERGY STAR Connected Thermostat | A | Original Unit Energy Savings (kWh or therms) | Technical Potential | 0 | 0 | 0 | 0 | 0 | 0.014581 | 0.014392 | 0.014255 | 0.014151 | 0.014068 | 0.014002 | 0.013924 | 0.013842 | 0.013762 | 0.013684 | 0.013622 | 0.013574 | 0.013536 | 0.013475 | 0.01343 | 0.013398 | 0.013373 | 0.013373 | 0.013373 | 0.013373 | 0.013373 | 0.013373 | 0.013373 | 0 | 0 | 0
F2_Industrial_Other Industrial_New_Space Heating_Natural Gas_ENERGY STAR Connected Thermostat_A_Technical Potential | F2 | Industrial | Other Industrial | New | Space Heating | Natural Gas | ENERGY STAR Connected Thermostat | A | Original Unit Summer Peak Savings (kW) | Technical Potential | 0 | 0 | 0 | 0 | 0 | 0 | 0 | 0 | 0 | 0 | 0 | 0 | 0 | 0 | 0 | 0 | 0 | 0 | 0 | 0 | 0 | 0 | 0 | 0 | 0 | 0 | 0 | 0 | 0 | 0 | 0
F3_Industrial_Other Industrial_New_Space Heating_Natural Gas_ENERGY STAR Connected Thermostat_A_Technical Potential | F3 | Industrial | Other Industrial | New | Space Heating | Natural Gas | ENERGY STAR Connected Thermostat | A | Original Unit Winter Peak Savings (kW) | Technical Potential | 0 | 0 | 0 | 0 | 0 | 0 | 0 | 0 | 0 | 0 | 0 | 0 | 0 | 0 | 0 | 0 | 0 | 0 | 0 | 0 | 0 | 0 | 0 | 0 | 0 | 0 | 0 | 0 | 0 | 0 | 0
F4_Industrial_Other Industrial_New_Space Heating_Natural Gas_ENERGY STAR Connected Thermostat_A_Technical Potential | F4 | Industrial | Other Industrial | New | Space Heating | Natural Gas | ENERGY STAR Connected Thermostat | A | Standalone Impact on Baseline Energy (%) | Technical Potential | 0% | 0% | 0% | 0% | 0% | 0.05229% | 0.09643% | 0.1357% | 0.172% | 0.2061% | 0.2114% | 0.216% | 0.2198% | 0.223% | 0.2259% | 0.2283% | 0.2304% | 0.2323% | 0.2339% | 0.2354% | 0.2367% | 0.2379% | 0.239% | 0.24% | 0.0024091 | 0.0023185 | 0.0022348 | 0.0021571 | 0 | 0 | 0
F5_Industrial_Other Industrial_New_Space Heating_Natural Gas_ENERGY STAR Connected Thermostat_A_Technical Potential | F5 | Industrial | Other Industrial | New | Space Heating | Natural Gas | ENERGY STAR Connected Thermostat | A | Standalone Impact on Baseline Summer Peak (%) | Technical Potential | 0% | 0% | 0% | 0% | 0% | 0% | 0% | 0% | 0% | 0% | 0% | 0% | 0% | 0% | 0% | 0% | 0% | 0% | 0% | 0% | 0% | 0% | 0% | 0% | 0 | 0 | 0 | 0 | 0 | 0 | 0
F6_Industrial_Other Industrial_New_Space Heating_Natural Gas_ENERGY STAR Connected Thermostat_A_Technical Potential | F6 | Industrial | Other Industrial | New | Space Heating | Natural Gas | ENERGY STAR Connected Thermostat | A | Standalone Impact on Baseline Winter Peak (%) | Technical Potential | 0% | 0% | 0% | 0% | 0% | 0% | 0% | 0% | 0% | 0% | 0% | 0% | 0% | 0% | 0% | 0% | 0% | 0% | 0% | 0% | 0% | 0% | 0% | 0% | 0 | 0 | 0 | 0 | 0 | 0 | 0
F7_Industrial_Other Industrial_New_Space Heating_Natural Gas_ENERGY STAR Connected Thermostat_A_Technical Potential | F7 | Industrial | Other Industrial | New | Space Heating | Natural Gas | ENERGY STAR Connected Thermostat | A | Incremental Energy Savings (MWh or mTherms) | Technical Potential | 0 | 0 | 0 | 0 | 0 | 0.0043699 | 0.0051102 | 0.0058501 | 0.0065857 | 0.0073217 | 0.0080583 | 0.0087707 | 0.0094699 | 0.01016 | 0.010831 | 0.011511 | 0.012189 | 0.012871 | 0.013523 | 0.01418 | 0.014847 | 0.015515 | 0.016209 | 0.0169 | 0.017588 | 0.014819 | 0.015515 | 0.016209 | 0 | 0 | 0
F8_Industrial_Other Industrial_New_Space Heating_Natural Gas_ENERGY STAR Connected Thermostat_A_Technical Potential | F8 | Industrial | Other Industrial | New | Space Heating | Natural Gas | ENERGY STAR Connected Thermostat | A | Incremental Summer Peak Savings (MW) | Technical Potential | 0 | 0 | 0 | 0 | 0 | 0 | 0 | 0 | 0 | 0 | 0 | 0 | 0 | 0 | 0 | 0 | 0 | 0 | 0 | 0 | 0 | 0 | 0 | 0 | 0 | 0 | 0 | 0 | 0 | 0 | 0
F9_Industrial_Other Industrial_New_Space Heating_Natural Gas_ENERGY STAR Connected Thermostat_A_Technical Potential | F9 | Industrial | Other Industrial | New | Space Heating | Natural Gas | ENERGY STAR Connected Thermostat | A | Incremental Winter Peak Savings (MW) | Technical Potential | 0 | 0 | 0 | 0 | 0 | 0 | 0 | 0 | 0 | 0 | 0 | 0 | 0 | 0 | 0 | 0 | 0 | 0 | 0 | 0 | 0 | 0 | 0 | 0 | 0 | 0 | 0 | 0 | 0 | 0 | 0
F10_Industrial_Other Industrial_New_Space Heating_Natural Gas_ENERGY STAR Connected Thermostat_A_Technical Potential | F10 | Industrial | Other Industrial | New | Space Heating | Natural Gas | ENERGY STAR Connected Thermostat | A | Cumulative Energy Savings (MWh or mTherms) | Technical Potential | 0 | 0 | 0 | 0 | 0 | 0.0043699 | 0.0094236 | 0.015184 | 0.021658 | 0.028854 | 0.03258 | 0.036225 | 0.039802 | 0.043325 | 0.046788 | 0.05025 | 0.05371 | 0.057169 | 0.060488 | 0.063837 | 0.067209 | 0.07059 | 0.074082 | 0.077561 | 0.08103 | 0.08103 | 0.08103 | 0.08103 | 0 | 0 | 0
F11_Industrial_Other Industrial_New_Space Heating_Natural Gas_ENERGY STAR Connected Thermostat_A_Technical Potential | F11 | Industrial | Other Industrial | New | Space Heating | Natural Gas | ENERGY STAR Connected Thermostat | A | Cumulative Summer Peak Savings (MW) | Technical Potential | 0 | 0 | 0 | 0 | 0 | 0 | 0 | 0 | 0 | 0 | 0 | 0 | 0 | 0 | 0 | 0 | 0 | 0 | 0 | 0 | 0 | 0 | 0 | 0 | 0 | 0 | 0 | 0 | 0 | 0 | 0
F12_Industrial_Other Industrial_New_Space Heating_Natural Gas_ENERGY STAR Connected Thermostat_A_Technical Potential | F12 | Industrial | Other Industrial | New | Space Heating | Natural Gas | ENERGY STAR Connected Thermostat | A | Cumulative Winter Peak Savings (MW) | Technical Potential | 0 | 0 | 0 | 0 | 0 | 0 | 0 | 0 | 0 | 0 | 0 | 0 | 0 | 0 | 0 | 0 | 0 | 0 | 0 | 0 | 0 | 0 | 0 | 0 | 0 | 0 | 0 | 0 | 0 | 0 | 0
F13_Industrial_Other Industrial_New_Space Heating_Natural Gas_ENERGY STAR Connected Thermostat_A_Technical Potential | F13 | Industrial | Other Industrial | New | Space Heating | Natural Gas | ENERGY STAR Connected Thermostat | A | Purchases (Incremental) | Technical Potential | 0 | 0 | 0 | 0 | 0 | 299.6983 | 355.0607 | 410.3928 | 465.3985 | 520.4339 | 575.5149 | 629.8964 | 684.1293 | 738.252 | 791.5153 | 844.982 | 897.9388 | 950.9025 | 1003.5996 | 1055.8267 | 1108.1156 | 1160.1883 | 1212.0584 | 1263.7396 | 1315.2451 | 1108.1156 | 1160.1883 | 1212.0584 | 1263.7396 | 1315.2451 | 1108.1156
F14_Industrial_Other Industrial_New_Space Heating_Natural Gas_ENERGY STAR Connected Thermostat_A_Technical Potential | F14 | Industrial | Other Industrial | New | Space Heating | Natural Gas | ENERGY STAR Connected Thermostat | A | Purchases (Cumulative) | Technical Potential | 0 | 0 | 0 | 0 | 0 | 299.6983 | 654.759 | 1065.1518 | 1530.5502 | 2050.9842 | 2326.8007 | 2601.6364 | 2875.3729 | 3148.2265 | 3419.3079 | 3688.775 | 3956.8175 | 4223.5907 | 4488.9383 | 4753.2496 | 5016.3832 | 5278.6326 | 5539.7886 | 5799.9286 | 6059.347 | 6059.347 | 6059.347 | 6059.347 | 6059.347 | 6059.347 | 6059.347
F1_Industrial_Other Industrial_New_Space Heating_Natural Gas_Destratification Fans (HVLS)_A_Technical Potential | F1 | Industrial | Other Industrial | New | Space Heating | Natural Gas | Destratification Fans (HVLS) | A | Original Unit Energy Savings (kWh or therms) | Technical Potential | 0 | 0 | 0 | 0 | 0 | 0.014581 | 0.014392 | 0.014255 | 0.014151 | 0.014068 | 0.014002 | 0.013924 | 0.013842 | 0.013762 | 0.013684 | 0.013622 | 0.013574 | 0.013536 | 0.013475 | 0.01343 | 0.013398 | 0.013373 | 0.013373 | 0.013373 | 0.013373 | 0.013373 | 0.013373 | 0.013373 | 0 | 0 | 0
F2_Industrial_Other Industrial_New_Space Heating_Natural Gas_Destratification Fans (HVLS)_A_Technical Potential | F2 | Industrial | Other Industrial | New | Space Heating | Natural Gas | Destratification Fans (HVLS) | A | Original Unit Summer Peak Savings (kW) | Technical Potential | 0 | 0 | 0 | 0 | 0 | 0 | 0 | 0 | 0 | 0 | 0 | 0 | 0 | 0 | 0 | 0 | 0 | 0 | 0 | 0 | 0 | 0 | 0 | 0 | 0 | 0 | 0 | 0 | 0 | 0 | 0
F3_Industrial_Other Industrial_New_Space Heating_Natural Gas_Destratification Fans (HVLS)_A_Technical Potential | F3 | Industrial | Other Industrial | New | Space Heating | Natural Gas | Destratification Fans (HVLS) | A | Original Unit Winter Peak Savings (kW) | Technical Potential | 0 | 0 | 0 | 0 | 0 | 0 | 0 | 0 | 0 | 0 | 0 | 0 | 0 | 0 | 0 | 0 | 0 | 0 | 0 | 0 | 0 | 0 | 0 | 0 | 0 | 0 | 0 | 0 | 0 | 0 | 0
F4_Industrial_Other Industrial_New_Space Heating_Natural Gas_Destratification Fans (HVLS)_A_Technical Potential | F4 | Industrial | Other Industrial | New | Space Heating | Natural Gas | Destratification Fans (HVLS) | A | Standalone Impact on Baseline Energy (%) | Technical Potential | 0% | 0% | 0% | 0% | 0% | 0.05229% | 0.09643% | 0.1357% | 0.172% | 0.2061% | 0.2386% | 0.2703% | 0.3012% | 0.3314% | 0.3614% | 0.3723% | 0.3819% | 0.3904% | 0.3979% | 0.4048% | 0.4108% | 0.4163% | 0.4212% | 0.4257% | 0.0042988 | 0.0041373 | 0.0039879 | 0.0038493 | 0 | 0 | 0
F5_Industrial_Other Industrial_New_Space Heating_Natural Gas_Destratification Fans (HVLS)_A_Technical Potential | F5 | Industrial | Other Industrial | New | Space Heating | Natural Gas | Destratification Fans (HVLS) | A | Standalone Impact on Baseline Summer Peak (%) | Technical Potential | 0% | 0% | 0% | 0% | 0% | 0% | 0% | 0% | 0% | 0% | 0% | 0% | 0% | 0% | 0% | 0% | 0% | 0% | 0% | 0% | 0% | 0% | 0% | 0% | 0 | 0 | 0 | 0 | 0 | 0 | 0
F6_Industrial_Other Industrial_New_Space Heating_Natural Gas_Destratification Fans (HVLS)_A_Technical Potential | F6 | Industrial | Other Industrial | New | Space Heating | Natural Gas | Destratification Fans (HVLS) | A | Standalone Impact on Baseline Winter Peak (%) | Technical Potential | 0% | 0% | 0% | 0% | 0% | 0% | 0% | 0% | 0% | 0% | 0% | 0% | 0% | 0% | 0% | 0% | 0% | 0% | 0% | 0% | 0% | 0% | 0% | 0% | 0 | 0 | 0 | 0 | 0 | 0 | 0
F7_Industrial_Other Industrial_New_Space Heating_Natural Gas_Destratification Fans (HVLS)_A_Technical Potential | F7 | Industrial | Other Industrial | New | Space Heating | Natural Gas | Destratification Fans (HVLS) | A | Incremental Energy Savings (MWh or mTherms) | Technical Potential | 0 | 0 | 0 | 0 | 0 | 0.0043699 | 0.0051102 | 0.0058501 | 0.0065857 | 0.0073217 | 0.0080583 | 0.0087707 | 0.0094699 | 0.01016 | 0.010831 | 0.011511 | 0.012189 | 0.012871 | 0.013523 | 0.01418 | 0.014847 | 0.015515 | 0.016209 | 0.0169 | 0.017588 | 0.0113 | 0.012008 | 0.012716 | 0 | 0 | 0
F8_Industrial_Other Industrial_New_Space Heating_Natural Gas_Destratification Fans (HVLS)_A_Technical Potential | F8 | Industrial | Other Industrial | New | Space Heating | Natural Gas | Destratification Fans (HVLS) | A | Incremental Summer Peak Savings (MW) | Technical Potential | 0 | 0 | 0 | 0 | 0 | 0 | 0 | 0 | 0 | 0 | 0 | 0 | 0 | 0 | 0 | 0 | 0 | 0 | 0 | 0 | 0 | 0 | 0 | 0 | 0 | 0 | 0 | 0 | 0 | 0 | 0
F9_Industrial_Other Industrial_New_Space Heating_Natural Gas_Destratification Fans (HVLS)_A_Technical Potential | F9 | Industrial | Other Industrial | New | Space Heating | Natural Gas | Destratification Fans (HVLS) | A | Incremental Winter Peak Savings (MW) | Technical Potential | 0 | 0 | 0 | 0 | 0 | 0 | 0 | 0 | 0 | 0 | 0 | 0 | 0 | 0 | 0 | 0 | 0 | 0 | 0 | 0 | 0 | 0 | 0 | 0 | 0 | 0 | 0 | 0 | 0 | 0 | 0
F10_Industrial_Other Industrial_New_Space Heating_Natural Gas_Destratification Fans (HVLS)_A_Technical Potential | F10 | Industrial | Other Industrial | New | Space Heating | Natural Gas | Destratification Fans (HVLS) | A | Cumulative Energy Savings (MWh or mTherms) | Technical Potential | 0 | 0 | 0 | 0 | 0 | 0.0043699 | 0.0094236 | 0.015184 | 0.021658 | 0.028854 | 0.036776 | 0.045342 | 0.054546 | 0.064387 | 0.074853 | 0.081946 | 0.089025 | 0.096089 | 0.10291 | 0.10976 | 0.11663 | 0.1235 | 0.13056 | 0.13759 | 0.14459 | 0.14459 | 0.14459 | 0.14459 | 0 | 0 | 0
F11_Industrial_Other Industrial_New_Space Heating_Natural Gas_Destratification Fans (HVLS)_A_Technical Potential | F11 | Industrial | Other Industrial | New | Space Heating | Natural Gas | Destratification Fans (HVLS) | A | Cumulative Summer Peak Savings (MW) | Technical Potential | 0 | 0 | 0 | 0 | 0 | 0 | 0 | 0 | 0 | 0 | 0 | 0 | 0 | 0 | 0 | 0 | 0 | 0 | 0 | 0 | 0 | 0 | 0 | 0 | 0 | 0 | 0 | 0 | 0 | 0 | 0
F12_Industrial_Other Industrial_New_Space Heating_Natural Gas_Destratification Fans (HVLS)_A_Technical Potential | F12 | Industrial | Other Industrial | New | Space Heating | Natural Gas | Destratification Fans (HVLS) | A | Cumulative Winter Peak Savings (MW) | Technical Potential | 0 | 0 | 0 | 0 | 0 | 0 | 0 | 0 | 0 | 0 | 0 | 0 | 0 | 0 | 0 | 0 | 0 | 0 | 0 | 0 | 0 | 0 | 0 | 0 | 0 | 0 | 0 | 0 | 0 | 0 | 0
F13_Industrial_Other Industrial_New_Space Heating_Natural Gas_Destratification Fans (HVLS)_A_Technical Potential | F13 | Industrial | Other Industrial | New | Space Heating | Natural Gas | Destratification Fans (HVLS) | A | Purchases (Incremental) | Technical Potential | 0 | 0 | 0 | 0 | 0 | 299.6983 | 355.0607 | 410.3928 | 465.3985 | 520.4339 | 575.5149 | 629.8964 | 684.1293 | 738.252 | 791.5153 | 844.982 | 897.9388 | 950.9025 | 1003.5996 | 1055.8267 | 1108.1156 | 1160.1883 | 1212.0584 | 1263.7396 | 1315.2451 | 844.982 | 897.9388 | 950.9025 | 1003.5996 | 1055.8267 | 1108.1156
F14_Industrial_Other Industrial_New_Space Heating_Natural Gas_Destratification Fans (HVLS)_A_Technical Potential | F14 | Industrial | Other Industrial | New | Space Heating | Natural Gas | Destratification Fans (HVLS) | A | Purchases (Cumulative) | Technical Potential | 0 | 0 | 0 | 0 | 0 | 299.6983 | 654.759 | 1065.1518 | 1530.5502 | 2050.9842 | 2626.4991 | 3256.3954 | 3940.5247 | 4678.7767 | 5470.2921 | 6015.5758 | 6558.4539 | 7098.9636 | 7637.1648 | 8172.5575 | 8705.1582 | 9235.4501 | 9763.3793 | 10288.8669 | 10812.5967 | 10812.5967 | 10812.5967 | 10812.5967 | 10812.5967 | 10812.5967 | 10812.5967
F1_Industrial_Other Industrial_New_Space Heating_Natural Gas_Gas Boiler - Insulate Steam Lines/Condensate Tank_A_Technical Potential | F1 | Industrial | Other Industrial | New | Space Heating | Natural Gas | Gas Boiler - Insulate Steam Lines/Condensate Tank | A | Original Unit Energy Savings (kWh or therms) | Technical Potential | 0 | 0 | 0 | 0 | 0 | 0 | 0 | 0 | 0 | 0 | 0 | 0 | 0 | 0 | 0 | 0 | 0 | 0 | 0 | 0 | 0 | 0 | 0 | 0 | 0 | 0 | 0 | 0 | 0 | 0 | 0
F2_Industrial_Other Industrial_New_Space Heating_Natural Gas_Gas Boiler - Insulate Steam Lines/Condensate Tank_A_Technical Potential | F2 | Industrial | Other Industrial | New | Space Heating | Natural Gas | Gas Boiler - Insulate Steam Lines/Condensate Tank | A | Original Unit Summer Peak Savings (kW) | Technical Potential | 0 | 0 | 0 | 0 | 0 | 0 | 0 | 0 | 0 | 0 | 0 | 0 | 0 | 0 | 0 | 0 | 0 | 0 | 0 | 0 | 0 | 0 | 0 | 0 | 0 | 0 | 0 | 0 | 0 | 0 | 0
F3_Industrial_Other Industrial_New_Space Heating_Natural Gas_Gas Boiler - Insulate Steam Lines/Condensate Tank_A_Technical Potential | F3 | Industrial | Other Industrial | New | Space Heating | Natural Gas | Gas Boiler - Insulate Steam Lines/Condensate Tank | A | Original Unit Winter Peak Savings (kW) | Technical Potential | 0 | 0 | 0 | 0 | 0 | 0 | 0 | 0 | 0 | 0 | 0 | 0 | 0 | 0 | 0 | 0 | 0 | 0 | 0 | 0 | 0 | 0 | 0 | 0 | 0 | 0 | 0 | 0 | 0 | 0 | 0
F4_Industrial_Other Industrial_New_Space Heating_Natural Gas_Gas Boiler - Insulate Steam Lines/Condensate Tank_A_Technical Potential | F4 | Industrial | Other Industrial | New | Space Heating | Natural Gas | Gas Boiler - Insulate Steam Lines/Condensate Tank | A | Standalone Impact on Baseline Energy (%) | Technical Potential | 0% | 0% | 0% | 0% | 0% | 0% | 0% | 0% | 0% | 0% | 0% | 0% | 0% | 0% | 0% | 0% | 0% | 0% | 0% | 0% | 0% | 0% | 0% | 0% | 0 | 0 | 0 | 0 | 0 | 0 | 0
F5_Industrial_Other Industrial_New_Space Heating_Natural Gas_Gas Boiler - Insulate Steam Lines/Condensate Tank_A_Technical Potential | F5 | Industrial | Other Industrial | New | Space Heating | Natural Gas | Gas Boiler - Insulate Steam Lines/Condensate Tank | A | Standalone Impact on Baseline Summer Peak (%) | Technical Potential | 0% | 0% | 0% | 0% | 0% | 0% | 0% | 0% | 0% | 0% | 0% | 0% | 0% | 0% | 0% | 0% | 0% | 0% | 0% | 0% | 0% | 0% | 0% | 0% | 0 | 0 | 0 | 0 | 0 | 0 | 0
F6_Industrial_Other Industrial_New_Space Heating_Natural Gas_Gas Boiler - Insulate Steam Lines/Condensate Tank_A_Technical Potential | F6 | Industrial | Other Industrial | New | Space Heating | Natural Gas | Gas Boiler - Insulate Steam Lines/Condensate Tank | A | Standalone Impact on Baseline Winter Peak (%) | Technical Potential | 0% | 0% | 0% | 0% | 0% | 0% | 0% | 0% | 0% | 0% | 0% | 0% | 0% | 0% | 0% | 0% | 0% | 0% | 0% | 0% | 0% | 0% | 0% | 0% | 0 | 0 | 0 | 0 | 0 | 0 | 0
F7_Industrial_Other Industrial_New_Space Heating_Natural Gas_Gas Boiler - Insulate Steam Lines/Condensate Tank_A_Technical Potential | F7 | Industrial | Other Industrial | New | Space Heating | Natural Gas | Gas Boiler - Insulate Steam Lines/Condensate Tank | A | Incremental Energy Savings (MWh or mTherms) | Technical Potential | 0 | 0 | 0 | 0 | 0 | 0 | 0 | 0 | 0 | 0 | 0 | 0 | 0 | 0 | 0 | 0 | 0 | 0 | 0 | 0 | 0 | 0 | 0 | 0 | 0 | 0 | 0 | 0 | 0 | 0 | 0
F8_Industrial_Other Industrial_New_Space Heating_Natural Gas_Gas Boiler - Insulate Steam Lines/Condensate Tank_A_Technical Potential | F8 | Industrial | Other Industrial | New | Space Heating | Natural Gas | Gas Boiler - Insulate Steam Lines/Condensate Tank | A | Incremental Summer Peak Savings (MW) | Technical Potential | 0 | 0 | 0 | 0 | 0 | 0 | 0 | 0 | 0 | 0 | 0 | 0 | 0 | 0 | 0 | 0 | 0 | 0 | 0 | 0 | 0 | 0 | 0 | 0 | 0 | 0 | 0 | 0 | 0 | 0 | 0
F9_Industrial_Other Industrial_New_Space Heating_Natural Gas_Gas Boiler - Insulate Steam Lines/Condensate Tank_A_Technical Potential | F9 | Industrial | Other Industrial | New | Space Heating | Natural Gas | Gas Boiler - Insulate Steam Lines/Condensate Tank | A | Incremental Winter Peak Savings (MW) | Technical Potential | 0 | 0 | 0 | 0 | 0 | 0 | 0 | 0 | 0 | 0 | 0 | 0 | 0 | 0 | 0 | 0 | 0 | 0 | 0 | 0 | 0 | 0 | 0 | 0 | 0 | 0 | 0 | 0 | 0 | 0 | 0
F10_Industrial_Other Industrial_New_Space Heating_Natural Gas_Gas Boiler - Insulate Steam Lines/Condensate Tank_A_Technical Potential | F10 | Industrial | Other Industrial | New | Space Heating | Natural Gas | Gas Boiler - Insulate Steam Lines/Condensate Tank | A | Cumulative Energy Savings (MWh or mTherms) | Technical Potential | 0 | 0 | 0 | 0 | 0 | 0 | 0 | 0 | 0 | 0 | 0 | 0 | 0 | 0 | 0 | 0 | 0 | 0 | 0 | 0 | 0 | 0 | 0 | 0 | 0 | 0 | 0 | 0 | 0 | 0 | 0
F11_Industrial_Other Industrial_New_Space Heating_Natural Gas_Gas Boiler - Insulate Steam Lines/Condensate Tank_A_Technical Potential | F11 | Industrial | Other Industrial | New | Space Heating | Natural Gas | Gas Boiler - Insulate Steam Lines/Condensate Tank | A | Cumulative Summer Peak Savings (MW) | Technical Potential | 0 | 0 | 0 | 0 | 0 | 0 | 0 | 0 | 0 | 0 | 0 | 0 | 0 | 0 | 0 | 0 | 0 | 0 | 0 | 0 | 0 | 0 | 0 | 0 | 0 | 0 | 0 | 0 | 0 | 0 | 0
F12_Industrial_Other Industrial_New_Space Heating_Natural Gas_Gas Boiler - Insulate Steam Lines/Condensate Tank_A_Technical Potential | F12 | Industrial | Other Industrial | New | Space Heating | Natural Gas | Gas Boiler - Insulate Steam Lines/Condensate Tank | A | Cumulative Winter Peak Savings (MW) | Technical Potential | 0 | 0 | 0 | 0 | 0 | 0 | 0 | 0 | 0 | 0 | 0 | 0 | 0 | 0 | 0 | 0 | 0 | 0 | 0 | 0 | 0 | 0 | 0 | 0 | 0 | 0 | 0 | 0 | 0 | 0 | 0
F13_Industrial_Other Industrial_New_Space Heating_Natural Gas_Gas Boiler - Insulate Steam Lines/Condensate Tank_A_Technical Potential | F13 | Industrial | Other Industrial | New | Space Heating | Natural Gas | Gas Boiler - Insulate Steam Lines/Condensate Tank | A | Purchases (Incremental) | Technical Potential | 0 | 0 | 0 | 0 | 0 | 0 | 0 | 0 | 0 | 0 | 0 | 0 | 0 | 0 | 0 | 0 | 0 | 0 | 0 | 0 | 0 | 0 | 0 | 0 | 0 | 0 | 0 | 0 | 0 | 0 | 0
F14_Industrial_Other Industrial_New_Space Heating_Natural Gas_Gas Boiler - Insulate Steam Lines/Condensate Tank_A_Technical Potential | F14 | Industrial | Other Industrial | New | Space Heating | Natural Gas | Gas Boiler - Insulate Steam Lines/Condensate Tank | A | Purchases (Cumulative) | Technical Potential | 0 | 0 | 0 | 0 | 0 | 0 | 0 | 0 | 0 | 0 | 0 | 0 | 0 | 0 | 0 | 0 | 0 | 0 | 0 | 0 | 0 | 0 | 0 | 0 | 0 | 0 | 0 | 0 | 0 | 0 | 0
F1_Industrial_Other Industrial_New_Process_Natural Gas_Gas Boiler - Insulate Steam Lines/Condensate Tank_A_Technical Potential | F1 | Industrial | Other Industrial | New | Process | Natural Gas | Gas Boiler - Insulate Steam Lines/Condensate Tank | A | Original Unit Energy Savings (kWh or therms) | Technical Potential | 0 | 0 | 0 | 0 | 0 | 16.8499 | 16.8499 | 16.8499 | 16.8499 | 16.8499 | 16.8499 | 16.8499 | 16.8499 | 16.8499 | 16.8499 | 16.8499 | 16.8499 | 16.8499 | 16.8499 | 16.8499 | 16.8499 | 16.8499 | 16.8499 | 16.8499 | 16.8499 | 16.8499 | 16.8499 | 16.8499 | 16.8499 | 16.8499 | 16.8499
F2_Industrial_Other Industrial_New_Process_Natural Gas_Gas Boiler - Insulate Steam Lines/Condensate Tank_A_Technical Potential | F2 | Industrial | Other Industrial | New | Process | Natural Gas | Gas Boiler - Insulate Steam Lines/Condensate Tank | A | Original Unit Summer Peak Savings (kW) | Technical Potential | 0 | 0 | 0 | 0 | 0 | 0 | 0 | 0 | 0 | 0 | 0 | 0 | 0 | 0 | 0 | 0 | 0 | 0 | 0 | 0 | 0 | 0 | 0 | 0 | 0 | 0 | 0 | 0 | 0 | 0 | 0
F3_Industrial_Other Industrial_New_Process_Natural Gas_Gas Boiler - Insulate Steam Lines/Condensate Tank_A_Technical Potential | F3 | Industrial | Other Industrial | New | Process | Natural Gas | Gas Boiler - Insulate Steam Lines/Condensate Tank | A | Original Unit Winter Peak Savings (kW) | Technical Potential | 0 | 0 | 0 | 0 | 0 | 0 | 0 | 0 | 0 | 0 | 0 | 0 | 0 | 0 | 0 | 0 | 0 | 0 | 0 | 0 | 0 | 0 | 0 | 0 | 0 | 0 | 0 | 0 | 0 | 0 | 0
F4_Industrial_Other Industrial_New_Process_Natural Gas_Gas Boiler - Insulate Steam Lines/Condensate Tank_A_Technical Potential | F4 | Industrial | Other Industrial | New | Process | Natural Gas | Gas Boiler - Insulate Steam Lines/Condensate Tank | A | Standalone Impact on Baseline Energy (%) | Technical Potential | 0% | 0% | 0% | 0% | 0% | 0.03219% | 0.05937% | 0.08356% | 0.1059% | 0.1269% | 0.1469% | 0.1664% | 0.1854% | 0.204% | 0.2225% | 0.2406% | 0.2586% | 0.2764% | 0.2941% | 0.3117% | 0.3292% | 0.3466% | 0.364% | 0.3813% | 0.0039858 | 0.003836 | 0.0036975 | 0.003569 | 0 | 0 | 0
F5_Industrial_Other Industrial_New_Process_Natural Gas_Gas Boiler - Insulate Steam Lines/Condensate Tank_A_Technical Potential | F5 | Industrial | Other Industrial | New | Process | Natural Gas | Gas Boiler - Insulate Steam Lines/Condensate Tank | A | Standalone Impact on Baseline Summer Peak (%) | Technical Potential | 0% | 0% | 0% | 0% | 0% | 0% | 0% | 0% | 0% | 0% | 0% | 0% | 0% | 0% | 0% | 0% | 0% | 0% | 0% | 0% | 0% | 0% | 0% | 0% | 0 | 0 | 0 | 0 | 0 | 0 | 0
F6_Industrial_Other Industrial_New_Process_Natural Gas_Gas Boiler - Insulate Steam Lines/Condensate Tank_A_Technical Potential | F6 | Industrial | Other Industrial | New | Process | Natural Gas | Gas Boiler - Insulate Steam Lines/Condensate Tank | A | Standalone Impact on Baseline Winter Peak (%) | Technical Potential | 0% | 0% | 0% | 0% | 0% | 0% | 0% | 0% | 0% | 0% | 0% | 0% | 0% | 0% | 0% | 0% | 0% | 0% | 0% | 0% | 0% | 0% | 0% | 0% | 0 | 0 | 0 | 0 | 0 | 0 | 0
F7_Industrial_Other Industrial_New_Process_Natural Gas_Gas Boiler - Insulate Steam Lines/Condensate Tank_A_Technical Potential | F7 | Industrial | Other Industrial | New | Process | Natural Gas | Gas Boiler - Insulate Steam Lines/Condensate Tank | A | Incremental Energy Savings (MWh or mTherms) | Technical Potential | 0 | 0 | 0 | 0 | 0 | 0.055004 | 0.065164 | 0.075319 | 0.085414 | 0.095515 | 0.10562 | 0.1156 | 0.12556 | 0.13549 | 0.14527 | 0.15508 | 0.1648 | 0.17452 | 0.18419 | 0.19378 | 0.20337 | 0.21293 | 0.22245 | 0.23193 | 0.24139 | 0.055004 | 0.065164 | 0.075319 | 0.085414 | 0.095515 | 0.10562
F8_Industrial_Other Industrial_New_Process_Natural Gas_Gas Boiler - Insulate Steam Lines/Condensate Tank_A_Technical Potential | F8 | Industrial | Other Industrial | New | Process | Natural Gas | Gas Boiler - Insulate Steam Lines/Condensate Tank | A | Incremental Summer Peak Savings (MW) | Technical Potential | 0 | 0 | 0 | 0 | 0 | 0 | 0 | 0 | 0 | 0 | 0 | 0 | 0 | 0 | 0 | 0 | 0 | 0 | 0 | 0 | 0 | 0 | 0 | 0 | 0 | 0 | 0 | 0 | 0 | 0 | 0
F9_Industrial_Other Industrial_New_Process_Natural Gas_Gas Boiler - Insulate Steam Lines/Condensate Tank_A_Technical Potential | F9 | Industrial | Other Industrial | New | Process | Natural Gas | Gas Boiler - Insulate Steam Lines/Condensate Tank | A | Incremental Winter Peak Savings (MW) | Technical Potential | 0 | 0 | 0 | 0 | 0 | 0 | 0 | 0 | 0 | 0 | 0 | 0 | 0 | 0 | 0 | 0 | 0 | 0 | 0 | 0 | 0 | 0 | 0 | 0 | 0 | 0 | 0 | 0 | 0 | 0 | 0
F10_Industrial_Other Industrial_New_Process_Natural Gas_Gas Boiler - Insulate Steam Lines/Condensate Tank_A_Technical Potential | F10 | Industrial | Other Industrial | New | Process | Natural Gas | Gas Boiler - Insulate Steam Lines/Condensate Tank | A | Cumulative Energy Savings (MWh or mTherms) | Technical Potential | 0 | 0 | 0 | 0 | 0 | 0.055004 | 0.12017 | 0.19549 | 0.2809 | 0.37642 | 0.48204 | 0.59764 | 0.7232 | 0.85869 | 1.004 | 1.159 | 1.3238 | 1.4984 | 1.6825 | 1.8763 | 2.0797 | 2.2926 | 2.5151 | 2.747 | 2.9884 | 2.9884 | 2.9884 | 2.9884 | 2.9884 | 2.9884 | 2.9884
F11_Industrial_Other Industrial_New_Process_Natural Gas_Gas Boiler - Insulate Steam Lines/Condensate Tank_A_Technical Potential | F11 | Industrial | Other Industrial | New | Process | Natural Gas | Gas Boiler - Insulate Steam Lines/Condensate Tank | A | Cumulative Summer Peak Savings (MW) | Technical Potential | 0 | 0 | 0 | 0 | 0 | 0 | 0 | 0 | 0 | 0 | 0 | 0 | 0 | 0 | 0 | 0 | 0 | 0 | 0 | 0 | 0 | 0 | 0 | 0 | 0 | 0 | 0 | 0 | 0 | 0 | 0
F12_Industrial_Other Industrial_New_Process_Natural Gas_Gas Boiler - Insulate Steam Lines/Condensate Tank_A_Technical Potential | F12 | Industrial | Other Industrial | New | Process | Natural Gas | Gas Boiler - Insulate Steam Lines/Condensate Tank | A | Cumulative Winter Peak Savings (MW) | Technical Potential | 0 | 0 | 0 | 0 | 0 | 0 | 0 | 0 | 0 | 0 | 0 | 0 | 0 | 0 | 0 | 0 | 0 | 0 | 0 | 0 | 0 | 0 | 0 | 0 | 0 | 0 | 0 | 0 | 0 | 0 | 0
F13_Industrial_Other Industrial_New_Process_Natural Gas_Gas Boiler - Insulate Steam Lines/Condensate Tank_A_Technical Potential | F13 | Industrial | Other Industrial | New | Process | Natural Gas | Gas Boiler - Insulate Steam Lines/Condensate Tank | A | Purchases (Incremental) | Technical Potential | 0 | 0 | 0 | 0 | 0 | 3.2643 | 3.8673 | 4.47 | 5.0691 | 5.6686 | 6.2685 | 6.8608 | 7.4515 | 8.0411 | 8.6212 | 9.2036 | 9.7804 | 10.3572 | 10.9312 | 11.5001 | 12.0696 | 12.6368 | 13.2018 | 13.7647 | 14.3257 | 3.2643 | 3.8673 | 4.47 | 5.0691 | 5.6686 | 6.2685
F14_Industrial_Other Industrial_New_Process_Natural Gas_Gas Boiler - Insulate Steam Lines/Condensate Tank_A_Technical Potential | F14 | Industrial | Other Industrial | New | Process | Natural Gas | Gas Boiler - Insulate Steam Lines/Condensate Tank | A | Purchases (Cumulative) | Technical Potential | 0 | 0 | 0 | 0 | 0 | 3.2643 | 7.1316 | 11.6017 | 16.6708 | 22.3394 | 28.6079 | 35.4687 | 42.9203 | 50.9613 | 59.5825 | 68.7861 | 78.5664 | 88.9237 | 99.8549 | 111.355 | 123.4246 | 136.0614 | 149.2632 | 163.0278 | 177.3535 | 177.3535 | 177.3535 | 177.3535 | 177.3535 | 177.3535 | 177.3535
F1_Industrial_Other Industrial_New_Space Heating_Natural Gas_Gas Boiler - Insulate Hot Water Lines_A_Technical Potential | F1 | Industrial | Other Industrial | New | Space Heating | Natural Gas | Gas Boiler - Insulate Hot Water Lines | A | Original Unit Energy Savings (kWh or therms) | Technical Potential | 0 | 0 | 0 | 0 | 0 | 0 | 0 | 0 | 0 | 0 | 0 | 0 | 0 | 0 | 0 | 0 | 0 | 0 | 0 | 0 | 0 | 0 | 0 | 0 | 0 | 0 | 0 | 0 | 0 | 0 | 0
F2_Industrial_Other Industrial_New_Space Heating_Natural Gas_Gas Boiler - Insulate Hot Water Lines_A_Technical Potential | F2 | Industrial | Other Industrial | New | Space Heating | Natural Gas | Gas Boiler - Insulate Hot Water Lines | A | Original Unit Summer Peak Savings (kW) | Technical Potential | 0 | 0 | 0 | 0 | 0 | 0 | 0 | 0 | 0 | 0 | 0 | 0 | 0 | 0 | 0 | 0 | 0 | 0 | 0 | 0 | 0 | 0 | 0 | 0 | 0 | 0 | 0 | 0 | 0 | 0 | 0
F3_Industrial_Other Industrial_New_Space Heating_Natural Gas_Gas Boiler - Insulate Hot Water Lines_A_Technical Potential | F3 | Industrial | Other Industrial | New | Space Heating | Natural Gas | Gas Boiler - Insulate Hot Water Lines | A | Original Unit Winter Peak Savings (kW) | Technical Potential | 0 | 0 | 0 | 0 | 0 | 0 | 0 | 0 | 0 | 0 | 0 | 0 | 0 | 0 | 0 | 0 | 0 | 0 | 0 | 0 | 0 | 0 | 0 | 0 | 0 | 0 | 0 | 0 | 0 | 0 | 0
F4_Industrial_Other Industrial_New_Space Heating_Natural Gas_Gas Boiler - Insulate Hot Water Lines_A_Technical Potential | F4 | Industrial | Other Industrial | New | Space Heating | Natural Gas | Gas Boiler - Insulate Hot Water Lines | A | Standalone Impact on Baseline Energy (%) | Technical Potential | 0% | 0% | 0% | 0% | 0% | 0% | 0% | 0% | 0% | 0% | 0% | 0% | 0% | 0% | 0% | 0% | 0% | 0% | 0% | 0% | 0% | 0% | 0% | 0% | 0 | 0 | 0 | 0 | 0 | 0 | 0
F5_Industrial_Other Industrial_New_Space Heating_Natural Gas_Gas Boiler - Insulate Hot Water Lines_A_Technical Potential | F5 | Industrial | Other Industrial | New | Space Heating | Natural Gas | Gas Boiler - Insulate Hot Water Lines | A | Standalone Impact on Baseline Summer Peak (%) | Technical Potential | 0% | 0% | 0% | 0% | 0% | 0% | 0% | 0% | 0% | 0% | 0% | 0% | 0% | 0% | 0% | 0% | 0% | 0% | 0% | 0% | 0% | 0% | 0% | 0% | 0 | 0 | 0 | 0 | 0 | 0 | 0
F6_Industrial_Other Industrial_New_Space Heating_Natural Gas_Gas Boiler - Insulate Hot Water Lines_A_Technical Potential | F6 | Industrial | Other Industrial | New | Space Heating | Natural Gas | Gas Boiler - Insulate Hot Water Lines | A | Standalone Impact on Baseline Winter Peak (%) | Technical Potential | 0% | 0% | 0% | 0% | 0% | 0% | 0% | 0% | 0% | 0% | 0% | 0% | 0% | 0% | 0% | 0% | 0% | 0% | 0% | 0% | 0% | 0% | 0% | 0% | 0 | 0 | 0 | 0 | 0 | 0 | 0
F7_Industrial_Other Industrial_New_Space Heating_Natural Gas_Gas Boiler - Insulate Hot Water Lines_A_Technical Potential | F7 | Industrial | Other Industrial | New | Space Heating | Natural Gas | Gas Boiler - Insulate Hot Water Lines | A | Incremental Energy Savings (MWh or mTherms) | Technical Potential | 0 | 0 | 0 | 0 | 0 | 0 | 0 | 0 | 0 | 0 | 0 | 0 | 0 | 0 | 0 | 0 | 0 | 0 | 0 | 0 | 0 | 0 | 0 | 0 | 0 | 0 | 0 | 0 | 0 | 0 | 0
F8_Industrial_Other Industrial_New_Space Heating_Natural Gas_Gas Boiler - Insulate Hot Water Lines_A_Technical Potential | F8 | Industrial | Other Industrial | New | Space Heating | Natural Gas | Gas Boiler - Insulate Hot Water Lines | A | Incremental Summer Peak Savings (MW) | Technical Potential | 0 | 0 | 0 | 0 | 0 | 0 | 0 | 0 | 0 | 0 | 0 | 0 | 0 | 0 | 0 | 0 | 0 | 0 | 0 | 0 | 0 | 0 | 0 | 0 | 0 | 0 | 0 | 0 | 0 | 0 | 0
F9_Industrial_Other Industrial_New_Space Heating_Natural Gas_Gas Boiler - Insulate Hot Water Lines_A_Technical Potential | F9 | Industrial | Other Industrial | New | Space Heating | Natural Gas | Gas Boiler - Insulate Hot Water Lines | A | Incremental Winter Peak Savings (MW) | Technical Potential | 0 | 0 | 0 | 0 | 0 | 0 | 0 | 0 | 0 | 0 | 0 | 0 | 0 | 0 | 0 | 0 | 0 | 0 | 0 | 0 | 0 | 0 | 0 | 0 | 0 | 0 | 0 | 0 | 0 | 0 | 0
F10_Industrial_Other Industrial_New_Space Heating_Natural Gas_Gas Boiler - Insulate Hot Water Lines_A_Technical Potential | F10 | Industrial | Other Industrial | New | Space Heating | Natural Gas | Gas Boiler - Insulate Hot Water Lines | A | Cumulative Energy Savings (MWh or mTherms) | Technical Potential | 0 | 0 | 0 | 0 | 0 | 0 | 0 | 0 | 0 | 0 | 0 | 0 | 0 | 0 | 0 | 0 | 0 | 0 | 0 | 0 | 0 | 0 | 0 | 0 | 0 | 0 | 0 | 0 | 0 | 0 | 0
F11_Industrial_Other Industrial_New_Space Heating_Natural Gas_Gas Boiler - Insulate Hot Water Lines_A_Technical Potential | F11 | Industrial | Other Industrial | New | Space Heating | Natural Gas | Gas Boiler - Insulate Hot Water Lines | A | Cumulative Summer Peak Savings (MW) | Technical Potential | 0 | 0 | 0 | 0 | 0 | 0 | 0 | 0 | 0 | 0 | 0 | 0 | 0 | 0 | 0 | 0 | 0 | 0 | 0 | 0 | 0 | 0 | 0 | 0 | 0 | 0 | 0 | 0 | 0 | 0 | 0
F12_Industrial_Other Industrial_New_Space Heating_Natural Gas_Gas Boiler - Insulate Hot Water Lines_A_Technical Potential | F12 | Industrial | Other Industrial | New | Space Heating | Natural Gas | Gas Boiler - Insulate Hot Water Lines | A | Cumulative Winter Peak Savings (MW) | Technical Potential | 0 | 0 | 0 | 0 | 0 | 0 | 0 | 0 | 0 | 0 | 0 | 0 | 0 | 0 | 0 | 0 | 0 | 0 | 0 | 0 | 0 | 0 | 0 | 0 | 0 | 0 | 0 | 0 | 0 | 0 | 0
F13_Industrial_Other Industrial_New_Space Heating_Natural Gas_Gas Boiler - Insulate Hot Water Lines_A_Technical Potential | F13 | Industrial | Other Industrial | New | Space Heating | Natural Gas | Gas Boiler - Insulate Hot Water Lines | A | Purchases (Incremental) | Technical Potential | 0 | 0 | 0 | 0 | 0 | 0 | 0 | 0 | 0 | 0 | 0 | 0 | 0 | 0 | 0 | 0 | 0 | 0 | 0 | 0 | 0 | 0 | 0 | 0 | 0 | 0 | 0 | 0 | 0 | 0 | 0
F14_Industrial_Other Industrial_New_Space Heating_Natural Gas_Gas Boiler - Insulate Hot Water Lines_A_Technical Potential | F14 | Industrial | Other Industrial | New | Space Heating | Natural Gas | Gas Boiler - Insulate Hot Water Lines | A | Purchases (Cumulative) | Technical Potential | 0 | 0 | 0 | 0 | 0 | 0 | 0 | 0 | 0 | 0 | 0 | 0 | 0 | 0 | 0 | 0 | 0 | 0 | 0 | 0 | 0 | 0 | 0 | 0 | 0 | 0 | 0 | 0 | 0 | 0 | 0
F1_Industrial_Other Industrial_New_Process_Natural Gas_Gas Boiler - Insulate Hot Water Lines_A_Technical Potential | F1 | Industrial | Other Industrial | New | Process | Natural Gas | Gas Boiler - Insulate Hot Water Lines | A | Original Unit Energy Savings (kWh or therms) | Technical Potential | 0 | 0 | 0 | 0 | 0 | 19.0457 | 19.0457 | 19.0457 | 19.0457 | 19.0457 | 19.0457 | 19.0457 | 19.0457 | 19.0457 | 19.0457 | 19.0457 | 19.0457 | 19.0457 | 19.0457 | 19.0457 | 19.0457 | 19.0457 | 19.0457 | 19.0457 | 19.0457 | 19.0457 | 19.0457 | 19.0457 | 19.0457 | 19.0457 | 19.0457
F2_Industrial_Other Industrial_New_Process_Natural Gas_Gas Boiler - Insulate Hot Water Lines_A_Technical Potential | F2 | Industrial | Other Industrial | New | Process | Natural Gas | Gas Boiler - Insulate Hot Water Lines | A | Original Unit Summer Peak Savings (kW) | Technical Potential | 0 | 0 | 0 | 0 | 0 | 0 | 0 | 0 | 0 | 0 | 0 | 0 | 0 | 0 | 0 | 0 | 0 | 0 | 0 | 0 | 0 | 0 | 0 | 0 | 0 | 0 | 0 | 0 | 0 | 0 | 0
F3_Industrial_Other Industrial_New_Process_Natural Gas_Gas Boiler - Insulate Hot Water Lines_A_Technical Potential | F3 | Industrial | Other Industrial | New | Process | Natural Gas | Gas Boiler - Insulate Hot Water Lines | A | Original Unit Winter Peak Savings (kW) | Technical Potential | 0 | 0 | 0 | 0 | 0 | 0 | 0 | 0 | 0 | 0 | 0 | 0 | 0 | 0 | 0 | 0 | 0 | 0 | 0 | 0 | 0 | 0 | 0 | 0 | 0 | 0 | 0 | 0 | 0 | 0 | 0
F4_Industrial_Other Industrial_New_Process_Natural Gas_Gas Boiler - Insulate Hot Water Lines_A_Technical Potential | F4 | Industrial | Other Industrial | New | Process | Natural Gas | Gas Boiler - Insulate Hot Water Lines | A | Standalone Impact on Baseline Energy (%) | Technical Potential | 0% | 0% | 0% | 0% | 0% | 0.03639% | 0.06711% | 0.09445% | 0.1197% | 0.1434% | 0.1661% | 0.1881% | 0.2096% | 0.2306% | 0.2515% | 0.272% | 0.2923% | 0.3124% | 0.3324% | 0.3524% | 0.3721% | 0.3918% | 0.4114% | 0.431% | 0.0045052 | 0.0043359 | 0.0041794 | 0.0040341 | 0 | 0 | 0
F5_Industrial_Other Industrial_New_Process_Natural Gas_Gas Boiler - Insulate Hot Water Lines_A_Technical Potential | F5 | Industrial | Other Industrial | New | Process | Natural Gas | Gas Boiler - Insulate Hot Water Lines | A | Standalone Impact on Baseline Summer Peak (%) | Technical Potential | 0% | 0% | 0% | 0% | 0% | 0% | 0% | 0% | 0% | 0% | 0% | 0% | 0% | 0% | 0% | 0% | 0% | 0% | 0% | 0% | 0% | 0% | 0% | 0% | 0 | 0 | 0 | 0 | 0 | 0 | 0
F6_Industrial_Other Industrial_New_Process_Natural Gas_Gas Boiler - Insulate Hot Water Lines_A_Technical Potential | F6 | Industrial | Other Industrial | New | Process | Natural Gas | Gas Boiler - Insulate Hot Water Lines | A | Standalone Impact on Baseline Winter Peak (%) | Technical Potential | 0% | 0% | 0% | 0% | 0% | 0% | 0% | 0% | 0% | 0% | 0% | 0% | 0% | 0% | 0% | 0% | 0% | 0% | 0% | 0% | 0% | 0% | 0% | 0% | 0 | 0 | 0 | 0 | 0 | 0 | 0
F7_Industrial_Other Industrial_New_Process_Natural Gas_Gas Boiler - Insulate Hot Water Lines_A_Technical Potential | F7 | Industrial | Other Industrial | New | Process | Natural Gas | Gas Boiler - Insulate Hot Water Lines | A | Incremental Energy Savings (MWh or mTherms) | Technical Potential | 0 | 0 | 0 | 0 | 0 | 0.062171 | 0.073656 | 0.085134 | 0.096545 | 0.10796 | 0.11939 | 0.13067 | 0.14192 | 0.15315 | 0.1642 | 0.17529 | 0.18627 | 0.19726 | 0.20819 | 0.21903 | 0.22987 | 0.24068 | 0.25144 | 0.26216 | 0.27284 | 0.062171 | 0.073656 | 0.085134 | 0.096545 | 0.10796 | 0.11939
F8_Industrial_Other Industrial_New_Process_Natural Gas_Gas Boiler - Insulate Hot Water Lines_A_Technical Potential | F8 | Industrial | Other Industrial | New | Process | Natural Gas | Gas Boiler - Insulate Hot Water Lines | A | Incremental Summer Peak Savings (MW) | Technical Potential | 0 | 0 | 0 | 0 | 0 | 0 | 0 | 0 | 0 | 0 | 0 | 0 | 0 | 0 | 0 | 0 | 0 | 0 | 0 | 0 | 0 | 0 | 0 | 0 | 0 | 0 | 0 | 0 | 0 | 0 | 0
F9_Industrial_Other Industrial_New_Process_Natural Gas_Gas Boiler - Insulate Hot Water Lines_A_Technical Potential | F9 | Industrial | Other Industrial | New | Process | Natural Gas | Gas Boiler - Insulate Hot Water Lines | A | Incremental Winter Peak Savings (MW) | Technical Potential | 0 | 0 | 0 | 0 | 0 | 0 | 0 | 0 | 0 | 0 | 0 | 0 | 0 | 0 | 0 | 0 | 0 | 0 | 0 | 0 | 0 | 0 | 0 | 0 | 0 | 0 | 0 | 0 | 0 | 0 | 0
F10_Industrial_Other Industrial_New_Process_Natural Gas_Gas Boiler - Insulate Hot Water Lines_A_Technical Potential | F10 | Industrial | Other Industrial | New | Process | Natural Gas | Gas Boiler - Insulate Hot Water Lines | A | Cumulative Energy Savings (MWh or mTherms) | Technical Potential | 0 | 0 | 0 | 0 | 0 | 0.062171 | 0.13583 | 0.22096 | 0.31751 | 0.42547 | 0.54486 | 0.67553 | 0.81745 | 0.97059 | 1.1348 | 1.3101 | 1.4964 | 1.6936 | 1.9018 | 2.1208 | 2.3507 | 2.5914 | 2.8428 | 3.105 | 3.3778 | 3.3778 | 3.3778 | 3.3778 | 3.3778 | 3.3778 | 3.3778
F11_Industrial_Other Industrial_New_Process_Natural Gas_Gas Boiler - Insulate Hot Water Lines_A_Technical Potential | F11 | Industrial | Other Industrial | New | Process | Natural Gas | Gas Boiler - Insulate Hot Water Lines | A | Cumulative Summer Peak Savings (MW) | Technical Potential | 0 | 0 | 0 | 0 | 0 | 0 | 0 | 0 | 0 | 0 | 0 | 0 | 0 | 0 | 0 | 0 | 0 | 0 | 0 | 0 | 0 | 0 | 0 | 0 | 0 | 0 | 0 | 0 | 0 | 0 | 0
F12_Industrial_Other Industrial_New_Process_Natural Gas_Gas Boiler - Insulate Hot Water Lines_A_Technical Potential | F12 | Industrial | Other Industrial | New | Process | Natural Gas | Gas Boiler - Insulate Hot Water Lines | A | Cumulative Winter Peak Savings (MW) | Technical Potential | 0 | 0 | 0 | 0 | 0 | 0 | 0 | 0 | 0 | 0 | 0 | 0 | 0 | 0 | 0 | 0 | 0 | 0 | 0 | 0 | 0 | 0 | 0 | 0 | 0 | 0 | 0 | 0 | 0 | 0 | 0
F13_Industrial_Other Industrial_New_Process_Natural Gas_Gas Boiler - Insulate Hot Water Lines_A_Technical Potential | F13 | Industrial | Other Industrial | New | Process | Natural Gas | Gas Boiler - Insulate Hot Water Lines | A | Purchases (Incremental) | Technical Potential | 0 | 0 | 0 | 0 | 0 | 3.2643 | 3.8673 | 4.47 | 5.0691 | 5.6686 | 6.2685 | 6.8608 | 7.4515 | 8.0411 | 8.6212 | 9.2036 | 9.7804 | 10.3572 | 10.9312 | 11.5001 | 12.0696 | 12.6368 | 13.2018 | 13.7647 | 14.3257 | 3.2643 | 3.8673 | 4.47 | 5.0691 | 5.6686 | 6.2685
F14_Industrial_Other Industrial_New_Process_Natural Gas_Gas Boiler - Insulate Hot Water Lines_A_Technical Potential | F14 | Industrial | Other Industrial | New | Process | Natural Gas | Gas Boiler - Insulate Hot Water Lines | A | Purchases (Cumulative) | Technical Potential | 0 | 0 | 0 | 0 | 0 | 3.2643 | 7.1316 | 11.6017 | 16.6708 | 22.3394 | 28.6079 | 35.4687 | 42.9203 | 50.9613 | 59.5825 | 68.7861 | 78.5664 | 88.9237 | 99.8549 | 111.355 | 123.4246 | 136.0614 | 149.2632 | 163.0278 | 177.3535 | 177.3535 | 177.3535 | 177.3535 | 177.3535 | 177.3535 | 177.3535
F1_Industrial_Other Industrial_New_Process_Natural Gas_Process - Insulate Heated Process Fluids_A_Technical Potential | F1 | Industrial | Other Industrial | New | Process | Natural Gas | Process - Insulate Heated Process Fluids | A | Original Unit Energy Savings (kWh or therms) | Technical Potential | 0 | 0 | 0 | 0 | 0 | 13.6092 | 13.6092 | 13.6092 | 13.6092 | 13.6092 | 13.6092 | 13.6092 | 13.6092 | 13.6092 | 13.6092 | 13.6092 | 13.6092 | 13.6092 | 13.6092 | 13.6092 | 13.6092 | 13.6092 | 13.6092 | 13.6092 | 13.6092 | 13.6092 | 13.6092 | 13.6092 | 13.6092 | 13.6092 | 13.6092
F2_Industrial_Other Industrial_New_Process_Natural Gas_Process - Insulate Heated Process Fluids_A_Technical Potential | F2 | Industrial | Other Industrial | New | Process | Natural Gas | Process - Insulate Heated Process Fluids | A | Original Unit Summer Peak Savings (kW) | Technical Potential | 0 | 0 | 0 | 0 | 0 | 0 | 0 | 0 | 0 | 0 | 0 | 0 | 0 | 0 | 0 | 0 | 0 | 0 | 0 | 0 | 0 | 0 | 0 | 0 | 0 | 0 | 0 | 0 | 0 | 0 | 0
F3_Industrial_Other Industrial_New_Process_Natural Gas_Process - Insulate Heated Process Fluids_A_Technical Potential | F3 | Industrial | Other Industrial | New | Process | Natural Gas | Process - Insulate Heated Process Fluids | A | Original Unit Winter Peak Savings (kW) | Technical Potential | 0 | 0 | 0 | 0 | 0 | 0 | 0 | 0 | 0 | 0 | 0 | 0 | 0 | 0 | 0 | 0 | 0 | 0 | 0 | 0 | 0 | 0 | 0 | 0 | 0 | 0 | 0 | 0 | 0 | 0 | 0
F4_Industrial_Other Industrial_New_Process_Natural Gas_Process - Insulate Heated Process Fluids_A_Technical Potential | F4 | Industrial | Other Industrial | New | Process | Natural Gas | Process - Insulate Heated Process Fluids | A | Standalone Impact on Baseline Energy (%) | Technical Potential | 0% | 0% | 0% | 0% | 0% | 0.05688% | 0.1049% | 0.1476% | 0.1871% | 0.2242% | 0.2539% | 0.2729% | 0.2841% | 0.2895% | 0.2909% | 0.2893% | 0.2857% | 0.2805% | 0.2744% | 0.2677% | 0.2605% | 0.2489% | 0.2382% | 0.2285% | 0.0021954 | 0.0021129 | 0.0020366 | 0.0019658 | 0 | 0 | 0
F5_Industrial_Other Industrial_New_Process_Natural Gas_Process - Insulate Heated Process Fluids_A_Technical Potential | F5 | Industrial | Other Industrial | New | Process | Natural Gas | Process - Insulate Heated Process Fluids | A | Standalone Impact on Baseline Summer Peak (%) | Technical Potential | 0% | 0% | 0% | 0% | 0% | 0% | 0% | 0% | 0% | 0% | 0% | 0% | 0% | 0% | 0% | 0% | 0% | 0% | 0% | 0% | 0% | 0% | 0% | 0% | 0 | 0 | 0 | 0 | 0 | 0 | 0
F6_Industrial_Other Industrial_New_Process_Natural Gas_Process - Insulate Heated Process Fluids_A_Technical Potential | F6 | Industrial | Other Industrial | New | Process | Natural Gas | Process - Insulate Heated Process Fluids | A | Standalone Impact on Baseline Winter Peak (%) | Technical Potential | 0% | 0% | 0% | 0% | 0% | 0% | 0% | 0% | 0% | 0% | 0% | 0% | 0% | 0% | 0% | 0% | 0% | 0% | 0% | 0% | 0% | 0% | 0% | 0% | 0 | 0 | 0 | 0 | 0 | 0 | 0
F7_Industrial_Other Industrial_New_Process_Natural Gas_Process - Insulate Heated Process Fluids_A_Technical Potential | F7 | Industrial | Other Industrial | New | Process | Natural Gas | Process - Insulate Heated Process Fluids | A | Incremental Energy Savings (MWh or mTherms) | Technical Potential | 0 | 0 | 0 | 0 | 0 | 0.097179 | 0.11513 | 0.13307 | 0.15091 | 0.16875 | 0.16795 | 0.14706 | 0.12778 | 0.11031 | 0.094613 | 0.080803 | 0.068694 | 0.058196 | 0.049137 | 0.041355 | 0.034723 | 0.00024797 | 9.2519e-05 | 3.2885e-05 | 1.1161e-05 | 0.097179 | 0.11513 | 0.13307 | 0.15091 | 0.16875 | 0.16795
F8_Industrial_Other Industrial_New_Process_Natural Gas_Process - Insulate Heated Process Fluids_A_Technical Potential | F8 | Industrial | Other Industrial | New | Process | Natural Gas | Process - Insulate Heated Process Fluids | A | Incremental Summer Peak Savings (MW) | Technical Potential | 0 | 0 | 0 | 0 | 0 | 0 | 0 | 0 | 0 | 0 | 0 | 0 | 0 | 0 | 0 | 0 | 0 | 0 | 0 | 0 | 0 | 0 | 0 | 0 | 0 | 0 | 0 | 0 | 0 | 0 | 0
F9_Industrial_Other Industrial_New_Process_Natural Gas_Process - Insulate Heated Process Fluids_A_Technical Potential | F9 | Industrial | Other Industrial | New | Process | Natural Gas | Process - Insulate Heated Process Fluids | A | Incremental Winter Peak Savings (MW) | Technical Potential | 0 | 0 | 0 | 0 | 0 | 0 | 0 | 0 | 0 | 0 | 0 | 0 | 0 | 0 | 0 | 0 | 0 | 0 | 0 | 0 | 0 | 0 | 0 | 0 | 0 | 0 | 0 | 0 | 0 | 0 | 0
F10_Industrial_Other Industrial_New_Process_Natural Gas_Process - Insulate Heated Process Fluids_A_Technical Potential | F10 | Industrial | Other Industrial | New | Process | Natural Gas | Process - Insulate Heated Process Fluids | A | Cumulative Energy Savings (MWh or mTherms) | Technical Potential | 0 | 0 | 0 | 0 | 0 | 0.097179 | 0.21231 | 0.34538 | 0.49629 | 0.66504 | 0.833 | 0.98005 | 1.1078 | 1.2181 | 1.3128 | 1.3936 | 1.4622 | 1.5204 | 1.5696 | 1.6109 | 1.6457 | 1.6459 | 1.646 | 1.646 | 1.646 | 1.646 | 1.646 | 1.646 | 1.646 | 1.646 | 1.646
F11_Industrial_Other Industrial_New_Process_Natural Gas_Process - Insulate Heated Process Fluids_A_Technical Potential | F11 | Industrial | Other Industrial | New | Process | Natural Gas | Process - Insulate Heated Process Fluids | A | Cumulative Summer Peak Savings (MW) | Technical Potential | 0 | 0 | 0 | 0 | 0 | 0 | 0 | 0 | 0 | 0 | 0 | 0 | 0 | 0 | 0 | 0 | 0 | 0 | 0 | 0 | 0 | 0 | 0 | 0 | 0 | 0 | 0 | 0 | 0 | 0 | 0
F12_Industrial_Other Industrial_New_Process_Natural Gas_Process - Insulate Heated Process Fluids_A_Technical Potential | F12 | Industrial | Other Industrial | New | Process | Natural Gas | Process - Insulate Heated Process Fluids | A | Cumulative Winter Peak Savings (MW) | Technical Potential | 0 | 0 | 0 | 0 | 0 | 0 | 0 | 0 | 0 | 0 | 0 | 0 | 0 | 0 | 0 | 0 | 0 | 0 | 0 | 0 | 0 | 0 | 0 | 0 | 0 | 0 | 0 | 0 | 0 | 0 | 0
F13_Industrial_Other Industrial_New_Process_Natural Gas_Process - Insulate Heated Process Fluids_A_Technical Potential | F13 | Industrial | Other Industrial | New | Process | Natural Gas | Process - Insulate Heated Process Fluids | A | Purchases (Incremental) | Technical Potential | 0 | 0 | 0 | 0 | 0 | 7.1407 | 8.4597 | 9.7781 | 11.0887 | 12.4 | 12.3411 | 10.8058 | 9.3889 | 8.1054 | 6.9521 | 5.9374 | 5.0476 | 4.2763 | 3.6106 | 3.0388 | 2.5514 | 0.01822 | 0.0067982 | 0.0024164 | 0.00082007 | 7.1407 | 8.4597 | 9.7781 | 11.0887 | 12.4 | 12.3411
F14_Industrial_Other Industrial_New_Process_Natural Gas_Process - Insulate Heated Process Fluids_A_Technical Potential | F14 | Industrial | Other Industrial | New | Process | Natural Gas | Process - Insulate Heated Process Fluids | A | Purchases (Cumulative) | Technical Potential | 0 | 0 | 0 | 0 | 0 | 7.1407 | 15.6004 | 25.3785 | 36.4672 | 48.8672 | 61.2083 | 72.0141 | 81.403 | 89.5083 | 96.4604 | 102.3978 | 107.4454 | 111.7216 | 115.3322 | 118.371 | 120.9224 | 120.9407 | 120.9475 | 120.9499 | 120.9507 | 120.9507 | 120.9507 | 120.9507 | 120.9507 | 120.9507 | 120.9507
F1_Industrial_Other Industrial_New_Process_Natural Gas_Process Heat Recovery_A_Technical Potential | F1 | Industrial | Other Industrial | New | Process | Natural Gas | Process Heat Recovery | A | Original Unit Energy Savings (kWh or therms) | Technical Potential | 0 | 0 | 0 | 0 | 0 | 0.033147 | 0.033147 | 0.033147 | 0.033147 | 0.033147 | 0.033147 | 0.033147 | 0.033147 | 0.033147 | 0.033147 | 0.033147 | 0.033147 | 0.033147 | 0.033147 | 0.033147 | 0.033147 | 0.033147 | 0.033147 | 0.033147 | 0.033147 | 0.033147 | 0.033147 | 0.033147 | 0 | 0 | 0
F2_Industrial_Other Industrial_New_Process_Natural Gas_Process Heat Recovery_A_Technical Potential | F2 | Industrial | Other Industrial | New | Process | Natural Gas | Process Heat Recovery | A | Original Unit Summer Peak Savings (kW) | Technical Potential | 0 | 0 | 0 | 0 | 0 | 0 | 0 | 0 | 0 | 0 | 0 | 0 | 0 | 0 | 0 | 0 | 0 | 0 | 0 | 0 | 0 | 0 | 0 | 0 | 0 | 0 | 0 | 0 | 0 | 0 | 0
F3_Industrial_Other Industrial_New_Process_Natural Gas_Process Heat Recovery_A_Technical Potential | F3 | Industrial | Other Industrial | New | Process | Natural Gas | Process Heat Recovery | A | Original Unit Winter Peak Savings (kW) | Technical Potential | 0 | 0 | 0 | 0 | 0 | 0 | 0 | 0 | 0 | 0 | 0 | 0 | 0 | 0 | 0 | 0 | 0 | 0 | 0 | 0 | 0 | 0 | 0 | 0 | 0 | 0 | 0 | 0 | 0 | 0 | 0
F4_Industrial_Other Industrial_New_Process_Natural Gas_Process Heat Recovery_A_Technical Potential | F4 | Industrial | Other Industrial | New | Process | Natural Gas | Process Heat Recovery | A | Standalone Impact on Baseline Energy (%) | Technical Potential | 0% | 0% | 0% | 0% | 0% | 0.004987% | 0.009197% | 0.01294% | 0.0164% | 0.01966% | 0.02226% | 0.02393% | 0.02491% | 0.02538% | 0.02551% | 0.02537% | 0.02505% | 0.02459% | 0.02406% | 0.02347% | 0.02236% | 0.02136% | 0.02044% | 0.01961% | 0.00018839 | 0.00018132 | 0.00017477 | 0.00016869 | 0 | 0 | 0
F5_Industrial_Other Industrial_New_Process_Natural Gas_Process Heat Recovery_A_Technical Potential | F5 | Industrial | Other Industrial | New | Process | Natural Gas | Process Heat Recovery | A | Standalone Impact on Baseline Summer Peak (%) | Technical Potential | 0% | 0% | 0% | 0% | 0% | 0% | 0% | 0% | 0% | 0% | 0% | 0% | 0% | 0% | 0% | 0% | 0% | 0% | 0% | 0% | 0% | 0% | 0% | 0% | 0 | 0 | 0 | 0 | 0 | 0 | 0
F6_Industrial_Other Industrial_New_Process_Natural Gas_Process Heat Recovery_A_Technical Potential | F6 | Industrial | Other Industrial | New | Process | Natural Gas | Process Heat Recovery | A | Standalone Impact on Baseline Winter Peak (%) | Technical Potential | 0% | 0% | 0% | 0% | 0% | 0% | 0% | 0% | 0% | 0% | 0% | 0% | 0% | 0% | 0% | 0% | 0% | 0% | 0% | 0% | 0% | 0% | 0% | 0% | 0 | 0 | 0 | 0 | 0 | 0 | 0
F7_Industrial_Other Industrial_New_Process_Natural Gas_Process Heat Recovery_A_Technical Potential | F7 | Industrial | Other Industrial | New | Process | Natural Gas | Process Heat Recovery | A | Incremental Energy Savings (MWh or mTherms) | Technical Potential | 0 | 0 | 0 | 0 | 0 | 0.0085209 | 0.010095 | 0.011668 | 0.013232 | 0.014797 | 0.014726 | 0.012894 | 0.011204 | 0.009672 | 0.0082959 | 0.007085 | 0.0060232 | 0.0051028 | 0.0043085 | 0.0036261 | 0.0085209 | 0.010095 | 0.011668 | 0.013232 | 0.014797 | 0.014726 | 0.012894 | 0.011204 | 0 | 0 | 0
F8_Industrial_Other Industrial_New_Process_Natural Gas_Process Heat Recovery_A_Technical Potential | F8 | Industrial | Other Industrial | New | Process | Natural Gas | Process Heat Recovery | A | Incremental Summer Peak Savings (MW) | Technical Potential | 0 | 0 | 0 | 0 | 0 | 0 | 0 | 0 | 0 | 0 | 0 | 0 | 0 | 0 | 0 | 0 | 0 | 0 | 0 | 0 | 0 | 0 | 0 | 0 | 0 | 0 | 0 | 0 | 0 | 0 | 0
F9_Industrial_Other Industrial_New_Process_Natural Gas_Process Heat Recovery_A_Technical Potential | F9 | Industrial | Other Industrial | New | Process | Natural Gas | Process Heat Recovery | A | Incremental Winter Peak Savings (MW) | Technical Potential | 0 | 0 | 0 | 0 | 0 | 0 | 0 | 0 | 0 | 0 | 0 | 0 | 0 | 0 | 0 | 0 | 0 | 0 | 0 | 0 | 0 | 0 | 0 | 0 | 0 | 0 | 0 | 0 | 0 | 0 | 0
F10_Industrial_Other Industrial_New_Process_Natural Gas_Process Heat Recovery_A_Technical Potential | F10 | Industrial | Other Industrial | New | Process | Natural Gas | Process Heat Recovery | A | Cumulative Energy Savings (MWh or mTherms) | Technical Potential | 0 | 0 | 0 | 0 | 0 | 0.0085209 | 0.018616 | 0.030284 | 0.043516 | 0.058312 | 0.073039 | 0.085933 | 0.097137 | 0.10681 | 0.1151 | 0.12219 | 0.12821 | 0.13332 | 0.13762 | 0.14125 | 0.14125 | 0.14125 | 0.14125 | 0.14125 | 0.14125 | 0.14125 | 0.14125 | 0.14125 | 0 | 0 | 0
F11_Industrial_Other Industrial_New_Process_Natural Gas_Process Heat Recovery_A_Technical Potential | F11 | Industrial | Other Industrial | New | Process | Natural Gas | Process Heat Recovery | A | Cumulative Summer Peak Savings (MW) | Technical Potential | 0 | 0 | 0 | 0 | 0 | 0 | 0 | 0 | 0 | 0 | 0 | 0 | 0 | 0 | 0 | 0 | 0 | 0 | 0 | 0 | 0 | 0 | 0 | 0 | 0 | 0 | 0 | 0 | 0 | 0 | 0
F12_Industrial_Other Industrial_New_Process_Natural Gas_Process Heat Recovery_A_Technical Potential | F12 | Industrial | Other Industrial | New | Process | Natural Gas | Process Heat Recovery | A | Cumulative Winter Peak Savings (MW) | Technical Potential | 0 | 0 | 0 | 0 | 0 | 0 | 0 | 0 | 0 | 0 | 0 | 0 | 0 | 0 | 0 | 0 | 0 | 0 | 0 | 0 | 0 | 0 | 0 | 0 | 0 | 0 | 0 | 0 | 0 | 0 | 0
F13_Industrial_Other Industrial_New_Process_Natural Gas_Process Heat Recovery_A_Technical Potential | F13 | Industrial | Other Industrial | New | Process | Natural Gas | Process Heat Recovery | A | Purchases (Incremental) | Technical Potential | 0 | 0 | 0 | 0 | 0 | 257.0642 | 304.5509 | 352.0116 | 399.1924 | 446.3987 | 444.2796 | 389.0084 | 338.001 | 291.7927 | 250.2759 | 213.7456 | 181.7132 | 153.945 | 129.9811 | 109.3962 | 257.0642 | 304.5509 | 352.0116 | 399.1924 | 446.3987 | 444.2796 | 389.0084 | 338.001 | 291.7927 | 250.2759 | 213.7456
F14_Industrial_Other Industrial_New_Process_Natural Gas_Process Heat Recovery_A_Technical Potential | F14 | Industrial | Other Industrial | New | Process | Natural Gas | Process Heat Recovery | A | Purchases (Cumulative) | Technical Potential | 0 | 0 | 0 | 0 | 0 | 257.0642 | 561.6152 | 913.6268 | 1312.8192 | 1759.2179 | 2203.4975 | 2592.5058 | 2930.5068 | 3222.2995 | 3472.5755 | 3686.3211 | 3868.0343 | 4021.9794 | 4151.9605 | 4261.3567 | 4261.3567 | 4261.3567 | 4261.3567 | 4261.3567 | 4261.3567 | 4261.3567 | 4261.3567 | 4261.3567 | 4261.3567 | 4261.3567 | 4261.3567
F1_Industrial_Other Industrial_New_Space Heating_Natural Gas_Building Automation System_A_Technical Potential | F1 | Industrial | Other Industrial | New | Space Heating | Natural Gas | Building Automation System | A | Original Unit Energy Savings (kWh or therms) | Technical Potential | 0 | 0 | 0 | 0 | 0 | 0.014581 | 0.014392 | 0.014255 | 0.014151 | 0.014068 | 0.014002 | 0.013924 | 0.013842 | 0.013762 | 0.013684 | 0.013622 | 0.013574 | 0.013536 | 0.013475 | 0.01343 | 0.013398 | 0.013373 | 0.013373 | 0.013373 | 0.013373 | 0.013373 | 0.013373 | 0.013373 | 0 | 0 | 0
F2_Industrial_Other Industrial_New_Space Heating_Natural Gas_Building Automation System_A_Technical Potential | F2 | Industrial | Other Industrial | New | Space Heating | Natural Gas | Building Automation System | A | Original Unit Summer Peak Savings (kW) | Technical Potential | 0 | 0 | 0 | 0 | 0 | 0 | 0 | 0 | 0 | 0 | 0 | 0 | 0 | 0 | 0 | 0 | 0 | 0 | 0 | 0 | 0 | 0 | 0 | 0 | 0 | 0 | 0 | 0 | 0 | 0 | 0
F3_Industrial_Other Industrial_New_Space Heating_Natural Gas_Building Automation System_A_Technical Potential | F3 | Industrial | Other Industrial | New | Space Heating | Natural Gas | Building Automation System | A | Original Unit Winter Peak Savings (kW) | Technical Potential | 0 | 0 | 0 | 0 | 0 | 0 | 0 | 0 | 0 | 0 | 0 | 0 | 0 | 0 | 0 | 0 | 0 | 0 | 0 | 0 | 0 | 0 | 0 | 0 | 0 | 0 | 0 | 0 | 0 | 0 | 0
F4_Industrial_Other Industrial_New_Space Heating_Natural Gas_Building Automation System_A_Technical Potential | F4 | Industrial | Other Industrial | New | Space Heating | Natural Gas | Building Automation System | A | Standalone Impact on Baseline Energy (%) | Technical Potential | 0% | 0% | 0% | 0% | 0% | 0.01073% | 0.0305% | 0.06446% | 0.1188% | 0.2002% | 0.3157% | 0.4716% | 0.6716% | 0.916% | 1.201% | 1.513% | 1.837% | 2.15% | 2.428% | 2.652% | 2.809% | 2.893% | 2.907% | 2.862% | 0.027753 | 0.026711 | 0.025746 | 0.024851 | 0 | 0 | 0
F5_Industrial_Other Industrial_New_Space Heating_Natural Gas_Building Automation System_A_Technical Potential | F5 | Industrial | Other Industrial | New | Space Heating | Natural Gas | Building Automation System | A | Standalone Impact on Baseline Summer Peak (%) | Technical Potential | 0% | 0% | 0% | 0% | 0% | 0% | 0% | 0% | 0% | 0% | 0% | 0% | 0% | 0% | 0% | 0% | 0% | 0% | 0% | 0% | 0% | 0% | 0% | 0% | 0 | 0 | 0 | 0 | 0 | 0 | 0
F6_Industrial_Other Industrial_New_Space Heating_Natural Gas_Building Automation System_A_Technical Potential | F6 | Industrial | Other Industrial | New | Space Heating | Natural Gas | Building Automation System | A | Standalone Impact on Baseline Winter Peak (%) | Technical Potential | 0% | 0% | 0% | 0% | 0% | 0% | 0% | 0% | 0% | 0% | 0% | 0% | 0% | 0% | 0% | 0% | 0% | 0% | 0% | 0% | 0% | 0% | 0% | 0% | 0 | 0 | 0 | 0 | 0 | 0 | 0
F7_Industrial_Other Industrial_New_Space Heating_Natural Gas_Building Automation System_A_Technical Potential | F7 | Industrial | Other Industrial | New | Space Heating | Natural Gas | Building Automation System | A | Incremental Energy Savings (MWh or mTherms) | Technical Potential | 0 | 0 | 0 | 0 | 0 | 0.00089648 | 0.0020956 | 0.0042596 | 0.0078001 | 0.013163 | 0.020748 | 0.030718 | 0.042996 | 0.057052 | 0.071723 | 0.08552 | 0.096336 | 0.10215 | 0.10118 | 0.093277 | 0.080765 | 0.064542 | 0.046681 | 0.031095 | 0.021106 | 0.019816 | 0.029502 | 0.041538 | 0 | 0 | 0
F8_Industrial_Other Industrial_New_Space Heating_Natural Gas_Building Automation System_A_Technical Potential | F8 | Industrial | Other Industrial | New | Space Heating | Natural Gas | Building Automation System | A | Incremental Summer Peak Savings (MW) | Technical Potential | 0 | 0 | 0 | 0 | 0 | 0 | 0 | 0 | 0 | 0 | 0 | 0 | 0 | 0 | 0 | 0 | 0 | 0 | 0 | 0 | 0 | 0 | 0 | 0 | 0 | 0 | 0 | 0 | 0 | 0 | 0
F9_Industrial_Other Industrial_New_Space Heating_Natural Gas_Building Automation System_A_Technical Potential | F9 | Industrial | Other Industrial | New | Space Heating | Natural Gas | Building Automation System | A | Incremental Winter Peak Savings (MW) | Technical Potential | 0 | 0 | 0 | 0 | 0 | 0 | 0 | 0 | 0 | 0 | 0 | 0 | 0 | 0 | 0 | 0 | 0 | 0 | 0 | 0 | 0 | 0 | 0 | 0 | 0 | 0 | 0 | 0 | 0 | 0 | 0
F10_Industrial_Other Industrial_New_Space Heating_Natural Gas_Building Automation System_A_Technical Potential | F10 | Industrial | Other Industrial | New | Space Heating | Natural Gas | Building Automation System | A | Cumulative Energy Savings (MWh or mTherms) | Technical Potential | 0 | 0 | 0 | 0 | 0 | 0.00089648 | 0.0029805 | 0.0072117 | 0.014959 | 0.028035 | 0.04865 | 0.079097 | 0.12163 | 0.17797 | 0.24869 | 0.33309 | 0.42825 | 0.52919 | 0.62799 | 0.71919 | 0.7974 | 0.8585 | 0.90118 | 0.92491 | 0.9335 | 0.9335 | 0.9335 | 0.9335 | 0 | 0 | 0
F11_Industrial_Other Industrial_New_Space Heating_Natural Gas_Building Automation System_A_Technical Potential | F11 | Industrial | Other Industrial | New | Space Heating | Natural Gas | Building Automation System | A | Cumulative Summer Peak Savings (MW) | Technical Potential | 0 | 0 | 0 | 0 | 0 | 0 | 0 | 0 | 0 | 0 | 0 | 0 | 0 | 0 | 0 | 0 | 0 | 0 | 0 | 0 | 0 | 0 | 0 | 0 | 0 | 0 | 0 | 0 | 0 | 0 | 0
F12_Industrial_Other Industrial_New_Space Heating_Natural Gas_Building Automation System_A_Technical Potential | F12 | Industrial | Other Industrial | New | Space Heating | Natural Gas | Building Automation System | A | Cumulative Winter Peak Savings (MW) | Technical Potential | 0 | 0 | 0 | 0 | 0 | 0 | 0 | 0 | 0 | 0 | 0 | 0 | 0 | 0 | 0 | 0 | 0 | 0 | 0 | 0 | 0 | 0 | 0 | 0 | 0 | 0 | 0 | 0 | 0 | 0 | 0
F13_Industrial_Other Industrial_New_Space Heating_Natural Gas_Building Automation System_A_Technical Potential | F13 | Industrial | Other Industrial | New | Space Heating | Natural Gas | Building Automation System | A | Purchases (Incremental) | Technical Potential | 0 | 0 | 0 | 0 | 0 | 61.4836 | 145.605 | 298.817 | 551.2152 | 935.6074 | 1481.8096 | 2206.1323 | 3106.18 | 4145.7422 | 5241.5325 | 6277.896 | 7097.055 | 7547.0418 | 7508.6232 | 6945.3129 | 6028.1488 | 4826.3832 | 3490.7283 | 2325.2809 | 1578.2942 | 1481.8096 | 2206.1323 | 3106.18 | 4145.7422 | 5241.5325 | 6277.896
F14_Industrial_Other Industrial_New_Space Heating_Natural Gas_Building Automation System_A_Technical Potential | F14 | Industrial | Other Industrial | New | Space Heating | Natural Gas | Building Automation System | A | Purchases (Cumulative) | Technical Potential | 0 | 0 | 0 | 0 | 0 | 61.4836 | 207.0887 | 505.9056 | 1057.1208 | 1992.7282 | 3474.5378 | 5680.6701 | 8786.8501 | 12932.5923 | 18174.1248 | 24452.0208 | 31549.0757 | 39096.1175 | 46604.7407 | 53550.0537 | 59516.7188 | 64197.497 | 67389.4083 | 69163.474 | 69806.1608 | 69806.1608 | 69806.1608 | 69806.1608 | 69806.1608 | 69806.1608 | 69806.1608
F1_Industrial_Other Industrial_New_Space Heating_Natural Gas_Steam System Efficiency Improvements_A_Technical Potential | F1 | Industrial | Other Industrial | New | Space Heating | Natural Gas | Steam System Efficiency Improvements | A | Original Unit Energy Savings (kWh or therms) | Technical Potential | 0 | 0 | 0 | 0 | 0 | 0 | 0 | 0 | 0 | 0 | 0 | 0 | 0 | 0 | 0 | 0 | 0 | 0 | 0 | 0 | 0 | 0 | 0 | 0 | 0 | 0 | 0 | 0 | 0 | 0 | 0
F2_Industrial_Other Industrial_New_Space Heating_Natural Gas_Steam System Efficiency Improvements_A_Technical Potential | F2 | Industrial | Other Industrial | New | Space Heating | Natural Gas | Steam System Efficiency Improvements | A | Original Unit Summer Peak Savings (kW) | Technical Potential | 0 | 0 | 0 | 0 | 0 | 0 | 0 | 0 | 0 | 0 | 0 | 0 | 0 | 0 | 0 | 0 | 0 | 0 | 0 | 0 | 0 | 0 | 0 | 0 | 0 | 0 | 0 | 0 | 0 | 0 | 0
F3_Industrial_Other Industrial_New_Space Heating_Natural Gas_Steam System Efficiency Improvements_A_Technical Potential | F3 | Industrial | Other Industrial | New | Space Heating | Natural Gas | Steam System Efficiency Improvements | A | Original Unit Winter Peak Savings (kW) | Technical Potential | 0 | 0 | 0 | 0 | 0 | 0 | 0 | 0 | 0 | 0 | 0 | 0 | 0 | 0 | 0 | 0 | 0 | 0 | 0 | 0 | 0 | 0 | 0 | 0 | 0 | 0 | 0 | 0 | 0 | 0 | 0
F4_Industrial_Other Industrial_New_Space Heating_Natural Gas_Steam System Efficiency Improvements_A_Technical Potential | F4 | Industrial | Other Industrial | New | Space Heating | Natural Gas | Steam System Efficiency Improvements | A | Standalone Impact on Baseline Energy (%) | Technical Potential | 0% | 0% | 0% | 0% | 0% | 0% | 0% | 0% | 0% | 0% | 0% | 0% | 0% | 0% | 0% | 0% | 0% | 0% | 0% | 0% | 0% | 0% | 0% | 0% | 0 | 0 | 0 | 0 | 0 | 0 | 0
F5_Industrial_Other Industrial_New_Space Heating_Natural Gas_Steam System Efficiency Improvements_A_Technical Potential | F5 | Industrial | Other Industrial | New | Space Heating | Natural Gas | Steam System Efficiency Improvements | A | Standalone Impact on Baseline Summer Peak (%) | Technical Potential | 0% | 0% | 0% | 0% | 0% | 0% | 0% | 0% | 0% | 0% | 0% | 0% | 0% | 0% | 0% | 0% | 0% | 0% | 0% | 0% | 0% | 0% | 0% | 0% | 0 | 0 | 0 | 0 | 0 | 0 | 0
F6_Industrial_Other Industrial_New_Space Heating_Natural Gas_Steam System Efficiency Improvements_A_Technical Potential | F6 | Industrial | Other Industrial | New | Space Heating | Natural Gas | Steam System Efficiency Improvements | A | Standalone Impact on Baseline Winter Peak (%) | Technical Potential | 0% | 0% | 0% | 0% | 0% | 0% | 0% | 0% | 0% | 0% | 0% | 0% | 0% | 0% | 0% | 0% | 0% | 0% | 0% | 0% | 0% | 0% | 0% | 0% | 0 | 0 | 0 | 0 | 0 | 0 | 0
F7_Industrial_Other Industrial_New_Space Heating_Natural Gas_Steam System Efficiency Improvements_A_Technical Potential | F7 | Industrial | Other Industrial | New | Space Heating | Natural Gas | Steam System Efficiency Improvements | A | Incremental Energy Savings (MWh or mTherms) | Technical Potential | 0 | 0 | 0 | 0 | 0 | 0 | 0 | 0 | 0 | 0 | 0 | 0 | 0 | 0 | 0 | 0 | 0 | 0 | 0 | 0 | 0 | 0 | 0 | 0 | 0 | 0 | 0 | 0 | 0 | 0 | 0
F8_Industrial_Other Industrial_New_Space Heating_Natural Gas_Steam System Efficiency Improvements_A_Technical Potential | F8 | Industrial | Other Industrial | New | Space Heating | Natural Gas | Steam System Efficiency Improvements | A | Incremental Summer Peak Savings (MW) | Technical Potential | 0 | 0 | 0 | 0 | 0 | 0 | 0 | 0 | 0 | 0 | 0 | 0 | 0 | 0 | 0 | 0 | 0 | 0 | 0 | 0 | 0 | 0 | 0 | 0 | 0 | 0 | 0 | 0 | 0 | 0 | 0
F9_Industrial_Other Industrial_New_Space Heating_Natural Gas_Steam System Efficiency Improvements_A_Technical Potential | F9 | Industrial | Other Industrial | New | Space Heating | Natural Gas | Steam System Efficiency Improvements | A | Incremental Winter Peak Savings (MW) | Technical Potential | 0 | 0 | 0 | 0 | 0 | 0 | 0 | 0 | 0 | 0 | 0 | 0 | 0 | 0 | 0 | 0 | 0 | 0 | 0 | 0 | 0 | 0 | 0 | 0 | 0 | 0 | 0 | 0 | 0 | 0 | 0
F10_Industrial_Other Industrial_New_Space Heating_Natural Gas_Steam System Efficiency Improvements_A_Technical Potential | F10 | Industrial | Other Industrial | New | Space Heating | Natural Gas | Steam System Efficiency Improvements | A | Cumulative Energy Savings (MWh or mTherms) | Technical Potential | 0 | 0 | 0 | 0 | 0 | 0 | 0 | 0 | 0 | 0 | 0 | 0 | 0 | 0 | 0 | 0 | 0 | 0 | 0 | 0 | 0 | 0 | 0 | 0 | 0 | 0 | 0 | 0 | 0 | 0 | 0
F11_Industrial_Other Industrial_New_Space Heating_Natural Gas_Steam System Efficiency Improvements_A_Technical Potential | F11 | Industrial | Other Industrial | New | Space Heating | Natural Gas | Steam System Efficiency Improvements | A | Cumulative Summer Peak Savings (MW) | Technical Potential | 0 | 0 | 0 | 0 | 0 | 0 | 0 | 0 | 0 | 0 | 0 | 0 | 0 | 0 | 0 | 0 | 0 | 0 | 0 | 0 | 0 | 0 | 0 | 0 | 0 | 0 | 0 | 0 | 0 | 0 | 0
F12_Industrial_Other Industrial_New_Space Heating_Natural Gas_Steam System Efficiency Improvements_A_Technical Potential | F12 | Industrial | Other Industrial | New | Space Heating | Natural Gas | Steam System Efficiency Improvements | A | Cumulative Winter Peak Savings (MW) | Technical Potential | 0 | 0 | 0 | 0 | 0 | 0 | 0 | 0 | 0 | 0 | 0 | 0 | 0 | 0 | 0 | 0 | 0 | 0 | 0 | 0 | 0 | 0 | 0 | 0 | 0 | 0 | 0 | 0 | 0 | 0 | 0
F13_Industrial_Other Industrial_New_Space Heating_Natural Gas_Steam System Efficiency Improvements_A_Technical Potential | F13 | Industrial | Other Industrial | New | Space Heating | Natural Gas | Steam System Efficiency Improvements | A | Purchases (Incremental) | Technical Potential | 0 | 0 | 0 | 0 | 0 | 0 | 0 | 0 | 0 | 0 | 0 | 0 | 0 | 0 | 0 | 0 | 0 | 0 | 0 | 0 | 0 | 0 | 0 | 0 | 0 | 0 | 0 | 0 | 0 | 0 | 0
F14_Industrial_Other Industrial_New_Space Heating_Natural Gas_Steam System Efficiency Improvements_A_Technical Potential | F14 | Industrial | Other Industrial | New | Space Heating | Natural Gas | Steam System Efficiency Improvements | A | Purchases (Cumulative) | Technical Potential | 0 | 0 | 0 | 0 | 0 | 0 | 0 | 0 | 0 | 0 | 0 | 0 | 0 | 0 | 0 | 0 | 0 | 0 | 0 | 0 | 0 | 0 | 0 | 0 | 0 | 0 | 0 | 0 | 0 | 0 | 0
F1_Industrial_Other Industrial_New_Process_Natural Gas_Steam System Efficiency Improvements_A_Technical Potential | F1 | Industrial | Other Industrial | New | Process | Natural Gas | Steam System Efficiency Improvements | A | Original Unit Energy Savings (kWh or therms) | Technical Potential | 0 | 0 | 0 | 0 | 0 | 0.10623 | 0.10623 | 0.10623 | 0.10623 | 0.10623 | 0.10623 | 0.10623 | 0.10623 | 0.10623 | 0.10623 | 0.10623 | 0.10623 | 0.10623 | 0.10623 | 0.10623 | 0.10623 | 0.10623 | 0.10623 | 0.10623 | 0.10623 | 0.10623 | 0.10623 | 0.10623 | 0.10623 | 0.10623 | 0.10623
F2_Industrial_Other Industrial_New_Process_Natural Gas_Steam System Efficiency Improvements_A_Technical Potential | F2 | Industrial | Other Industrial | New | Process | Natural Gas | Steam System Efficiency Improvements | A | Original Unit Summer Peak Savings (kW) | Technical Potential | 0 | 0 | 0 | 0 | 0 | 0 | 0 | 0 | 0 | 0 | 0 | 0 | 0 | 0 | 0 | 0 | 0 | 0 | 0 | 0 | 0 | 0 | 0 | 0 | 0 | 0 | 0 | 0 | 0 | 0 | 0
F3_Industrial_Other Industrial_New_Process_Natural Gas_Steam System Efficiency Improvements_A_Technical Potential | F3 | Industrial | Other Industrial | New | Process | Natural Gas | Steam System Efficiency Improvements | A | Original Unit Winter Peak Savings (kW) | Technical Potential | 0 | 0 | 0 | 0 | 0 | 0 | 0 | 0 | 0 | 0 | 0 | 0 | 0 | 0 | 0 | 0 | 0 | 0 | 0 | 0 | 0 | 0 | 0 | 0 | 0 | 0 | 0 | 0 | 0 | 0 | 0
F4_Industrial_Other Industrial_New_Process_Natural Gas_Steam System Efficiency Improvements_A_Technical Potential | F4 | Industrial | Other Industrial | New | Process | Natural Gas | Steam System Efficiency Improvements | A | Standalone Impact on Baseline Energy (%) | Technical Potential | 0% | 0% | 0% | 0% | 0% | 6.246e-05% | 0.0001776% | 0.0003753% | 0.0006916% | 0.001166% | 0.001806% | 0.002646% | 0.003685% | 0.004897% | 0.006224% | 0.007558% | 0.008771% | 0.009704% | 0.01021% | 0.0102% | 0.00972% | 0.009283% | 0.008886% | 0.008523% | 8.1889e-05 | 7.8813e-05 | 7.5967e-05 | 7.3326e-05 | 0 | 0 | 0
F5_Industrial_Other Industrial_New_Process_Natural Gas_Steam System Efficiency Improvements_A_Technical Potential | F5 | Industrial | Other Industrial | New | Process | Natural Gas | Steam System Efficiency Improvements | A | Standalone Impact on Baseline Summer Peak (%) | Technical Potential | 0% | 0% | 0% | 0% | 0% | 0% | 0% | 0% | 0% | 0% | 0% | 0% | 0% | 0% | 0% | 0% | 0% | 0% | 0% | 0% | 0% | 0% | 0% | 0% | 0 | 0 | 0 | 0 | 0 | 0 | 0
F6_Industrial_Other Industrial_New_Process_Natural Gas_Steam System Efficiency Improvements_A_Technical Potential | F6 | Industrial | Other Industrial | New | Process | Natural Gas | Steam System Efficiency Improvements | A | Standalone Impact on Baseline Winter Peak (%) | Technical Potential | 0% | 0% | 0% | 0% | 0% | 0% | 0% | 0% | 0% | 0% | 0% | 0% | 0% | 0% | 0% | 0% | 0% | 0% | 0% | 0% | 0% | 0% | 0% | 0% | 0 | 0 | 0 | 0 | 0 | 0 | 0
F7_Industrial_Other Industrial_New_Process_Natural Gas_Steam System Efficiency Improvements_A_Technical Potential | F7 | Industrial | Other Industrial | New | Process | Natural Gas | Steam System Efficiency Improvements | A | Incremental Energy Savings (MWh or mTherms) | Technical Potential | 0 | 0 | 0 | 0 | 0 | 0.00010671 | 0.00025271 | 0.00051862 | 0.00095668 | 0.0016238 | 0.0025718 | 0.0038289 | 0.005391 | 0.0071953 | 0.0090971 | 0.010896 | 0.012318 | 0.013098 | 0.013032 | 0.012054 | 0.010896 | 0.012318 | 0.013098 | 0.013032 | 0.012054 | 0.010896 | 0.012318 | 0.013098 | 0.013032 | 0.012054 | 0.010896
F8_Industrial_Other Industrial_New_Process_Natural Gas_Steam System Efficiency Improvements_A_Technical Potential | F8 | Industrial | Other Industrial | New | Process | Natural Gas | Steam System Efficiency Improvements | A | Incremental Summer Peak Savings (MW) | Technical Potential | 0 | 0 | 0 | 0 | 0 | 0 | 0 | 0 | 0 | 0 | 0 | 0 | 0 | 0 | 0 | 0 | 0 | 0 | 0 | 0 | 0 | 0 | 0 | 0 | 0 | 0 | 0 | 0 | 0 | 0 | 0
F9_Industrial_Other Industrial_New_Process_Natural Gas_Steam System Efficiency Improvements_A_Technical Potential | F9 | Industrial | Other Industrial | New | Process | Natural Gas | Steam System Efficiency Improvements | A | Incremental Winter Peak Savings (MW) | Technical Potential | 0 | 0 | 0 | 0 | 0 | 0 | 0 | 0 | 0 | 0 | 0 | 0 | 0 | 0 | 0 | 0 | 0 | 0 | 0 | 0 | 0 | 0 | 0 | 0 | 0 | 0 | 0 | 0 | 0 | 0 | 0
F10_Industrial_Other Industrial_New_Process_Natural Gas_Steam System Efficiency Improvements_A_Technical Potential | F10 | Industrial | Other Industrial | New | Process | Natural Gas | Steam System Efficiency Improvements | A | Cumulative Energy Savings (MWh or mTherms) | Technical Potential | 0 | 0 | 0 | 0 | 0 | 0.00010671 | 0.00035942 | 0.00087804 | 0.0018347 | 0.0034585 | 0.0059236 | 0.0094998 | 0.014372 | 0.020611 | 0.028084 | 0.036408 | 0.044897 | 0.052604 | 0.058441 | 0.061398 | 0.061398 | 0.061398 | 0.061398 | 0.061398 | 0.061398 | 0.061398 | 0.061398 | 0.061398 | 0.061398 | 0.061398 | 0.061398
F11_Industrial_Other Industrial_New_Process_Natural Gas_Steam System Efficiency Improvements_A_Technical Potential | F11 | Industrial | Other Industrial | New | Process | Natural Gas | Steam System Efficiency Improvements | A | Cumulative Summer Peak Savings (MW) | Technical Potential | 0 | 0 | 0 | 0 | 0 | 0 | 0 | 0 | 0 | 0 | 0 | 0 | 0 | 0 | 0 | 0 | 0 | 0 | 0 | 0 | 0 | 0 | 0 | 0 | 0 | 0 | 0 | 0 | 0 | 0 | 0
F12_Industrial_Other Industrial_New_Process_Natural Gas_Steam System Efficiency Improvements_A_Technical Potential | F12 | Industrial | Other Industrial | New | Process | Natural Gas | Steam System Efficiency Improvements | A | Cumulative Winter Peak Savings (MW) | Technical Potential | 0 | 0 | 0 | 0 | 0 | 0 | 0 | 0 | 0 | 0 | 0 | 0 | 0 | 0 | 0 | 0 | 0 | 0 | 0 | 0 | 0 | 0 | 0 | 0 | 0 | 0 | 0 | 0 | 0 | 0 | 0
F13_Industrial_Other Industrial_New_Process_Natural Gas_Steam System Efficiency Improvements_A_Technical Potential | F13 | Industrial | Other Industrial | New | Process | Natural Gas | Steam System Efficiency Improvements | A | Purchases (Incremental) | Technical Potential | 0 | 0 | 0 | 0 | 0 | 1.0045 | 2.3789 | 4.8821 | 9.0058 | 15.286 | 24.2098 | 36.0439 | 50.7489 | 67.7333 | 85.6363 | 102.5684 | 115.9519 | 123.3038 | 122.6761 | 113.4727 | 102.5684 | 115.9519 | 123.3038 | 122.6761 | 113.4727 | 102.5684 | 115.9519 | 123.3038 | 122.6761 | 113.4727 | 102.5684
F14_Industrial_Other Industrial_New_Process_Natural Gas_Steam System Efficiency Improvements_A_Technical Potential | F14 | Industrial | Other Industrial | New | Process | Natural Gas | Steam System Efficiency Improvements | A | Purchases (Cumulative) | Technical Potential | 0 | 0 | 0 | 0 | 0 | 1.0045 | 3.3834 | 8.2655 | 17.2713 | 32.5572 | 55.7626 | 89.4275 | 135.2943 | 194.0218 | 264.3721 | 342.7307 | 422.6387 | 495.1936 | 550.1365 | 577.9729 | 577.9729 | 577.9729 | 577.9729 | 577.9729 | 577.9729 | 577.9729 | 577.9729 | 577.9729 | 577.9729 | 577.9729 | 577.9729
F1_Industrial_Other Industrial_New_Space Heating_Natural Gas_Strategic Energy Management_A_Technical Potential | F1 | Industrial | Other Industrial | New | Space Heating | Natural Gas | Strategic Energy Management | A | Original Unit Energy Savings (kWh or therms) | Technical Potential | 0 | 0 | 0 | 0 | 0 | 2.9566 | 2.9184 | 2.8905 | 2.8694 | 2.8527 | 2.8392 | 2.8234 | 2.8068 | 2.7904 | 2.7746 | 2.7622 | 2.7524 | 2.7446 | 2.7323 | 2.7233 | 2.7167 | 2.7116 | 2.7116 | 2.7116 | 2.7116 | 2.7116 | 2.7116 | 2.7116 | 0 | 0 | 0
F2_Industrial_Other Industrial_New_Space Heating_Natural Gas_Strategic Energy Management_A_Technical Potential | F2 | Industrial | Other Industrial | New | Space Heating | Natural Gas | Strategic Energy Management | A | Original Unit Summer Peak Savings (kW) | Technical Potential | 0 | 0 | 0 | 0 | 0 | 0 | 0 | 0 | 0 | 0 | 0 | 0 | 0 | 0 | 0 | 0 | 0 | 0 | 0 | 0 | 0 | 0 | 0 | 0 | 0 | 0 | 0 | 0 | 0 | 0 | 0
F3_Industrial_Other Industrial_New_Space Heating_Natural Gas_Strategic Energy Management_A_Technical Potential | F3 | Industrial | Other Industrial | New | Space Heating | Natural Gas | Strategic Energy Management | A | Original Unit Winter Peak Savings (kW) | Technical Potential | 0 | 0 | 0 | 0 | 0 | 0 | 0 | 0 | 0 | 0 | 0 | 0 | 0 | 0 | 0 | 0 | 0 | 0 | 0 | 0 | 0 | 0 | 0 | 0 | 0 | 0 | 0 | 0 | 0 | 0 | 0
F4_Industrial_Other Industrial_New_Space Heating_Natural Gas_Strategic Energy Management_A_Technical Potential | F4 | Industrial | Other Industrial | New | Space Heating | Natural Gas | Strategic Energy Management | A | Standalone Impact on Baseline Energy (%) | Technical Potential | 0% | 0% | 0% | 0% | 0% | 0.06746% | 0.1244% | 0.1751% | 0.2218% | 0.2658% | 0.2727% | 0.2786% | 0.2835% | 0.2877% | 0.2914% | 0.2945% | 0.2972% | 0.2996% | 0.3017% | 0.3037% | 0.3054% | 0.3069% | 0.3083% | 0.3096% | 0.0031077 | 0.0029909 | 0.0028829 | 0.0027827 | 0 | 0 | 0
F5_Industrial_Other Industrial_New_Space Heating_Natural Gas_Strategic Energy Management_A_Technical Potential | F5 | Industrial | Other Industrial | New | Space Heating | Natural Gas | Strategic Energy Management | A | Standalone Impact on Baseline Summer Peak (%) | Technical Potential | 0% | 0% | 0% | 0% | 0% | 0% | 0% | 0% | 0% | 0% | 0% | 0% | 0% | 0% | 0% | 0% | 0% | 0% | 0% | 0% | 0% | 0% | 0% | 0% | 0 | 0 | 0 | 0 | 0 | 0 | 0
F6_Industrial_Other Industrial_New_Space Heating_Natural Gas_Strategic Energy Management_A_Technical Potential | F6 | Industrial | Other Industrial | New | Space Heating | Natural Gas | Strategic Energy Management | A | Standalone Impact on Baseline Winter Peak (%) | Technical Potential | 0% | 0% | 0% | 0% | 0% | 0% | 0% | 0% | 0% | 0% | 0% | 0% | 0% | 0% | 0% | 0% | 0% | 0% | 0% | 0% | 0% | 0% | 0% | 0% | 0 | 0 | 0 | 0 | 0 | 0 | 0
F7_Industrial_Other Industrial_New_Space Heating_Natural Gas_Strategic Energy Management_A_Technical Potential | F7 | Industrial | Other Industrial | New | Space Heating | Natural Gas | Strategic Energy Management | A | Incremental Energy Savings (MWh or mTherms) | Technical Potential | 0 | 0 | 0 | 0 | 0 | 0.0056371 | 0.0065922 | 0.0075467 | 0.0084956 | 0.009445 | 0.010395 | 0.011314 | 0.012216 | 0.013106 | 0.013972 | 0.014849 | 0.015723 | 0.016604 | 0.017445 | 0.018292 | 0.019152 | 0.020014 | 0.020909 | 0.021801 | 0.022689 | 0.019116 | 0.020014 | 0.020909 | 0 | 0 | 0
F8_Industrial_Other Industrial_New_Space Heating_Natural Gas_Strategic Energy Management_A_Technical Potential | F8 | Industrial | Other Industrial | New | Space Heating | Natural Gas | Strategic Energy Management | A | Incremental Summer Peak Savings (MW) | Technical Potential | 0 | 0 | 0 | 0 | 0 | 0 | 0 | 0 | 0 | 0 | 0 | 0 | 0 | 0 | 0 | 0 | 0 | 0 | 0 | 0 | 0 | 0 | 0 | 0 | 0 | 0 | 0 | 0 | 0 | 0 | 0
F9_Industrial_Other Industrial_New_Space Heating_Natural Gas_Strategic Energy Management_A_Technical Potential | F9 | Industrial | Other Industrial | New | Space Heating | Natural Gas | Strategic Energy Management | A | Incremental Winter Peak Savings (MW) | Technical Potential | 0 | 0 | 0 | 0 | 0 | 0 | 0 | 0 | 0 | 0 | 0 | 0 | 0 | 0 | 0 | 0 | 0 | 0 | 0 | 0 | 0 | 0 | 0 | 0 | 0 | 0 | 0 | 0 | 0 | 0 | 0
F10_Industrial_Other Industrial_New_Space Heating_Natural Gas_Strategic Energy Management_A_Technical Potential | F10 | Industrial | Other Industrial | New | Space Heating | Natural Gas | Strategic Energy Management | A | Cumulative Energy Savings (MWh or mTherms) | Technical Potential | 0 | 0 | 0 | 0 | 0 | 0.0056371 | 0.012156 | 0.019587 | 0.027939 | 0.037222 | 0.042028 | 0.04673 | 0.051344 | 0.055889 | 0.060357 | 0.064822 | 0.069286 | 0.073748 | 0.078029 | 0.08235 | 0.0867 | 0.091061 | 0.095566 | 0.10005 | 0.10453 | 0.10453 | 0.10453 | 0.10453 | 0 | 0 | 0
F11_Industrial_Other Industrial_New_Space Heating_Natural Gas_Strategic Energy Management_A_Technical Potential | F11 | Industrial | Other Industrial | New | Space Heating | Natural Gas | Strategic Energy Management | A | Cumulative Summer Peak Savings (MW) | Technical Potential | 0 | 0 | 0 | 0 | 0 | 0 | 0 | 0 | 0 | 0 | 0 | 0 | 0 | 0 | 0 | 0 | 0 | 0 | 0 | 0 | 0 | 0 | 0 | 0 | 0 | 0 | 0 | 0 | 0 | 0 | 0
F12_Industrial_Other Industrial_New_Space Heating_Natural Gas_Strategic Energy Management_A_Technical Potential | F12 | Industrial | Other Industrial | New | Space Heating | Natural Gas | Strategic Energy Management | A | Cumulative Winter Peak Savings (MW) | Technical Potential | 0 | 0 | 0 | 0 | 0 | 0 | 0 | 0 | 0 | 0 | 0 | 0 | 0 | 0 | 0 | 0 | 0 | 0 | 0 | 0 | 0 | 0 | 0 | 0 | 0 | 0 | 0 | 0 | 0 | 0 | 0
F13_Industrial_Other Industrial_New_Space Heating_Natural Gas_Strategic Energy Management_A_Technical Potential | F13 | Industrial | Other Industrial | New | Space Heating | Natural Gas | Strategic Energy Management | A | Purchases (Incremental) | Technical Potential | 0 | 0 | 0 | 0 | 0 | 1.9066 | 2.2588 | 2.6109 | 2.9608 | 3.3109 | 3.6613 | 4.0073 | 4.3523 | 4.6967 | 5.0355 | 5.3757 | 5.7126 | 6.0495 | 6.3848 | 6.717 | 7.0497 | 7.381 | 7.7109 | 8.0397 | 8.3674 | 7.0497 | 7.381 | 7.7109 | 8.0397 | 8.3674 | 7.0497
F14_Industrial_Other Industrial_New_Space Heating_Natural Gas_Strategic Energy Management_A_Technical Potential | F14 | Industrial | Other Industrial | New | Space Heating | Natural Gas | Strategic Energy Management | A | Purchases (Cumulative) | Technical Potential | 0 | 0 | 0 | 0 | 0 | 1.9066 | 4.1655 | 6.7763 | 9.7371 | 13.0481 | 14.8028 | 16.5512 | 18.2927 | 20.0286 | 21.7532 | 23.4675 | 25.1727 | 26.8699 | 28.558 | 30.2395 | 31.9135 | 33.5819 | 35.2434 | 36.8983 | 38.5487 | 38.5487 | 38.5487 | 38.5487 | 38.5487 | 38.5487 | 38.5487
F1_Industrial_Other Industrial_New_Process_Natural Gas_Strategic Energy Management_A_Technical Potential | F1 | Industrial | Other Industrial | New | Process | Natural Gas | Strategic Energy Management | A | Original Unit Energy Savings (kWh or therms) | Technical Potential | 0 | 0 | 0 | 0 | 0 | 1.4066 | 1.4066 | 1.4066 | 1.4066 | 1.4066 | 1.4066 | 1.4066 | 1.4066 | 1.4066 | 1.4066 | 1.4066 | 1.4066 | 1.4066 | 1.4066 | 1.4066 | 1.4066 | 1.4066 | 1.4066 | 1.4066 | 1.4066 | 1.4066 | 1.4066 | 1.4066 | 0 | 0 | 0
F2_Industrial_Other Industrial_New_Process_Natural Gas_Strategic Energy Management_A_Technical Potential | F2 | Industrial | Other Industrial | New | Process | Natural Gas | Strategic Energy Management | A | Original Unit Summer Peak Savings (kW) | Technical Potential | 0 | 0 | 0 | 0 | 0 | 0 | 0 | 0 | 0 | 0 | 0 | 0 | 0 | 0 | 0 | 0 | 0 | 0 | 0 | 0 | 0 | 0 | 0 | 0 | 0 | 0 | 0 | 0 | 0 | 0 | 0
F3_Industrial_Other Industrial_New_Process_Natural Gas_Strategic Energy Management_A_Technical Potential | F3 | Industrial | Other Industrial | New | Process | Natural Gas | Strategic Energy Management | A | Original Unit Winter Peak Savings (kW) | Technical Potential | 0 | 0 | 0 | 0 | 0 | 0 | 0 | 0 | 0 | 0 | 0 | 0 | 0 | 0 | 0 | 0 | 0 | 0 | 0 | 0 | 0 | 0 | 0 | 0 | 0 | 0 | 0 | 0 | 0 | 0 | 0
F4_Industrial_Other Industrial_New_Process_Natural Gas_Strategic Energy Management_A_Technical Potential | F4 | Industrial | Other Industrial | New | Process | Natural Gas | Strategic Energy Management | A | Standalone Impact on Baseline Energy (%) | Technical Potential | 0% | 0% | 0% | 0% | 0% | 0.09675% | 0.1784% | 0.2511% | 0.3182% | 0.3813% | 0.3912% | 0.3996% | 0.4066% | 0.4126% | 0.418% | 0.4224% | 0.4263% | 0.4297% | 0.4327% | 0.4356% | 0.438% | 0.4402% | 0.4422% | 0.444% | 0.0044573 | 0.0042898 | 0.0041349 | 0.0039912 | 0 | 0 | 0
F5_Industrial_Other Industrial_New_Process_Natural Gas_Strategic Energy Management_A_Technical Potential | F5 | Industrial | Other Industrial | New | Process | Natural Gas | Strategic Energy Management | A | Standalone Impact on Baseline Summer Peak (%) | Technical Potential | 0% | 0% | 0% | 0% | 0% | 0% | 0% | 0% | 0% | 0% | 0% | 0% | 0% | 0% | 0% | 0% | 0% | 0% | 0% | 0% | 0% | 0% | 0% | 0% | 0 | 0 | 0 | 0 | 0 | 0 | 0
F6_Industrial_Other Industrial_New_Process_Natural Gas_Strategic Energy Management_A_Technical Potential | F6 | Industrial | Other Industrial | New | Process | Natural Gas | Strategic Energy Management | A | Standalone Impact on Baseline Winter Peak (%) | Technical Potential | 0% | 0% | 0% | 0% | 0% | 0% | 0% | 0% | 0% | 0% | 0% | 0% | 0% | 0% | 0% | 0% | 0% | 0% | 0% | 0% | 0% | 0% | 0% | 0% | 0 | 0 | 0 | 0 | 0 | 0 | 0
F7_Industrial_Other Industrial_New_Process_Natural Gas_Strategic Energy Management_A_Technical Potential | F7 | Industrial | Other Industrial | New | Process | Natural Gas | Strategic Energy Management | A | Incremental Energy Savings (MWh or mTherms) | Technical Potential | 0 | 0 | 0 | 0 | 0 | 0.16529 | 0.19583 | 0.22634 | 0.25668 | 0.28703 | 0.31741 | 0.34741 | 0.37732 | 0.40717 | 0.43654 | 0.46603 | 0.49524 | 0.52445 | 0.55351 | 0.58232 | 0.61116 | 0.63988 | 0.66849 | 0.69699 | 0.7254 | 0.61116 | 0.63988 | 0.66849 | 0 | 0 | 0
F8_Industrial_Other Industrial_New_Process_Natural Gas_Strategic Energy Management_A_Technical Potential | F8 | Industrial | Other Industrial | New | Process | Natural Gas | Strategic Energy Management | A | Incremental Summer Peak Savings (MW) | Technical Potential | 0 | 0 | 0 | 0 | 0 | 0 | 0 | 0 | 0 | 0 | 0 | 0 | 0 | 0 | 0 | 0 | 0 | 0 | 0 | 0 | 0 | 0 | 0 | 0 | 0 | 0 | 0 | 0 | 0 | 0 | 0
F9_Industrial_Other Industrial_New_Process_Natural Gas_Strategic Energy Management_A_Technical Potential | F9 | Industrial | Other Industrial | New | Process | Natural Gas | Strategic Energy Management | A | Incremental Winter Peak Savings (MW) | Technical Potential | 0 | 0 | 0 | 0 | 0 | 0 | 0 | 0 | 0 | 0 | 0 | 0 | 0 | 0 | 0 | 0 | 0 | 0 | 0 | 0 | 0 | 0 | 0 | 0 | 0 | 0 | 0 | 0 | 0 | 0 | 0
F10_Industrial_Other Industrial_New_Process_Natural Gas_Strategic Energy Management_A_Technical Potential | F10 | Industrial | Other Industrial | New | Process | Natural Gas | Strategic Energy Management | A | Cumulative Energy Savings (MWh or mTherms) | Technical Potential | 0 | 0 | 0 | 0 | 0 | 0.16529 | 0.36112 | 0.58746 | 0.84414 | 1.1312 | 1.2833 | 1.4349 | 1.5859 | 1.7363 | 1.8858 | 2.0345 | 2.1823 | 2.3294 | 2.4758 | 2.6216 | 2.7667 | 2.9113 | 3.0554 | 3.1988 | 3.3419 | 3.3419 | 3.3419 | 3.3419 | 0 | 0 | 0
F11_Industrial_Other Industrial_New_Process_Natural Gas_Strategic Energy Management_A_Technical Potential | F11 | Industrial | Other Industrial | New | Process | Natural Gas | Strategic Energy Management | A | Cumulative Summer Peak Savings (MW) | Technical Potential | 0 | 0 | 0 | 0 | 0 | 0 | 0 | 0 | 0 | 0 | 0 | 0 | 0 | 0 | 0 | 0 | 0 | 0 | 0 | 0 | 0 | 0 | 0 | 0 | 0 | 0 | 0 | 0 | 0 | 0 | 0
F12_Industrial_Other Industrial_New_Process_Natural Gas_Strategic Energy Management_A_Technical Potential | F12 | Industrial | Other Industrial | New | Process | Natural Gas | Strategic Energy Management | A | Cumulative Winter Peak Savings (MW) | Technical Potential | 0 | 0 | 0 | 0 | 0 | 0 | 0 | 0 | 0 | 0 | 0 | 0 | 0 | 0 | 0 | 0 | 0 | 0 | 0 | 0 | 0 | 0 | 0 | 0 | 0 | 0 | 0 | 0 | 0 | 0 | 0
F13_Industrial_Other Industrial_New_Process_Natural Gas_Strategic Energy Management_A_Technical Potential | F13 | Industrial | Other Industrial | New | Process | Natural Gas | Strategic Energy Management | A | Purchases (Incremental) | Technical Potential | 0 | 0 | 0 | 0 | 0 | 117.5155 | 139.2238 | 160.9202 | 182.4886 | 204.0687 | 225.6667 | 246.9903 | 268.2557 | 289.478 | 310.3632 | 331.3282 | 352.0932 | 372.8609 | 393.5241 | 414.003 | 434.5062 | 454.9245 | 475.2635 | 495.5283 | 515.7243 | 434.5062 | 454.9245 | 475.2635 | 495.5283 | 515.7243 | 434.5062
F14_Industrial_Other Industrial_New_Process_Natural Gas_Strategic Energy Management_A_Technical Potential | F14 | Industrial | Other Industrial | New | Process | Natural Gas | Strategic Energy Management | A | Purchases (Cumulative) | Technical Potential | 0 | 0 | 0 | 0 | 0 | 117.5155 | 256.7393 | 417.6595 | 600.1481 | 804.2169 | 912.368 | 1020.1346 | 1127.4701 | 1234.4595 | 1340.7539 | 1446.4154 | 1551.5182 | 1656.1234 | 1760.1695 | 1863.8094 | 1966.9874 | 2069.8187 | 2172.2212 | 2274.2254 | 2375.9467 | 2375.9467 | 2375.9467 | 2375.9467 | 2375.9467 | 2375.9467 | 2375.9467
F1_Industrial_Other Industrial_New_Miscellaneous_Natural Gas_Strategic Energy Management_A_Technical Potential | F1 | Industrial | Other Industrial | New | Miscellaneous | Natural Gas | Strategic Energy Management | A | Original Unit Energy Savings (kWh or therms) | Technical Potential | 0 | 0 | 0 | 0 | 0 | 0.89787 | 0.89787 | 0.89787 | 0.89787 | 0.89787 | 0.89787 | 0.89787 | 0.89787 | 0.89787 | 0.89787 | 0.89787 | 0.89787 | 0.89787 | 0.89787 | 0.89787 | 0.89787 | 0.89787 | 0.89787 | 0.89787 | 0.89787 | 0.89787 | 0.89787 | 0.89787 | 0 | 0 | 0
F2_Industrial_Other Industrial_New_Miscellaneous_Natural Gas_Strategic Energy Management_A_Technical Potential | F2 | Industrial | Other Industrial | New | Miscellaneous | Natural Gas | Strategic Energy Management | A | Original Unit Summer Peak Savings (kW) | Technical Potential | 0 | 0 | 0 | 0 | 0 | 0 | 0 | 0 | 0 | 0 | 0 | 0 | 0 | 0 | 0 | 0 | 0 | 0 | 0 | 0 | 0 | 0 | 0 | 0 | 0 | 0 | 0 | 0 | 0 | 0 | 0
F3_Industrial_Other Industrial_New_Miscellaneous_Natural Gas_Strategic Energy Management_A_Technical Potential | F3 | Industrial | Other Industrial | New | Miscellaneous | Natural Gas | Strategic Energy Management | A | Original Unit Winter Peak Savings (kW) | Technical Potential | 0 | 0 | 0 | 0 | 0 | 0 | 0 | 0 | 0 | 0 | 0 | 0 | 0 | 0 | 0 | 0 | 0 | 0 | 0 | 0 | 0 | 0 | 0 | 0 | 0 | 0 | 0 | 0 | 0 | 0 | 0
F4_Industrial_Other Industrial_New_Miscellaneous_Natural Gas_Strategic Energy Management_A_Technical Potential | F4 | Industrial | Other Industrial | New | Miscellaneous | Natural Gas | Strategic Energy Management | A | Standalone Impact on Baseline Energy (%) | Technical Potential | 0% | 0% | 0% | 0% | 0% | 0.09675% | 0.1784% | 0.2511% | 0.3182% | 0.3813% | 0.3912% | 0.3996% | 0.4066% | 0.4126% | 0.418% | 0.4224% | 0.4263% | 0.4297% | 0.4327% | 0.4356% | 0.438% | 0.4402% | 0.4422% | 0.444% | 0.0044573 | 0.0042898 | 0.0041349 | 0.0039912 | 0 | 0 | 0
F5_Industrial_Other Industrial_New_Miscellaneous_Natural Gas_Strategic Energy Management_A_Technical Potential | F5 | Industrial | Other Industrial | New | Miscellaneous | Natural Gas | Strategic Energy Management | A | Standalone Impact on Baseline Summer Peak (%) | Technical Potential | 0% | 0% | 0% | 0% | 0% | 0% | 0% | 0% | 0% | 0% | 0% | 0% | 0% | 0% | 0% | 0% | 0% | 0% | 0% | 0% | 0% | 0% | 0% | 0% | 0 | 0 | 0 | 0 | 0 | 0 | 0
F6_Industrial_Other Industrial_New_Miscellaneous_Natural Gas_Strategic Energy Management_A_Technical Potential | F6 | Industrial | Other Industrial | New | Miscellaneous | Natural Gas | Strategic Energy Management | A | Standalone Impact on Baseline Winter Peak (%) | Technical Potential | 0% | 0% | 0% | 0% | 0% | 0% | 0% | 0% | 0% | 0% | 0% | 0% | 0% | 0% | 0% | 0% | 0% | 0% | 0% | 0% | 0% | 0% | 0% | 0% | 0 | 0 | 0 | 0 | 0 | 0 | 0
F7_Industrial_Other Industrial_New_Miscellaneous_Natural Gas_Strategic Energy Management_A_Technical Potential | F7 | Industrial | Other Industrial | New | Miscellaneous | Natural Gas | Strategic Energy Management | A | Incremental Energy Savings (MWh or mTherms) | Technical Potential | 0 | 0 | 0 | 0 | 0 | 0.026378 | 0.031251 | 0.036121 | 0.040963 | 0.045807 | 0.050655 | 0.055441 | 0.060215 | 0.064978 | 0.069667 | 0.074372 | 0.079034 | 0.083695 | 0.088333 | 0.09293 | 0.097533 | 0.10212 | 0.10668 | 0.11123 | 0.11576 | 0.097533 | 0.10212 | 0.10668 | 0 | 0 | 0
F8_Industrial_Other Industrial_New_Miscellaneous_Natural Gas_Strategic Energy Management_A_Technical Potential | F8 | Industrial | Other Industrial | New | Miscellaneous | Natural Gas | Strategic Energy Management | A | Incremental Summer Peak Savings (MW) | Technical Potential | 0 | 0 | 0 | 0 | 0 | 0 | 0 | 0 | 0 | 0 | 0 | 0 | 0 | 0 | 0 | 0 | 0 | 0 | 0 | 0 | 0 | 0 | 0 | 0 | 0 | 0 | 0 | 0 | 0 | 0 | 0
F9_Industrial_Other Industrial_New_Miscellaneous_Natural Gas_Strategic Energy Management_A_Technical Potential | F9 | Industrial | Other Industrial | New | Miscellaneous | Natural Gas | Strategic Energy Management | A | Incremental Winter Peak Savings (MW) | Technical Potential | 0 | 0 | 0 | 0 | 0 | 0 | 0 | 0 | 0 | 0 | 0 | 0 | 0 | 0 | 0 | 0 | 0 | 0 | 0 | 0 | 0 | 0 | 0 | 0 | 0 | 0 | 0 | 0 | 0 | 0 | 0
F10_Industrial_Other Industrial_New_Miscellaneous_Natural Gas_Strategic Energy Management_A_Technical Potential | F10 | Industrial | Other Industrial | New | Miscellaneous | Natural Gas | Strategic Energy Management | A | Cumulative Energy Savings (MWh or mTherms) | Technical Potential | 0 | 0 | 0 | 0 | 0 | 0.026378 | 0.05763 | 0.093751 | 0.13471 | 0.18052 | 0.2048 | 0.22899 | 0.25308 | 0.2771 | 0.30096 | 0.32467 | 0.34827 | 0.37175 | 0.3951 | 0.41837 | 0.44153 | 0.46461 | 0.48759 | 0.51049 | 0.53332 | 0.53332 | 0.53332 | 0.53332 | 0 | 0 | 0
F11_Industrial_Other Industrial_New_Miscellaneous_Natural Gas_Strategic Energy Management_A_Technical Potential | F11 | Industrial | Other Industrial | New | Miscellaneous | Natural Gas | Strategic Energy Management | A | Cumulative Summer Peak Savings (MW) | Technical Potential | 0 | 0 | 0 | 0 | 0 | 0 | 0 | 0 | 0 | 0 | 0 | 0 | 0 | 0 | 0 | 0 | 0 | 0 | 0 | 0 | 0 | 0 | 0 | 0 | 0 | 0 | 0 | 0 | 0 | 0 | 0
F12_Industrial_Other Industrial_New_Miscellaneous_Natural Gas_Strategic Energy Management_A_Technical Potential | F12 | Industrial | Other Industrial | New | Miscellaneous | Natural Gas | Strategic Energy Management | A | Cumulative Winter Peak Savings (MW) | Technical Potential | 0 | 0 | 0 | 0 | 0 | 0 | 0 | 0 | 0 | 0 | 0 | 0 | 0 | 0 | 0 | 0 | 0 | 0 | 0 | 0 | 0 | 0 | 0 | 0 | 0 | 0 | 0 | 0 | 0 | 0 | 0
F13_Industrial_Other Industrial_New_Miscellaneous_Natural Gas_Strategic Energy Management_A_Technical Potential | F13 | Industrial | Other Industrial | New | Miscellaneous | Natural Gas | Strategic Energy Management | A | Purchases (Incremental) | Technical Potential | 0 | 0 | 0 | 0 | 0 | 29.3789 | 34.806 | 40.23 | 45.6222 | 51.0172 | 56.4167 | 61.7476 | 67.0639 | 72.3695 | 77.5908 | 82.832 | 88.0233 | 93.2152 | 98.381 | 103.5008 | 108.6265 | 113.7311 | 118.8159 | 123.8821 | 128.9311 | 108.6265 | 113.7311 | 118.8159 | 123.8821 | 128.9311 | 108.6265
F14_Industrial_Other Industrial_New_Miscellaneous_Natural Gas_Strategic Energy Management_A_Technical Potential | F14 | Industrial | Other Industrial | New | Miscellaneous | Natural Gas | Strategic Energy Management | A | Purchases (Cumulative) | Technical Potential | 0 | 0 | 0 | 0 | 0 | 29.3789 | 64.1848 | 104.4149 | 150.037 | 201.0542 | 228.092 | 255.0336 | 281.8675 | 308.6149 | 335.1885 | 361.6038 | 387.8796 | 414.0309 | 440.0424 | 465.9523 | 491.7468 | 517.4547 | 543.0553 | 568.5564 | 593.9867 | 593.9867 | 593.9867 | 593.9867 | 593.9867 | 593.9867 | 593.9867
F1_Industrial_Other Industrial_New_Space Heating_Natural Gas_Commissioning_A_Technical Potential | F1 | Industrial | Other Industrial | New | Space Heating | Natural Gas | Commissioning | A | Original Unit Energy Savings (kWh or therms) | Technical Potential | 0 | 0 | 0 | 0 | 0 | 3.5474 | 3.5015 | 3.4681 | 3.4427 | 3.4227 | 3.4065 | 3.3876 | 3.3677 | 3.3481 | 3.3291 | 3.3142 | 3.3024 | 3.2931 | 3.2783 | 3.2674 | 3.2596 | 3.2535 | 3.2535 | 3.2535 | 3.2535 | 3.2535 | 3.2535 | 3.2535 | 0 | 0 | 0
F2_Industrial_Other Industrial_New_Space Heating_Natural Gas_Commissioning_A_Technical Potential | F2 | Industrial | Other Industrial | New | Space Heating | Natural Gas | Commissioning | A | Original Unit Summer Peak Savings (kW) | Technical Potential | 0 | 0 | 0 | 0 | 0 | 0 | 0 | 0 | 0 | 0 | 0 | 0 | 0 | 0 | 0 | 0 | 0 | 0 | 0 | 0 | 0 | 0 | 0 | 0 | 0 | 0 | 0 | 0 | 0 | 0 | 0
F3_Industrial_Other Industrial_New_Space Heating_Natural Gas_Commissioning_A_Technical Potential | F3 | Industrial | Other Industrial | New | Space Heating | Natural Gas | Commissioning | A | Original Unit Winter Peak Savings (kW) | Technical Potential | 0 | 0 | 0 | 0 | 0 | 0 | 0 | 0 | 0 | 0 | 0 | 0 | 0 | 0 | 0 | 0 | 0 | 0 | 0 | 0 | 0 | 0 | 0 | 0 | 0 | 0 | 0 | 0 | 0 | 0 | 0
F4_Industrial_Other Industrial_New_Space Heating_Natural Gas_Commissioning_A_Technical Potential | F4 | Industrial | Other Industrial | New | Space Heating | Natural Gas | Commissioning | A | Standalone Impact on Baseline Energy (%) | Technical Potential | 0% | 0% | 0% | 0% | 0% | 0% | 0% | 0% | 0% | 0% | 0% | 0% | 0% | 0% | 0% | 0% | 0% | 0% | 0% | 0% | 0% | 0% | 0% | 0% | 0 | 0 | 0 | 0 | 0 | 0 | 0
F5_Industrial_Other Industrial_New_Space Heating_Natural Gas_Commissioning_A_Technical Potential | F5 | Industrial | Other Industrial | New | Space Heating | Natural Gas | Commissioning | A | Standalone Impact on Baseline Summer Peak (%) | Technical Potential | 0% | 0% | 0% | 0% | 0% | 0% | 0% | 0% | 0% | 0% | 0% | 0% | 0% | 0% | 0% | 0% | 0% | 0% | 0% | 0% | 0% | 0% | 0% | 0% | 0 | 0 | 0 | 0 | 0 | 0 | 0
F6_Industrial_Other Industrial_New_Space Heating_Natural Gas_Commissioning_A_Technical Potential | F6 | Industrial | Other Industrial | New | Space Heating | Natural Gas | Commissioning | A | Standalone Impact on Baseline Winter Peak (%) | Technical Potential | 0% | 0% | 0% | 0% | 0% | 0% | 0% | 0% | 0% | 0% | 0% | 0% | 0% | 0% | 0% | 0% | 0% | 0% | 0% | 0% | 0% | 0% | 0% | 0% | 0 | 0 | 0 | 0 | 0 | 0 | 0
F7_Industrial_Other Industrial_New_Space Heating_Natural Gas_Commissioning_A_Technical Potential | F7 | Industrial | Other Industrial | New | Space Heating | Natural Gas | Commissioning | A | Incremental Energy Savings (MWh or mTherms) | Technical Potential | 0 | 0 | 0 | 0 | 0 | 0 | 0 | 0 | 0 | 0 | 0 | 0 | 0 | 0 | 0 | 0 | 0 | 0 | 0 | 0 | 0 | 0 | 0 | 0 | 0 | 0 | 0 | 0 | 0 | 0 | 0
F8_Industrial_Other Industrial_New_Space Heating_Natural Gas_Commissioning_A_Technical Potential | F8 | Industrial | Other Industrial | New | Space Heating | Natural Gas | Commissioning | A | Incremental Summer Peak Savings (MW) | Technical Potential | 0 | 0 | 0 | 0 | 0 | 0 | 0 | 0 | 0 | 0 | 0 | 0 | 0 | 0 | 0 | 0 | 0 | 0 | 0 | 0 | 0 | 0 | 0 | 0 | 0 | 0 | 0 | 0 | 0 | 0 | 0
F9_Industrial_Other Industrial_New_Space Heating_Natural Gas_Commissioning_A_Technical Potential | F9 | Industrial | Other Industrial | New | Space Heating | Natural Gas | Commissioning | A | Incremental Winter Peak Savings (MW) | Technical Potential | 0 | 0 | 0 | 0 | 0 | 0 | 0 | 0 | 0 | 0 | 0 | 0 | 0 | 0 | 0 | 0 | 0 | 0 | 0 | 0 | 0 | 0 | 0 | 0 | 0 | 0 | 0 | 0 | 0 | 0 | 0
F10_Industrial_Other Industrial_New_Space Heating_Natural Gas_Commissioning_A_Technical Potential | F10 | Industrial | Other Industrial | New | Space Heating | Natural Gas | Commissioning | A | Cumulative Energy Savings (MWh or mTherms) | Technical Potential | 0 | 0 | 0 | 0 | 0 | 0 | 0 | 0 | 0 | 0 | 0 | 0 | 0 | 0 | 0 | 0 | 0 | 0 | 0 | 0 | 0 | 0 | 0 | 0 | 0 | 0 | 0 | 0 | 0 | 0 | 0
F11_Industrial_Other Industrial_New_Space Heating_Natural Gas_Commissioning_A_Technical Potential | F11 | Industrial | Other Industrial | New | Space Heating | Natural Gas | Commissioning | A | Cumulative Summer Peak Savings (MW) | Technical Potential | 0 | 0 | 0 | 0 | 0 | 0 | 0 | 0 | 0 | 0 | 0 | 0 | 0 | 0 | 0 | 0 | 0 | 0 | 0 | 0 | 0 | 0 | 0 | 0 | 0 | 0 | 0 | 0 | 0 | 0 | 0
F12_Industrial_Other Industrial_New_Space Heating_Natural Gas_Commissioning_A_Technical Potential | F12 | Industrial | Other Industrial | New | Space Heating | Natural Gas | Commissioning | A | Cumulative Winter Peak Savings (MW) | Technical Potential | 0 | 0 | 0 | 0 | 0 | 0 | 0 | 0 | 0 | 0 | 0 | 0 | 0 | 0 | 0 | 0 | 0 | 0 | 0 | 0 | 0 | 0 | 0 | 0 | 0 | 0 | 0 | 0 | 0 | 0 | 0
F13_Industrial_Other Industrial_New_Space Heating_Natural Gas_Commissioning_A_Technical Potential | F13 | Industrial | Other Industrial | New | Space Heating | Natural Gas | Commissioning | A | Purchases (Incremental) | Technical Potential | 0 | 0 | 0 | 0 | 0 | 0 | 0 | 0 | 0 | 0 | 0 | 0 | 0 | 0 | 0 | 0 | 0 | 0 | 0 | 0 | 0 | 0 | 0 | 0 | 0 | 0 | 0 | 0 | 0 | 0 | 0
F14_Industrial_Other Industrial_New_Space Heating_Natural Gas_Commissioning_A_Technical Potential | F14 | Industrial | Other Industrial | New | Space Heating | Natural Gas | Commissioning | A | Purchases (Cumulative) | Technical Potential | 0 | 0 | 0 | 0 | 0 | 0 | 0 | 0 | 0 | 0 | 0 | 0 | 0 | 0 | 0 | 0 | 0 | 0 | 0 | 0 | 0 | 0 | 0 | 0 | 0 | 0 | 0 | 0 | 0 | 0 | 0
F1_Industrial_Other Industrial_New_Process_Natural Gas_Commissioning_A_Technical Potential | F1 | Industrial | Other Industrial | New | Process | Natural Gas | Commissioning | A | Original Unit Energy Savings (kWh or therms) | Technical Potential | 0 | 0 | 0 | 0 | 0 | 7.8506 | 7.8506 | 7.8506 | 7.8506 | 7.8506 | 7.8506 | 7.8506 | 7.8506 | 7.8506 | 7.8506 | 7.8506 | 7.8506 | 7.8506 | 7.8506 | 7.8506 | 7.8506 | 7.8506 | 7.8506 | 7.8506 | 7.8506 | 7.8506 | 7.8506 | 7.8506 | 0 | 0 | 0
F2_Industrial_Other Industrial_New_Process_Natural Gas_Commissioning_A_Technical Potential | F2 | Industrial | Other Industrial | New | Process | Natural Gas | Commissioning | A | Original Unit Summer Peak Savings (kW) | Technical Potential | 0 | 0 | 0 | 0 | 0 | 0 | 0 | 0 | 0 | 0 | 0 | 0 | 0 | 0 | 0 | 0 | 0 | 0 | 0 | 0 | 0 | 0 | 0 | 0 | 0 | 0 | 0 | 0 | 0 | 0 | 0
F3_Industrial_Other Industrial_New_Process_Natural Gas_Commissioning_A_Technical Potential | F3 | Industrial | Other Industrial | New | Process | Natural Gas | Commissioning | A | Original Unit Winter Peak Savings (kW) | Technical Potential | 0 | 0 | 0 | 0 | 0 | 0 | 0 | 0 | 0 | 0 | 0 | 0 | 0 | 0 | 0 | 0 | 0 | 0 | 0 | 0 | 0 | 0 | 0 | 0 | 0 | 0 | 0 | 0 | 0 | 0 | 0
F4_Industrial_Other Industrial_New_Process_Natural Gas_Commissioning_A_Technical Potential | F4 | Industrial | Other Industrial | New | Process | Natural Gas | Commissioning | A | Standalone Impact on Baseline Energy (%) | Technical Potential | 0% | 0% | 0% | 0% | 0% | 0% | 0% | 0% | 0% | 0% | 0% | 0% | 0% | 0% | 0% | 0% | 0% | 0% | 0% | 0% | 0% | 0% | 0% | 0% | 0 | 0 | 0 | 0 | 0 | 0 | 0
F5_Industrial_Other Industrial_New_Process_Natural Gas_Commissioning_A_Technical Potential | F5 | Industrial | Other Industrial | New | Process | Natural Gas | Commissioning | A | Standalone Impact on Baseline Summer Peak (%) | Technical Potential | 0% | 0% | 0% | 0% | 0% | 0% | 0% | 0% | 0% | 0% | 0% | 0% | 0% | 0% | 0% | 0% | 0% | 0% | 0% | 0% | 0% | 0% | 0% | 0% | 0 | 0 | 0 | 0 | 0 | 0 | 0
F6_Industrial_Other Industrial_New_Process_Natural Gas_Commissioning_A_Technical Potential | F6 | Industrial | Other Industrial | New | Process | Natural Gas | Commissioning | A | Standalone Impact on Baseline Winter Peak (%) | Technical Potential | 0% | 0% | 0% | 0% | 0% | 0% | 0% | 0% | 0% | 0% | 0% | 0% | 0% | 0% | 0% | 0% | 0% | 0% | 0% | 0% | 0% | 0% | 0% | 0% | 0 | 0 | 0 | 0 | 0 | 0 | 0
F7_Industrial_Other Industrial_New_Process_Natural Gas_Commissioning_A_Technical Potential | F7 | Industrial | Other Industrial | New | Process | Natural Gas | Commissioning | A | Incremental Energy Savings (MWh or mTherms) | Technical Potential | 0 | 0 | 0 | 0 | 0 | 0 | 0 | 0 | 0 | 0 | 0 | 0 | 0 | 0 | 0 | 0 | 0 | 0 | 0 | 0 | 0 | 0 | 0 | 0 | 0 | 0 | 0 | 0 | 0 | 0 | 0
F8_Industrial_Other Industrial_New_Process_Natural Gas_Commissioning_A_Technical Potential | F8 | Industrial | Other Industrial | New | Process | Natural Gas | Commissioning | A | Incremental Summer Peak Savings (MW) | Technical Potential | 0 | 0 | 0 | 0 | 0 | 0 | 0 | 0 | 0 | 0 | 0 | 0 | 0 | 0 | 0 | 0 | 0 | 0 | 0 | 0 | 0 | 0 | 0 | 0 | 0 | 0 | 0 | 0 | 0 | 0 | 0
F9_Industrial_Other Industrial_New_Process_Natural Gas_Commissioning_A_Technical Potential | F9 | Industrial | Other Industrial | New | Process | Natural Gas | Commissioning | A | Incremental Winter Peak Savings (MW) | Technical Potential | 0 | 0 | 0 | 0 | 0 | 0 | 0 | 0 | 0 | 0 | 0 | 0 | 0 | 0 | 0 | 0 | 0 | 0 | 0 | 0 | 0 | 0 | 0 | 0 | 0 | 0 | 0 | 0 | 0 | 0 | 0
F10_Industrial_Other Industrial_New_Process_Natural Gas_Commissioning_A_Technical Potential | F10 | Industrial | Other Industrial | New | Process | Natural Gas | Commissioning | A | Cumulative Energy Savings (MWh or mTherms) | Technical Potential | 0 | 0 | 0 | 0 | 0 | 0 | 0 | 0 | 0 | 0 | 0 | 0 | 0 | 0 | 0 | 0 | 0 | 0 | 0 | 0 | 0 | 0 | 0 | 0 | 0 | 0 | 0 | 0 | 0 | 0 | 0
F11_Industrial_Other Industrial_New_Process_Natural Gas_Commissioning_A_Technical Potential | F11 | Industrial | Other Industrial | New | Process | Natural Gas | Commissioning | A | Cumulative Summer Peak Savings (MW) | Technical Potential | 0 | 0 | 0 | 0 | 0 | 0 | 0 | 0 | 0 | 0 | 0 | 0 | 0 | 0 | 0 | 0 | 0 | 0 | 0 | 0 | 0 | 0 | 0 | 0 | 0 | 0 | 0 | 0 | 0 | 0 | 0
F12_Industrial_Other Industrial_New_Process_Natural Gas_Commissioning_A_Technical Potential | F12 | Industrial | Other Industrial | New | Process | Natural Gas | Commissioning | A | Cumulative Winter Peak Savings (MW) | Technical Potential | 0 | 0 | 0 | 0 | 0 | 0 | 0 | 0 | 0 | 0 | 0 | 0 | 0 | 0 | 0 | 0 | 0 | 0 | 0 | 0 | 0 | 0 | 0 | 0 | 0 | 0 | 0 | 0 | 0 | 0 | 0
F13_Industrial_Other Industrial_New_Process_Natural Gas_Commissioning_A_Technical Potential | F13 | Industrial | Other Industrial | New | Process | Natural Gas | Commissioning | A | Purchases (Incremental) | Technical Potential | 0 | 0 | 0 | 0 | 0 | 0 | 0 | 0 | 0 | 0 | 0 | 0 | 0 | 0 | 0 | 0 | 0 | 0 | 0 | 0 | 0 | 0 | 0 | 0 | 0 | 0 | 0 | 0 | 0 | 0 | 0
F14_Industrial_Other Industrial_New_Process_Natural Gas_Commissioning_A_Technical Potential | F14 | Industrial | Other Industrial | New | Process | Natural Gas | Commissioning | A | Purchases (Cumulative) | Technical Potential | 0 | 0 | 0 | 0 | 0 | 0 | 0 | 0 | 0 | 0 | 0 | 0 | 0 | 0 | 0 | 0 | 0 | 0 | 0 | 0 | 0 | 0 | 0 | 0 | 0 | 0 | 0 | 0 | 0 | 0 | 0
F1_Industrial_Other Industrial_New_Space Heating_Natural Gas_Retrocommissioning_A_Technical Potential | F1 | Industrial | Other Industrial | New | Space Heating | Natural Gas | Retrocommissioning | A | Original Unit Energy Savings (kWh or therms) | Technical Potential | 0 | 0 | 0 | 0 | 0 | 0 | 0 | 0 | 0 | 0 | 0 | 0 | 0 | 0 | 0 | 0 | 0 | 0 | 0 | 0 | 0 | 0 | 0 | 0 | 0 | 0 | 0 | 0 | 0 | 0 | 0
F2_Industrial_Other Industrial_New_Space Heating_Natural Gas_Retrocommissioning_A_Technical Potential | F2 | Industrial | Other Industrial | New | Space Heating | Natural Gas | Retrocommissioning | A | Original Unit Summer Peak Savings (kW) | Technical Potential | 0 | 0 | 0 | 0 | 0 | 0 | 0 | 0 | 0 | 0 | 0 | 0 | 0 | 0 | 0 | 0 | 0 | 0 | 0 | 0 | 0 | 0 | 0 | 0 | 0 | 0 | 0 | 0 | 0 | 0 | 0
F3_Industrial_Other Industrial_New_Space Heating_Natural Gas_Retrocommissioning_A_Technical Potential | F3 | Industrial | Other Industrial | New | Space Heating | Natural Gas | Retrocommissioning | A | Original Unit Winter Peak Savings (kW) | Technical Potential | 0 | 0 | 0 | 0 | 0 | 0 | 0 | 0 | 0 | 0 | 0 | 0 | 0 | 0 | 0 | 0 | 0 | 0 | 0 | 0 | 0 | 0 | 0 | 0 | 0 | 0 | 0 | 0 | 0 | 0 | 0
F4_Industrial_Other Industrial_New_Space Heating_Natural Gas_Retrocommissioning_A_Technical Potential | F4 | Industrial | Other Industrial | New | Space Heating | Natural Gas | Retrocommissioning | A | Standalone Impact on Baseline Energy (%) | Technical Potential | 0% | 0% | 0% | 0% | 0% | 0% | 0% | 0% | 0% | 0% | 0% | 0% | 0% | 0% | 0% | 0% | 0% | 0% | 0% | 0% | 0% | 0% | 0% | 0% | 0 | 0 | 0 | 0 | 0 | 0 | 0
F5_Industrial_Other Industrial_New_Space Heating_Natural Gas_Retrocommissioning_A_Technical Potential | F5 | Industrial | Other Industrial | New | Space Heating | Natural Gas | Retrocommissioning | A | Standalone Impact on Baseline Summer Peak (%) | Technical Potential | 0% | 0% | 0% | 0% | 0% | 0% | 0% | 0% | 0% | 0% | 0% | 0% | 0% | 0% | 0% | 0% | 0% | 0% | 0% | 0% | 0% | 0% | 0% | 0% | 0 | 0 | 0 | 0 | 0 | 0 | 0
F6_Industrial_Other Industrial_New_Space Heating_Natural Gas_Retrocommissioning_A_Technical Potential | F6 | Industrial | Other Industrial | New | Space Heating | Natural Gas | Retrocommissioning | A | Standalone Impact on Baseline Winter Peak (%) | Technical Potential | 0% | 0% | 0% | 0% | 0% | 0% | 0% | 0% | 0% | 0% | 0% | 0% | 0% | 0% | 0% | 0% | 0% | 0% | 0% | 0% | 0% | 0% | 0% | 0% | 0 | 0 | 0 | 0 | 0 | 0 | 0
F7_Industrial_Other Industrial_New_Space Heating_Natural Gas_Retrocommissioning_A_Technical Potential | F7 | Industrial | Other Industrial | New | Space Heating | Natural Gas | Retrocommissioning | A | Incremental Energy Savings (MWh or mTherms) | Technical Potential | 0 | 0 | 0 | 0 | 0 | 0 | 0 | 0 | 0 | 0 | 0 | 0 | 0 | 0 | 0 | 0 | 0 | 0 | 0 | 0 | 0 | 0 | 0 | 0 | 0 | 0 | 0 | 0 | 0 | 0 | 0
F8_Industrial_Other Industrial_New_Space Heating_Natural Gas_Retrocommissioning_A_Technical Potential | F8 | Industrial | Other Industrial | New | Space Heating | Natural Gas | Retrocommissioning | A | Incremental Summer Peak Savings (MW) | Technical Potential | 0 | 0 | 0 | 0 | 0 | 0 | 0 | 0 | 0 | 0 | 0 | 0 | 0 | 0 | 0 | 0 | 0 | 0 | 0 | 0 | 0 | 0 | 0 | 0 | 0 | 0 | 0 | 0 | 0 | 0 | 0
F9_Industrial_Other Industrial_New_Space Heating_Natural Gas_Retrocommissioning_A_Technical Potential | F9 | Industrial | Other Industrial | New | Space Heating | Natural Gas | Retrocommissioning | A | Incremental Winter Peak Savings (MW) | Technical Potential | 0 | 0 | 0 | 0 | 0 | 0 | 0 | 0 | 0 | 0 | 0 | 0 | 0 | 0 | 0 | 0 | 0 | 0 | 0 | 0 | 0 | 0 | 0 | 0 | 0 | 0 | 0 | 0 | 0 | 0 | 0
F10_Industrial_Other Industrial_New_Space Heating_Natural Gas_Retrocommissioning_A_Technical Potential | F10 | Industrial | Other Industrial | New | Space Heating | Natural Gas | Retrocommissioning | A | Cumulative Energy Savings (MWh or mTherms) | Technical Potential | 0 | 0 | 0 | 0 | 0 | 0 | 0 | 0 | 0 | 0 | 0 | 0 | 0 | 0 | 0 | 0 | 0 | 0 | 0 | 0 | 0 | 0 | 0 | 0 | 0 | 0 | 0 | 0 | 0 | 0 | 0
F11_Industrial_Other Industrial_New_Space Heating_Natural Gas_Retrocommissioning_A_Technical Potential | F11 | Industrial | Other Industrial | New | Space Heating | Natural Gas | Retrocommissioning | A | Cumulative Summer Peak Savings (MW) | Technical Potential | 0 | 0 | 0 | 0 | 0 | 0 | 0 | 0 | 0 | 0 | 0 | 0 | 0 | 0 | 0 | 0 | 0 | 0 | 0 | 0 | 0 | 0 | 0 | 0 | 0 | 0 | 0 | 0 | 0 | 0 | 0
F12_Industrial_Other Industrial_New_Space Heating_Natural Gas_Retrocommissioning_A_Technical Potential | F12 | Industrial | Other Industrial | New | Space Heating | Natural Gas | Retrocommissioning | A | Cumulative Winter Peak Savings (MW) | Technical Potential | 0 | 0 | 0 | 0 | 0 | 0 | 0 | 0 | 0 | 0 | 0 | 0 | 0 | 0 | 0 | 0 | 0 | 0 | 0 | 0 | 0 | 0 | 0 | 0 | 0 | 0 | 0 | 0 | 0 | 0 | 0
F13_Industrial_Other Industrial_New_Space Heating_Natural Gas_Retrocommissioning_A_Technical Potential | F13 | Industrial | Other Industrial | New | Space Heating | Natural Gas | Retrocommissioning | A | Purchases (Incremental) | Technical Potential | 0 | 0 | 0 | 0 | 0 | 0 | 0 | 0 | 0 | 0 | 0 | 0 | 0 | 0 | 0 | 0 | 0 | 0 | 0 | 0 | 0 | 0 | 0 | 0 | 0 | 0 | 0 | 0 | 0 | 0 | 0
F14_Industrial_Other Industrial_New_Space Heating_Natural Gas_Retrocommissioning_A_Technical Potential | F14 | Industrial | Other Industrial | New | Space Heating | Natural Gas | Retrocommissioning | A | Purchases (Cumulative) | Technical Potential | 0 | 0 | 0 | 0 | 0 | 0 | 0 | 0 | 0 | 0 | 0 | 0 | 0 | 0 | 0 | 0 | 0 | 0 | 0 | 0 | 0 | 0 | 0 | 0 | 0 | 0 | 0 | 0 | 0 | 0 | 0
F1_Industrial_Other Industrial_New_Process_Natural Gas_Retrocommissioning_A_Technical Potential | F1 | Industrial | Other Industrial | New | Process | Natural Gas | Retrocommissioning | A | Original Unit Energy Savings (kWh or therms) | Technical Potential | 0 | 0 | 0 | 0 | 0 | 0 | 0 | 0 | 0 | 0 | 0 | 0 | 0 | 0 | 0 | 0 | 0 | 0 | 0 | 0 | 0 | 0 | 0 | 0 | 0 | 0 | 0 | 0 | 0 | 0 | 0
F2_Industrial_Other Industrial_New_Process_Natural Gas_Retrocommissioning_A_Technical Potential | F2 | Industrial | Other Industrial | New | Process | Natural Gas | Retrocommissioning | A | Original Unit Summer Peak Savings (kW) | Technical Potential | 0 | 0 | 0 | 0 | 0 | 0 | 0 | 0 | 0 | 0 | 0 | 0 | 0 | 0 | 0 | 0 | 0 | 0 | 0 | 0 | 0 | 0 | 0 | 0 | 0 | 0 | 0 | 0 | 0 | 0 | 0
F3_Industrial_Other Industrial_New_Process_Natural Gas_Retrocommissioning_A_Technical Potential | F3 | Industrial | Other Industrial | New | Process | Natural Gas | Retrocommissioning | A | Original Unit Winter Peak Savings (kW) | Technical Potential | 0 | 0 | 0 | 0 | 0 | 0 | 0 | 0 | 0 | 0 | 0 | 0 | 0 | 0 | 0 | 0 | 0 | 0 | 0 | 0 | 0 | 0 | 0 | 0 | 0 | 0 | 0 | 0 | 0 | 0 | 0
F4_Industrial_Other Industrial_New_Process_Natural Gas_Retrocommissioning_A_Technical Potential | F4 | Industrial | Other Industrial | New | Process | Natural Gas | Retrocommissioning | A | Standalone Impact on Baseline Energy (%) | Technical Potential | 0% | 0% | 0% | 0% | 0% | 0% | 0% | 0% | 0% | 0% | 0% | 0% | 0% | 0% | 0% | 0% | 0% | 0% | 0% | 0% | 0% | 0% | 0% | 0% | 0 | 0 | 0 | 0 | 0 | 0 | 0
F5_Industrial_Other Industrial_New_Process_Natural Gas_Retrocommissioning_A_Technical Potential | F5 | Industrial | Other Industrial | New | Process | Natural Gas | Retrocommissioning | A | Standalone Impact on Baseline Summer Peak (%) | Technical Potential | 0% | 0% | 0% | 0% | 0% | 0% | 0% | 0% | 0% | 0% | 0% | 0% | 0% | 0% | 0% | 0% | 0% | 0% | 0% | 0% | 0% | 0% | 0% | 0% | 0 | 0 | 0 | 0 | 0 | 0 | 0
F6_Industrial_Other Industrial_New_Process_Natural Gas_Retrocommissioning_A_Technical Potential | F6 | Industrial | Other Industrial | New | Process | Natural Gas | Retrocommissioning | A | Standalone Impact on Baseline Winter Peak (%) | Technical Potential | 0% | 0% | 0% | 0% | 0% | 0% | 0% | 0% | 0% | 0% | 0% | 0% | 0% | 0% | 0% | 0% | 0% | 0% | 0% | 0% | 0% | 0% | 0% | 0% | 0 | 0 | 0 | 0 | 0 | 0 | 0
F7_Industrial_Other Industrial_New_Process_Natural Gas_Retrocommissioning_A_Technical Potential | F7 | Industrial | Other Industrial | New | Process | Natural Gas | Retrocommissioning | A | Incremental Energy Savings (MWh or mTherms) | Technical Potential | 0 | 0 | 0 | 0 | 0 | 0 | 0 | 0 | 0 | 0 | 0 | 0 | 0 | 0 | 0 | 0 | 0 | 0 | 0 | 0 | 0 | 0 | 0 | 0 | 0 | 0 | 0 | 0 | 0 | 0 | 0
F8_Industrial_Other Industrial_New_Process_Natural Gas_Retrocommissioning_A_Technical Potential | F8 | Industrial | Other Industrial | New | Process | Natural Gas | Retrocommissioning | A | Incremental Summer Peak Savings (MW) | Technical Potential | 0 | 0 | 0 | 0 | 0 | 0 | 0 | 0 | 0 | 0 | 0 | 0 | 0 | 0 | 0 | 0 | 0 | 0 | 0 | 0 | 0 | 0 | 0 | 0 | 0 | 0 | 0 | 0 | 0 | 0 | 0
F9_Industrial_Other Industrial_New_Process_Natural Gas_Retrocommissioning_A_Technical Potential | F9 | Industrial | Other Industrial | New | Process | Natural Gas | Retrocommissioning | A | Incremental Winter Peak Savings (MW) | Technical Potential | 0 | 0 | 0 | 0 | 0 | 0 | 0 | 0 | 0 | 0 | 0 | 0 | 0 | 0 | 0 | 0 | 0 | 0 | 0 | 0 | 0 | 0 | 0 | 0 | 0 | 0 | 0 | 0 | 0 | 0 | 0
F10_Industrial_Other Industrial_New_Process_Natural Gas_Retrocommissioning_A_Technical Potential | F10 | Industrial | Other Industrial | New | Process | Natural Gas | Retrocommissioning | A | Cumulative Energy Savings (MWh or mTherms) | Technical Potential | 0 | 0 | 0 | 0 | 0 | 0 | 0 | 0 | 0 | 0 | 0 | 0 | 0 | 0 | 0 | 0 | 0 | 0 | 0 | 0 | 0 | 0 | 0 | 0 | 0 | 0 | 0 | 0 | 0 | 0 | 0
F11_Industrial_Other Industrial_New_Process_Natural Gas_Retrocommissioning_A_Technical Potential | F11 | Industrial | Other Industrial | New | Process | Natural Gas | Retrocommissioning | A | Cumulative Summer Peak Savings (MW) | Technical Potential | 0 | 0 | 0 | 0 | 0 | 0 | 0 | 0 | 0 | 0 | 0 | 0 | 0 | 0 | 0 | 0 | 0 | 0 | 0 | 0 | 0 | 0 | 0 | 0 | 0 | 0 | 0 | 0 | 0 | 0 | 0
F12_Industrial_Other Industrial_New_Process_Natural Gas_Retrocommissioning_A_Technical Potential | F12 | Industrial | Other Industrial | New | Process | Natural Gas | Retrocommissioning | A | Cumulative Winter Peak Savings (MW) | Technical Potential | 0 | 0 | 0 | 0 | 0 | 0 | 0 | 0 | 0 | 0 | 0 | 0 | 0 | 0 | 0 | 0 | 0 | 0 | 0 | 0 | 0 | 0 | 0 | 0 | 0 | 0 | 0 | 0 | 0 | 0 | 0
F13_Industrial_Other Industrial_New_Process_Natural Gas_Retrocommissioning_A_Technical Potential | F13 | Industrial | Other Industrial | New | Process | Natural Gas | Retrocommissioning | A | Purchases (Incremental) | Technical Potential | 0 | 0 | 0 | 0 | 0 | 0 | 0 | 0 | 0 | 0 | 0 | 0 | 0 | 0 | 0 | 0 | 0 | 0 | 0 | 0 | 0 | 0 | 0 | 0 | 0 | 0 | 0 | 0 | 0 | 0 | 0
F14_Industrial_Other Industrial_New_Process_Natural Gas_Retrocommissioning_A_Technical Potential | F14 | Industrial | Other Industrial | New | Process | Natural Gas | Retrocommissioning | A | Purchases (Cumulative) | Technical Potential | 0 | 0 | 0 | 0 | 0 | 0 | 0 | 0 | 0 | 0 | 0 | 0 | 0 | 0 | 0 | 0 | 0 | 0 | 0 | 0 | 0 | 0 | 0 | 0 | 0 | 0 | 0 | 0 | 0 | 0 | 0
F1_Industrial_Food Products_Existing_Space Heating_Natural Gas_Condensing RTU_A_Technical Potential | F1 | Industrial | Food Products | Existing | Space Heating | Natural Gas | Condensing RTU | A | Original Unit Energy Savings (kWh or therms) | Technical Potential | 0 | 0 | 0 | 0 | 0 | 23.6703 | 23.4566 | 23.1849 | 22.909 | 22.6321 | 22.3612 | 22.0925 | 21.8397 | 21.6017 | 21.3615 | 21.1515 | 20.9534 | 20.7674 | 20.5923 | 20.4153 | 20.2437 | 20.0731 | 19.8972 | 19.7283 | 19.5658 | 19.4136 | 19.271 | 19.1374 | 19.0123 | 18.8951 | 18.7852
F2_Industrial_Food Products_Existing_Space Heating_Natural Gas_Condensing RTU_A_Technical Potential | F2 | Industrial | Food Products | Existing | Space Heating | Natural Gas | Condensing RTU | A | Original Unit Summer Peak Savings (kW) | Technical Potential | 0 | 0 | 0 | 0 | 0 | 0 | 0 | 0 | 0 | 0 | 0 | 0 | 0 | 0 | 0 | 0 | 0 | 0 | 0 | 0 | 0 | 0 | 0 | 0 | 0 | 0 | 0 | 0 | 0 | 0 | 0
F3_Industrial_Food Products_Existing_Space Heating_Natural Gas_Condensing RTU_A_Technical Potential | F3 | Industrial | Food Products | Existing | Space Heating | Natural Gas | Condensing RTU | A | Original Unit Winter Peak Savings (kW) | Technical Potential | 0 | 0 | 0 | 0 | 0 | 0 | 0 | 0 | 0 | 0 | 0 | 0 | 0 | 0 | 0 | 0 | 0 | 0 | 0 | 0 | 0 | 0 | 0 | 0 | 0 | 0 | 0 | 0 | 0 | 0 | 0
F4_Industrial_Food Products_Existing_Space Heating_Natural Gas_Condensing RTU_A_Technical Potential | F4 | Industrial | Food Products | Existing | Space Heating | Natural Gas | Condensing RTU | A | Standalone Impact on Baseline Energy (%) | Technical Potential | 0% | 0% | 0% | 0% | 0% | 0% | 0% | 0% | 0% | 0% | 0% | 0% | 0% | 0% | 0% | 0% | 0% | 0% | 0% | 0% | 0% | 0% | 0% | 0% | 0 | 0 | 0 | 0 | 0 | 0 | 0
F5_Industrial_Food Products_Existing_Space Heating_Natural Gas_Condensing RTU_A_Technical Potential | F5 | Industrial | Food Products | Existing | Space Heating | Natural Gas | Condensing RTU | A | Standalone Impact on Baseline Summer Peak (%) | Technical Potential | 0% | 0% | 0% | 0% | 0% | 0% | 0% | 0% | 0% | 0% | 0% | 0% | 0% | 0% | 0% | 0% | 0% | 0% | 0% | 0% | 0% | 0% | 0% | 0% | 0 | 0 | 0 | 0 | 0 | 0 | 0
F6_Industrial_Food Products_Existing_Space Heating_Natural Gas_Condensing RTU_A_Technical Potential | F6 | Industrial | Food Products | Existing | Space Heating | Natural Gas | Condensing RTU | A | Standalone Impact on Baseline Winter Peak (%) | Technical Potential | 0% | 0% | 0% | 0% | 0% | 0% | 0% | 0% | 0% | 0% | 0% | 0% | 0% | 0% | 0% | 0% | 0% | 0% | 0% | 0% | 0% | 0% | 0% | 0% | 0 | 0 | 0 | 0 | 0 | 0 | 0
F7_Industrial_Food Products_Existing_Space Heating_Natural Gas_Condensing RTU_A_Technical Potential | F7 | Industrial | Food Products | Existing | Space Heating | Natural Gas | Condensing RTU | A | Incremental Energy Savings (MWh or mTherms) | Technical Potential | 0 | 0 | 0 | 0 | 0 | 0 | 0 | 0 | 0 | 0 | 0 | 0 | 0 | 0 | 0 | 0 | 0 | 0 | 0 | 0 | 0 | 0 | 0 | 0 | 0 | 0 | 0 | 0 | 0 | 0 | 0
F8_Industrial_Food Products_Existing_Space Heating_Natural Gas_Condensing RTU_A_Technical Potential | F8 | Industrial | Food Products | Existing | Space Heating | Natural Gas | Condensing RTU | A | Incremental Summer Peak Savings (MW) | Technical Potential | 0 | 0 | 0 | 0 | 0 | 0 | 0 | 0 | 0 | 0 | 0 | 0 | 0 | 0 | 0 | 0 | 0 | 0 | 0 | 0 | 0 | 0 | 0 | 0 | 0 | 0 | 0 | 0 | 0 | 0 | 0
F9_Industrial_Food Products_Existing_Space Heating_Natural Gas_Condensing RTU_A_Technical Potential | F9 | Industrial | Food Products | Existing | Space Heating | Natural Gas | Condensing RTU | A | Incremental Winter Peak Savings (MW) | Technical Potential | 0 | 0 | 0 | 0 | 0 | 0 | 0 | 0 | 0 | 0 | 0 | 0 | 0 | 0 | 0 | 0 | 0 | 0 | 0 | 0 | 0 | 0 | 0 | 0 | 0 | 0 | 0 | 0 | 0 | 0 | 0
F10_Industrial_Food Products_Existing_Space Heating_Natural Gas_Condensing RTU_A_Technical Potential | F10 | Industrial | Food Products | Existing | Space Heating | Natural Gas | Condensing RTU | A | Cumulative Energy Savings (MWh or mTherms) | Technical Potential | 0 | 0 | 0 | 0 | 0 | 0 | 0 | 0 | 0 | 0 | 0 | 0 | 0 | 0 | 0 | 0 | 0 | 0 | 0 | 0 | 0 | 0 | 0 | 0 | 0 | 0 | 0 | 0 | 0 | 0 | 0
F11_Industrial_Food Products_Existing_Space Heating_Natural Gas_Condensing RTU_A_Technical Potential | F11 | Industrial | Food Products | Existing | Space Heating | Natural Gas | Condensing RTU | A | Cumulative Summer Peak Savings (MW) | Technical Potential | 0 | 0 | 0 | 0 | 0 | 0 | 0 | 0 | 0 | 0 | 0 | 0 | 0 | 0 | 0 | 0 | 0 | 0 | 0 | 0 | 0 | 0 | 0 | 0 | 0 | 0 | 0 | 0 | 0 | 0 | 0
F12_Industrial_Food Products_Existing_Space Heating_Natural Gas_Condensing RTU_A_Technical Potential | F12 | Industrial | Food Products | Existing | Space Heating | Natural Gas | Condensing RTU | A | Cumulative Winter Peak Savings (MW) | Technical Potential | 0 | 0 | 0 | 0 | 0 | 0 | 0 | 0 | 0 | 0 | 0 | 0 | 0 | 0 | 0 | 0 | 0 | 0 | 0 | 0 | 0 | 0 | 0 | 0 | 0 | 0 | 0 | 0 | 0 | 0 | 0
F13_Industrial_Food Products_Existing_Space Heating_Natural Gas_Condensing RTU_A_Technical Potential | F13 | Industrial | Food Products | Existing | Space Heating | Natural Gas | Condensing RTU | A | Purchases (Incremental) | Technical Potential | 0 | 0 | 0 | 0 | 0 | 0 | 0 | 0 | 0 | 0 | 0 | 0 | 0 | 0 | 0 | 0 | 0 | 0 | 0 | 0 | 0 | 0 | 0 | 0 | 0 | 0 | 0 | 0 | 0 | 0 | 0
F14_Industrial_Food Products_Existing_Space Heating_Natural Gas_Condensing RTU_A_Technical Potential | F14 | Industrial | Food Products | Existing | Space Heating | Natural Gas | Condensing RTU | A | Purchases (Cumulative) | Technical Potential | 0 | 0 | 0 | 0 | 0 | 0 | 0 | 0 | 0 | 0 | 0 | 0 | 0 | 0 | 0 | 0 | 0 | 0 | 0 | 0 | 0 | 0 | 0 | 0 | 0 | 0 | 0 | 0 | 0 | 0 | 0
F1_Industrial_Food Products_New_Space Heating_Natural Gas_Condensing RTU_A_Technical Potential | F1 | Industrial | Food Products | New | Space Heating | Natural Gas | Condensing RTU | A | Original Unit Energy Savings (kWh or therms) | Technical Potential | 0 | 0 | 0 | 0 | 0 | 0 | 0 | 0 | 0 | 0 | 0 | 0 | 0 | 0 | 0 | 0 | 0 | 0 | 0 | 0 | 0 | 0 | 0 | 0 | 0 | 0 | 0 | 0 | 0 | 0 | 0
F2_Industrial_Food Products_New_Space Heating_Natural Gas_Condensing RTU_A_Technical Potential | F2 | Industrial | Food Products | New | Space Heating | Natural Gas | Condensing RTU | A | Original Unit Summer Peak Savings (kW) | Technical Potential | 0 | 0 | 0 | 0 | 0 | 0 | 0 | 0 | 0 | 0 | 0 | 0 | 0 | 0 | 0 | 0 | 0 | 0 | 0 | 0 | 0 | 0 | 0 | 0 | 0 | 0 | 0 | 0 | 0 | 0 | 0
F3_Industrial_Food Products_New_Space Heating_Natural Gas_Condensing RTU_A_Technical Potential | F3 | Industrial | Food Products | New | Space Heating | Natural Gas | Condensing RTU | A | Original Unit Winter Peak Savings (kW) | Technical Potential | 0 | 0 | 0 | 0 | 0 | 0 | 0 | 0 | 0 | 0 | 0 | 0 | 0 | 0 | 0 | 0 | 0 | 0 | 0 | 0 | 0 | 0 | 0 | 0 | 0 | 0 | 0 | 0 | 0 | 0 | 0
F4_Industrial_Food Products_New_Space Heating_Natural Gas_Condensing RTU_A_Technical Potential | F4 | Industrial | Food Products | New | Space Heating | Natural Gas | Condensing RTU | A | Standalone Impact on Baseline Energy (%) | Technical Potential | 0% | 0% | 0% | 0% | 0% | 0% | 0% | 0% | 0% | 0% | 0% | 0% | 0% | 0% | 0% | 0% | 0% | 0% | 0% | 0% | 0% | 0% | 0% | 0% | 0 | 0 | 0 | 0 | 0 | 0 | 0
F5_Industrial_Food Products_New_Space Heating_Natural Gas_Condensing RTU_A_Technical Potential | F5 | Industrial | Food Products | New | Space Heating | Natural Gas | Condensing RTU | A | Standalone Impact on Baseline Summer Peak (%) | Technical Potential | 0% | 0% | 0% | 0% | 0% | 0% | 0% | 0% | 0% | 0% | 0% | 0% | 0% | 0% | 0% | 0% | 0% | 0% | 0% | 0% | 0% | 0% | 0% | 0% | 0 | 0 | 0 | 0 | 0 | 0 | 0
F6_Industrial_Food Products_New_Space Heating_Natural Gas_Condensing RTU_A_Technical Potential | F6 | Industrial | Food Products | New | Space Heating | Natural Gas | Condensing RTU | A | Standalone Impact on Baseline Winter Peak (%) | Technical Potential | 0% | 0% | 0% | 0% | 0% | 0% | 0% | 0% | 0% | 0% | 0% | 0% | 0% | 0% | 0% | 0% | 0% | 0% | 0% | 0% | 0% | 0% | 0% | 0% | 0 | 0 | 0 | 0 | 0 | 0 | 0
F7_Industrial_Food Products_New_Space Heating_Natural Gas_Condensing RTU_A_Technical Potential | F7 | Industrial | Food Products | New | Space Heating | Natural Gas | Condensing RTU | A | Incremental Energy Savings (MWh or mTherms) | Technical Potential | 0 | 0 | 0 | 0 | 0 | 0 | 0 | 0 | 0 | 0 | 0 | 0 | 0 | 0 | 0 | 0 | 0 | 0 | 0 | 0 | 0 | 0 | 0 | 0 | 0 | 0 | 0 | 0 | 0 | 0 | 0
F8_Industrial_Food Products_New_Space Heating_Natural Gas_Condensing RTU_A_Technical Potential | F8 | Industrial | Food Products | New | Space Heating | Natural Gas | Condensing RTU | A | Incremental Summer Peak Savings (MW) | Technical Potential | 0 | 0 | 0 | 0 | 0 | 0 | 0 | 0 | 0 | 0 | 0 | 0 | 0 | 0 | 0 | 0 | 0 | 0 | 0 | 0 | 0 | 0 | 0 | 0 | 0 | 0 | 0 | 0 | 0 | 0 | 0
F9_Industrial_Food Products_New_Space Heating_Natural Gas_Condensing RTU_A_Technical Potential | F9 | Industrial | Food Products | New | Space Heating | Natural Gas | Condensing RTU | A | Incremental Winter Peak Savings (MW) | Technical Potential | 0 | 0 | 0 | 0 | 0 | 0 | 0 | 0 | 0 | 0 | 0 | 0 | 0 | 0 | 0 | 0 | 0 | 0 | 0 | 0 | 0 | 0 | 0 | 0 | 0 | 0 | 0 | 0 | 0 | 0 | 0
F10_Industrial_Food Products_New_Space Heating_Natural Gas_Condensing RTU_A_Technical Potential | F10 | Industrial | Food Products | New | Space Heating | Natural Gas | Condensing RTU | A | Cumulative Energy Savings (MWh or mTherms) | Technical Potential | 0 | 0 | 0 | 0 | 0 | 0 | 0 | 0 | 0 | 0 | 0 | 0 | 0 | 0 | 0 | 0 | 0 | 0 | 0 | 0 | 0 | 0 | 0 | 0 | 0 | 0 | 0 | 0 | 0 | 0 | 0
F11_Industrial_Food Products_New_Space Heating_Natural Gas_Condensing RTU_A_Technical Potential | F11 | Industrial | Food Products | New | Space Heating | Natural Gas | Condensing RTU | A | Cumulative Summer Peak Savings (MW) | Technical Potential | 0 | 0 | 0 | 0 | 0 | 0 | 0 | 0 | 0 | 0 | 0 | 0 | 0 | 0 | 0 | 0 | 0 | 0 | 0 | 0 | 0 | 0 | 0 | 0 | 0 | 0 | 0 | 0 | 0 | 0 | 0
F12_Industrial_Food Products_New_Space Heating_Natural Gas_Condensing RTU_A_Technical Potential | F12 | Industrial | Food Products | New | Space Heating | Natural Gas | Condensing RTU | A | Cumulative Winter Peak Savings (MW) | Technical Potential | 0 | 0 | 0 | 0 | 0 | 0 | 0 | 0 | 0 | 0 | 0 | 0 | 0 | 0 | 0 | 0 | 0 | 0 | 0 | 0 | 0 | 0 | 0 | 0 | 0 | 0 | 0 | 0 | 0 | 0 | 0
F13_Industrial_Food Products_New_Space Heating_Natural Gas_Condensing RTU_A_Technical Potential | F13 | Industrial | Food Products | New | Space Heating | Natural Gas | Condensing RTU | A | Purchases (Incremental) | Technical Potential | 0 | 0 | 0 | 0 | 0 | 0 | 0 | 0 | 0 | 0 | 0 | 0 | 0 | 0 | 0 | 0 | 0 | 0 | 0 | 0 | 0 | 0 | 0 | 0 | 0 | 0 | 0 | 0 | 0 | 0 | 0
F14_Industrial_Food Products_New_Space Heating_Natural Gas_Condensing RTU_A_Technical Potential | F14 | Industrial | Food Products | New | Space Heating | Natural Gas | Condensing RTU | A | Purchases (Cumulative) | Technical Potential | 0 | 0 | 0 | 0 | 0 | 0 | 0 | 0 | 0 | 0 | 0 | 0 | 0 | 0 | 0 | 0 | 0 | 0 | 0 | 0 | 0 | 0 | 0 | 0 | 0 | 0 | 0 | 0 | 0 | 0 | 0
F1_Industrial_Agriculture_Existing_Space Heating_Natural Gas_Condensing RTU_A_Technical Potential | F1 | Industrial | Agriculture | Existing | Space Heating | Natural Gas | Condensing RTU | A | Original Unit Energy Savings (kWh or therms) | Technical Potential | 0 | 0 | 0 | 0 | 0 | 11.4532 | 11.3498 | 11.2183 | 11.0848 | 10.9508 | 10.8198 | 10.6898 | 10.5674 | 10.4523 | 10.3361 | 10.2344 | 10.1386 | 10.0486 | 9.9639 | 9.8782 | 9.7952 | 9.7126 | 9.6275 | 9.5458 | 9.4672 | 9.3935 | 9.3245 | 9.2599 | 9.1993 | 9.1426 | 9.0895
F2_Industrial_Agriculture_Existing_Space Heating_Natural Gas_Condensing RTU_A_Technical Potential | F2 | Industrial | Agriculture | Existing | Space Heating | Natural Gas | Condensing RTU | A | Original Unit Summer Peak Savings (kW) | Technical Potential | 0 | 0 | 0 | 0 | 0 | 0 | 0 | 0 | 0 | 0 | 0 | 0 | 0 | 0 | 0 | 0 | 0 | 0 | 0 | 0 | 0 | 0 | 0 | 0 | 0 | 0 | 0 | 0 | 0 | 0 | 0
F3_Industrial_Agriculture_Existing_Space Heating_Natural Gas_Condensing RTU_A_Technical Potential | F3 | Industrial | Agriculture | Existing | Space Heating | Natural Gas | Condensing RTU | A | Original Unit Winter Peak Savings (kW) | Technical Potential | 0 | 0 | 0 | 0 | 0 | 0 | 0 | 0 | 0 | 0 | 0 | 0 | 0 | 0 | 0 | 0 | 0 | 0 | 0 | 0 | 0 | 0 | 0 | 0 | 0 | 0 | 0 | 0 | 0 | 0 | 0
F4_Industrial_Agriculture_Existing_Space Heating_Natural Gas_Condensing RTU_A_Technical Potential | F4 | Industrial | Agriculture | Existing | Space Heating | Natural Gas | Condensing RTU | A | Standalone Impact on Baseline Energy (%) | Technical Potential | 0% | 0% | 0% | 0% | 0% | 0% | 0% | 0% | 0% | 0% | 0% | 0% | 0% | 0% | 0% | 0% | 0% | 0% | 0% | 0% | 0% | 0% | 0% | 0% | 0 | 0 | 0 | 0 | 0 | 0 | 0
F5_Industrial_Agriculture_Existing_Space Heating_Natural Gas_Condensing RTU_A_Technical Potential | F5 | Industrial | Agriculture | Existing | Space Heating | Natural Gas | Condensing RTU | A | Standalone Impact on Baseline Summer Peak (%) | Technical Potential | 0% | 0% | 0% | 0% | 0% | 0% | 0% | 0% | 0% | 0% | 0% | 0% | 0% | 0% | 0% | 0% | 0% | 0% | 0% | 0% | 0% | 0% | 0% | 0% | 0 | 0 | 0 | 0 | 0 | 0 | 0
F6_Industrial_Agriculture_Existing_Space Heating_Natural Gas_Condensing RTU_A_Technical Potential | F6 | Industrial | Agriculture | Existing | Space Heating | Natural Gas | Condensing RTU | A | Standalone Impact on Baseline Winter Peak (%) | Technical Potential | 0% | 0% | 0% | 0% | 0% | 0% | 0% | 0% | 0% | 0% | 0% | 0% | 0% | 0% | 0% | 0% | 0% | 0% | 0% | 0% | 0% | 0% | 0% | 0% | 0 | 0 | 0 | 0 | 0 | 0 | 0
F7_Industrial_Agriculture_Existing_Space Heating_Natural Gas_Condensing RTU_A_Technical Potential | F7 | Industrial | Agriculture | Existing | Space Heating | Natural Gas | Condensing RTU | A | Incremental Energy Savings (MWh or mTherms) | Technical Potential | 0 | 0 | 0 | 0 | 0 | 0 | 0 | 0 | 0 | 0 | 0 | 0 | 0 | 0 | 0 | 0 | 0 | 0 | 0 | 0 | 0 | 0 | 0 | 0 | 0 | 0 | 0 | 0 | 0 | 0 | 0
F8_Industrial_Agriculture_Existing_Space Heating_Natural Gas_Condensing RTU_A_Technical Potential | F8 | Industrial | Agriculture | Existing | Space Heating | Natural Gas | Condensing RTU | A | Incremental Summer Peak Savings (MW) | Technical Potential | 0 | 0 | 0 | 0 | 0 | 0 | 0 | 0 | 0 | 0 | 0 | 0 | 0 | 0 | 0 | 0 | 0 | 0 | 0 | 0 | 0 | 0 | 0 | 0 | 0 | 0 | 0 | 0 | 0 | 0 | 0
F9_Industrial_Agriculture_Existing_Space Heating_Natural Gas_Condensing RTU_A_Technical Potential | F9 | Industrial | Agriculture | Existing | Space Heating | Natural Gas | Condensing RTU | A | Incremental Winter Peak Savings (MW) | Technical Potential | 0 | 0 | 0 | 0 | 0 | 0 | 0 | 0 | 0 | 0 | 0 | 0 | 0 | 0 | 0 | 0 | 0 | 0 | 0 | 0 | 0 | 0 | 0 | 0 | 0 | 0 | 0 | 0 | 0 | 0 | 0
F10_Industrial_Agriculture_Existing_Space Heating_Natural Gas_Condensing RTU_A_Technical Potential | F10 | Industrial | Agriculture | Existing | Space Heating | Natural Gas | Condensing RTU | A | Cumulative Energy Savings (MWh or mTherms) | Technical Potential | 0 | 0 | 0 | 0 | 0 | 0 | 0 | 0 | 0 | 0 | 0 | 0 | 0 | 0 | 0 | 0 | 0 | 0 | 0 | 0 | 0 | 0 | 0 | 0 | 0 | 0 | 0 | 0 | 0 | 0 | 0
F11_Industrial_Agriculture_Existing_Space Heating_Natural Gas_Condensing RTU_A_Technical Potential | F11 | Industrial | Agriculture | Existing | Space Heating | Natural Gas | Condensing RTU | A | Cumulative Summer Peak Savings (MW) | Technical Potential | 0 | 0 | 0 | 0 | 0 | 0 | 0 | 0 | 0 | 0 | 0 | 0 | 0 | 0 | 0 | 0 | 0 | 0 | 0 | 0 | 0 | 0 | 0 | 0 | 0 | 0 | 0 | 0 | 0 | 0 | 0
F12_Industrial_Agriculture_Existing_Space Heating_Natural Gas_Condensing RTU_A_Technical Potential | F12 | Industrial | Agriculture | Existing | Space Heating | Natural Gas | Condensing RTU | A | Cumulative Winter Peak Savings (MW) | Technical Potential | 0 | 0 | 0 | 0 | 0 | 0 | 0 | 0 | 0 | 0 | 0 | 0 | 0 | 0 | 0 | 0 | 0 | 0 | 0 | 0 | 0 | 0 | 0 | 0 | 0 | 0 | 0 | 0 | 0 | 0 | 0
F13_Industrial_Agriculture_Existing_Space Heating_Natural Gas_Condensing RTU_A_Technical Potential | F13 | Industrial | Agriculture | Existing | Space Heating | Natural Gas | Condensing RTU | A | Purchases (Incremental) | Technical Potential | 0 | 0 | 0 | 0 | 0 | 0 | 0 | 0 | 0 | 0 | 0 | 0 | 0 | 0 | 0 | 0 | 0 | 0 | 0 | 0 | 0 | 0 | 0 | 0 | 0 | 0 | 0 | 0 | 0 | 0 | 0
F14_Industrial_Agriculture_Existing_Space Heating_Natural Gas_Condensing RTU_A_Technical Potential | F14 | Industrial | Agriculture | Existing | Space Heating | Natural Gas | Condensing RTU | A | Purchases (Cumulative) | Technical Potential | 0 | 0 | 0 | 0 | 0 | 0 | 0 | 0 | 0 | 0 | 0 | 0 | 0 | 0 | 0 | 0 | 0 | 0 | 0 | 0 | 0 | 0 | 0 | 0 | 0 | 0 | 0 | 0 | 0 | 0 | 0
F1_Industrial_Agriculture_New_Space Heating_Natural Gas_Condensing RTU_A_Technical Potential | F1 | Industrial | Agriculture | New | Space Heating | Natural Gas | Condensing RTU | A | Original Unit Energy Savings (kWh or therms) | Technical Potential | 0 | 0 | 0 | 0 | 0 | 0 | 0 | 0 | 0 | 0 | 0 | 0 | 0 | 0 | 0 | 0 | 0 | 0 | 0 | 0 | 0 | 0 | 0 | 0 | 0 | 0 | 0 | 0 | 0 | 0 | 0
F2_Industrial_Agriculture_New_Space Heating_Natural Gas_Condensing RTU_A_Technical Potential | F2 | Industrial | Agriculture | New | Space Heating | Natural Gas | Condensing RTU | A | Original Unit Summer Peak Savings (kW) | Technical Potential | 0 | 0 | 0 | 0 | 0 | 0 | 0 | 0 | 0 | 0 | 0 | 0 | 0 | 0 | 0 | 0 | 0 | 0 | 0 | 0 | 0 | 0 | 0 | 0 | 0 | 0 | 0 | 0 | 0 | 0 | 0
F3_Industrial_Agriculture_New_Space Heating_Natural Gas_Condensing RTU_A_Technical Potential | F3 | Industrial | Agriculture | New | Space Heating | Natural Gas | Condensing RTU | A | Original Unit Winter Peak Savings (kW) | Technical Potential | 0 | 0 | 0 | 0 | 0 | 0 | 0 | 0 | 0 | 0 | 0 | 0 | 0 | 0 | 0 | 0 | 0 | 0 | 0 | 0 | 0 | 0 | 0 | 0 | 0 | 0 | 0 | 0 | 0 | 0 | 0
F4_Industrial_Agriculture_New_Space Heating_Natural Gas_Condensing RTU_A_Technical Potential | F4 | Industrial | Agriculture | New | Space Heating | Natural Gas | Condensing RTU | A | Standalone Impact on Baseline Energy (%) | Technical Potential | 0% | 0% | 0% | 0% | 0% | 0% | 0% | 0% | 0% | 0% | 0% | 0% | 0% | 0% | 0% | 0% | 0% | 0% | 0% | 0% | 0% | 0% | 0% | 0% | 0 | 0 | 0 | 0 | 0 | 0 | 0
F5_Industrial_Agriculture_New_Space Heating_Natural Gas_Condensing RTU_A_Technical Potential | F5 | Industrial | Agriculture | New | Space Heating | Natural Gas | Condensing RTU | A | Standalone Impact on Baseline Summer Peak (%) | Technical Potential | 0% | 0% | 0% | 0% | 0% | 0% | 0% | 0% | 0% | 0% | 0% | 0% | 0% | 0% | 0% | 0% | 0% | 0% | 0% | 0% | 0% | 0% | 0% | 0% | 0 | 0 | 0 | 0 | 0 | 0 | 0
F6_Industrial_Agriculture_New_Space Heating_Natural Gas_Condensing RTU_A_Technical Potential | F6 | Industrial | Agriculture | New | Space Heating | Natural Gas | Condensing RTU | A | Standalone Impact on Baseline Winter Peak (%) | Technical Potential | 0% | 0% | 0% | 0% | 0% | 0% | 0% | 0% | 0% | 0% | 0% | 0% | 0% | 0% | 0% | 0% | 0% | 0% | 0% | 0% | 0% | 0% | 0% | 0% | 0 | 0 | 0 | 0 | 0 | 0 | 0
F7_Industrial_Agriculture_New_Space Heating_Natural Gas_Condensing RTU_A_Technical Potential | F7 | Industrial | Agriculture | New | Space Heating | Natural Gas | Condensing RTU | A | Incremental Energy Savings (MWh or mTherms) | Technical Potential | 0 | 0 | 0 | 0 | 0 | 0 | 0 | 0 | 0 | 0 | 0 | 0 | 0 | 0 | 0 | 0 | 0 | 0 | 0 | 0 | 0 | 0 | 0 | 0 | 0 | 0 | 0 | 0 | 0 | 0 | 0
F8_Industrial_Agriculture_New_Space Heating_Natural Gas_Condensing RTU_A_Technical Potential | F8 | Industrial | Agriculture | New | Space Heating | Natural Gas | Condensing RTU | A | Incremental Summer Peak Savings (MW) | Technical Potential | 0 | 0 | 0 | 0 | 0 | 0 | 0 | 0 | 0 | 0 | 0 | 0 | 0 | 0 | 0 | 0 | 0 | 0 | 0 | 0 | 0 | 0 | 0 | 0 | 0 | 0 | 0 | 0 | 0 | 0 | 0
F9_Industrial_Agriculture_New_Space Heating_Natural Gas_Condensing RTU_A_Technical Potential | F9 | Industrial | Agriculture | New | Space Heating | Natural Gas | Condensing RTU | A | Incremental Winter Peak Savings (MW) | Technical Potential | 0 | 0 | 0 | 0 | 0 | 0 | 0 | 0 | 0 | 0 | 0 | 0 | 0 | 0 | 0 | 0 | 0 | 0 | 0 | 0 | 0 | 0 | 0 | 0 | 0 | 0 | 0 | 0 | 0 | 0 | 0
F10_Industrial_Agriculture_New_Space Heating_Natural Gas_Condensing RTU_A_Technical Potential | F10 | Industrial | Agriculture | New | Space Heating | Natural Gas | Condensing RTU | A | Cumulative Energy Savings (MWh or mTherms) | Technical Potential | 0 | 0 | 0 | 0 | 0 | 0 | 0 | 0 | 0 | 0 | 0 | 0 | 0 | 0 | 0 | 0 | 0 | 0 | 0 | 0 | 0 | 0 | 0 | 0 | 0 | 0 | 0 | 0 | 0 | 0 | 0
F11_Industrial_Agriculture_New_Space Heating_Natural Gas_Condensing RTU_A_Technical Potential | F11 | Industrial | Agriculture | New | Space Heating | Natural Gas | Condensing RTU | A | Cumulative Summer Peak Savings (MW) | Technical Potential | 0 | 0 | 0 | 0 | 0 | 0 | 0 | 0 | 0 | 0 | 0 | 0 | 0 | 0 | 0 | 0 | 0 | 0 | 0 | 0 | 0 | 0 | 0 | 0 | 0 | 0 | 0 | 0 | 0 | 0 | 0
F12_Industrial_Agriculture_New_Space Heating_Natural Gas_Condensing RTU_A_Technical Potential | F12 | Industrial | Agriculture | New | Space Heating | Natural Gas | Condensing RTU | A | Cumulative Winter Peak Savings (MW) | Technical Potential | 0 | 0 | 0 | 0 | 0 | 0 | 0 | 0 | 0 | 0 | 0 | 0 | 0 | 0 | 0 | 0 | 0 | 0 | 0 | 0 | 0 | 0 | 0 | 0 | 0 | 0 | 0 | 0 | 0 | 0 | 0
F13_Industrial_Agriculture_New_Space Heating_Natural Gas_Condensing RTU_A_Technical Potential | F13 | Industrial | Agriculture | New | Space Heating | Natural Gas | Condensing RTU | A | Purchases (Incremental) | Technical Potential | 0 | 0 | 0 | 0 | 0 | 0 | 0 | 0 | 0 | 0 | 0 | 0 | 0 | 0 | 0 | 0 | 0 | 0 | 0 | 0 | 0 | 0 | 0 | 0 | 0 | 0 | 0 | 0 | 0 | 0 | 0
F14_Industrial_Agriculture_New_Space Heating_Natural Gas_Condensing RTU_A_Technical Potential | F14 | Industrial | Agriculture | New | Space Heating | Natural Gas | Condensing RTU | A | Purchases (Cumulative) | Technical Potential | 0 | 0 | 0 | 0 | 0 | 0 | 0 | 0 | 0 | 0 | 0 | 0 | 0 | 0 | 0 | 0 | 0 | 0 | 0 | 0 | 0 | 0 | 0 | 0 | 0 | 0 | 0 | 0 | 0 | 0 | 0
F1_Industrial_Primary Metals_Existing_Space Heating_Natural Gas_Condensing RTU_A_Technical Potential | F1 | Industrial | Primary Metals | Existing | Space Heating | Natural Gas | Condensing RTU | A | Original Unit Energy Savings (kWh or therms) | Technical Potential | 0 | 0 | 0 | 0 | 0 | 37.5419 | 37.2031 | 36.7721 | 36.3346 | 35.8954 | 35.4657 | 35.0396 | 34.6385 | 34.2611 | 33.8802 | 33.5471 | 33.2328 | 32.9378 | 32.6602 | 32.3794 | 32.1072 | 31.8366 | 31.5577 | 31.2898 | 31.0321 | 30.7906 | 30.5645 | 30.3527 | 30.1542 | 29.9683 | 29.7941
F2_Industrial_Primary Metals_Existing_Space Heating_Natural Gas_Condensing RTU_A_Technical Potential | F2 | Industrial | Primary Metals | Existing | Space Heating | Natural Gas | Condensing RTU | A | Original Unit Summer Peak Savings (kW) | Technical Potential | 0 | 0 | 0 | 0 | 0 | 0 | 0 | 0 | 0 | 0 | 0 | 0 | 0 | 0 | 0 | 0 | 0 | 0 | 0 | 0 | 0 | 0 | 0 | 0 | 0 | 0 | 0 | 0 | 0 | 0 | 0
F3_Industrial_Primary Metals_Existing_Space Heating_Natural Gas_Condensing RTU_A_Technical Potential | F3 | Industrial | Primary Metals | Existing | Space Heating | Natural Gas | Condensing RTU | A | Original Unit Winter Peak Savings (kW) | Technical Potential | 0 | 0 | 0 | 0 | 0 | 0 | 0 | 0 | 0 | 0 | 0 | 0 | 0 | 0 | 0 | 0 | 0 | 0 | 0 | 0 | 0 | 0 | 0 | 0 | 0 | 0 | 0 | 0 | 0 | 0 | 0
F4_Industrial_Primary Metals_Existing_Space Heating_Natural Gas_Condensing RTU_A_Technical Potential | F4 | Industrial | Primary Metals | Existing | Space Heating | Natural Gas | Condensing RTU | A | Standalone Impact on Baseline Energy (%) | Technical Potential | 0% | 0% | 0% | 0% | 0% | 0% | 0% | 0% | 0% | 0% | 0% | 0% | 0% | 0% | 0% | 0% | 0% | 0% | 0% | 0% | 0% | 0% | 0% | 0% | 0 | 0 | 0 | 0 | 0 | 0 | 0
F5_Industrial_Primary Metals_Existing_Space Heating_Natural Gas_Condensing RTU_A_Technical Potential | F5 | Industrial | Primary Metals | Existing | Space Heating | Natural Gas | Condensing RTU | A | Standalone Impact on Baseline Summer Peak (%) | Technical Potential | 0% | 0% | 0% | 0% | 0% | 0% | 0% | 0% | 0% | 0% | 0% | 0% | 0% | 0% | 0% | 0% | 0% | 0% | 0% | 0% | 0% | 0% | 0% | 0% | 0 | 0 | 0 | 0 | 0 | 0 | 0
F6_Industrial_Primary Metals_Existing_Space Heating_Natural Gas_Condensing RTU_A_Technical Potential | F6 | Industrial | Primary Metals | Existing | Space Heating | Natural Gas | Condensing RTU | A | Standalone Impact on Baseline Winter Peak (%) | Technical Potential | 0% | 0% | 0% | 0% | 0% | 0% | 0% | 0% | 0% | 0% | 0% | 0% | 0% | 0% | 0% | 0% | 0% | 0% | 0% | 0% | 0% | 0% | 0% | 0% | 0 | 0 | 0 | 0 | 0 | 0 | 0
F7_Industrial_Primary Metals_Existing_Space Heating_Natural Gas_Condensing RTU_A_Technical Potential | F7 | Industrial | Primary Metals | Existing | Space Heating | Natural Gas | Condensing RTU | A | Incremental Energy Savings (MWh or mTherms) | Technical Potential | 0 | 0 | 0 | 0 | 0 | 0 | 0 | 0 | 0 | 0 | 0 | 0 | 0 | 0 | 0 | 0 | 0 | 0 | 0 | 0 | 0 | 0 | 0 | 0 | 0 | 0 | 0 | 0 | 0 | 0 | 0
F8_Industrial_Primary Metals_Existing_Space Heating_Natural Gas_Condensing RTU_A_Technical Potential | F8 | Industrial | Primary Metals | Existing | Space Heating | Natural Gas | Condensing RTU | A | Incremental Summer Peak Savings (MW) | Technical Potential | 0 | 0 | 0 | 0 | 0 | 0 | 0 | 0 | 0 | 0 | 0 | 0 | 0 | 0 | 0 | 0 | 0 | 0 | 0 | 0 | 0 | 0 | 0 | 0 | 0 | 0 | 0 | 0 | 0 | 0 | 0
F9_Industrial_Primary Metals_Existing_Space Heating_Natural Gas_Condensing RTU_A_Technical Potential | F9 | Industrial | Primary Metals | Existing | Space Heating | Natural Gas | Condensing RTU | A | Incremental Winter Peak Savings (MW) | Technical Potential | 0 | 0 | 0 | 0 | 0 | 0 | 0 | 0 | 0 | 0 | 0 | 0 | 0 | 0 | 0 | 0 | 0 | 0 | 0 | 0 | 0 | 0 | 0 | 0 | 0 | 0 | 0 | 0 | 0 | 0 | 0
F10_Industrial_Primary Metals_Existing_Space Heating_Natural Gas_Condensing RTU_A_Technical Potential | F10 | Industrial | Primary Metals | Existing | Space Heating | Natural Gas | Condensing RTU | A | Cumulative Energy Savings (MWh or mTherms) | Technical Potential | 0 | 0 | 0 | 0 | 0 | 0 | 0 | 0 | 0 | 0 | 0 | 0 | 0 | 0 | 0 | 0 | 0 | 0 | 0 | 0 | 0 | 0 | 0 | 0 | 0 | 0 | 0 | 0 | 0 | 0 | 0
F11_Industrial_Primary Metals_Existing_Space Heating_Natural Gas_Condensing RTU_A_Technical Potential | F11 | Industrial | Primary Metals | Existing | Space Heating | Natural Gas | Condensing RTU | A | Cumulative Summer Peak Savings (MW) | Technical Potential | 0 | 0 | 0 | 0 | 0 | 0 | 0 | 0 | 0 | 0 | 0 | 0 | 0 | 0 | 0 | 0 | 0 | 0 | 0 | 0 | 0 | 0 | 0 | 0 | 0 | 0 | 0 | 0 | 0 | 0 | 0
F12_Industrial_Primary Metals_Existing_Space Heating_Natural Gas_Condensing RTU_A_Technical Potential | F12 | Industrial | Primary Metals | Existing | Space Heating | Natural Gas | Condensing RTU | A | Cumulative Winter Peak Savings (MW) | Technical Potential | 0 | 0 | 0 | 0 | 0 | 0 | 0 | 0 | 0 | 0 | 0 | 0 | 0 | 0 | 0 | 0 | 0 | 0 | 0 | 0 | 0 | 0 | 0 | 0 | 0 | 0 | 0 | 0 | 0 | 0 | 0
F13_Industrial_Primary Metals_Existing_Space Heating_Natural Gas_Condensing RTU_A_Technical Potential | F13 | Industrial | Primary Metals | Existing | Space Heating | Natural Gas | Condensing RTU | A | Purchases (Incremental) | Technical Potential | 0 | 0 | 0 | 0 | 0 | 0 | 0 | 0 | 0 | 0 | 0 | 0 | 0 | 0 | 0 | 0 | 0 | 0 | 0 | 0 | 0 | 0 | 0 | 0 | 0 | 0 | 0 | 0 | 0 | 0 | 0
F14_Industrial_Primary Metals_Existing_Space Heating_Natural Gas_Condensing RTU_A_Technical Potential | F14 | Industrial | Primary Metals | Existing | Space Heating | Natural Gas | Condensing RTU | A | Purchases (Cumulative) | Technical Potential | 0 | 0 | 0 | 0 | 0 | 0 | 0 | 0 | 0 | 0 | 0 | 0 | 0 | 0 | 0 | 0 | 0 | 0 | 0 | 0 | 0 | 0 | 0 | 0 | 0 | 0 | 0 | 0 | 0 | 0 | 0
F1_Industrial_Primary Metals_New_Space Heating_Natural Gas_Condensing RTU_A_Technical Potential | F1 | Industrial | Primary Metals | New | Space Heating | Natural Gas | Condensing RTU | A | Original Unit Energy Savings (kWh or therms) | Technical Potential | 0 | 0 | 0 | 0 | 0 | 0 | 0 | 0 | 0 | 0 | 0 | 0 | 0 | 0 | 0 | 0 | 0 | 0 | 0 | 0 | 0 | 0 | 0 | 0 | 0 | 0 | 0 | 0 | 0 | 0 | 0
F2_Industrial_Primary Metals_New_Space Heating_Natural Gas_Condensing RTU_A_Technical Potential | F2 | Industrial | Primary Metals | New | Space Heating | Natural Gas | Condensing RTU | A | Original Unit Summer Peak Savings (kW) | Technical Potential | 0 | 0 | 0 | 0 | 0 | 0 | 0 | 0 | 0 | 0 | 0 | 0 | 0 | 0 | 0 | 0 | 0 | 0 | 0 | 0 | 0 | 0 | 0 | 0 | 0 | 0 | 0 | 0 | 0 | 0 | 0
F3_Industrial_Primary Metals_New_Space Heating_Natural Gas_Condensing RTU_A_Technical Potential | F3 | Industrial | Primary Metals | New | Space Heating | Natural Gas | Condensing RTU | A | Original Unit Winter Peak Savings (kW) | Technical Potential | 0 | 0 | 0 | 0 | 0 | 0 | 0 | 0 | 0 | 0 | 0 | 0 | 0 | 0 | 0 | 0 | 0 | 0 | 0 | 0 | 0 | 0 | 0 | 0 | 0 | 0 | 0 | 0 | 0 | 0 | 0
F4_Industrial_Primary Metals_New_Space Heating_Natural Gas_Condensing RTU_A_Technical Potential | F4 | Industrial | Primary Metals | New | Space Heating | Natural Gas | Condensing RTU | A | Standalone Impact on Baseline Energy (%) | Technical Potential | 0% | 0% | 0% | 0% | 0% | 0% | 0% | 0% | 0% | 0% | 0% | 0% | 0% | 0% | 0% | 0% | 0% | 0% | 0% | 0% | 0% | 0% | 0% | 0% | 0 | 0 | 0 | 0 | 0 | 0 | 0
F5_Industrial_Primary Metals_New_Space Heating_Natural Gas_Condensing RTU_A_Technical Potential | F5 | Industrial | Primary Metals | New | Space Heating | Natural Gas | Condensing RTU | A | Standalone Impact on Baseline Summer Peak (%) | Technical Potential | 0% | 0% | 0% | 0% | 0% | 0% | 0% | 0% | 0% | 0% | 0% | 0% | 0% | 0% | 0% | 0% | 0% | 0% | 0% | 0% | 0% | 0% | 0% | 0% | 0 | 0 | 0 | 0 | 0 | 0 | 0
F6_Industrial_Primary Metals_New_Space Heating_Natural Gas_Condensing RTU_A_Technical Potential | F6 | Industrial | Primary Metals | New | Space Heating | Natural Gas | Condensing RTU | A | Standalone Impact on Baseline Winter Peak (%) | Technical Potential | 0% | 0% | 0% | 0% | 0% | 0% | 0% | 0% | 0% | 0% | 0% | 0% | 0% | 0% | 0% | 0% | 0% | 0% | 0% | 0% | 0% | 0% | 0% | 0% | 0 | 0 | 0 | 0 | 0 | 0 | 0
F7_Industrial_Primary Metals_New_Space Heating_Natural Gas_Condensing RTU_A_Technical Potential | F7 | Industrial | Primary Metals | New | Space Heating | Natural Gas | Condensing RTU | A | Incremental Energy Savings (MWh or mTherms) | Technical Potential | 0 | 0 | 0 | 0 | 0 | 0 | 0 | 0 | 0 | 0 | 0 | 0 | 0 | 0 | 0 | 0 | 0 | 0 | 0 | 0 | 0 | 0 | 0 | 0 | 0 | 0 | 0 | 0 | 0 | 0 | 0
F8_Industrial_Primary Metals_New_Space Heating_Natural Gas_Condensing RTU_A_Technical Potential | F8 | Industrial | Primary Metals | New | Space Heating | Natural Gas | Condensing RTU | A | Incremental Summer Peak Savings (MW) | Technical Potential | 0 | 0 | 0 | 0 | 0 | 0 | 0 | 0 | 0 | 0 | 0 | 0 | 0 | 0 | 0 | 0 | 0 | 0 | 0 | 0 | 0 | 0 | 0 | 0 | 0 | 0 | 0 | 0 | 0 | 0 | 0
F9_Industrial_Primary Metals_New_Space Heating_Natural Gas_Condensing RTU_A_Technical Potential | F9 | Industrial | Primary Metals | New | Space Heating | Natural Gas | Condensing RTU | A | Incremental Winter Peak Savings (MW) | Technical Potential | 0 | 0 | 0 | 0 | 0 | 0 | 0 | 0 | 0 | 0 | 0 | 0 | 0 | 0 | 0 | 0 | 0 | 0 | 0 | 0 | 0 | 0 | 0 | 0 | 0 | 0 | 0 | 0 | 0 | 0 | 0
F10_Industrial_Primary Metals_New_Space Heating_Natural Gas_Condensing RTU_A_Technical Potential | F10 | Industrial | Primary Metals | New | Space Heating | Natural Gas | Condensing RTU | A | Cumulative Energy Savings (MWh or mTherms) | Technical Potential | 0 | 0 | 0 | 0 | 0 | 0 | 0 | 0 | 0 | 0 | 0 | 0 | 0 | 0 | 0 | 0 | 0 | 0 | 0 | 0 | 0 | 0 | 0 | 0 | 0 | 0 | 0 | 0 | 0 | 0 | 0
F11_Industrial_Primary Metals_New_Space Heating_Natural Gas_Condensing RTU_A_Technical Potential | F11 | Industrial | Primary Metals | New | Space Heating | Natural Gas | Condensing RTU | A | Cumulative Summer Peak Savings (MW) | Technical Potential | 0 | 0 | 0 | 0 | 0 | 0 | 0 | 0 | 0 | 0 | 0 | 0 | 0 | 0 | 0 | 0 | 0 | 0 | 0 | 0 | 0 | 0 | 0 | 0 | 0 | 0 | 0 | 0 | 0 | 0 | 0
F12_Industrial_Primary Metals_New_Space Heating_Natural Gas_Condensing RTU_A_Technical Potential | F12 | Industrial | Primary Metals | New | Space Heating | Natural Gas | Condensing RTU | A | Cumulative Winter Peak Savings (MW) | Technical Potential | 0 | 0 | 0 | 0 | 0 | 0 | 0 | 0 | 0 | 0 | 0 | 0 | 0 | 0 | 0 | 0 | 0 | 0 | 0 | 0 | 0 | 0 | 0 | 0 | 0 | 0 | 0 | 0 | 0 | 0 | 0
F13_Industrial_Primary Metals_New_Space Heating_Natural Gas_Condensing RTU_A_Technical Potential | F13 | Industrial | Primary Metals | New | Space Heating | Natural Gas | Condensing RTU | A | Purchases (Incremental) | Technical Potential | 0 | 0 | 0 | 0 | 0 | 0 | 0 | 0 | 0 | 0 | 0 | 0 | 0 | 0 | 0 | 0 | 0 | 0 | 0 | 0 | 0 | 0 | 0 | 0 | 0 | 0 | 0 | 0 | 0 | 0 | 0
F14_Industrial_Primary Metals_New_Space Heating_Natural Gas_Condensing RTU_A_Technical Potential | F14 | Industrial | Primary Metals | New | Space Heating | Natural Gas | Condensing RTU | A | Purchases (Cumulative) | Technical Potential | 0 | 0 | 0 | 0 | 0 | 0 | 0 | 0 | 0 | 0 | 0 | 0 | 0 | 0 | 0 | 0 | 0 | 0 | 0 | 0 | 0 | 0 | 0 | 0 | 0 | 0 | 0 | 0 | 0 | 0 | 0
F1_Industrial_Stone, Clay, and Glass_Existing_Space Heating_Natural Gas_Condensing RTU_A_Technical Potential | F1 | Industrial | Stone, Clay, and Glass | Existing | Space Heating | Natural Gas | Condensing RTU | A | Original Unit Energy Savings (kWh or therms) | Technical Potential | 0 | 0 | 0 | 0 | 0 | 44.1503 | 43.7518 | 43.2449 | 42.7304 | 42.2139 | 41.7086 | 41.2075 | 40.7358 | 40.2919 | 39.844 | 39.4523 | 39.0827 | 38.7357 | 38.4092 | 38.079 | 37.7589 | 37.4407 | 37.1127 | 36.7977 | 36.4945 | 36.2106 | 35.9446 | 35.6955 | 35.4621 | 35.2435 | 35.0386
F2_Industrial_Stone, Clay, and Glass_Existing_Space Heating_Natural Gas_Condensing RTU_A_Technical Potential | F2 | Industrial | Stone, Clay, and Glass | Existing | Space Heating | Natural Gas | Condensing RTU | A | Original Unit Summer Peak Savings (kW) | Technical Potential | 0 | 0 | 0 | 0 | 0 | 0 | 0 | 0 | 0 | 0 | 0 | 0 | 0 | 0 | 0 | 0 | 0 | 0 | 0 | 0 | 0 | 0 | 0 | 0 | 0 | 0 | 0 | 0 | 0 | 0 | 0
F3_Industrial_Stone, Clay, and Glass_Existing_Space Heating_Natural Gas_Condensing RTU_A_Technical Potential | F3 | Industrial | Stone, Clay, and Glass | Existing | Space Heating | Natural Gas | Condensing RTU | A | Original Unit Winter Peak Savings (kW) | Technical Potential | 0 | 0 | 0 | 0 | 0 | 0 | 0 | 0 | 0 | 0 | 0 | 0 | 0 | 0 | 0 | 0 | 0 | 0 | 0 | 0 | 0 | 0 | 0 | 0 | 0 | 0 | 0 | 0 | 0 | 0 | 0
F4_Industrial_Stone, Clay, and Glass_Existing_Space Heating_Natural Gas_Condensing RTU_A_Technical Potential | F4 | Industrial | Stone, Clay, and Glass | Existing | Space Heating | Natural Gas | Condensing RTU | A | Standalone Impact on Baseline Energy (%) | Technical Potential | 0% | 0% | 0% | 0% | 0% | 0% | 0% | 0% | 0% | 0% | 0% | 0% | 0% | 0% | 0% | 0% | 0% | 0% | 0% | 0% | 0% | 0% | 0% | 0% | 0 | 0 | 0 | 0 | 0 | 0 | 0
F5_Industrial_Stone, Clay, and Glass_Existing_Space Heating_Natural Gas_Condensing RTU_A_Technical Potential | F5 | Industrial | Stone, Clay, and Glass | Existing | Space Heating | Natural Gas | Condensing RTU | A | Standalone Impact on Baseline Summer Peak (%) | Technical Potential | 0% | 0% | 0% | 0% | 0% | 0% | 0% | 0% | 0% | 0% | 0% | 0% | 0% | 0% | 0% | 0% | 0% | 0% | 0% | 0% | 0% | 0% | 0% | 0% | 0 | 0 | 0 | 0 | 0 | 0 | 0
F6_Industrial_Stone, Clay, and Glass_Existing_Space Heating_Natural Gas_Condensing RTU_A_Technical Potential | F6 | Industrial | Stone, Clay, and Glass | Existing | Space Heating | Natural Gas | Condensing RTU | A | Standalone Impact on Baseline Winter Peak (%) | Technical Potential | 0% | 0% | 0% | 0% | 0% | 0% | 0% | 0% | 0% | 0% | 0% | 0% | 0% | 0% | 0% | 0% | 0% | 0% | 0% | 0% | 0% | 0% | 0% | 0% | 0 | 0 | 0 | 0 | 0 | 0 | 0
F7_Industrial_Stone, Clay, and Glass_Existing_Space Heating_Natural Gas_Condensing RTU_A_Technical Potential | F7 | Industrial | Stone, Clay, and Glass | Existing | Space Heating | Natural Gas | Condensing RTU | A | Incremental Energy Savings (MWh or mTherms) | Technical Potential | 0 | 0 | 0 | 0 | 0 | 0 | 0 | 0 | 0 | 0 | 0 | 0 | 0 | 0 | 0 | 0 | 0 | 0 | 0 | 0 | 0 | 0 | 0 | 0 | 0 | 0 | 0 | 0 | 0 | 0 | 0
F8_Industrial_Stone, Clay, and Glass_Existing_Space Heating_Natural Gas_Condensing RTU_A_Technical Potential | F8 | Industrial | Stone, Clay, and Glass | Existing | Space Heating | Natural Gas | Condensing RTU | A | Incremental Summer Peak Savings (MW) | Technical Potential | 0 | 0 | 0 | 0 | 0 | 0 | 0 | 0 | 0 | 0 | 0 | 0 | 0 | 0 | 0 | 0 | 0 | 0 | 0 | 0 | 0 | 0 | 0 | 0 | 0 | 0 | 0 | 0 | 0 | 0 | 0
F9_Industrial_Stone, Clay, and Glass_Existing_Space Heating_Natural Gas_Condensing RTU_A_Technical Potential | F9 | Industrial | Stone, Clay, and Glass | Existing | Space Heating | Natural Gas | Condensing RTU | A | Incremental Winter Peak Savings (MW) | Technical Potential | 0 | 0 | 0 | 0 | 0 | 0 | 0 | 0 | 0 | 0 | 0 | 0 | 0 | 0 | 0 | 0 | 0 | 0 | 0 | 0 | 0 | 0 | 0 | 0 | 0 | 0 | 0 | 0 | 0 | 0 | 0
F10_Industrial_Stone, Clay, and Glass_Existing_Space Heating_Natural Gas_Condensing RTU_A_Technical Potential | F10 | Industrial | Stone, Clay, and Glass | Existing | Space Heating | Natural Gas | Condensing RTU | A | Cumulative Energy Savings (MWh or mTherms) | Technical Potential | 0 | 0 | 0 | 0 | 0 | 0 | 0 | 0 | 0 | 0 | 0 | 0 | 0 | 0 | 0 | 0 | 0 | 0 | 0 | 0 | 0 | 0 | 0 | 0 | 0 | 0 | 0 | 0 | 0 | 0 | 0
F11_Industrial_Stone, Clay, and Glass_Existing_Space Heating_Natural Gas_Condensing RTU_A_Technical Potential | F11 | Industrial | Stone, Clay, and Glass | Existing | Space Heating | Natural Gas | Condensing RTU | A | Cumulative Summer Peak Savings (MW) | Technical Potential | 0 | 0 | 0 | 0 | 0 | 0 | 0 | 0 | 0 | 0 | 0 | 0 | 0 | 0 | 0 | 0 | 0 | 0 | 0 | 0 | 0 | 0 | 0 | 0 | 0 | 0 | 0 | 0 | 0 | 0 | 0
F12_Industrial_Stone, Clay, and Glass_Existing_Space Heating_Natural Gas_Condensing RTU_A_Technical Potential | F12 | Industrial | Stone, Clay, and Glass | Existing | Space Heating | Natural Gas | Condensing RTU | A | Cumulative Winter Peak Savings (MW) | Technical Potential | 0 | 0 | 0 | 0 | 0 | 0 | 0 | 0 | 0 | 0 | 0 | 0 | 0 | 0 | 0 | 0 | 0 | 0 | 0 | 0 | 0 | 0 | 0 | 0 | 0 | 0 | 0 | 0 | 0 | 0 | 0
F13_Industrial_Stone, Clay, and Glass_Existing_Space Heating_Natural Gas_Condensing RTU_A_Technical Potential | F13 | Industrial | Stone, Clay, and Glass | Existing | Space Heating | Natural Gas | Condensing RTU | A | Purchases (Incremental) | Technical Potential | 0 | 0 | 0 | 0 | 0 | 0 | 0 | 0 | 0 | 0 | 0 | 0 | 0 | 0 | 0 | 0 | 0 | 0 | 0 | 0 | 0 | 0 | 0 | 0 | 0 | 0 | 0 | 0 | 0 | 0 | 0
F14_Industrial_Stone, Clay, and Glass_Existing_Space Heating_Natural Gas_Condensing RTU_A_Technical Potential | F14 | Industrial | Stone, Clay, and Glass | Existing | Space Heating | Natural Gas | Condensing RTU | A | Purchases (Cumulative) | Technical Potential | 0 | 0 | 0 | 0 | 0 | 0 | 0 | 0 | 0 | 0 | 0 | 0 | 0 | 0 | 0 | 0 | 0 | 0 | 0 | 0 | 0 | 0 | 0 | 0 | 0 | 0 | 0 | 0 | 0 | 0 | 0
F1_Industrial_Stone, Clay, and Glass_New_Space Heating_Natural Gas_Condensing RTU_A_Technical Potential | F1 | Industrial | Stone, Clay, and Glass | New | Space Heating | Natural Gas | Condensing RTU | A | Original Unit Energy Savings (kWh or therms) | Technical Potential | 0 | 0 | 0 | 0 | 0 | 0 | 0 | 0 | 0 | 0 | 0 | 0 | 0 | 0 | 0 | 0 | 0 | 0 | 0 | 0 | 0 | 0 | 0 | 0 | 0 | 0 | 0 | 0 | 0 | 0 | 0
F2_Industrial_Stone, Clay, and Glass_New_Space Heating_Natural Gas_Condensing RTU_A_Technical Potential | F2 | Industrial | Stone, Clay, and Glass | New | Space Heating | Natural Gas | Condensing RTU | A | Original Unit Summer Peak Savings (kW) | Technical Potential | 0 | 0 | 0 | 0 | 0 | 0 | 0 | 0 | 0 | 0 | 0 | 0 | 0 | 0 | 0 | 0 | 0 | 0 | 0 | 0 | 0 | 0 | 0 | 0 | 0 | 0 | 0 | 0 | 0 | 0 | 0
F3_Industrial_Stone, Clay, and Glass_New_Space Heating_Natural Gas_Condensing RTU_A_Technical Potential | F3 | Industrial | Stone, Clay, and Glass | New | Space Heating | Natural Gas | Condensing RTU | A | Original Unit Winter Peak Savings (kW) | Technical Potential | 0 | 0 | 0 | 0 | 0 | 0 | 0 | 0 | 0 | 0 | 0 | 0 | 0 | 0 | 0 | 0 | 0 | 0 | 0 | 0 | 0 | 0 | 0 | 0 | 0 | 0 | 0 | 0 | 0 | 0 | 0
F4_Industrial_Stone, Clay, and Glass_New_Space Heating_Natural Gas_Condensing RTU_A_Technical Potential | F4 | Industrial | Stone, Clay, and Glass | New | Space Heating | Natural Gas | Condensing RTU | A | Standalone Impact on Baseline Energy (%) | Technical Potential | 0% | 0% | 0% | 0% | 0% | 0% | 0% | 0% | 0% | 0% | 0% | 0% | 0% | 0% | 0% | 0% | 0% | 0% | 0% | 0% | 0% | 0% | 0% | 0% | 0 | 0 | 0 | 0 | 0 | 0 | 0
F5_Industrial_Stone, Clay, and Glass_New_Space Heating_Natural Gas_Condensing RTU_A_Technical Potential | F5 | Industrial | Stone, Clay, and Glass | New | Space Heating | Natural Gas | Condensing RTU | A | Standalone Impact on Baseline Summer Peak (%) | Technical Potential | 0% | 0% | 0% | 0% | 0% | 0% | 0% | 0% | 0% | 0% | 0% | 0% | 0% | 0% | 0% | 0% | 0% | 0% | 0% | 0% | 0% | 0% | 0% | 0% | 0 | 0 | 0 | 0 | 0 | 0 | 0
F6_Industrial_Stone, Clay, and Glass_New_Space Heating_Natural Gas_Condensing RTU_A_Technical Potential | F6 | Industrial | Stone, Clay, and Glass | New | Space Heating | Natural Gas | Condensing RTU | A | Standalone Impact on Baseline Winter Peak (%) | Technical Potential | 0% | 0% | 0% | 0% | 0% | 0% | 0% | 0% | 0% | 0% | 0% | 0% | 0% | 0% | 0% | 0% | 0% | 0% | 0% | 0% | 0% | 0% | 0% | 0% | 0 | 0 | 0 | 0 | 0 | 0 | 0
F7_Industrial_Stone, Clay, and Glass_New_Space Heating_Natural Gas_Condensing RTU_A_Technical Potential | F7 | Industrial | Stone, Clay, and Glass | New | Space Heating | Natural Gas | Condensing RTU | A | Incremental Energy Savings (MWh or mTherms) | Technical Potential | 0 | 0 | 0 | 0 | 0 | 0 | 0 | 0 | 0 | 0 | 0 | 0 | 0 | 0 | 0 | 0 | 0 | 0 | 0 | 0 | 0 | 0 | 0 | 0 | 0 | 0 | 0 | 0 | 0 | 0 | 0
F8_Industrial_Stone, Clay, and Glass_New_Space Heating_Natural Gas_Condensing RTU_A_Technical Potential | F8 | Industrial | Stone, Clay, and Glass | New | Space Heating | Natural Gas | Condensing RTU | A | Incremental Summer Peak Savings (MW) | Technical Potential | 0 | 0 | 0 | 0 | 0 | 0 | 0 | 0 | 0 | 0 | 0 | 0 | 0 | 0 | 0 | 0 | 0 | 0 | 0 | 0 | 0 | 0 | 0 | 0 | 0 | 0 | 0 | 0 | 0 | 0 | 0
F9_Industrial_Stone, Clay, and Glass_New_Space Heating_Natural Gas_Condensing RTU_A_Technical Potential | F9 | Industrial | Stone, Clay, and Glass | New | Space Heating | Natural Gas | Condensing RTU | A | Incremental Winter Peak Savings (MW) | Technical Potential | 0 | 0 | 0 | 0 | 0 | 0 | 0 | 0 | 0 | 0 | 0 | 0 | 0 | 0 | 0 | 0 | 0 | 0 | 0 | 0 | 0 | 0 | 0 | 0 | 0 | 0 | 0 | 0 | 0 | 0 | 0
F10_Industrial_Stone, Clay, and Glass_New_Space Heating_Natural Gas_Condensing RTU_A_Technical Potential | F10 | Industrial | Stone, Clay, and Glass | New | Space Heating | Natural Gas | Condensing RTU | A | Cumulative Energy Savings (MWh or mTherms) | Technical Potential | 0 | 0 | 0 | 0 | 0 | 0 | 0 | 0 | 0 | 0 | 0 | 0 | 0 | 0 | 0 | 0 | 0 | 0 | 0 | 0 | 0 | 0 | 0 | 0 | 0 | 0 | 0 | 0 | 0 | 0 | 0
F11_Industrial_Stone, Clay, and Glass_New_Space Heating_Natural Gas_Condensing RTU_A_Technical Potential | F11 | Industrial | Stone, Clay, and Glass | New | Space Heating | Natural Gas | Condensing RTU | A | Cumulative Summer Peak Savings (MW) | Technical Potential | 0 | 0 | 0 | 0 | 0 | 0 | 0 | 0 | 0 | 0 | 0 | 0 | 0 | 0 | 0 | 0 | 0 | 0 | 0 | 0 | 0 | 0 | 0 | 0 | 0 | 0 | 0 | 0 | 0 | 0 | 0
F12_Industrial_Stone, Clay, and Glass_New_Space Heating_Natural Gas_Condensing RTU_A_Technical Potential | F12 | Industrial | Stone, Clay, and Glass | New | Space Heating | Natural Gas | Condensing RTU | A | Cumulative Winter Peak Savings (MW) | Technical Potential | 0 | 0 | 0 | 0 | 0 | 0 | 0 | 0 | 0 | 0 | 0 | 0 | 0 | 0 | 0 | 0 | 0 | 0 | 0 | 0 | 0 | 0 | 0 | 0 | 0 | 0 | 0 | 0 | 0 | 0 | 0
F13_Industrial_Stone, Clay, and Glass_New_Space Heating_Natural Gas_Condensing RTU_A_Technical Potential | F13 | Industrial | Stone, Clay, and Glass | New | Space Heating | Natural Gas | Condensing RTU | A | Purchases (Incremental) | Technical Potential | 0 | 0 | 0 | 0 | 0 | 0 | 0 | 0 | 0 | 0 | 0 | 0 | 0 | 0 | 0 | 0 | 0 | 0 | 0 | 0 | 0 | 0 | 0 | 0 | 0 | 0 | 0 | 0 | 0 | 0 | 0
F14_Industrial_Stone, Clay, and Glass_New_Space Heating_Natural Gas_Condensing RTU_A_Technical Potential | F14 | Industrial | Stone, Clay, and Glass | New | Space Heating | Natural Gas | Condensing RTU | A | Purchases (Cumulative) | Technical Potential | 0 | 0 | 0 | 0 | 0 | 0 | 0 | 0 | 0 | 0 | 0 | 0 | 0 | 0 | 0 | 0 | 0 | 0 | 0 | 0 | 0 | 0 | 0 | 0 | 0 | 0 | 0 | 0 | 0 | 0 | 0
F1_Industrial_Petroleum_Existing_Space Heating_Natural Gas_Condensing RTU_A_Technical Potential | F1 | Industrial | Petroleum | Existing | Space Heating | Natural Gas | Condensing RTU | A | Original Unit Energy Savings (kWh or therms) | Technical Potential | 0 | 0 | 0 | 0 | 0 | 9325.7668 | 9241.5956 | 9134.5225 | 9025.848 | 8916.7434 | 8810.0105 | 8704.1605 | 8604.537 | 8510.7736 | 8416.1595 | 8333.4186 | 8255.3492 | 8182.0658 | 8113.0931 | 8043.3368 | 7975.741 | 7908.5126 | 7839.2358 | 7772.6912 | 7708.6587 | 7648.6851 | 7592.5092 | 7539.8868 | 7490.5897 | 7444.4046 | 7401.1322
F2_Industrial_Petroleum_Existing_Space Heating_Natural Gas_Condensing RTU_A_Technical Potential | F2 | Industrial | Petroleum | Existing | Space Heating | Natural Gas | Condensing RTU | A | Original Unit Summer Peak Savings (kW) | Technical Potential | 0 | 0 | 0 | 0 | 0 | 0 | 0 | 0 | 0 | 0 | 0 | 0 | 0 | 0 | 0 | 0 | 0 | 0 | 0 | 0 | 0 | 0 | 0 | 0 | 0 | 0 | 0 | 0 | 0 | 0 | 0
F3_Industrial_Petroleum_Existing_Space Heating_Natural Gas_Condensing RTU_A_Technical Potential | F3 | Industrial | Petroleum | Existing | Space Heating | Natural Gas | Condensing RTU | A | Original Unit Winter Peak Savings (kW) | Technical Potential | 0 | 0 | 0 | 0 | 0 | 0 | 0 | 0 | 0 | 0 | 0 | 0 | 0 | 0 | 0 | 0 | 0 | 0 | 0 | 0 | 0 | 0 | 0 | 0 | 0 | 0 | 0 | 0 | 0 | 0 | 0
F4_Industrial_Petroleum_Existing_Space Heating_Natural Gas_Condensing RTU_A_Technical Potential | F4 | Industrial | Petroleum | Existing | Space Heating | Natural Gas | Condensing RTU | A | Standalone Impact on Baseline Energy (%) | Technical Potential | 0% | 0% | 0% | 0% | 0% | 0% | 0% | 0% | 0% | 0% | 0% | 0% | 0% | 0% | 0% | 0% | 0% | 0% | 0% | 0% | 0% | 0% | 0% | 0% | 0 | 0 | 0 | 0 | 0 | 0 | 0
F5_Industrial_Petroleum_Existing_Space Heating_Natural Gas_Condensing RTU_A_Technical Potential | F5 | Industrial | Petroleum | Existing | Space Heating | Natural Gas | Condensing RTU | A | Standalone Impact on Baseline Summer Peak (%) | Technical Potential | 0% | 0% | 0% | 0% | 0% | 0% | 0% | 0% | 0% | 0% | 0% | 0% | 0% | 0% | 0% | 0% | 0% | 0% | 0% | 0% | 0% | 0% | 0% | 0% | 0 | 0 | 0 | 0 | 0 | 0 | 0
F6_Industrial_Petroleum_Existing_Space Heating_Natural Gas_Condensing RTU_A_Technical Potential | F6 | Industrial | Petroleum | Existing | Space Heating | Natural Gas | Condensing RTU | A | Standalone Impact on Baseline Winter Peak (%) | Technical Potential | 0% | 0% | 0% | 0% | 0% | 0% | 0% | 0% | 0% | 0% | 0% | 0% | 0% | 0% | 0% | 0% | 0% | 0% | 0% | 0% | 0% | 0% | 0% | 0% | 0 | 0 | 0 | 0 | 0 | 0 | 0
F7_Industrial_Petroleum_Existing_Space Heating_Natural Gas_Condensing RTU_A_Technical Potential | F7 | Industrial | Petroleum | Existing | Space Heating | Natural Gas | Condensing RTU | A | Incremental Energy Savings (MWh or mTherms) | Technical Potential | 0 | 0 | 0 | 0 | 0 | 0 | 0 | 0 | 0 | 0 | 0 | 0 | 0 | 0 | 0 | 0 | 0 | 0 | 0 | 0 | 0 | 0 | 0 | 0 | 0 | 0 | 0 | 0 | 0 | 0 | 0
F8_Industrial_Petroleum_Existing_Space Heating_Natural Gas_Condensing RTU_A_Technical Potential | F8 | Industrial | Petroleum | Existing | Space Heating | Natural Gas | Condensing RTU | A | Incremental Summer Peak Savings (MW) | Technical Potential | 0 | 0 | 0 | 0 | 0 | 0 | 0 | 0 | 0 | 0 | 0 | 0 | 0 | 0 | 0 | 0 | 0 | 0 | 0 | 0 | 0 | 0 | 0 | 0 | 0 | 0 | 0 | 0 | 0 | 0 | 0
F9_Industrial_Petroleum_Existing_Space Heating_Natural Gas_Condensing RTU_A_Technical Potential | F9 | Industrial | Petroleum | Existing | Space Heating | Natural Gas | Condensing RTU | A | Incremental Winter Peak Savings (MW) | Technical Potential | 0 | 0 | 0 | 0 | 0 | 0 | 0 | 0 | 0 | 0 | 0 | 0 | 0 | 0 | 0 | 0 | 0 | 0 | 0 | 0 | 0 | 0 | 0 | 0 | 0 | 0 | 0 | 0 | 0 | 0 | 0
F10_Industrial_Petroleum_Existing_Space Heating_Natural Gas_Condensing RTU_A_Technical Potential | F10 | Industrial | Petroleum | Existing | Space Heating | Natural Gas | Condensing RTU | A | Cumulative Energy Savings (MWh or mTherms) | Technical Potential | 0 | 0 | 0 | 0 | 0 | 0 | 0 | 0 | 0 | 0 | 0 | 0 | 0 | 0 | 0 | 0 | 0 | 0 | 0 | 0 | 0 | 0 | 0 | 0 | 0 | 0 | 0 | 0 | 0 | 0 | 0
F11_Industrial_Petroleum_Existing_Space Heating_Natural Gas_Condensing RTU_A_Technical Potential | F11 | Industrial | Petroleum | Existing | Space Heating | Natural Gas | Condensing RTU | A | Cumulative Summer Peak Savings (MW) | Technical Potential | 0 | 0 | 0 | 0 | 0 | 0 | 0 | 0 | 0 | 0 | 0 | 0 | 0 | 0 | 0 | 0 | 0 | 0 | 0 | 0 | 0 | 0 | 0 | 0 | 0 | 0 | 0 | 0 | 0 | 0 | 0
F12_Industrial_Petroleum_Existing_Space Heating_Natural Gas_Condensing RTU_A_Technical Potential | F12 | Industrial | Petroleum | Existing | Space Heating | Natural Gas | Condensing RTU | A | Cumulative Winter Peak Savings (MW) | Technical Potential | 0 | 0 | 0 | 0 | 0 | 0 | 0 | 0 | 0 | 0 | 0 | 0 | 0 | 0 | 0 | 0 | 0 | 0 | 0 | 0 | 0 | 0 | 0 | 0 | 0 | 0 | 0 | 0 | 0 | 0 | 0
F13_Industrial_Petroleum_Existing_Space Heating_Natural Gas_Condensing RTU_A_Technical Potential | F13 | Industrial | Petroleum | Existing | Space Heating | Natural Gas | Condensing RTU | A | Purchases (Incremental) | Technical Potential | 0 | 0 | 0 | 0 | 0 | 0 | 0 | 0 | 0 | 0 | 0 | 0 | 0 | 0 | 0 | 0 | 0 | 0 | 0 | 0 | 0 | 0 | 0 | 0 | 0 | 0 | 0 | 0 | 0 | 0 | 0
F14_Industrial_Petroleum_Existing_Space Heating_Natural Gas_Condensing RTU_A_Technical Potential | F14 | Industrial | Petroleum | Existing | Space Heating | Natural Gas | Condensing RTU | A | Purchases (Cumulative) | Technical Potential | 0 | 0 | 0 | 0 | 0 | 0 | 0 | 0 | 0 | 0 | 0 | 0 | 0 | 0 | 0 | 0 | 0 | 0 | 0 | 0 | 0 | 0 | 0 | 0 | 0 | 0 | 0 | 0 | 0 | 0 | 0
F1_Industrial_Petroleum_New_Space Heating_Natural Gas_Condensing RTU_A_Technical Potential | F1 | Industrial | Petroleum | New | Space Heating | Natural Gas | Condensing RTU | A | Original Unit Energy Savings (kWh or therms) | Technical Potential | 0 | 0 | 0 | 0 | 0 | 0 | 0 | 0 | 0 | 0 | 0 | 0 | 0 | 0 | 0 | 0 | 0 | 0 | 0 | 0 | 0 | 0 | 0 | 0 | 0 | 0 | 0 | 0 | 0 | 0 | 0
F2_Industrial_Petroleum_New_Space Heating_Natural Gas_Condensing RTU_A_Technical Potential | F2 | Industrial | Petroleum | New | Space Heating | Natural Gas | Condensing RTU | A | Original Unit Summer Peak Savings (kW) | Technical Potential | 0 | 0 | 0 | 0 | 0 | 0 | 0 | 0 | 0 | 0 | 0 | 0 | 0 | 0 | 0 | 0 | 0 | 0 | 0 | 0 | 0 | 0 | 0 | 0 | 0 | 0 | 0 | 0 | 0 | 0 | 0
F3_Industrial_Petroleum_New_Space Heating_Natural Gas_Condensing RTU_A_Technical Potential | F3 | Industrial | Petroleum | New | Space Heating | Natural Gas | Condensing RTU | A | Original Unit Winter Peak Savings (kW) | Technical Potential | 0 | 0 | 0 | 0 | 0 | 0 | 0 | 0 | 0 | 0 | 0 | 0 | 0 | 0 | 0 | 0 | 0 | 0 | 0 | 0 | 0 | 0 | 0 | 0 | 0 | 0 | 0 | 0 | 0 | 0 | 0
F4_Industrial_Petroleum_New_Space Heating_Natural Gas_Condensing RTU_A_Technical Potential | F4 | Industrial | Petroleum | New | Space Heating | Natural Gas | Condensing RTU | A | Standalone Impact on Baseline Energy (%) | Technical Potential | 0% | 0% | 0% | 0% | 0% | 0% | 0% | 0% | 0% | 0% | 0% | 0% | 0% | 0% | 0% | 0% | 0% | 0% | 0% | 0% | 0% | 0% | 0% | 0% | 0 | 0 | 0 | 0 | 0 | 0 | 0
F5_Industrial_Petroleum_New_Space Heating_Natural Gas_Condensing RTU_A_Technical Potential | F5 | Industrial | Petroleum | New | Space Heating | Natural Gas | Condensing RTU | A | Standalone Impact on Baseline Summer Peak (%) | Technical Potential | 0% | 0% | 0% | 0% | 0% | 0% | 0% | 0% | 0% | 0% | 0% | 0% | 0% | 0% | 0% | 0% | 0% | 0% | 0% | 0% | 0% | 0% | 0% | 0% | 0 | 0 | 0 | 0 | 0 | 0 | 0
F6_Industrial_Petroleum_New_Space Heating_Natural Gas_Condensing RTU_A_Technical Potential | F6 | Industrial | Petroleum | New | Space Heating | Natural Gas | Condensing RTU | A | Standalone Impact on Baseline Winter Peak (%) | Technical Potential | 0% | 0% | 0% | 0% | 0% | 0% | 0% | 0% | 0% | 0% | 0% | 0% | 0% | 0% | 0% | 0% | 0% | 0% | 0% | 0% | 0% | 0% | 0% | 0% | 0 | 0 | 0 | 0 | 0 | 0 | 0
F7_Industrial_Petroleum_New_Space Heating_Natural Gas_Condensing RTU_A_Technical Potential | F7 | Industrial | Petroleum | New | Space Heating | Natural Gas | Condensing RTU | A | Incremental Energy Savings (MWh or mTherms) | Technical Potential | 0 | 0 | 0 | 0 | 0 | 0 | 0 | 0 | 0 | 0 | 0 | 0 | 0 | 0 | 0 | 0 | 0 | 0 | 0 | 0 | 0 | 0 | 0 | 0 | 0 | 0 | 0 | 0 | 0 | 0 | 0
F8_Industrial_Petroleum_New_Space Heating_Natural Gas_Condensing RTU_A_Technical Potential | F8 | Industrial | Petroleum | New | Space Heating | Natural Gas | Condensing RTU | A | Incremental Summer Peak Savings (MW) | Technical Potential | 0 | 0 | 0 | 0 | 0 | 0 | 0 | 0 | 0 | 0 | 0 | 0 | 0 | 0 | 0 | 0 | 0 | 0 | 0 | 0 | 0 | 0 | 0 | 0 | 0 | 0 | 0 | 0 | 0 | 0 | 0
F9_Industrial_Petroleum_New_Space Heating_Natural Gas_Condensing RTU_A_Technical Potential | F9 | Industrial | Petroleum | New | Space Heating | Natural Gas | Condensing RTU | A | Incremental Winter Peak Savings (MW) | Technical Potential | 0 | 0 | 0 | 0 | 0 | 0 | 0 | 0 | 0 | 0 | 0 | 0 | 0 | 0 | 0 | 0 | 0 | 0 | 0 | 0 | 0 | 0 | 0 | 0 | 0 | 0 | 0 | 0 | 0 | 0 | 0
F10_Industrial_Petroleum_New_Space Heating_Natural Gas_Condensing RTU_A_Technical Potential | F10 | Industrial | Petroleum | New | Space Heating | Natural Gas | Condensing RTU | A | Cumulative Energy Savings (MWh or mTherms) | Technical Potential | 0 | 0 | 0 | 0 | 0 | 0 | 0 | 0 | 0 | 0 | 0 | 0 | 0 | 0 | 0 | 0 | 0 | 0 | 0 | 0 | 0 | 0 | 0 | 0 | 0 | 0 | 0 | 0 | 0 | 0 | 0
F11_Industrial_Petroleum_New_Space Heating_Natural Gas_Condensing RTU_A_Technical Potential | F11 | Industrial | Petroleum | New | Space Heating | Natural Gas | Condensing RTU | A | Cumulative Summer Peak Savings (MW) | Technical Potential | 0 | 0 | 0 | 0 | 0 | 0 | 0 | 0 | 0 | 0 | 0 | 0 | 0 | 0 | 0 | 0 | 0 | 0 | 0 | 0 | 0 | 0 | 0 | 0 | 0 | 0 | 0 | 0 | 0 | 0 | 0
F12_Industrial_Petroleum_New_Space Heating_Natural Gas_Condensing RTU_A_Technical Potential | F12 | Industrial | Petroleum | New | Space Heating | Natural Gas | Condensing RTU | A | Cumulative Winter Peak Savings (MW) | Technical Potential | 0 | 0 | 0 | 0 | 0 | 0 | 0 | 0 | 0 | 0 | 0 | 0 | 0 | 0 | 0 | 0 | 0 | 0 | 0 | 0 | 0 | 0 | 0 | 0 | 0 | 0 | 0 | 0 | 0 | 0 | 0
F13_Industrial_Petroleum_New_Space Heating_Natural Gas_Condensing RTU_A_Technical Potential | F13 | Industrial | Petroleum | New | Space Heating | Natural Gas | Condensing RTU | A | Purchases (Incremental) | Technical Potential | 0 | 0 | 0 | 0 | 0 | 0 | 0 | 0 | 0 | 0 | 0 | 0 | 0 | 0 | 0 | 0 | 0 | 0 | 0 | 0 | 0 | 0 | 0 | 0 | 0 | 0 | 0 | 0 | 0 | 0 | 0
F14_Industrial_Petroleum_New_Space Heating_Natural Gas_Condensing RTU_A_Technical Potential | F14 | Industrial | Petroleum | New | Space Heating | Natural Gas | Condensing RTU | A | Purchases (Cumulative) | Technical Potential | 0 | 0 | 0 | 0 | 0 | 0 | 0 | 0 | 0 | 0 | 0 | 0 | 0 | 0 | 0 | 0 | 0 | 0 | 0 | 0 | 0 | 0 | 0 | 0 | 0 | 0 | 0 | 0 | 0 | 0 | 0
F1_Industrial_Paper and Printing_Existing_Space Heating_Natural Gas_Condensing RTU_A_Technical Potential | F1 | Industrial | Paper and Printing | Existing | Space Heating | Natural Gas | Condensing RTU | A | Original Unit Energy Savings (kWh or therms) | Technical Potential | 0 | 0 | 0 | 0 | 0 | 132.2415 | 131.0479 | 129.5296 | 127.9886 | 126.4414 | 124.9279 | 123.427 | 122.0143 | 120.6847 | 119.343 | 118.1698 | 117.0627 | 116.0235 | 115.0455 | 114.0563 | 113.0978 | 112.1445 | 111.1621 | 110.2185 | 109.3105 | 108.4601 | 107.6635 | 106.9173 | 106.2183 | 105.5633 | 104.9497
F2_Industrial_Paper and Printing_Existing_Space Heating_Natural Gas_Condensing RTU_A_Technical Potential | F2 | Industrial | Paper and Printing | Existing | Space Heating | Natural Gas | Condensing RTU | A | Original Unit Summer Peak Savings (kW) | Technical Potential | 0 | 0 | 0 | 0 | 0 | 0 | 0 | 0 | 0 | 0 | 0 | 0 | 0 | 0 | 0 | 0 | 0 | 0 | 0 | 0 | 0 | 0 | 0 | 0 | 0 | 0 | 0 | 0 | 0 | 0 | 0
F3_Industrial_Paper and Printing_Existing_Space Heating_Natural Gas_Condensing RTU_A_Technical Potential | F3 | Industrial | Paper and Printing | Existing | Space Heating | Natural Gas | Condensing RTU | A | Original Unit Winter Peak Savings (kW) | Technical Potential | 0 | 0 | 0 | 0 | 0 | 0 | 0 | 0 | 0 | 0 | 0 | 0 | 0 | 0 | 0 | 0 | 0 | 0 | 0 | 0 | 0 | 0 | 0 | 0 | 0 | 0 | 0 | 0 | 0 | 0 | 0
F4_Industrial_Paper and Printing_Existing_Space Heating_Natural Gas_Condensing RTU_A_Technical Potential | F4 | Industrial | Paper and Printing | Existing | Space Heating | Natural Gas | Condensing RTU | A | Standalone Impact on Baseline Energy (%) | Technical Potential | 0% | 0% | 0% | 0% | 0% | 0% | 0% | 0% | 0% | 0% | 0% | 0% | 0% | 0% | 0% | 0% | 0% | 0% | 0% | 0% | 0% | 0% | 0% | 0% | 0 | 0 | 0 | 0 | 0 | 0 | 0
F5_Industrial_Paper and Printing_Existing_Space Heating_Natural Gas_Condensing RTU_A_Technical Potential | F5 | Industrial | Paper and Printing | Existing | Space Heating | Natural Gas | Condensing RTU | A | Standalone Impact on Baseline Summer Peak (%) | Technical Potential | 0% | 0% | 0% | 0% | 0% | 0% | 0% | 0% | 0% | 0% | 0% | 0% | 0% | 0% | 0% | 0% | 0% | 0% | 0% | 0% | 0% | 0% | 0% | 0% | 0 | 0 | 0 | 0 | 0 | 0 | 0
F6_Industrial_Paper and Printing_Existing_Space Heating_Natural Gas_Condensing RTU_A_Technical Potential | F6 | Industrial | Paper and Printing | Existing | Space Heating | Natural Gas | Condensing RTU | A | Standalone Impact on Baseline Winter Peak (%) | Technical Potential | 0% | 0% | 0% | 0% | 0% | 0% | 0% | 0% | 0% | 0% | 0% | 0% | 0% | 0% | 0% | 0% | 0% | 0% | 0% | 0% | 0% | 0% | 0% | 0% | 0 | 0 | 0 | 0 | 0 | 0 | 0
F7_Industrial_Paper and Printing_Existing_Space Heating_Natural Gas_Condensing RTU_A_Technical Potential | F7 | Industrial | Paper and Printing | Existing | Space Heating | Natural Gas | Condensing RTU | A | Incremental Energy Savings (MWh or mTherms) | Technical Potential | 0 | 0 | 0 | 0 | 0 | 0 | 0 | 0 | 0 | 0 | 0 | 0 | 0 | 0 | 0 | 0 | 0 | 0 | 0 | 0 | 0 | 0 | 0 | 0 | 0 | 0 | 0 | 0 | 0 | 0 | 0
F8_Industrial_Paper and Printing_Existing_Space Heating_Natural Gas_Condensing RTU_A_Technical Potential | F8 | Industrial | Paper and Printing | Existing | Space Heating | Natural Gas | Condensing RTU | A | Incremental Summer Peak Savings (MW) | Technical Potential | 0 | 0 | 0 | 0 | 0 | 0 | 0 | 0 | 0 | 0 | 0 | 0 | 0 | 0 | 0 | 0 | 0 | 0 | 0 | 0 | 0 | 0 | 0 | 0 | 0 | 0 | 0 | 0 | 0 | 0 | 0
F9_Industrial_Paper and Printing_Existing_Space Heating_Natural Gas_Condensing RTU_A_Technical Potential | F9 | Industrial | Paper and Printing | Existing | Space Heating | Natural Gas | Condensing RTU | A | Incremental Winter Peak Savings (MW) | Technical Potential | 0 | 0 | 0 | 0 | 0 | 0 | 0 | 0 | 0 | 0 | 0 | 0 | 0 | 0 | 0 | 0 | 0 | 0 | 0 | 0 | 0 | 0 | 0 | 0 | 0 | 0 | 0 | 0 | 0 | 0 | 0
F10_Industrial_Paper and Printing_Existing_Space Heating_Natural Gas_Condensing RTU_A_Technical Potential | F10 | Industrial | Paper and Printing | Existing | Space Heating | Natural Gas | Condensing RTU | A | Cumulative Energy Savings (MWh or mTherms) | Technical Potential | 0 | 0 | 0 | 0 | 0 | 0 | 0 | 0 | 0 | 0 | 0 | 0 | 0 | 0 | 0 | 0 | 0 | 0 | 0 | 0 | 0 | 0 | 0 | 0 | 0 | 0 | 0 | 0 | 0 | 0 | 0
F11_Industrial_Paper and Printing_Existing_Space Heating_Natural Gas_Condensing RTU_A_Technical Potential | F11 | Industrial | Paper and Printing | Existing | Space Heating | Natural Gas | Condensing RTU | A | Cumulative Summer Peak Savings (MW) | Technical Potential | 0 | 0 | 0 | 0 | 0 | 0 | 0 | 0 | 0 | 0 | 0 | 0 | 0 | 0 | 0 | 0 | 0 | 0 | 0 | 0 | 0 | 0 | 0 | 0 | 0 | 0 | 0 | 0 | 0 | 0 | 0
F12_Industrial_Paper and Printing_Existing_Space Heating_Natural Gas_Condensing RTU_A_Technical Potential | F12 | Industrial | Paper and Printing | Existing | Space Heating | Natural Gas | Condensing RTU | A | Cumulative Winter Peak Savings (MW) | Technical Potential | 0 | 0 | 0 | 0 | 0 | 0 | 0 | 0 | 0 | 0 | 0 | 0 | 0 | 0 | 0 | 0 | 0 | 0 | 0 | 0 | 0 | 0 | 0 | 0 | 0 | 0 | 0 | 0 | 0 | 0 | 0
F13_Industrial_Paper and Printing_Existing_Space Heating_Natural Gas_Condensing RTU_A_Technical Potential | F13 | Industrial | Paper and Printing | Existing | Space Heating | Natural Gas | Condensing RTU | A | Purchases (Incremental) | Technical Potential | 0 | 0 | 0 | 0 | 0 | 0 | 0 | 0 | 0 | 0 | 0 | 0 | 0 | 0 | 0 | 0 | 0 | 0 | 0 | 0 | 0 | 0 | 0 | 0 | 0 | 0 | 0 | 0 | 0 | 0 | 0
F14_Industrial_Paper and Printing_Existing_Space Heating_Natural Gas_Condensing RTU_A_Technical Potential | F14 | Industrial | Paper and Printing | Existing | Space Heating | Natural Gas | Condensing RTU | A | Purchases (Cumulative) | Technical Potential | 0 | 0 | 0 | 0 | 0 | 0 | 0 | 0 | 0 | 0 | 0 | 0 | 0 | 0 | 0 | 0 | 0 | 0 | 0 | 0 | 0 | 0 | 0 | 0 | 0 | 0 | 0 | 0 | 0 | 0 | 0
F1_Industrial_Paper and Printing_New_Space Heating_Natural Gas_Condensing RTU_A_Technical Potential | F1 | Industrial | Paper and Printing | New | Space Heating | Natural Gas | Condensing RTU | A | Original Unit Energy Savings (kWh or therms) | Technical Potential | 0 | 0 | 0 | 0 | 0 | 0 | 0 | 0 | 0 | 0 | 0 | 0 | 0 | 0 | 0 | 0 | 0 | 0 | 0 | 0 | 0 | 0 | 0 | 0 | 0 | 0 | 0 | 0 | 0 | 0 | 0
F2_Industrial_Paper and Printing_New_Space Heating_Natural Gas_Condensing RTU_A_Technical Potential | F2 | Industrial | Paper and Printing | New | Space Heating | Natural Gas | Condensing RTU | A | Original Unit Summer Peak Savings (kW) | Technical Potential | 0 | 0 | 0 | 0 | 0 | 0 | 0 | 0 | 0 | 0 | 0 | 0 | 0 | 0 | 0 | 0 | 0 | 0 | 0 | 0 | 0 | 0 | 0 | 0 | 0 | 0 | 0 | 0 | 0 | 0 | 0
F3_Industrial_Paper and Printing_New_Space Heating_Natural Gas_Condensing RTU_A_Technical Potential | F3 | Industrial | Paper and Printing | New | Space Heating | Natural Gas | Condensing RTU | A | Original Unit Winter Peak Savings (kW) | Technical Potential | 0 | 0 | 0 | 0 | 0 | 0 | 0 | 0 | 0 | 0 | 0 | 0 | 0 | 0 | 0 | 0 | 0 | 0 | 0 | 0 | 0 | 0 | 0 | 0 | 0 | 0 | 0 | 0 | 0 | 0 | 0
F4_Industrial_Paper and Printing_New_Space Heating_Natural Gas_Condensing RTU_A_Technical Potential | F4 | Industrial | Paper and Printing | New | Space Heating | Natural Gas | Condensing RTU | A | Standalone Impact on Baseline Energy (%) | Technical Potential | 0% | 0% | 0% | 0% | 0% | 0% | 0% | 0% | 0% | 0% | 0% | 0% | 0% | 0% | 0% | 0% | 0% | 0% | 0% | 0% | 0% | 0% | 0% | 0% | 0 | 0 | 0 | 0 | 0 | 0 | 0
F5_Industrial_Paper and Printing_New_Space Heating_Natural Gas_Condensing RTU_A_Technical Potential | F5 | Industrial | Paper and Printing | New | Space Heating | Natural Gas | Condensing RTU | A | Standalone Impact on Baseline Summer Peak (%) | Technical Potential | 0% | 0% | 0% | 0% | 0% | 0% | 0% | 0% | 0% | 0% | 0% | 0% | 0% | 0% | 0% | 0% | 0% | 0% | 0% | 0% | 0% | 0% | 0% | 0% | 0 | 0 | 0 | 0 | 0 | 0 | 0
F6_Industrial_Paper and Printing_New_Space Heating_Natural Gas_Condensing RTU_A_Technical Potential | F6 | Industrial | Paper and Printing | New | Space Heating | Natural Gas | Condensing RTU | A | Standalone Impact on Baseline Winter Peak (%) | Technical Potential | 0% | 0% | 0% | 0% | 0% | 0% | 0% | 0% | 0% | 0% | 0% | 0% | 0% | 0% | 0% | 0% | 0% | 0% | 0% | 0% | 0% | 0% | 0% | 0% | 0 | 0 | 0 | 0 | 0 | 0 | 0
F7_Industrial_Paper and Printing_New_Space Heating_Natural Gas_Condensing RTU_A_Technical Potential | F7 | Industrial | Paper and Printing | New | Space Heating | Natural Gas | Condensing RTU | A | Incremental Energy Savings (MWh or mTherms) | Technical Potential | 0 | 0 | 0 | 0 | 0 | 0 | 0 | 0 | 0 | 0 | 0 | 0 | 0 | 0 | 0 | 0 | 0 | 0 | 0 | 0 | 0 | 0 | 0 | 0 | 0 | 0 | 0 | 0 | 0 | 0 | 0
F8_Industrial_Paper and Printing_New_Space Heating_Natural Gas_Condensing RTU_A_Technical Potential | F8 | Industrial | Paper and Printing | New | Space Heating | Natural Gas | Condensing RTU | A | Incremental Summer Peak Savings (MW) | Technical Potential | 0 | 0 | 0 | 0 | 0 | 0 | 0 | 0 | 0 | 0 | 0 | 0 | 0 | 0 | 0 | 0 | 0 | 0 | 0 | 0 | 0 | 0 | 0 | 0 | 0 | 0 | 0 | 0 | 0 | 0 | 0
F9_Industrial_Paper and Printing_New_Space Heating_Natural Gas_Condensing RTU_A_Technical Potential | F9 | Industrial | Paper and Printing | New | Space Heating | Natural Gas | Condensing RTU | A | Incremental Winter Peak Savings (MW) | Technical Potential | 0 | 0 | 0 | 0 | 0 | 0 | 0 | 0 | 0 | 0 | 0 | 0 | 0 | 0 | 0 | 0 | 0 | 0 | 0 | 0 | 0 | 0 | 0 | 0 | 0 | 0 | 0 | 0 | 0 | 0 | 0
F10_Industrial_Paper and Printing_New_Space Heating_Natural Gas_Condensing RTU_A_Technical Potential | F10 | Industrial | Paper and Printing | New | Space Heating | Natural Gas | Condensing RTU | A | Cumulative Energy Savings (MWh or mTherms) | Technical Potential | 0 | 0 | 0 | 0 | 0 | 0 | 0 | 0 | 0 | 0 | 0 | 0 | 0 | 0 | 0 | 0 | 0 | 0 | 0 | 0 | 0 | 0 | 0 | 0 | 0 | 0 | 0 | 0 | 0 | 0 | 0
F11_Industrial_Paper and Printing_New_Space Heating_Natural Gas_Condensing RTU_A_Technical Potential | F11 | Industrial | Paper and Printing | New | Space Heating | Natural Gas | Condensing RTU | A | Cumulative Summer Peak Savings (MW) | Technical Potential | 0 | 0 | 0 | 0 | 0 | 0 | 0 | 0 | 0 | 0 | 0 | 0 | 0 | 0 | 0 | 0 | 0 | 0 | 0 | 0 | 0 | 0 | 0 | 0 | 0 | 0 | 0 | 0 | 0 | 0 | 0
F12_Industrial_Paper and Printing_New_Space Heating_Natural Gas_Condensing RTU_A_Technical Potential | F12 | Industrial | Paper and Printing | New | Space Heating | Natural Gas | Condensing RTU | A | Cumulative Winter Peak Savings (MW) | Technical Potential | 0 | 0 | 0 | 0 | 0 | 0 | 0 | 0 | 0 | 0 | 0 | 0 | 0 | 0 | 0 | 0 | 0 | 0 | 0 | 0 | 0 | 0 | 0 | 0 | 0 | 0 | 0 | 0 | 0 | 0 | 0
F13_Industrial_Paper and Printing_New_Space Heating_Natural Gas_Condensing RTU_A_Technical Potential | F13 | Industrial | Paper and Printing | New | Space Heating | Natural Gas | Condensing RTU | A | Purchases (Incremental) | Technical Potential | 0 | 0 | 0 | 0 | 0 | 0 | 0 | 0 | 0 | 0 | 0 | 0 | 0 | 0 | 0 | 0 | 0 | 0 | 0 | 0 | 0 | 0 | 0 | 0 | 0 | 0 | 0 | 0 | 0 | 0 | 0
F14_Industrial_Paper and Printing_New_Space Heating_Natural Gas_Condensing RTU_A_Technical Potential | F14 | Industrial | Paper and Printing | New | Space Heating | Natural Gas | Condensing RTU | A | Purchases (Cumulative) | Technical Potential | 0 | 0 | 0 | 0 | 0 | 0 | 0 | 0 | 0 | 0 | 0 | 0 | 0 | 0 | 0 | 0 | 0 | 0 | 0 | 0 | 0 | 0 | 0 | 0 | 0 | 0 | 0 | 0 | 0 | 0 | 0
F1_Industrial_Instruments_Existing_Space Heating_Natural Gas_Condensing RTU_A_Technical Potential | F1 | Industrial | Instruments | Existing | Space Heating | Natural Gas | Condensing RTU | A | Original Unit Energy Savings (kWh or therms) | Technical Potential | 0 | 0 | 0 | 0 | 0 | 6.7985 | 6.7371 | 6.6591 | 6.5799 | 6.5003 | 6.4225 | 6.3453 | 6.2727 | 6.2044 | 6.1354 | 6.0751 | 6.0182 | 5.9647 | 5.9145 | 5.8636 | 5.8143 | 5.7653 | 5.7148 | 5.6663 | 5.6196 | 5.5759 | 5.5349 | 5.4966 | 5.4606 | 5.427 | 5.3954
F2_Industrial_Instruments_Existing_Space Heating_Natural Gas_Condensing RTU_A_Technical Potential | F2 | Industrial | Instruments | Existing | Space Heating | Natural Gas | Condensing RTU | A | Original Unit Summer Peak Savings (kW) | Technical Potential | 0 | 0 | 0 | 0 | 0 | 0 | 0 | 0 | 0 | 0 | 0 | 0 | 0 | 0 | 0 | 0 | 0 | 0 | 0 | 0 | 0 | 0 | 0 | 0 | 0 | 0 | 0 | 0 | 0 | 0 | 0
F3_Industrial_Instruments_Existing_Space Heating_Natural Gas_Condensing RTU_A_Technical Potential | F3 | Industrial | Instruments | Existing | Space Heating | Natural Gas | Condensing RTU | A | Original Unit Winter Peak Savings (kW) | Technical Potential | 0 | 0 | 0 | 0 | 0 | 0 | 0 | 0 | 0 | 0 | 0 | 0 | 0 | 0 | 0 | 0 | 0 | 0 | 0 | 0 | 0 | 0 | 0 | 0 | 0 | 0 | 0 | 0 | 0 | 0 | 0
F4_Industrial_Instruments_Existing_Space Heating_Natural Gas_Condensing RTU_A_Technical Potential | F4 | Industrial | Instruments | Existing | Space Heating | Natural Gas | Condensing RTU | A | Standalone Impact on Baseline Energy (%) | Technical Potential | 0% | 0% | 0% | 0% | 0% | 0% | 0% | 0% | 0% | 0% | 0% | 0% | 0% | 0% | 0% | 0% | 0% | 0% | 0% | 0% | 0% | 0% | 0% | 0% | 0 | 0 | 0 | 0 | 0 | 0 | 0
F5_Industrial_Instruments_Existing_Space Heating_Natural Gas_Condensing RTU_A_Technical Potential | F5 | Industrial | Instruments | Existing | Space Heating | Natural Gas | Condensing RTU | A | Standalone Impact on Baseline Summer Peak (%) | Technical Potential | 0% | 0% | 0% | 0% | 0% | 0% | 0% | 0% | 0% | 0% | 0% | 0% | 0% | 0% | 0% | 0% | 0% | 0% | 0% | 0% | 0% | 0% | 0% | 0% | 0 | 0 | 0 | 0 | 0 | 0 | 0
F6_Industrial_Instruments_Existing_Space Heating_Natural Gas_Condensing RTU_A_Technical Potential | F6 | Industrial | Instruments | Existing | Space Heating | Natural Gas | Condensing RTU | A | Standalone Impact on Baseline Winter Peak (%) | Technical Potential | 0% | 0% | 0% | 0% | 0% | 0% | 0% | 0% | 0% | 0% | 0% | 0% | 0% | 0% | 0% | 0% | 0% | 0% | 0% | 0% | 0% | 0% | 0% | 0% | 0 | 0 | 0 | 0 | 0 | 0 | 0
F7_Industrial_Instruments_Existing_Space Heating_Natural Gas_Condensing RTU_A_Technical Potential | F7 | Industrial | Instruments | Existing | Space Heating | Natural Gas | Condensing RTU | A | Incremental Energy Savings (MWh or mTherms) | Technical Potential | 0 | 0 | 0 | 0 | 0 | 0 | 0 | 0 | 0 | 0 | 0 | 0 | 0 | 0 | 0 | 0 | 0 | 0 | 0 | 0 | 0 | 0 | 0 | 0 | 0 | 0 | 0 | 0 | 0 | 0 | 0
F8_Industrial_Instruments_Existing_Space Heating_Natural Gas_Condensing RTU_A_Technical Potential | F8 | Industrial | Instruments | Existing | Space Heating | Natural Gas | Condensing RTU | A | Incremental Summer Peak Savings (MW) | Technical Potential | 0 | 0 | 0 | 0 | 0 | 0 | 0 | 0 | 0 | 0 | 0 | 0 | 0 | 0 | 0 | 0 | 0 | 0 | 0 | 0 | 0 | 0 | 0 | 0 | 0 | 0 | 0 | 0 | 0 | 0 | 0
F9_Industrial_Instruments_Existing_Space Heating_Natural Gas_Condensing RTU_A_Technical Potential | F9 | Industrial | Instruments | Existing | Space Heating | Natural Gas | Condensing RTU | A | Incremental Winter Peak Savings (MW) | Technical Potential | 0 | 0 | 0 | 0 | 0 | 0 | 0 | 0 | 0 | 0 | 0 | 0 | 0 | 0 | 0 | 0 | 0 | 0 | 0 | 0 | 0 | 0 | 0 | 0 | 0 | 0 | 0 | 0 | 0 | 0 | 0
F10_Industrial_Instruments_Existing_Space Heating_Natural Gas_Condensing RTU_A_Technical Potential | F10 | Industrial | Instruments | Existing | Space Heating | Natural Gas | Condensing RTU | A | Cumulative Energy Savings (MWh or mTherms) | Technical Potential | 0 | 0 | 0 | 0 | 0 | 0 | 0 | 0 | 0 | 0 | 0 | 0 | 0 | 0 | 0 | 0 | 0 | 0 | 0 | 0 | 0 | 0 | 0 | 0 | 0 | 0 | 0 | 0 | 0 | 0 | 0
F11_Industrial_Instruments_Existing_Space Heating_Natural Gas_Condensing RTU_A_Technical Potential | F11 | Industrial | Instruments | Existing | Space Heating | Natural Gas | Condensing RTU | A | Cumulative Summer Peak Savings (MW) | Technical Potential | 0 | 0 | 0 | 0 | 0 | 0 | 0 | 0 | 0 | 0 | 0 | 0 | 0 | 0 | 0 | 0 | 0 | 0 | 0 | 0 | 0 | 0 | 0 | 0 | 0 | 0 | 0 | 0 | 0 | 0 | 0
F12_Industrial_Instruments_Existing_Space Heating_Natural Gas_Condensing RTU_A_Technical Potential | F12 | Industrial | Instruments | Existing | Space Heating | Natural Gas | Condensing RTU | A | Cumulative Winter Peak Savings (MW) | Technical Potential | 0 | 0 | 0 | 0 | 0 | 0 | 0 | 0 | 0 | 0 | 0 | 0 | 0 | 0 | 0 | 0 | 0 | 0 | 0 | 0 | 0 | 0 | 0 | 0 | 0 | 0 | 0 | 0 | 0 | 0 | 0
F13_Industrial_Instruments_Existing_Space Heating_Natural Gas_Condensing RTU_A_Technical Potential | F13 | Industrial | Instruments | Existing | Space Heating | Natural Gas | Condensing RTU | A | Purchases (Incremental) | Technical Potential | 0 | 0 | 0 | 0 | 0 | 0 | 0 | 0 | 0 | 0 | 0 | 0 | 0 | 0 | 0 | 0 | 0 | 0 | 0 | 0 | 0 | 0 | 0 | 0 | 0 | 0 | 0 | 0 | 0 | 0 | 0
F14_Industrial_Instruments_Existing_Space Heating_Natural Gas_Condensing RTU_A_Technical Potential | F14 | Industrial | Instruments | Existing | Space Heating | Natural Gas | Condensing RTU | A | Purchases (Cumulative) | Technical Potential | 0 | 0 | 0 | 0 | 0 | 0 | 0 | 0 | 0 | 0 | 0 | 0 | 0 | 0 | 0 | 0 | 0 | 0 | 0 | 0 | 0 | 0 | 0 | 0 | 0 | 0 | 0 | 0 | 0 | 0 | 0
F1_Industrial_Instruments_New_Space Heating_Natural Gas_Condensing RTU_A_Technical Potential | F1 | Industrial | Instruments | New | Space Heating | Natural Gas | Condensing RTU | A | Original Unit Energy Savings (kWh or therms) | Technical Potential | 0 | 0 | 0 | 0 | 0 | 0 | 0 | 0 | 0 | 0 | 0 | 0 | 0 | 0 | 0 | 0 | 0 | 0 | 0 | 0 | 0 | 0 | 0 | 0 | 0 | 0 | 0 | 0 | 0 | 0 | 0
F2_Industrial_Instruments_New_Space Heating_Natural Gas_Condensing RTU_A_Technical Potential | F2 | Industrial | Instruments | New | Space Heating | Natural Gas | Condensing RTU | A | Original Unit Summer Peak Savings (kW) | Technical Potential | 0 | 0 | 0 | 0 | 0 | 0 | 0 | 0 | 0 | 0 | 0 | 0 | 0 | 0 | 0 | 0 | 0 | 0 | 0 | 0 | 0 | 0 | 0 | 0 | 0 | 0 | 0 | 0 | 0 | 0 | 0
F3_Industrial_Instruments_New_Space Heating_Natural Gas_Condensing RTU_A_Technical Potential | F3 | Industrial | Instruments | New | Space Heating | Natural Gas | Condensing RTU | A | Original Unit Winter Peak Savings (kW) | Technical Potential | 0 | 0 | 0 | 0 | 0 | 0 | 0 | 0 | 0 | 0 | 0 | 0 | 0 | 0 | 0 | 0 | 0 | 0 | 0 | 0 | 0 | 0 | 0 | 0 | 0 | 0 | 0 | 0 | 0 | 0 | 0
F4_Industrial_Instruments_New_Space Heating_Natural Gas_Condensing RTU_A_Technical Potential | F4 | Industrial | Instruments | New | Space Heating | Natural Gas | Condensing RTU | A | Standalone Impact on Baseline Energy (%) | Technical Potential | 0% | 0% | 0% | 0% | 0% | 0% | 0% | 0% | 0% | 0% | 0% | 0% | 0% | 0% | 0% | 0% | 0% | 0% | 0% | 0% | 0% | 0% | 0% | 0% | 0 | 0 | 0 | 0 | 0 | 0 | 0
F5_Industrial_Instruments_New_Space Heating_Natural Gas_Condensing RTU_A_Technical Potential | F5 | Industrial | Instruments | New | Space Heating | Natural Gas | Condensing RTU | A | Standalone Impact on Baseline Summer Peak (%) | Technical Potential | 0% | 0% | 0% | 0% | 0% | 0% | 0% | 0% | 0% | 0% | 0% | 0% | 0% | 0% | 0% | 0% | 0% | 0% | 0% | 0% | 0% | 0% | 0% | 0% | 0 | 0 | 0 | 0 | 0 | 0 | 0
F6_Industrial_Instruments_New_Space Heating_Natural Gas_Condensing RTU_A_Technical Potential | F6 | Industrial | Instruments | New | Space Heating | Natural Gas | Condensing RTU | A | Standalone Impact on Baseline Winter Peak (%) | Technical Potential | 0% | 0% | 0% | 0% | 0% | 0% | 0% | 0% | 0% | 0% | 0% | 0% | 0% | 0% | 0% | 0% | 0% | 0% | 0% | 0% | 0% | 0% | 0% | 0% | 0 | 0 | 0 | 0 | 0 | 0 | 0
F7_Industrial_Instruments_New_Space Heating_Natural Gas_Condensing RTU_A_Technical Potential | F7 | Industrial | Instruments | New | Space Heating | Natural Gas | Condensing RTU | A | Incremental Energy Savings (MWh or mTherms) | Technical Potential | 0 | 0 | 0 | 0 | 0 | 0 | 0 | 0 | 0 | 0 | 0 | 0 | 0 | 0 | 0 | 0 | 0 | 0 | 0 | 0 | 0 | 0 | 0 | 0 | 0 | 0 | 0 | 0 | 0 | 0 | 0
F8_Industrial_Instruments_New_Space Heating_Natural Gas_Condensing RTU_A_Technical Potential | F8 | Industrial | Instruments | New | Space Heating | Natural Gas | Condensing RTU | A | Incremental Summer Peak Savings (MW) | Technical Potential | 0 | 0 | 0 | 0 | 0 | 0 | 0 | 0 | 0 | 0 | 0 | 0 | 0 | 0 | 0 | 0 | 0 | 0 | 0 | 0 | 0 | 0 | 0 | 0 | 0 | 0 | 0 | 0 | 0 | 0 | 0
F9_Industrial_Instruments_New_Space Heating_Natural Gas_Condensing RTU_A_Technical Potential | F9 | Industrial | Instruments | New | Space Heating | Natural Gas | Condensing RTU | A | Incremental Winter Peak Savings (MW) | Technical Potential | 0 | 0 | 0 | 0 | 0 | 0 | 0 | 0 | 0 | 0 | 0 | 0 | 0 | 0 | 0 | 0 | 0 | 0 | 0 | 0 | 0 | 0 | 0 | 0 | 0 | 0 | 0 | 0 | 0 | 0 | 0
F10_Industrial_Instruments_New_Space Heating_Natural Gas_Condensing RTU_A_Technical Potential | F10 | Industrial | Instruments | New | Space Heating | Natural Gas | Condensing RTU | A | Cumulative Energy Savings (MWh or mTherms) | Technical Potential | 0 | 0 | 0 | 0 | 0 | 0 | 0 | 0 | 0 | 0 | 0 | 0 | 0 | 0 | 0 | 0 | 0 | 0 | 0 | 0 | 0 | 0 | 0 | 0 | 0 | 0 | 0 | 0 | 0 | 0 | 0
F11_Industrial_Instruments_New_Space Heating_Natural Gas_Condensing RTU_A_Technical Potential | F11 | Industrial | Instruments | New | Space Heating | Natural Gas | Condensing RTU | A | Cumulative Summer Peak Savings (MW) | Technical Potential | 0 | 0 | 0 | 0 | 0 | 0 | 0 | 0 | 0 | 0 | 0 | 0 | 0 | 0 | 0 | 0 | 0 | 0 | 0 | 0 | 0 | 0 | 0 | 0 | 0 | 0 | 0 | 0 | 0 | 0 | 0
F12_Industrial_Instruments_New_Space Heating_Natural Gas_Condensing RTU_A_Technical Potential | F12 | Industrial | Instruments | New | Space Heating | Natural Gas | Condensing RTU | A | Cumulative Winter Peak Savings (MW) | Technical Potential | 0 | 0 | 0 | 0 | 0 | 0 | 0 | 0 | 0 | 0 | 0 | 0 | 0 | 0 | 0 | 0 | 0 | 0 | 0 | 0 | 0 | 0 | 0 | 0 | 0 | 0 | 0 | 0 | 0 | 0 | 0
F13_Industrial_Instruments_New_Space Heating_Natural Gas_Condensing RTU_A_Technical Potential | F13 | Industrial | Instruments | New | Space Heating | Natural Gas | Condensing RTU | A | Purchases (Incremental) | Technical Potential | 0 | 0 | 0 | 0 | 0 | 0 | 0 | 0 | 0 | 0 | 0 | 0 | 0 | 0 | 0 | 0 | 0 | 0 | 0 | 0 | 0 | 0 | 0 | 0 | 0 | 0 | 0 | 0 | 0 | 0 | 0
F14_Industrial_Instruments_New_Space Heating_Natural Gas_Condensing RTU_A_Technical Potential | F14 | Industrial | Instruments | New | Space Heating | Natural Gas | Condensing RTU | A | Purchases (Cumulative) | Technical Potential | 0 | 0 | 0 | 0 | 0 | 0 | 0 | 0 | 0 | 0 | 0 | 0 | 0 | 0 | 0 | 0 | 0 | 0 | 0 | 0 | 0 | 0 | 0 | 0 | 0 | 0 | 0 | 0 | 0 | 0 | 0
F1_Industrial_Wood and Lumber Products_Existing_Space Heating_Natural Gas_Condensing RTU_A_Technical Potential | F1 | Industrial | Wood and Lumber Products | Existing | Space Heating | Natural Gas | Condensing RTU | A | Original Unit Energy Savings (kWh or therms) | Technical Potential | 0 | 0 | 0 | 0 | 0 | 10.5197 | 10.4247 | 10.304 | 10.1814 | 10.0583 | 9.9379 | 9.8185 | 9.7061 | 9.6004 | 9.4936 | 9.4003 | 9.3122 | 9.2296 | 9.1518 | 9.0731 | 8.9968 | 8.921 | 8.8428 | 8.7678 | 8.6956 | 8.6279 | 8.5645 | 8.5052 | 8.4496 | 8.3975 | 8.3487
F2_Industrial_Wood and Lumber Products_Existing_Space Heating_Natural Gas_Condensing RTU_A_Technical Potential | F2 | Industrial | Wood and Lumber Products | Existing | Space Heating | Natural Gas | Condensing RTU | A | Original Unit Summer Peak Savings (kW) | Technical Potential | 0 | 0 | 0 | 0 | 0 | 0 | 0 | 0 | 0 | 0 | 0 | 0 | 0 | 0 | 0 | 0 | 0 | 0 | 0 | 0 | 0 | 0 | 0 | 0 | 0 | 0 | 0 | 0 | 0 | 0 | 0
F3_Industrial_Wood and Lumber Products_Existing_Space Heating_Natural Gas_Condensing RTU_A_Technical Potential | F3 | Industrial | Wood and Lumber Products | Existing | Space Heating | Natural Gas | Condensing RTU | A | Original Unit Winter Peak Savings (kW) | Technical Potential | 0 | 0 | 0 | 0 | 0 | 0 | 0 | 0 | 0 | 0 | 0 | 0 | 0 | 0 | 0 | 0 | 0 | 0 | 0 | 0 | 0 | 0 | 0 | 0 | 0 | 0 | 0 | 0 | 0 | 0 | 0
F4_Industrial_Wood and Lumber Products_Existing_Space Heating_Natural Gas_Condensing RTU_A_Technical Potential | F4 | Industrial | Wood and Lumber Products | Existing | Space Heating | Natural Gas | Condensing RTU | A | Standalone Impact on Baseline Energy (%) | Technical Potential | 0% | 0% | 0% | 0% | 0% | 0% | 0% | 0% | 0% | 0% | 0% | 0% | 0% | 0% | 0% | 0% | 0% | 0% | 0% | 0% | 0% | 0% | 0% | 0% | 0 | 0 | 0 | 0 | 0 | 0 | 0
F5_Industrial_Wood and Lumber Products_Existing_Space Heating_Natural Gas_Condensing RTU_A_Technical Potential | F5 | Industrial | Wood and Lumber Products | Existing | Space Heating | Natural Gas | Condensing RTU | A | Standalone Impact on Baseline Summer Peak (%) | Technical Potential | 0% | 0% | 0% | 0% | 0% | 0% | 0% | 0% | 0% | 0% | 0% | 0% | 0% | 0% | 0% | 0% | 0% | 0% | 0% | 0% | 0% | 0% | 0% | 0% | 0 | 0 | 0 | 0 | 0 | 0 | 0
F6_Industrial_Wood and Lumber Products_Existing_Space Heating_Natural Gas_Condensing RTU_A_Technical Potential | F6 | Industrial | Wood and Lumber Products | Existing | Space Heating | Natural Gas | Condensing RTU | A | Standalone Impact on Baseline Winter Peak (%) | Technical Potential | 0% | 0% | 0% | 0% | 0% | 0% | 0% | 0% | 0% | 0% | 0% | 0% | 0% | 0% | 0% | 0% | 0% | 0% | 0% | 0% | 0% | 0% | 0% | 0% | 0 | 0 | 0 | 0 | 0 | 0 | 0
F7_Industrial_Wood and Lumber Products_Existing_Space Heating_Natural Gas_Condensing RTU_A_Technical Potential | F7 | Industrial | Wood and Lumber Products | Existing | Space Heating | Natural Gas | Condensing RTU | A | Incremental Energy Savings (MWh or mTherms) | Technical Potential | 0 | 0 | 0 | 0 | 0 | 0 | 0 | 0 | 0 | 0 | 0 | 0 | 0 | 0 | 0 | 0 | 0 | 0 | 0 | 0 | 0 | 0 | 0 | 0 | 0 | 0 | 0 | 0 | 0 | 0 | 0
F8_Industrial_Wood and Lumber Products_Existing_Space Heating_Natural Gas_Condensing RTU_A_Technical Potential | F8 | Industrial | Wood and Lumber Products | Existing | Space Heating | Natural Gas | Condensing RTU | A | Incremental Summer Peak Savings (MW) | Technical Potential | 0 | 0 | 0 | 0 | 0 | 0 | 0 | 0 | 0 | 0 | 0 | 0 | 0 | 0 | 0 | 0 | 0 | 0 | 0 | 0 | 0 | 0 | 0 | 0 | 0 | 0 | 0 | 0 | 0 | 0 | 0
F9_Industrial_Wood and Lumber Products_Existing_Space Heating_Natural Gas_Condensing RTU_A_Technical Potential | F9 | Industrial | Wood and Lumber Products | Existing | Space Heating | Natural Gas | Condensing RTU | A | Incremental Winter Peak Savings (MW) | Technical Potential | 0 | 0 | 0 | 0 | 0 | 0 | 0 | 0 | 0 | 0 | 0 | 0 | 0 | 0 | 0 | 0 | 0 | 0 | 0 | 0 | 0 | 0 | 0 | 0 | 0 | 0 | 0 | 0 | 0 | 0 | 0
F10_Industrial_Wood and Lumber Products_Existing_Space Heating_Natural Gas_Condensing RTU_A_Technical Potential | F10 | Industrial | Wood and Lumber Products | Existing | Space Heating | Natural Gas | Condensing RTU | A | Cumulative Energy Savings (MWh or mTherms) | Technical Potential | 0 | 0 | 0 | 0 | 0 | 0 | 0 | 0 | 0 | 0 | 0 | 0 | 0 | 0 | 0 | 0 | 0 | 0 | 0 | 0 | 0 | 0 | 0 | 0 | 0 | 0 | 0 | 0 | 0 | 0 | 0
F11_Industrial_Wood and Lumber Products_Existing_Space Heating_Natural Gas_Condensing RTU_A_Technical Potential | F11 | Industrial | Wood and Lumber Products | Existing | Space Heating | Natural Gas | Condensing RTU | A | Cumulative Summer Peak Savings (MW) | Technical Potential | 0 | 0 | 0 | 0 | 0 | 0 | 0 | 0 | 0 | 0 | 0 | 0 | 0 | 0 | 0 | 0 | 0 | 0 | 0 | 0 | 0 | 0 | 0 | 0 | 0 | 0 | 0 | 0 | 0 | 0 | 0
F12_Industrial_Wood and Lumber Products_Existing_Space Heating_Natural Gas_Condensing RTU_A_Technical Potential | F12 | Industrial | Wood and Lumber Products | Existing | Space Heating | Natural Gas | Condensing RTU | A | Cumulative Winter Peak Savings (MW) | Technical Potential | 0 | 0 | 0 | 0 | 0 | 0 | 0 | 0 | 0 | 0 | 0 | 0 | 0 | 0 | 0 | 0 | 0 | 0 | 0 | 0 | 0 | 0 | 0 | 0 | 0 | 0 | 0 | 0 | 0 | 0 | 0
F13_Industrial_Wood and Lumber Products_Existing_Space Heating_Natural Gas_Condensing RTU_A_Technical Potential | F13 | Industrial | Wood and Lumber Products | Existing | Space Heating | Natural Gas | Condensing RTU | A | Purchases (Incremental) | Technical Potential | 0 | 0 | 0 | 0 | 0 | 0 | 0 | 0 | 0 | 0 | 0 | 0 | 0 | 0 | 0 | 0 | 0 | 0 | 0 | 0 | 0 | 0 | 0 | 0 | 0 | 0 | 0 | 0 | 0 | 0 | 0
F14_Industrial_Wood and Lumber Products_Existing_Space Heating_Natural Gas_Condensing RTU_A_Technical Potential | F14 | Industrial | Wood and Lumber Products | Existing | Space Heating | Natural Gas | Condensing RTU | A | Purchases (Cumulative) | Technical Potential | 0 | 0 | 0 | 0 | 0 | 0 | 0 | 0 | 0 | 0 | 0 | 0 | 0 | 0 | 0 | 0 | 0 | 0 | 0 | 0 | 0 | 0 | 0 | 0 | 0 | 0 | 0 | 0 | 0 | 0 | 0
F1_Industrial_Wood and Lumber Products_New_Space Heating_Natural Gas_Condensing RTU_A_Technical Potential | F1 | Industrial | Wood and Lumber Products | New | Space Heating | Natural Gas | Condensing RTU | A | Original Unit Energy Savings (kWh or therms) | Technical Potential | 0 | 0 | 0 | 0 | 0 | 0 | 0 | 0 | 0 | 0 | 0 | 0 | 0 | 0 | 0 | 0 | 0 | 0 | 0 | 0 | 0 | 0 | 0 | 0 | 0 | 0 | 0 | 0 | 0 | 0 | 0
F2_Industrial_Wood and Lumber Products_New_Space Heating_Natural Gas_Condensing RTU_A_Technical Potential | F2 | Industrial | Wood and Lumber Products | New | Space Heating | Natural Gas | Condensing RTU | A | Original Unit Summer Peak Savings (kW) | Technical Potential | 0 | 0 | 0 | 0 | 0 | 0 | 0 | 0 | 0 | 0 | 0 | 0 | 0 | 0 | 0 | 0 | 0 | 0 | 0 | 0 | 0 | 0 | 0 | 0 | 0 | 0 | 0 | 0 | 0 | 0 | 0
F3_Industrial_Wood and Lumber Products_New_Space Heating_Natural Gas_Condensing RTU_A_Technical Potential | F3 | Industrial | Wood and Lumber Products | New | Space Heating | Natural Gas | Condensing RTU | A | Original Unit Winter Peak Savings (kW) | Technical Potential | 0 | 0 | 0 | 0 | 0 | 0 | 0 | 0 | 0 | 0 | 0 | 0 | 0 | 0 | 0 | 0 | 0 | 0 | 0 | 0 | 0 | 0 | 0 | 0 | 0 | 0 | 0 | 0 | 0 | 0 | 0
F4_Industrial_Wood and Lumber Products_New_Space Heating_Natural Gas_Condensing RTU_A_Technical Potential | F4 | Industrial | Wood and Lumber Products | New | Space Heating | Natural Gas | Condensing RTU | A | Standalone Impact on Baseline Energy (%) | Technical Potential | 0% | 0% | 0% | 0% | 0% | 0% | 0% | 0% | 0% | 0% | 0% | 0% | 0% | 0% | 0% | 0% | 0% | 0% | 0% | 0% | 0% | 0% | 0% | 0% | 0 | 0 | 0 | 0 | 0 | 0 | 0
F5_Industrial_Wood and Lumber Products_New_Space Heating_Natural Gas_Condensing RTU_A_Technical Potential | F5 | Industrial | Wood and Lumber Products | New | Space Heating | Natural Gas | Condensing RTU | A | Standalone Impact on Baseline Summer Peak (%) | Technical Potential | 0% | 0% | 0% | 0% | 0% | 0% | 0% | 0% | 0% | 0% | 0% | 0% | 0% | 0% | 0% | 0% | 0% | 0% | 0% | 0% | 0% | 0% | 0% | 0% | 0 | 0 | 0 | 0 | 0 | 0 | 0
F6_Industrial_Wood and Lumber Products_New_Space Heating_Natural Gas_Condensing RTU_A_Technical Potential | F6 | Industrial | Wood and Lumber Products | New | Space Heating | Natural Gas | Condensing RTU | A | Standalone Impact on Baseline Winter Peak (%) | Technical Potential | 0% | 0% | 0% | 0% | 0% | 0% | 0% | 0% | 0% | 0% | 0% | 0% | 0% | 0% | 0% | 0% | 0% | 0% | 0% | 0% | 0% | 0% | 0% | 0% | 0 | 0 | 0 | 0 | 0 | 0 | 0
F7_Industrial_Wood and Lumber Products_New_Space Heating_Natural Gas_Condensing RTU_A_Technical Potential | F7 | Industrial | Wood and Lumber Products | New | Space Heating | Natural Gas | Condensing RTU | A | Incremental Energy Savings (MWh or mTherms) | Technical Potential | 0 | 0 | 0 | 0 | 0 | 0 | 0 | 0 | 0 | 0 | 0 | 0 | 0 | 0 | 0 | 0 | 0 | 0 | 0 | 0 | 0 | 0 | 0 | 0 | 0 | 0 | 0 | 0 | 0 | 0 | 0
F8_Industrial_Wood and Lumber Products_New_Space Heating_Natural Gas_Condensing RTU_A_Technical Potential | F8 | Industrial | Wood and Lumber Products | New | Space Heating | Natural Gas | Condensing RTU | A | Incremental Summer Peak Savings (MW) | Technical Potential | 0 | 0 | 0 | 0 | 0 | 0 | 0 | 0 | 0 | 0 | 0 | 0 | 0 | 0 | 0 | 0 | 0 | 0 | 0 | 0 | 0 | 0 | 0 | 0 | 0 | 0 | 0 | 0 | 0 | 0 | 0
F9_Industrial_Wood and Lumber Products_New_Space Heating_Natural Gas_Condensing RTU_A_Technical Potential | F9 | Industrial | Wood and Lumber Products | New | Space Heating | Natural Gas | Condensing RTU | A | Incremental Winter Peak Savings (MW) | Technical Potential | 0 | 0 | 0 | 0 | 0 | 0 | 0 | 0 | 0 | 0 | 0 | 0 | 0 | 0 | 0 | 0 | 0 | 0 | 0 | 0 | 0 | 0 | 0 | 0 | 0 | 0 | 0 | 0 | 0 | 0 | 0
F10_Industrial_Wood and Lumber Products_New_Space Heating_Natural Gas_Condensing RTU_A_Technical Potential | F10 | Industrial | Wood and Lumber Products | New | Space Heating | Natural Gas | Condensing RTU | A | Cumulative Energy Savings (MWh or mTherms) | Technical Potential | 0 | 0 | 0 | 0 | 0 | 0 | 0 | 0 | 0 | 0 | 0 | 0 | 0 | 0 | 0 | 0 | 0 | 0 | 0 | 0 | 0 | 0 | 0 | 0 | 0 | 0 | 0 | 0 | 0 | 0 | 0
F11_Industrial_Wood and Lumber Products_New_Space Heating_Natural Gas_Condensing RTU_A_Technical Potential | F11 | Industrial | Wood and Lumber Products | New | Space Heating | Natural Gas | Condensing RTU | A | Cumulative Summer Peak Savings (MW) | Technical Potential | 0 | 0 | 0 | 0 | 0 | 0 | 0 | 0 | 0 | 0 | 0 | 0 | 0 | 0 | 0 | 0 | 0 | 0 | 0 | 0 | 0 | 0 | 0 | 0 | 0 | 0 | 0 | 0 | 0 | 0 | 0
F12_Industrial_Wood and Lumber Products_New_Space Heating_Natural Gas_Condensing RTU_A_Technical Potential | F12 | Industrial | Wood and Lumber Products | New | Space Heating | Natural Gas | Condensing RTU | A | Cumulative Winter Peak Savings (MW) | Technical Potential | 0 | 0 | 0 | 0 | 0 | 0 | 0 | 0 | 0 | 0 | 0 | 0 | 0 | 0 | 0 | 0 | 0 | 0 | 0 | 0 | 0 | 0 | 0 | 0 | 0 | 0 | 0 | 0 | 0 | 0 | 0
F13_Industrial_Wood and Lumber Products_New_Space Heating_Natural Gas_Condensing RTU_A_Technical Potential | F13 | Industrial | Wood and Lumber Products | New | Space Heating | Natural Gas | Condensing RTU | A | Purchases (Incremental) | Technical Potential | 0 | 0 | 0 | 0 | 0 | 0 | 0 | 0 | 0 | 0 | 0 | 0 | 0 | 0 | 0 | 0 | 0 | 0 | 0 | 0 | 0 | 0 | 0 | 0 | 0 | 0 | 0 | 0 | 0 | 0 | 0
F14_Industrial_Wood and Lumber Products_New_Space Heating_Natural Gas_Condensing RTU_A_Technical Potential | F14 | Industrial | Wood and Lumber Products | New | Space Heating | Natural Gas | Condensing RTU | A | Purchases (Cumulative) | Technical Potential | 0 | 0 | 0 | 0 | 0 | 0 | 0 | 0 | 0 | 0 | 0 | 0 | 0 | 0 | 0 | 0 | 0 | 0 | 0 | 0 | 0 | 0 | 0 | 0 | 0 | 0 | 0 | 0 | 0 | 0 | 0
F1_Industrial_Other Industrial_Existing_Space Heating_Natural Gas_Condensing RTU_A_Technical Potential | F1 | Industrial | Other Industrial | Existing | Space Heating | Natural Gas | Condensing RTU | A | Original Unit Energy Savings (kWh or therms) | Technical Potential | 0 | 0 | 0 | 0 | 0 | 6.0015 | 5.9474 | 5.8784 | 5.8085 | 5.7383 | 5.6696 | 5.6015 | 5.5374 | 5.477 | 5.4162 | 5.3629 | 5.3127 | 5.2655 | 5.2211 | 5.1762 | 5.1327 | 5.0895 | 5.0449 | 5.0021 | 4.9608 | 4.9222 | 4.8861 | 4.8522 | 4.8205 | 4.7908 | 4.7629
F2_Industrial_Other Industrial_Existing_Space Heating_Natural Gas_Condensing RTU_A_Technical Potential | F2 | Industrial | Other Industrial | Existing | Space Heating | Natural Gas | Condensing RTU | A | Original Unit Summer Peak Savings (kW) | Technical Potential | 0 | 0 | 0 | 0 | 0 | 0 | 0 | 0 | 0 | 0 | 0 | 0 | 0 | 0 | 0 | 0 | 0 | 0 | 0 | 0 | 0 | 0 | 0 | 0 | 0 | 0 | 0 | 0 | 0 | 0 | 0
F3_Industrial_Other Industrial_Existing_Space Heating_Natural Gas_Condensing RTU_A_Technical Potential | F3 | Industrial | Other Industrial | Existing | Space Heating | Natural Gas | Condensing RTU | A | Original Unit Winter Peak Savings (kW) | Technical Potential | 0 | 0 | 0 | 0 | 0 | 0 | 0 | 0 | 0 | 0 | 0 | 0 | 0 | 0 | 0 | 0 | 0 | 0 | 0 | 0 | 0 | 0 | 0 | 0 | 0 | 0 | 0 | 0 | 0 | 0 | 0
F4_Industrial_Other Industrial_Existing_Space Heating_Natural Gas_Condensing RTU_A_Technical Potential | F4 | Industrial | Other Industrial | Existing | Space Heating | Natural Gas | Condensing RTU | A | Standalone Impact on Baseline Energy (%) | Technical Potential | 0% | 0% | 0% | 0% | 0% | 0% | 0% | 0% | 0% | 0% | 0% | 0% | 0% | 0% | 0% | 0% | 0% | 0% | 0% | 0% | 0% | 0% | 0% | 0% | 0 | 0 | 0 | 0 | 0 | 0 | 0
F5_Industrial_Other Industrial_Existing_Space Heating_Natural Gas_Condensing RTU_A_Technical Potential | F5 | Industrial | Other Industrial | Existing | Space Heating | Natural Gas | Condensing RTU | A | Standalone Impact on Baseline Summer Peak (%) | Technical Potential | 0% | 0% | 0% | 0% | 0% | 0% | 0% | 0% | 0% | 0% | 0% | 0% | 0% | 0% | 0% | 0% | 0% | 0% | 0% | 0% | 0% | 0% | 0% | 0% | 0 | 0 | 0 | 0 | 0 | 0 | 0
F6_Industrial_Other Industrial_Existing_Space Heating_Natural Gas_Condensing RTU_A_Technical Potential | F6 | Industrial | Other Industrial | Existing | Space Heating | Natural Gas | Condensing RTU | A | Standalone Impact on Baseline Winter Peak (%) | Technical Potential | 0% | 0% | 0% | 0% | 0% | 0% | 0% | 0% | 0% | 0% | 0% | 0% | 0% | 0% | 0% | 0% | 0% | 0% | 0% | 0% | 0% | 0% | 0% | 0% | 0 | 0 | 0 | 0 | 0 | 0 | 0
F7_Industrial_Other Industrial_Existing_Space Heating_Natural Gas_Condensing RTU_A_Technical Potential | F7 | Industrial | Other Industrial | Existing | Space Heating | Natural Gas | Condensing RTU | A | Incremental Energy Savings (MWh or mTherms) | Technical Potential | 0 | 0 | 0 | 0 | 0 | 0 | 0 | 0 | 0 | 0 | 0 | 0 | 0 | 0 | 0 | 0 | 0 | 0 | 0 | 0 | 0 | 0 | 0 | 0 | 0 | 0 | 0 | 0 | 0 | 0 | 0
F8_Industrial_Other Industrial_Existing_Space Heating_Natural Gas_Condensing RTU_A_Technical Potential | F8 | Industrial | Other Industrial | Existing | Space Heating | Natural Gas | Condensing RTU | A | Incremental Summer Peak Savings (MW) | Technical Potential | 0 | 0 | 0 | 0 | 0 | 0 | 0 | 0 | 0 | 0 | 0 | 0 | 0 | 0 | 0 | 0 | 0 | 0 | 0 | 0 | 0 | 0 | 0 | 0 | 0 | 0 | 0 | 0 | 0 | 0 | 0
F9_Industrial_Other Industrial_Existing_Space Heating_Natural Gas_Condensing RTU_A_Technical Potential | F9 | Industrial | Other Industrial | Existing | Space Heating | Natural Gas | Condensing RTU | A | Incremental Winter Peak Savings (MW) | Technical Potential | 0 | 0 | 0 | 0 | 0 | 0 | 0 | 0 | 0 | 0 | 0 | 0 | 0 | 0 | 0 | 0 | 0 | 0 | 0 | 0 | 0 | 0 | 0 | 0 | 0 | 0 | 0 | 0 | 0 | 0 | 0
F10_Industrial_Other Industrial_Existing_Space Heating_Natural Gas_Condensing RTU_A_Technical Potential | F10 | Industrial | Other Industrial | Existing | Space Heating | Natural Gas | Condensing RTU | A | Cumulative Energy Savings (MWh or mTherms) | Technical Potential | 0 | 0 | 0 | 0 | 0 | 0 | 0 | 0 | 0 | 0 | 0 | 0 | 0 | 0 | 0 | 0 | 0 | 0 | 0 | 0 | 0 | 0 | 0 | 0 | 0 | 0 | 0 | 0 | 0 | 0 | 0
F11_Industrial_Other Industrial_Existing_Space Heating_Natural Gas_Condensing RTU_A_Technical Potential | F11 | Industrial | Other Industrial | Existing | Space Heating | Natural Gas | Condensing RTU | A | Cumulative Summer Peak Savings (MW) | Technical Potential | 0 | 0 | 0 | 0 | 0 | 0 | 0 | 0 | 0 | 0 | 0 | 0 | 0 | 0 | 0 | 0 | 0 | 0 | 0 | 0 | 0 | 0 | 0 | 0 | 0 | 0 | 0 | 0 | 0 | 0 | 0
F12_Industrial_Other Industrial_Existing_Space Heating_Natural Gas_Condensing RTU_A_Technical Potential | F12 | Industrial | Other Industrial | Existing | Space Heating | Natural Gas | Condensing RTU | A | Cumulative Winter Peak Savings (MW) | Technical Potential | 0 | 0 | 0 | 0 | 0 | 0 | 0 | 0 | 0 | 0 | 0 | 0 | 0 | 0 | 0 | 0 | 0 | 0 | 0 | 0 | 0 | 0 | 0 | 0 | 0 | 0 | 0 | 0 | 0 | 0 | 0
F13_Industrial_Other Industrial_Existing_Space Heating_Natural Gas_Condensing RTU_A_Technical Potential | F13 | Industrial | Other Industrial | Existing | Space Heating | Natural Gas | Condensing RTU | A | Purchases (Incremental) | Technical Potential | 0 | 0 | 0 | 0 | 0 | 0 | 0 | 0 | 0 | 0 | 0 | 0 | 0 | 0 | 0 | 0 | 0 | 0 | 0 | 0 | 0 | 0 | 0 | 0 | 0 | 0 | 0 | 0 | 0 | 0 | 0
F14_Industrial_Other Industrial_Existing_Space Heating_Natural Gas_Condensing RTU_A_Technical Potential | F14 | Industrial | Other Industrial | Existing | Space Heating | Natural Gas | Condensing RTU | A | Purchases (Cumulative) | Technical Potential | 0 | 0 | 0 | 0 | 0 | 0 | 0 | 0 | 0 | 0 | 0 | 0 | 0 | 0 | 0 | 0 | 0 | 0 | 0 | 0 | 0 | 0 | 0 | 0 | 0 | 0 | 0 | 0 | 0 | 0 | 0
F1_Industrial_Other Industrial_New_Space Heating_Natural Gas_Condensing RTU_A_Technical Potential | F1 | Industrial | Other Industrial | New | Space Heating | Natural Gas | Condensing RTU | A | Original Unit Energy Savings (kWh or therms) | Technical Potential | 0 | 0 | 0 | 0 | 0 | 0 | 0 | 0 | 0 | 0 | 0 | 0 | 0 | 0 | 0 | 0 | 0 | 0 | 0 | 0 | 0 | 0 | 0 | 0 | 0 | 0 | 0 | 0 | 0 | 0 | 0
F2_Industrial_Other Industrial_New_Space Heating_Natural Gas_Condensing RTU_A_Technical Potential | F2 | Industrial | Other Industrial | New | Space Heating | Natural Gas | Condensing RTU | A | Original Unit Summer Peak Savings (kW) | Technical Potential | 0 | 0 | 0 | 0 | 0 | 0 | 0 | 0 | 0 | 0 | 0 | 0 | 0 | 0 | 0 | 0 | 0 | 0 | 0 | 0 | 0 | 0 | 0 | 0 | 0 | 0 | 0 | 0 | 0 | 0 | 0
F3_Industrial_Other Industrial_New_Space Heating_Natural Gas_Condensing RTU_A_Technical Potential | F3 | Industrial | Other Industrial | New | Space Heating | Natural Gas | Condensing RTU | A | Original Unit Winter Peak Savings (kW) | Technical Potential | 0 | 0 | 0 | 0 | 0 | 0 | 0 | 0 | 0 | 0 | 0 | 0 | 0 | 0 | 0 | 0 | 0 | 0 | 0 | 0 | 0 | 0 | 0 | 0 | 0 | 0 | 0 | 0 | 0 | 0 | 0
F4_Industrial_Other Industrial_New_Space Heating_Natural Gas_Condensing RTU_A_Technical Potential | F4 | Industrial | Other Industrial | New | Space Heating | Natural Gas | Condensing RTU | A | Standalone Impact on Baseline Energy (%) | Technical Potential | 0% | 0% | 0% | 0% | 0% | 0% | 0% | 0% | 0% | 0% | 0% | 0% | 0% | 0% | 0% | 0% | 0% | 0% | 0% | 0% | 0% | 0% | 0% | 0% | 0 | 0 | 0 | 0 | 0 | 0 | 0
F5_Industrial_Other Industrial_New_Space Heating_Natural Gas_Condensing RTU_A_Technical Potential | F5 | Industrial | Other Industrial | New | Space Heating | Natural Gas | Condensing RTU | A | Standalone Impact on Baseline Summer Peak (%) | Technical Potential | 0% | 0% | 0% | 0% | 0% | 0% | 0% | 0% | 0% | 0% | 0% | 0% | 0% | 0% | 0% | 0% | 0% | 0% | 0% | 0% | 0% | 0% | 0% | 0% | 0 | 0 | 0 | 0 | 0 | 0 | 0
F6_Industrial_Other Industrial_New_Space Heating_Natural Gas_Condensing RTU_A_Technical Potential | F6 | Industrial | Other Industrial | New | Space Heating | Natural Gas | Condensing RTU | A | Standalone Impact on Baseline Winter Peak (%) | Technical Potential | 0% | 0% | 0% | 0% | 0% | 0% | 0% | 0% | 0% | 0% | 0% | 0% | 0% | 0% | 0% | 0% | 0% | 0% | 0% | 0% | 0% | 0% | 0% | 0% | 0 | 0 | 0 | 0 | 0 | 0 | 0
F7_Industrial_Other Industrial_New_Space Heating_Natural Gas_Condensing RTU_A_Technical Potential | F7 | Industrial | Other Industrial | New | Space Heating | Natural Gas | Condensing RTU | A | Incremental Energy Savings (MWh or mTherms) | Technical Potential | 0 | 0 | 0 | 0 | 0 | 0 | 0 | 0 | 0 | 0 | 0 | 0 | 0 | 0 | 0 | 0 | 0 | 0 | 0 | 0 | 0 | 0 | 0 | 0 | 0 | 0 | 0 | 0 | 0 | 0 | 0
F8_Industrial_Other Industrial_New_Space Heating_Natural Gas_Condensing RTU_A_Technical Potential | F8 | Industrial | Other Industrial | New | Space Heating | Natural Gas | Condensing RTU | A | Incremental Summer Peak Savings (MW) | Technical Potential | 0 | 0 | 0 | 0 | 0 | 0 | 0 | 0 | 0 | 0 | 0 | 0 | 0 | 0 | 0 | 0 | 0 | 0 | 0 | 0 | 0 | 0 | 0 | 0 | 0 | 0 | 0 | 0 | 0 | 0 | 0
F9_Industrial_Other Industrial_New_Space Heating_Natural Gas_Condensing RTU_A_Technical Potential | F9 | Industrial | Other Industrial | New | Space Heating | Natural Gas | Condensing RTU | A | Incremental Winter Peak Savings (MW) | Technical Potential | 0 | 0 | 0 | 0 | 0 | 0 | 0 | 0 | 0 | 0 | 0 | 0 | 0 | 0 | 0 | 0 | 0 | 0 | 0 | 0 | 0 | 0 | 0 | 0 | 0 | 0 | 0 | 0 | 0 | 0 | 0
F10_Industrial_Other Industrial_New_Space Heating_Natural Gas_Condensing RTU_A_Technical Potential | F10 | Industrial | Other Industrial | New | Space Heating | Natural Gas | Condensing RTU | A | Cumulative Energy Savings (MWh or mTherms) | Technical Potential | 0 | 0 | 0 | 0 | 0 | 0 | 0 | 0 | 0 | 0 | 0 | 0 | 0 | 0 | 0 | 0 | 0 | 0 | 0 | 0 | 0 | 0 | 0 | 0 | 0 | 0 | 0 | 0 | 0 | 0 | 0
F11_Industrial_Other Industrial_New_Space Heating_Natural Gas_Condensing RTU_A_Technical Potential | F11 | Industrial | Other Industrial | New | Space Heating | Natural Gas | Condensing RTU | A | Cumulative Summer Peak Savings (MW) | Technical Potential | 0 | 0 | 0 | 0 | 0 | 0 | 0 | 0 | 0 | 0 | 0 | 0 | 0 | 0 | 0 | 0 | 0 | 0 | 0 | 0 | 0 | 0 | 0 | 0 | 0 | 0 | 0 | 0 | 0 | 0 | 0
F12_Industrial_Other Industrial_New_Space Heating_Natural Gas_Condensing RTU_A_Technical Potential | F12 | Industrial | Other Industrial | New | Space Heating | Natural Gas | Condensing RTU | A | Cumulative Winter Peak Savings (MW) | Technical Potential | 0 | 0 | 0 | 0 | 0 | 0 | 0 | 0 | 0 | 0 | 0 | 0 | 0 | 0 | 0 | 0 | 0 | 0 | 0 | 0 | 0 | 0 | 0 | 0 | 0 | 0 | 0 | 0 | 0 | 0 | 0
F13_Industrial_Other Industrial_New_Space Heating_Natural Gas_Condensing RTU_A_Technical Potential | F13 | Industrial | Other Industrial | New | Space Heating | Natural Gas | Condensing RTU | A | Purchases (Incremental) | Technical Potential | 0 | 0 | 0 | 0 | 0 | 0 | 0 | 0 | 0 | 0 | 0 | 0 | 0 | 0 | 0 | 0 | 0 | 0 | 0 | 0 | 0 | 0 | 0 | 0 | 0 | 0 | 0 | 0 | 0 | 0 | 0
F14_Industrial_Other Industrial_New_Space Heating_Natural Gas_Condensing RTU_A_Technical Potential | F14 | Industrial | Other Industrial | New | Space Heating | Natural Gas | Condensing RTU | A | Purchases (Cumulative) | Technical Potential | 0 | 0 | 0 | 0 | 0 | 0 | 0 | 0 | 0 | 0 | 0 | 0 | 0 | 0 | 0 | 0 | 0 | 0 | 0 | 0 | 0 | 0 | 0 | 0 | 0 | 0 | 0 | 0 | 0 | 0 | 0
F1_Industrial_Food Products_Existing_Space Heating_Natural Gas_Furnace_A_Achievable Technical Potential | F1 | Industrial | Food Products | Existing | Space Heating | Natural Gas | Furnace | A | Original Unit Energy Savings (kWh or therms) | Achievable Technical Potential | 0 | 505.0924 | 505.0924 | 505.0924 | 505.0924 | 138.7616 | 138.7616 | 138.7616 | 138.7616 | 138.7616 | 138.7616 | 138.7616 | 138.7616 | 138.7616 | 138.7616 | 138.7616 | 138.7616 | 138.7616 | 138.7616 | 138.7616 | 138.7616 | 138.7616 | 138.7616 | 138.7616 | 138.7616 | 138.7616 | 138.7616 | 138.7616 | 138.7616 | 138.7616 | 138.7616
F2_Industrial_Food Products_Existing_Space Heating_Natural Gas_Furnace_A_Achievable Technical Potential | F2 | Industrial | Food Products | Existing | Space Heating | Natural Gas | Furnace | A | Original Unit Summer Peak Savings (kW) | Achievable Technical Potential | 0 | 0 | 0 | 0 | 0 | 0 | 0 | 0 | 0 | 0 | 0 | 0 | 0 | 0 | 0 | 0 | 0 | 0 | 0 | 0 | 0 | 0 | 0 | 0 | 0 | 0 | 0 | 0 | 0 | 0 | 0
F3_Industrial_Food Products_Existing_Space Heating_Natural Gas_Furnace_A_Achievable Technical Potential | F3 | Industrial | Food Products | Existing | Space Heating | Natural Gas | Furnace | A | Original Unit Winter Peak Savings (kW) | Achievable Technical Potential | 0 | 0 | 0 | 0 | 0 | 0 | 0 | 0 | 0 | 0 | 0 | 0 | 0 | 0 | 0 | 0 | 0 | 0 | 0 | 0 | 0 | 0 | 0 | 0 | 0 | 0 | 0 | 0 | 0 | 0 | 0
F4_Industrial_Food Products_Existing_Space Heating_Natural Gas_Furnace_A_Achievable Technical Potential | F4 | Industrial | Food Products | Existing | Space Heating | Natural Gas | Furnace | A | Standalone Impact on Baseline Energy (%) | Achievable Technical Potential | 0% | 0% | 0% | 0% | 0% | 0.0004194% | 0.0013% | 0.00228% | 0.003653% | 0.005449% | 0.007679% | 0.01022% | 0.01285% | 0.0157% | 0.0186% | 0.02141% | 0.024% | 0.02664% | 0.02931% | 0.03192% | 0.03469% | 0.03755% | 0.04062% | 0.04375% | 0.00046972 | 0.00050263 | 0.00053639 | 0.00057094 | 0 | 0 | 0
F5_Industrial_Food Products_Existing_Space Heating_Natural Gas_Furnace_A_Achievable Technical Potential | F5 | Industrial | Food Products | Existing | Space Heating | Natural Gas | Furnace | A | Standalone Impact on Baseline Summer Peak (%) | Achievable Technical Potential | 0% | 0% | 0% | 0% | 0% | 0% | 0% | 0% | 0% | 0% | 0% | 0% | 0% | 0% | 0% | 0% | 0% | 0% | 0% | 0% | 0% | 0% | 0% | 0% | 0 | 0 | 0 | 0 | 0 | 0 | 0
F6_Industrial_Food Products_Existing_Space Heating_Natural Gas_Furnace_A_Achievable Technical Potential | F6 | Industrial | Food Products | Existing | Space Heating | Natural Gas | Furnace | A | Standalone Impact on Baseline Winter Peak (%) | Achievable Technical Potential | 0% | 0% | 0% | 0% | 0% | 0% | 0% | 0% | 0% | 0% | 0% | 0% | 0% | 0% | 0% | 0% | 0% | 0% | 0% | 0% | 0% | 0% | 0% | 0% | 0 | 0 | 0 | 0 | 0 | 0 | 0
F7_Industrial_Food Products_Existing_Space Heating_Natural Gas_Furnace_A_Achievable Technical Potential | F7 | Industrial | Food Products | Existing | Space Heating | Natural Gas | Furnace | A | Incremental Energy Savings (MWh or mTherms) | Achievable Technical Potential | 0 | 0 | 0 | 0 | 0 | 0.0013982 | 0.0029116 | 0.003161 | 0.004425 | 0.0057449 | 0.0067319 | 0.0077288 | 0.0078911 | 0.007777 | 0.0085782 | 0.0074146 | 0.007209 | 0.0068684 | 0.0065173 | 0.007041 | 0.0069188 | 0.0070499 | 0.0075443 | 0.0076694 | 0.0078049 | 0.0079489 | 0.0081357 | 0.0083078 | 0.0038058 | 0 | 0
F8_Industrial_Food Products_Existing_Space Heating_Natural Gas_Furnace_A_Achievable Technical Potential | F8 | Industrial | Food Products | Existing | Space Heating | Natural Gas | Furnace | A | Incremental Summer Peak Savings (MW) | Achievable Technical Potential | 0 | 0 | 0 | 0 | 0 | 0 | 0 | 0 | 0 | 0 | 0 | 0 | 0 | 0 | 0 | 0 | 0 | 0 | 0 | 0 | 0 | 0 | 0 | 0 | 0 | 0 | 0 | 0 | 0 | 0 | 0
F9_Industrial_Food Products_Existing_Space Heating_Natural Gas_Furnace_A_Achievable Technical Potential | F9 | Industrial | Food Products | Existing | Space Heating | Natural Gas | Furnace | A | Incremental Winter Peak Savings (MW) | Achievable Technical Potential | 0 | 0 | 0 | 0 | 0 | 0 | 0 | 0 | 0 | 0 | 0 | 0 | 0 | 0 | 0 | 0 | 0 | 0 | 0 | 0 | 0 | 0 | 0 | 0 | 0 | 0 | 0 | 0 | 0 | 0 | 0
F10_Industrial_Food Products_Existing_Space Heating_Natural Gas_Furnace_A_Achievable Technical Potential | F10 | Industrial | Food Products | Existing | Space Heating | Natural Gas | Furnace | A | Cumulative Energy Savings (MWh or mTherms) | Achievable Technical Potential | 0 | 0 | 0 | 0 | 0 | 0.0013982 | 0.0043098 | 0.0074708 | 0.011896 | 0.017641 | 0.024373 | 0.032101 | 0.039992 | 0.047769 | 0.056348 | 0.063762 | 0.070971 | 0.07784 | 0.084357 | 0.091398 | 0.098317 | 0.10537 | 0.11291 | 0.12058 | 0.12839 | 0.13633 | 0.14447 | 0.15278 | 0.15658 | 0.15658 | 0.15658
F11_Industrial_Food Products_Existing_Space Heating_Natural Gas_Furnace_A_Achievable Technical Potential | F11 | Industrial | Food Products | Existing | Space Heating | Natural Gas | Furnace | A | Cumulative Summer Peak Savings (MW) | Achievable Technical Potential | 0 | 0 | 0 | 0 | 0 | 0 | 0 | 0 | 0 | 0 | 0 | 0 | 0 | 0 | 0 | 0 | 0 | 0 | 0 | 0 | 0 | 0 | 0 | 0 | 0 | 0 | 0 | 0 | 0 | 0 | 0
F12_Industrial_Food Products_Existing_Space Heating_Natural Gas_Furnace_A_Achievable Technical Potential | F12 | Industrial | Food Products | Existing | Space Heating | Natural Gas | Furnace | A | Cumulative Winter Peak Savings (MW) | Achievable Technical Potential | 0 | 0 | 0 | 0 | 0 | 0 | 0 | 0 | 0 | 0 | 0 | 0 | 0 | 0 | 0 | 0 | 0 | 0 | 0 | 0 | 0 | 0 | 0 | 0 | 0 | 0 | 0 | 0 | 0 | 0 | 0
F13_Industrial_Food Products_Existing_Space Heating_Natural Gas_Furnace_A_Achievable Technical Potential | F13 | Industrial | Food Products | Existing | Space Heating | Natural Gas | Furnace | A | Purchases (Incremental) | Achievable Technical Potential | 0 | 0 | 0 | 0 | 0 | 0.010076 | 0.020983 | 0.02278 | 0.031889 | 0.041401 | 0.048514 | 0.055699 | 0.056868 | 0.056046 | 0.06182 | 0.053434 | 0.051952 | 0.049498 | 0.046968 | 0.050741 | 0.049861 | 0.050806 | 0.054368 | 0.05527 | 0.056247 | 0.057285 | 0.058631 | 0.059871 | 0.061014 | 0.069943 | 0.075933
F14_Industrial_Food Products_Existing_Space Heating_Natural Gas_Furnace_A_Achievable Technical Potential | F14 | Industrial | Food Products | Existing | Space Heating | Natural Gas | Furnace | A | Purchases (Cumulative) | Achievable Technical Potential | 0 | 0 | 0 | 0 | 0 | 0.010076 | 0.031059 | 0.053839 | 0.085728 | 0.12713 | 0.17564 | 0.23134 | 0.28821 | 0.34426 | 0.40607 | 0.45951 | 0.51146 | 0.56096 | 0.60793 | 0.65867 | 0.70853 | 0.75934 | 0.8137 | 0.86897 | 0.92522 | 0.98251 | 1.0411 | 1.101 | 1.1284 | 1.1284 | 1.1284
F1_Industrial_Food Products_Existing_Space Heating_Natural Gas_Boiler_A_Achievable Technical Potential | F1 | Industrial | Food Products | Existing | Space Heating | Natural Gas | Boiler | A | Original Unit Energy Savings (kWh or therms) | Achievable Technical Potential | 0 | 8772.191 | 8772.191 | 8772.191 | 8772.191 | 5375.3 | 5375.3 | 5375.3 | 5375.3 | 5375.3 | 5375.3 | 5375.3 | 5375.3 | 5375.3 | 5375.3 | 5375.3 | 5375.3 | 5375.3 | 5375.3 | 5375.3 | 5375.3 | 5375.3 | 5375.3 | 792.2778 | 792.2778 | 792.2778 | 792.2778 | 792.2778 | 792.2778 | 792.2778 | 792.2778
F2_Industrial_Food Products_Existing_Space Heating_Natural Gas_Boiler_A_Achievable Technical Potential | F2 | Industrial | Food Products | Existing | Space Heating | Natural Gas | Boiler | A | Original Unit Summer Peak Savings (kW) | Achievable Technical Potential | 0 | 0 | 0 | 0 | 0 | 0 | 0 | 0 | 0 | 0 | 0 | 0 | 0 | 0 | 0 | 0 | 0 | 0 | 0 | 0 | 0 | 0 | 0 | 0 | 0 | 0 | 0 | 0 | 0 | 0 | 0
F3_Industrial_Food Products_Existing_Space Heating_Natural Gas_Boiler_A_Achievable Technical Potential | F3 | Industrial | Food Products | Existing | Space Heating | Natural Gas | Boiler | A | Original Unit Winter Peak Savings (kW) | Achievable Technical Potential | 0 | 0 | 0 | 0 | 0 | 0 | 0 | 0 | 0 | 0 | 0 | 0 | 0 | 0 | 0 | 0 | 0 | 0 | 0 | 0 | 0 | 0 | 0 | 0 | 0 | 0 | 0 | 0 | 0 | 0 | 0
F4_Industrial_Food Products_Existing_Space Heating_Natural Gas_Boiler_A_Achievable Technical Potential | F4 | Industrial | Food Products | Existing | Space Heating | Natural Gas | Boiler | A | Standalone Impact on Baseline Energy (%) | Achievable Technical Potential | 0% | 0% | 0% | 0% | 0% | 0.02705% | 0.0673% | 0.1173% | 0.1743% | 0.2365% | 0.3034% | 0.3701% | 0.4383% | 0.5141% | 0.5901% | 0.6668% | 0.7392% | 0.8159% | 0.8969% | 0.9729% | 1.052% | 1.138% | 1.222% | 1.243% | 0.012645 | 0.012851 | 0.013049 | 0.013241 | 0 | 0 | 0
F5_Industrial_Food Products_Existing_Space Heating_Natural Gas_Boiler_A_Achievable Technical Potential | F5 | Industrial | Food Products | Existing | Space Heating | Natural Gas | Boiler | A | Standalone Impact on Baseline Summer Peak (%) | Achievable Technical Potential | 0% | 0% | 0% | 0% | 0% | 0% | 0% | 0% | 0% | 0% | 0% | 0% | 0% | 0% | 0% | 0% | 0% | 0% | 0% | 0% | 0% | 0% | 0% | 0% | 0 | 0 | 0 | 0 | 0 | 0 | 0
F6_Industrial_Food Products_Existing_Space Heating_Natural Gas_Boiler_A_Achievable Technical Potential | F6 | Industrial | Food Products | Existing | Space Heating | Natural Gas | Boiler | A | Standalone Impact on Baseline Winter Peak (%) | Achievable Technical Potential | 0% | 0% | 0% | 0% | 0% | 0% | 0% | 0% | 0% | 0% | 0% | 0% | 0% | 0% | 0% | 0% | 0% | 0% | 0% | 0% | 0% | 0% | 0% | 0% | 0 | 0 | 0 | 0 | 0 | 0 | 0
F7_Industrial_Food Products_Existing_Space Heating_Natural Gas_Boiler_A_Achievable Technical Potential | F7 | Industrial | Food Products | Existing | Space Heating | Natural Gas | Boiler | A | Incremental Energy Savings (MWh or mTherms) | Achievable Technical Potential | 0 | 0 | 0 | 0 | 0 | 0.090173 | 0.13298 | 0.1611 | 0.18323 | 0.19811 | 0.19733 | 0.20018 | 0.2015 | 0.19927 | 0.22383 | 0.19844 | 0.1997 | 0.19829 | 0.19688 | 0.2045 | 0.19669 | 0.2101 | 0.20448 | 0.029431 | 0.030028 | 0.029424 | 0.028911 | 0.028476 | 0.028148 | 0.027896 | 0.014348
F8_Industrial_Food Products_Existing_Space Heating_Natural Gas_Boiler_A_Achievable Technical Potential | F8 | Industrial | Food Products | Existing | Space Heating | Natural Gas | Boiler | A | Incremental Summer Peak Savings (MW) | Achievable Technical Potential | 0 | 0 | 0 | 0 | 0 | 0 | 0 | 0 | 0 | 0 | 0 | 0 | 0 | 0 | 0 | 0 | 0 | 0 | 0 | 0 | 0 | 0 | 0 | 0 | 0 | 0 | 0 | 0 | 0 | 0 | 0
F9_Industrial_Food Products_Existing_Space Heating_Natural Gas_Boiler_A_Achievable Technical Potential | F9 | Industrial | Food Products | Existing | Space Heating | Natural Gas | Boiler | A | Incremental Winter Peak Savings (MW) | Achievable Technical Potential | 0 | 0 | 0 | 0 | 0 | 0 | 0 | 0 | 0 | 0 | 0 | 0 | 0 | 0 | 0 | 0 | 0 | 0 | 0 | 0 | 0 | 0 | 0 | 0 | 0 | 0 | 0 | 0 | 0 | 0 | 0
F10_Industrial_Food Products_Existing_Space Heating_Natural Gas_Boiler_A_Achievable Technical Potential | F10 | Industrial | Food Products | Existing | Space Heating | Natural Gas | Boiler | A | Cumulative Energy Savings (MWh or mTherms) | Achievable Technical Potential | 0 | 0 | 0 | 0 | 0 | 0.090173 | 0.22315 | 0.38425 | 0.56748 | 0.76559 | 0.96292 | 1.1631 | 1.3646 | 1.5639 | 1.7877 | 1.9861 | 2.1858 | 2.3841 | 2.581 | 2.7855 | 2.9822 | 3.1923 | 3.3968 | 3.4262 | 3.4562 | 3.4856 | 3.5146 | 3.543 | 3.5712 | 3.5991 | 3.5232
F11_Industrial_Food Products_Existing_Space Heating_Natural Gas_Boiler_A_Achievable Technical Potential | F11 | Industrial | Food Products | Existing | Space Heating | Natural Gas | Boiler | A | Cumulative Summer Peak Savings (MW) | Achievable Technical Potential | 0 | 0 | 0 | 0 | 0 | 0 | 0 | 0 | 0 | 0 | 0 | 0 | 0 | 0 | 0 | 0 | 0 | 0 | 0 | 0 | 0 | 0 | 0 | 0 | 0 | 0 | 0 | 0 | 0 | 0 | 0
F12_Industrial_Food Products_Existing_Space Heating_Natural Gas_Boiler_A_Achievable Technical Potential | F12 | Industrial | Food Products | Existing | Space Heating | Natural Gas | Boiler | A | Cumulative Winter Peak Savings (MW) | Achievable Technical Potential | 0 | 0 | 0 | 0 | 0 | 0 | 0 | 0 | 0 | 0 | 0 | 0 | 0 | 0 | 0 | 0 | 0 | 0 | 0 | 0 | 0 | 0 | 0 | 0 | 0 | 0 | 0 | 0 | 0 | 0 | 0
F13_Industrial_Food Products_Existing_Space Heating_Natural Gas_Boiler_A_Achievable Technical Potential | F13 | Industrial | Food Products | Existing | Space Heating | Natural Gas | Boiler | A | Purchases (Incremental) | Achievable Technical Potential | 0 | 0 | 0 | 0 | 0 | 0.016775 | 0.024738 | 0.029971 | 0.034087 | 0.036855 | 0.03671 | 0.03724 | 0.037486 | 0.037072 | 0.04164 | 0.036918 | 0.037151 | 0.036888 | 0.036626 | 0.038044 | 0.036591 | 0.039086 | 0.03804 | 0.037148 | 0.0379 | 0.037139 | 0.036491 | 0.035942 | 0.035527 | 0.03521 | 0.034885
F14_Industrial_Food Products_Existing_Space Heating_Natural Gas_Boiler_A_Achievable Technical Potential | F14 | Industrial | Food Products | Existing | Space Heating | Natural Gas | Boiler | A | Purchases (Cumulative) | Achievable Technical Potential | 0 | 0 | 0 | 0 | 0 | 0.016775 | 0.041514 | 0.071485 | 0.10557 | 0.14243 | 0.17914 | 0.21638 | 0.25386 | 0.29094 | 0.33258 | 0.36949 | 0.40664 | 0.44353 | 0.48016 | 0.5182 | 0.55479 | 0.59388 | 0.63192 | 0.66907 | 0.70697 | 0.74411 | 0.7806 | 0.81654 | 0.85207 | 0.88728 | 0.90539
F1_Industrial_Food Products_Existing_Space Heating_Natural Gas_Unit Heater_A_Achievable Technical Potential | F1 | Industrial | Food Products | Existing | Space Heating | Natural Gas | Unit Heater | A | Original Unit Energy Savings (kWh or therms) | Achievable Technical Potential | 0 | 28641.12 | 28641.12 | 28641.12 | 28641.12 | 15772.4108 | 15772.4108 | 15772.4108 | 15772.4108 | 15772.4108 | 15772.4108 | 15772.4108 | 15772.4108 | 15772.4108 | 15772.4108 | 15772.4108 | 15772.4108 | 15772.4108 | 15772.4108 | 15772.4108 | 15772.4108 | 15772.4108 | 15772.4108 | 15772.4108 | 15772.4108 | 15772.4108 | 15772.4108 | 15772.4108 | 15772.4108 | 15772.4108 | 15772.4108
F2_Industrial_Food Products_Existing_Space Heating_Natural Gas_Unit Heater_A_Achievable Technical Potential | F2 | Industrial | Food Products | Existing | Space Heating | Natural Gas | Unit Heater | A | Original Unit Summer Peak Savings (kW) | Achievable Technical Potential | 0 | 0 | 0 | 0 | 0 | 0 | 0 | 0 | 0 | 0 | 0 | 0 | 0 | 0 | 0 | 0 | 0 | 0 | 0 | 0 | 0 | 0 | 0 | 0 | 0 | 0 | 0 | 0 | 0 | 0 | 0
F3_Industrial_Food Products_Existing_Space Heating_Natural Gas_Unit Heater_A_Achievable Technical Potential | F3 | Industrial | Food Products | Existing | Space Heating | Natural Gas | Unit Heater | A | Original Unit Winter Peak Savings (kW) | Achievable Technical Potential | 0 | 0 | 0 | 0 | 0 | 0 | 0 | 0 | 0 | 0 | 0 | 0 | 0 | 0 | 0 | 0 | 0 | 0 | 0 | 0 | 0 | 0 | 0 | 0 | 0 | 0 | 0 | 0 | 0 | 0 | 0
F4_Industrial_Food Products_Existing_Space Heating_Natural Gas_Unit Heater_A_Achievable Technical Potential | F4 | Industrial | Food Products | Existing | Space Heating | Natural Gas | Unit Heater | A | Standalone Impact on Baseline Energy (%) | Achievable Technical Potential | 0% | 0% | 0% | 0% | 0% | 0.006526% | 0.0244% | 0.05959% | 0.1198% | 0.2125% | 0.3402% | 0.5013% | 0.6977% | 0.9396% | 1.234% | 1.558% | 1.907% | 2.25% | 2.589% | 2.895% | 3.185% | 3.475% | 3.703% | 3.903% | 0.040837 | 0.042457 | 0.043524 | 0.044555 | 0 | 0 | 0
F5_Industrial_Food Products_Existing_Space Heating_Natural Gas_Unit Heater_A_Achievable Technical Potential | F5 | Industrial | Food Products | Existing | Space Heating | Natural Gas | Unit Heater | A | Standalone Impact on Baseline Summer Peak (%) | Achievable Technical Potential | 0% | 0% | 0% | 0% | 0% | 0% | 0% | 0% | 0% | 0% | 0% | 0% | 0% | 0% | 0% | 0% | 0% | 0% | 0% | 0% | 0% | 0% | 0% | 0% | 0 | 0 | 0 | 0 | 0 | 0 | 0
F6_Industrial_Food Products_Existing_Space Heating_Natural Gas_Unit Heater_A_Achievable Technical Potential | F6 | Industrial | Food Products | Existing | Space Heating | Natural Gas | Unit Heater | A | Standalone Impact on Baseline Winter Peak (%) | Achievable Technical Potential | 0% | 0% | 0% | 0% | 0% | 0% | 0% | 0% | 0% | 0% | 0% | 0% | 0% | 0% | 0% | 0% | 0% | 0% | 0% | 0% | 0% | 0% | 0% | 0% | 0 | 0 | 0 | 0 | 0 | 0 | 0
F7_Industrial_Food Products_Existing_Space Heating_Natural Gas_Unit Heater_A_Achievable Technical Potential | F7 | Industrial | Food Products | Existing | Space Heating | Natural Gas | Unit Heater | A | Incremental Energy Savings (MWh or mTherms) | Achievable Technical Potential | 0 | 0 | 0 | 0 | 0 | 0.021756 | 0.059151 | 0.11431 | 0.19481 | 0.2978 | 0.39199 | 0.49559 | 0.59685 | 0.68582 | 0.87919 | 0.90381 | 0.99679 | 0.9374 | 0.87503 | 0.83688 | 0.73828 | 0.72439 | 0.5445 | 0.46269 | 0.40452 | 0.35464 | 0.2063 | 0.1998 | 0.11829 | 0.16386 | 0.19044
F8_Industrial_Food Products_Existing_Space Heating_Natural Gas_Unit Heater_A_Achievable Technical Potential | F8 | Industrial | Food Products | Existing | Space Heating | Natural Gas | Unit Heater | A | Incremental Summer Peak Savings (MW) | Achievable Technical Potential | 0 | 0 | 0 | 0 | 0 | 0 | 0 | 0 | 0 | 0 | 0 | 0 | 0 | 0 | 0 | 0 | 0 | 0 | 0 | 0 | 0 | 0 | 0 | 0 | 0 | 0 | 0 | 0 | 0 | 0 | 0
F9_Industrial_Food Products_Existing_Space Heating_Natural Gas_Unit Heater_A_Achievable Technical Potential | F9 | Industrial | Food Products | Existing | Space Heating | Natural Gas | Unit Heater | A | Incremental Winter Peak Savings (MW) | Achievable Technical Potential | 0 | 0 | 0 | 0 | 0 | 0 | 0 | 0 | 0 | 0 | 0 | 0 | 0 | 0 | 0 | 0 | 0 | 0 | 0 | 0 | 0 | 0 | 0 | 0 | 0 | 0 | 0 | 0 | 0 | 0 | 0
F10_Industrial_Food Products_Existing_Space Heating_Natural Gas_Unit Heater_A_Achievable Technical Potential | F10 | Industrial | Food Products | Existing | Space Heating | Natural Gas | Unit Heater | A | Cumulative Energy Savings (MWh or mTherms) | Achievable Technical Potential | 0 | 0 | 0 | 0 | 0 | 0.021756 | 0.080906 | 0.19522 | 0.39003 | 0.68783 | 1.0798 | 1.5754 | 2.1723 | 2.8581 | 3.7373 | 4.6411 | 5.6379 | 6.5753 | 7.4503 | 8.2872 | 9.0255 | 9.7499 | 10.2944 | 10.757 | 11.1616 | 11.5162 | 11.7225 | 11.9223 | 12.0406 | 12.2045 | 12.3949
F11_Industrial_Food Products_Existing_Space Heating_Natural Gas_Unit Heater_A_Achievable Technical Potential | F11 | Industrial | Food Products | Existing | Space Heating | Natural Gas | Unit Heater | A | Cumulative Summer Peak Savings (MW) | Achievable Technical Potential | 0 | 0 | 0 | 0 | 0 | 0 | 0 | 0 | 0 | 0 | 0 | 0 | 0 | 0 | 0 | 0 | 0 | 0 | 0 | 0 | 0 | 0 | 0 | 0 | 0 | 0 | 0 | 0 | 0 | 0 | 0
F12_Industrial_Food Products_Existing_Space Heating_Natural Gas_Unit Heater_A_Achievable Technical Potential | F12 | Industrial | Food Products | Existing | Space Heating | Natural Gas | Unit Heater | A | Cumulative Winter Peak Savings (MW) | Achievable Technical Potential | 0 | 0 | 0 | 0 | 0 | 0 | 0 | 0 | 0 | 0 | 0 | 0 | 0 | 0 | 0 | 0 | 0 | 0 | 0 | 0 | 0 | 0 | 0 | 0 | 0 | 0 | 0 | 0 | 0 | 0 | 0
F13_Industrial_Food Products_Existing_Space Heating_Natural Gas_Unit Heater_A_Achievable Technical Potential | F13 | Industrial | Food Products | Existing | Space Heating | Natural Gas | Unit Heater | A | Purchases (Incremental) | Achievable Technical Potential | 0 | 0 | 0 | 0 | 0 | 0.0013794 | 0.0037503 | 0.0072475 | 0.012351 | 0.018881 | 0.024853 | 0.031422 | 0.037841 | 0.043483 | 0.055742 | 0.057303 | 0.063199 | 0.060812 | 0.059229 | 0.060307 | 0.05916 | 0.064809 | 0.059375 | 0.060757 | 0.063489 | 0.065968 | 0.068822 | 0.069971 | 0.070699 | 0.071202 | 0.071303
F14_Industrial_Food Products_Existing_Space Heating_Natural Gas_Unit Heater_A_Achievable Technical Potential | F14 | Industrial | Food Products | Existing | Space Heating | Natural Gas | Unit Heater | A | Purchases (Cumulative) | Achievable Technical Potential | 0 | 0 | 0 | 0 | 0 | 0.0013794 | 0.0051296 | 0.012377 | 0.024728 | 0.04361 | 0.068463 | 0.099884 | 0.13773 | 0.18121 | 0.23695 | 0.29425 | 0.35745 | 0.41689 | 0.47236 | 0.52542 | 0.57223 | 0.61816 | 0.65268 | 0.68202 | 0.70766 | 0.73015 | 0.74323 | 0.7559 | 0.7634 | 0.77379 | 0.78586
F1_Industrial_Food Products_New_Space Heating_Natural Gas_Furnace_A_Achievable Technical Potential | F1 | Industrial | Food Products | New | Space Heating | Natural Gas | Furnace | A | Original Unit Energy Savings (kWh or therms) | Achievable Technical Potential | 0 | 0 | 0 | 0 | 0 | 0 | 0 | 0 | 0 | 0 | 0 | 0 | 0 | 0 | 0 | 0 | 0 | 0 | 0 | 0 | 0 | 0 | 0 | 0 | 0 | 0 | 0 | 0 | 0 | 0 | 0
F2_Industrial_Food Products_New_Space Heating_Natural Gas_Furnace_A_Achievable Technical Potential | F2 | Industrial | Food Products | New | Space Heating | Natural Gas | Furnace | A | Original Unit Summer Peak Savings (kW) | Achievable Technical Potential | 0 | 0 | 0 | 0 | 0 | 0 | 0 | 0 | 0 | 0 | 0 | 0 | 0 | 0 | 0 | 0 | 0 | 0 | 0 | 0 | 0 | 0 | 0 | 0 | 0 | 0 | 0 | 0 | 0 | 0 | 0
F3_Industrial_Food Products_New_Space Heating_Natural Gas_Furnace_A_Achievable Technical Potential | F3 | Industrial | Food Products | New | Space Heating | Natural Gas | Furnace | A | Original Unit Winter Peak Savings (kW) | Achievable Technical Potential | 0 | 0 | 0 | 0 | 0 | 0 | 0 | 0 | 0 | 0 | 0 | 0 | 0 | 0 | 0 | 0 | 0 | 0 | 0 | 0 | 0 | 0 | 0 | 0 | 0 | 0 | 0 | 0 | 0 | 0 | 0
F4_Industrial_Food Products_New_Space Heating_Natural Gas_Furnace_A_Achievable Technical Potential | F4 | Industrial | Food Products | New | Space Heating | Natural Gas | Furnace | A | Standalone Impact on Baseline Energy (%) | Achievable Technical Potential | 0% | 0% | 0% | 0% | 0% | 0% | 0% | 0% | 0% | 0% | 0% | 0% | 0% | 0% | 0% | 0% | 0% | 0% | 0% | 0% | 0% | 0% | 0% | 0% | 0 | 0 | 0 | 0 | 0 | 0 | 0
F5_Industrial_Food Products_New_Space Heating_Natural Gas_Furnace_A_Achievable Technical Potential | F5 | Industrial | Food Products | New | Space Heating | Natural Gas | Furnace | A | Standalone Impact on Baseline Summer Peak (%) | Achievable Technical Potential | 0% | 0% | 0% | 0% | 0% | 0% | 0% | 0% | 0% | 0% | 0% | 0% | 0% | 0% | 0% | 0% | 0% | 0% | 0% | 0% | 0% | 0% | 0% | 0% | 0 | 0 | 0 | 0 | 0 | 0 | 0
F6_Industrial_Food Products_New_Space Heating_Natural Gas_Furnace_A_Achievable Technical Potential | F6 | Industrial | Food Products | New | Space Heating | Natural Gas | Furnace | A | Standalone Impact on Baseline Winter Peak (%) | Achievable Technical Potential | 0% | 0% | 0% | 0% | 0% | 0% | 0% | 0% | 0% | 0% | 0% | 0% | 0% | 0% | 0% | 0% | 0% | 0% | 0% | 0% | 0% | 0% | 0% | 0% | 0 | 0 | 0 | 0 | 0 | 0 | 0
F7_Industrial_Food Products_New_Space Heating_Natural Gas_Furnace_A_Achievable Technical Potential | F7 | Industrial | Food Products | New | Space Heating | Natural Gas | Furnace | A | Incremental Energy Savings (MWh or mTherms) | Achievable Technical Potential | 0 | 0 | 0 | 0 | 0 | 0 | 0 | 0 | 0 | 0 | 0 | 0 | 0 | 0 | 0 | 0 | 0 | 0 | 0 | 0 | 0 | 0 | 0 | 0 | 0 | 0 | 0 | 0 | 0 | 0 | 0
F8_Industrial_Food Products_New_Space Heating_Natural Gas_Furnace_A_Achievable Technical Potential | F8 | Industrial | Food Products | New | Space Heating | Natural Gas | Furnace | A | Incremental Summer Peak Savings (MW) | Achievable Technical Potential | 0 | 0 | 0 | 0 | 0 | 0 | 0 | 0 | 0 | 0 | 0 | 0 | 0 | 0 | 0 | 0 | 0 | 0 | 0 | 0 | 0 | 0 | 0 | 0 | 0 | 0 | 0 | 0 | 0 | 0 | 0
F9_Industrial_Food Products_New_Space Heating_Natural Gas_Furnace_A_Achievable Technical Potential | F9 | Industrial | Food Products | New | Space Heating | Natural Gas | Furnace | A | Incremental Winter Peak Savings (MW) | Achievable Technical Potential | 0 | 0 | 0 | 0 | 0 | 0 | 0 | 0 | 0 | 0 | 0 | 0 | 0 | 0 | 0 | 0 | 0 | 0 | 0 | 0 | 0 | 0 | 0 | 0 | 0 | 0 | 0 | 0 | 0 | 0 | 0
F10_Industrial_Food Products_New_Space Heating_Natural Gas_Furnace_A_Achievable Technical Potential | F10 | Industrial | Food Products | New | Space Heating | Natural Gas | Furnace | A | Cumulative Energy Savings (MWh or mTherms) | Achievable Technical Potential | 0 | 0 | 0 | 0 | 0 | 0 | 0 | 0 | 0 | 0 | 0 | 0 | 0 | 0 | 0 | 0 | 0 | 0 | 0 | 0 | 0 | 0 | 0 | 0 | 0 | 0 | 0 | 0 | 0 | 0 | 0
F11_Industrial_Food Products_New_Space Heating_Natural Gas_Furnace_A_Achievable Technical Potential | F11 | Industrial | Food Products | New | Space Heating | Natural Gas | Furnace | A | Cumulative Summer Peak Savings (MW) | Achievable Technical Potential | 0 | 0 | 0 | 0 | 0 | 0 | 0 | 0 | 0 | 0 | 0 | 0 | 0 | 0 | 0 | 0 | 0 | 0 | 0 | 0 | 0 | 0 | 0 | 0 | 0 | 0 | 0 | 0 | 0 | 0 | 0
F12_Industrial_Food Products_New_Space Heating_Natural Gas_Furnace_A_Achievable Technical Potential | F12 | Industrial | Food Products | New | Space Heating | Natural Gas | Furnace | A | Cumulative Winter Peak Savings (MW) | Achievable Technical Potential | 0 | 0 | 0 | 0 | 0 | 0 | 0 | 0 | 0 | 0 | 0 | 0 | 0 | 0 | 0 | 0 | 0 | 0 | 0 | 0 | 0 | 0 | 0 | 0 | 0 | 0 | 0 | 0 | 0 | 0 | 0
F13_Industrial_Food Products_New_Space Heating_Natural Gas_Furnace_A_Achievable Technical Potential | F13 | Industrial | Food Products | New | Space Heating | Natural Gas | Furnace | A | Purchases (Incremental) | Achievable Technical Potential | 0 | 0 | 0 | 0 | 0 | 0 | 0 | 0 | 0 | 0 | 0 | 0 | 0 | 0 | 0 | 0 | 0 | 0 | 0 | 0 | 0 | 0 | 0 | 0 | 0 | 0 | 0 | 0 | 0 | 0 | 0
F14_Industrial_Food Products_New_Space Heating_Natural Gas_Furnace_A_Achievable Technical Potential | F14 | Industrial | Food Products | New | Space Heating | Natural Gas | Furnace | A | Purchases (Cumulative) | Achievable Technical Potential | 0 | 0 | 0 | 0 | 0 | 0 | 0 | 0 | 0 | 0 | 0 | 0 | 0 | 0 | 0 | 0 | 0 | 0 | 0 | 0 | 0 | 0 | 0 | 0 | 0 | 0 | 0 | 0 | 0 | 0 | 0
F1_Industrial_Food Products_New_Space Heating_Natural Gas_Boiler_A_Achievable Technical Potential | F1 | Industrial | Food Products | New | Space Heating | Natural Gas | Boiler | A | Original Unit Energy Savings (kWh or therms) | Achievable Technical Potential | 0 | 0 | 0 | 0 | 0 | 0 | 0 | 0 | 0 | 0 | 0 | 0 | 0 | 0 | 0 | 0 | 0 | 0 | 0 | 0 | 0 | 0 | 0 | 0 | 0 | 0 | 0 | 0 | 0 | 0 | 0
F2_Industrial_Food Products_New_Space Heating_Natural Gas_Boiler_A_Achievable Technical Potential | F2 | Industrial | Food Products | New | Space Heating | Natural Gas | Boiler | A | Original Unit Summer Peak Savings (kW) | Achievable Technical Potential | 0 | 0 | 0 | 0 | 0 | 0 | 0 | 0 | 0 | 0 | 0 | 0 | 0 | 0 | 0 | 0 | 0 | 0 | 0 | 0 | 0 | 0 | 0 | 0 | 0 | 0 | 0 | 0 | 0 | 0 | 0
F3_Industrial_Food Products_New_Space Heating_Natural Gas_Boiler_A_Achievable Technical Potential | F3 | Industrial | Food Products | New | Space Heating | Natural Gas | Boiler | A | Original Unit Winter Peak Savings (kW) | Achievable Technical Potential | 0 | 0 | 0 | 0 | 0 | 0 | 0 | 0 | 0 | 0 | 0 | 0 | 0 | 0 | 0 | 0 | 0 | 0 | 0 | 0 | 0 | 0 | 0 | 0 | 0 | 0 | 0 | 0 | 0 | 0 | 0
F4_Industrial_Food Products_New_Space Heating_Natural Gas_Boiler_A_Achievable Technical Potential | F4 | Industrial | Food Products | New | Space Heating | Natural Gas | Boiler | A | Standalone Impact on Baseline Energy (%) | Achievable Technical Potential | 0% | 0% | 0% | 0% | 0% | 0% | 0% | 0% | 0% | 0% | 0% | 0% | 0% | 0% | 0% | 0% | 0% | 0% | 0% | 0% | 0% | 0% | 0% | 0% | 0 | 0 | 0 | 0 | 0 | 0 | 0
F5_Industrial_Food Products_New_Space Heating_Natural Gas_Boiler_A_Achievable Technical Potential | F5 | Industrial | Food Products | New | Space Heating | Natural Gas | Boiler | A | Standalone Impact on Baseline Summer Peak (%) | Achievable Technical Potential | 0% | 0% | 0% | 0% | 0% | 0% | 0% | 0% | 0% | 0% | 0% | 0% | 0% | 0% | 0% | 0% | 0% | 0% | 0% | 0% | 0% | 0% | 0% | 0% | 0 | 0 | 0 | 0 | 0 | 0 | 0
F6_Industrial_Food Products_New_Space Heating_Natural Gas_Boiler_A_Achievable Technical Potential | F6 | Industrial | Food Products | New | Space Heating | Natural Gas | Boiler | A | Standalone Impact on Baseline Winter Peak (%) | Achievable Technical Potential | 0% | 0% | 0% | 0% | 0% | 0% | 0% | 0% | 0% | 0% | 0% | 0% | 0% | 0% | 0% | 0% | 0% | 0% | 0% | 0% | 0% | 0% | 0% | 0% | 0 | 0 | 0 | 0 | 0 | 0 | 0
F7_Industrial_Food Products_New_Space Heating_Natural Gas_Boiler_A_Achievable Technical Potential | F7 | Industrial | Food Products | New | Space Heating | Natural Gas | Boiler | A | Incremental Energy Savings (MWh or mTherms) | Achievable Technical Potential | 0 | 0 | 0 | 0 | 0 | 0 | 0 | 0 | 0 | 0 | 0 | 0 | 0 | 0 | 0 | 0 | 0 | 0 | 0 | 0 | 0 | 0 | 0 | 0 | 0 | 0 | 0 | 0 | 0 | 0 | 0
F8_Industrial_Food Products_New_Space Heating_Natural Gas_Boiler_A_Achievable Technical Potential | F8 | Industrial | Food Products | New | Space Heating | Natural Gas | Boiler | A | Incremental Summer Peak Savings (MW) | Achievable Technical Potential | 0 | 0 | 0 | 0 | 0 | 0 | 0 | 0 | 0 | 0 | 0 | 0 | 0 | 0 | 0 | 0 | 0 | 0 | 0 | 0 | 0 | 0 | 0 | 0 | 0 | 0 | 0 | 0 | 0 | 0 | 0
F9_Industrial_Food Products_New_Space Heating_Natural Gas_Boiler_A_Achievable Technical Potential | F9 | Industrial | Food Products | New | Space Heating | Natural Gas | Boiler | A | Incremental Winter Peak Savings (MW) | Achievable Technical Potential | 0 | 0 | 0 | 0 | 0 | 0 | 0 | 0 | 0 | 0 | 0 | 0 | 0 | 0 | 0 | 0 | 0 | 0 | 0 | 0 | 0 | 0 | 0 | 0 | 0 | 0 | 0 | 0 | 0 | 0 | 0
F10_Industrial_Food Products_New_Space Heating_Natural Gas_Boiler_A_Achievable Technical Potential | F10 | Industrial | Food Products | New | Space Heating | Natural Gas | Boiler | A | Cumulative Energy Savings (MWh or mTherms) | Achievable Technical Potential | 0 | 0 | 0 | 0 | 0 | 0 | 0 | 0 | 0 | 0 | 0 | 0 | 0 | 0 | 0 | 0 | 0 | 0 | 0 | 0 | 0 | 0 | 0 | 0 | 0 | 0 | 0 | 0 | 0 | 0 | 0
F11_Industrial_Food Products_New_Space Heating_Natural Gas_Boiler_A_Achievable Technical Potential | F11 | Industrial | Food Products | New | Space Heating | Natural Gas | Boiler | A | Cumulative Summer Peak Savings (MW) | Achievable Technical Potential | 0 | 0 | 0 | 0 | 0 | 0 | 0 | 0 | 0 | 0 | 0 | 0 | 0 | 0 | 0 | 0 | 0 | 0 | 0 | 0 | 0 | 0 | 0 | 0 | 0 | 0 | 0 | 0 | 0 | 0 | 0
F12_Industrial_Food Products_New_Space Heating_Natural Gas_Boiler_A_Achievable Technical Potential | F12 | Industrial | Food Products | New | Space Heating | Natural Gas | Boiler | A | Cumulative Winter Peak Savings (MW) | Achievable Technical Potential | 0 | 0 | 0 | 0 | 0 | 0 | 0 | 0 | 0 | 0 | 0 | 0 | 0 | 0 | 0 | 0 | 0 | 0 | 0 | 0 | 0 | 0 | 0 | 0 | 0 | 0 | 0 | 0 | 0 | 0 | 0
F13_Industrial_Food Products_New_Space Heating_Natural Gas_Boiler_A_Achievable Technical Potential | F13 | Industrial | Food Products | New | Space Heating | Natural Gas | Boiler | A | Purchases (Incremental) | Achievable Technical Potential | 0 | 0 | 0 | 0 | 0 | 0 | 0 | 0 | 0 | 0 | 0 | 0 | 0 | 0 | 0 | 0 | 0 | 0 | 0 | 0 | 0 | 0 | 0 | 0 | 0 | 0 | 0 | 0 | 0 | 0 | 0
F14_Industrial_Food Products_New_Space Heating_Natural Gas_Boiler_A_Achievable Technical Potential | F14 | Industrial | Food Products | New | Space Heating | Natural Gas | Boiler | A | Purchases (Cumulative) | Achievable Technical Potential | 0 | 0 | 0 | 0 | 0 | 0 | 0 | 0 | 0 | 0 | 0 | 0 | 0 | 0 | 0 | 0 | 0 | 0 | 0 | 0 | 0 | 0 | 0 | 0 | 0 | 0 | 0 | 0 | 0 | 0 | 0
F1_Industrial_Food Products_New_Space Heating_Natural Gas_Unit Heater_A_Achievable Technical Potential | F1 | Industrial | Food Products | New | Space Heating | Natural Gas | Unit Heater | A | Original Unit Energy Savings (kWh or therms) | Achievable Technical Potential | 0 | 28641.12 | 28641.12 | 28641.12 | 28641.12 | 15772.4108 | 15772.4108 | 15772.4108 | 15772.4108 | 15772.4108 | 15772.4108 | 15772.4108 | 15772.4108 | 15772.4108 | 15772.4108 | 15772.4108 | 15772.4108 | 15772.4108 | 15772.4108 | 15772.4108 | 15772.4108 | 15772.4108 | 15772.4108 | 15772.4108 | 15772.4108 | 15772.4108 | 15772.4108 | 15772.4108 | 15772.4108 | 15772.4108 | 15772.4108
F2_Industrial_Food Products_New_Space Heating_Natural Gas_Unit Heater_A_Achievable Technical Potential | F2 | Industrial | Food Products | New | Space Heating | Natural Gas | Unit Heater | A | Original Unit Summer Peak Savings (kW) | Achievable Technical Potential | 0 | 0 | 0 | 0 | 0 | 0 | 0 | 0 | 0 | 0 | 0 | 0 | 0 | 0 | 0 | 0 | 0 | 0 | 0 | 0 | 0 | 0 | 0 | 0 | 0 | 0 | 0 | 0 | 0 | 0 | 0
F3_Industrial_Food Products_New_Space Heating_Natural Gas_Unit Heater_A_Achievable Technical Potential | F3 | Industrial | Food Products | New | Space Heating | Natural Gas | Unit Heater | A | Original Unit Winter Peak Savings (kW) | Achievable Technical Potential | 0 | 0 | 0 | 0 | 0 | 0 | 0 | 0 | 0 | 0 | 0 | 0 | 0 | 0 | 0 | 0 | 0 | 0 | 0 | 0 | 0 | 0 | 0 | 0 | 0 | 0 | 0 | 0 | 0 | 0 | 0
F4_Industrial_Food Products_New_Space Heating_Natural Gas_Unit Heater_A_Achievable Technical Potential | F4 | Industrial | Food Products | New | Space Heating | Natural Gas | Unit Heater | A | Standalone Impact on Baseline Energy (%) | Achievable Technical Potential | 0% | 0% | 0% | 0% | 0% | 0.2185% | 0.5542% | 0.9651% | 1.424% | 1.918% | 2.426% | 3.053% | 3.751% | 4.481% | 5.219% | 5.954% | 6.67% | 7.289% | 8.064% | 8.678% | 9.158% | 9.545% | 9.853% | 10.06% | 0.10181 | 0.10252 | 0.10292 | 0.10302 | 0 | 0 | 0
F5_Industrial_Food Products_New_Space Heating_Natural Gas_Unit Heater_A_Achievable Technical Potential | F5 | Industrial | Food Products | New | Space Heating | Natural Gas | Unit Heater | A | Standalone Impact on Baseline Summer Peak (%) | Achievable Technical Potential | 0% | 0% | 0% | 0% | 0% | 0% | 0% | 0% | 0% | 0% | 0% | 0% | 0% | 0% | 0% | 0% | 0% | 0% | 0% | 0% | 0% | 0% | 0% | 0% | 0 | 0 | 0 | 0 | 0 | 0 | 0
F6_Industrial_Food Products_New_Space Heating_Natural Gas_Unit Heater_A_Achievable Technical Potential | F6 | Industrial | Food Products | New | Space Heating | Natural Gas | Unit Heater | A | Standalone Impact on Baseline Winter Peak (%) | Achievable Technical Potential | 0% | 0% | 0% | 0% | 0% | 0% | 0% | 0% | 0% | 0% | 0% | 0% | 0% | 0% | 0% | 0% | 0% | 0% | 0% | 0% | 0% | 0% | 0% | 0% | 0 | 0 | 0 | 0 | 0 | 0 | 0
F7_Industrial_Food Products_New_Space Heating_Natural Gas_Unit Heater_A_Achievable Technical Potential | F7 | Industrial | Food Products | New | Space Heating | Natural Gas | Unit Heater | A | Incremental Energy Savings (MWh or mTherms) | Achievable Technical Potential | 0 | 0 | 0 | 0 | 0 | 0.0080497 | 0.015823 | 0.023721 | 0.031441 | 0.039323 | 0.04644 | 0.060888 | 0.073767 | 0.084313 | 0.092696 | 0.10123 | 0.10762 | 0.10557 | 0.1284 | 0.11808 | 0.10875 | 0.1022 | 0.098021 | 0.086311 | 0.076819 | 0.069851 | 0.065683 | 0.060887 | 0.065419 | 0.067405 | 0.042419
F8_Industrial_Food Products_New_Space Heating_Natural Gas_Unit Heater_A_Achievable Technical Potential | F8 | Industrial | Food Products | New | Space Heating | Natural Gas | Unit Heater | A | Incremental Summer Peak Savings (MW) | Achievable Technical Potential | 0 | 0 | 0 | 0 | 0 | 0 | 0 | 0 | 0 | 0 | 0 | 0 | 0 | 0 | 0 | 0 | 0 | 0 | 0 | 0 | 0 | 0 | 0 | 0 | 0 | 0 | 0 | 0 | 0 | 0 | 0
F9_Industrial_Food Products_New_Space Heating_Natural Gas_Unit Heater_A_Achievable Technical Potential | F9 | Industrial | Food Products | New | Space Heating | Natural Gas | Unit Heater | A | Incremental Winter Peak Savings (MW) | Achievable Technical Potential | 0 | 0 | 0 | 0 | 0 | 0 | 0 | 0 | 0 | 0 | 0 | 0 | 0 | 0 | 0 | 0 | 0 | 0 | 0 | 0 | 0 | 0 | 0 | 0 | 0 | 0 | 0 | 0 | 0 | 0 | 0
F10_Industrial_Food Products_New_Space Heating_Natural Gas_Unit Heater_A_Achievable Technical Potential | F10 | Industrial | Food Products | New | Space Heating | Natural Gas | Unit Heater | A | Cumulative Energy Savings (MWh or mTherms) | Achievable Technical Potential | 0 | 0 | 0 | 0 | 0 | 0.0080497 | 0.023872 | 0.047593 | 0.079035 | 0.11836 | 0.1648 | 0.22569 | 0.29945 | 0.38377 | 0.47646 | 0.57769 | 0.68531 | 0.79088 | 0.91927 | 1.0373 | 1.1461 | 1.2483 | 1.3463 | 1.4326 | 1.5095 | 1.5793 | 1.645 | 1.7059 | 1.7713 | 1.8387 | 1.8811
F11_Industrial_Food Products_New_Space Heating_Natural Gas_Unit Heater_A_Achievable Technical Potential | F11 | Industrial | Food Products | New | Space Heating | Natural Gas | Unit Heater | A | Cumulative Summer Peak Savings (MW) | Achievable Technical Potential | 0 | 0 | 0 | 0 | 0 | 0 | 0 | 0 | 0 | 0 | 0 | 0 | 0 | 0 | 0 | 0 | 0 | 0 | 0 | 0 | 0 | 0 | 0 | 0 | 0 | 0 | 0 | 0 | 0 | 0 | 0
F12_Industrial_Food Products_New_Space Heating_Natural Gas_Unit Heater_A_Achievable Technical Potential | F12 | Industrial | Food Products | New | Space Heating | Natural Gas | Unit Heater | A | Cumulative Winter Peak Savings (MW) | Achievable Technical Potential | 0 | 0 | 0 | 0 | 0 | 0 | 0 | 0 | 0 | 0 | 0 | 0 | 0 | 0 | 0 | 0 | 0 | 0 | 0 | 0 | 0 | 0 | 0 | 0 | 0 | 0 | 0 | 0 | 0 | 0 | 0
F13_Industrial_Food Products_New_Space Heating_Natural Gas_Unit Heater_A_Achievable Technical Potential | F13 | Industrial | Food Products | New | Space Heating | Natural Gas | Unit Heater | A | Purchases (Incremental) | Achievable Technical Potential | 0 | 0 | 0 | 0 | 0 | 0.00051036 | 0.0010032 | 0.001504 | 0.0019934 | 0.0024932 | 0.0029444 | 0.0038604 | 0.004677 | 0.0053456 | 0.0058771 | 0.0064182 | 0.006823 | 0.0072035 | 0.0091437 | 0.0089902 | 0.0088885 | 0.0089731 | 0.0091591 | 0.0093327 | 0.0095475 | 0.0097743 | 0.010042 | 0.010279 | 0.010971 | 0.011477 | 0.011833
F14_Industrial_Food Products_New_Space Heating_Natural Gas_Unit Heater_A_Achievable Technical Potential | F14 | Industrial | Food Products | New | Space Heating | Natural Gas | Unit Heater | A | Purchases (Cumulative) | Achievable Technical Potential | 0 | 0 | 0 | 0 | 0 | 0.00051036 | 0.0015136 | 0.0030175 | 0.005011 | 0.0075041 | 0.010448 | 0.014309 | 0.018986 | 0.024331 | 0.030209 | 0.036627 | 0.04345 | 0.050143 | 0.058283 | 0.06577 | 0.072665 | 0.079145 | 0.085359 | 0.090832 | 0.095702 | 0.10013 | 0.1043 | 0.10816 | 0.1123 | 0.11658 | 0.11927
F1_Industrial_Agriculture_Existing_Space Heating_Natural Gas_Furnace_A_Achievable Technical Potential | F1 | Industrial | Agriculture | Existing | Space Heating | Natural Gas | Furnace | A | Original Unit Energy Savings (kWh or therms) | Achievable Technical Potential | 0 | 505.0924 | 505.0924 | 505.0924 | 505.0924 | 138.7616 | 138.7616 | 138.7616 | 138.7616 | 138.7616 | 138.7616 | 138.7616 | 138.7616 | 138.7616 | 138.7616 | 138.7616 | 138.7616 | 138.7616 | 138.7616 | 138.7616 | 138.7616 | 138.7616 | 138.7616 | 138.7616 | 138.7616 | 138.7616 | 138.7616 | 138.7616 | 138.7616 | 138.7616 | 138.7616
F2_Industrial_Agriculture_Existing_Space Heating_Natural Gas_Furnace_A_Achievable Technical Potential | F2 | Industrial | Agriculture | Existing | Space Heating | Natural Gas | Furnace | A | Original Unit Summer Peak Savings (kW) | Achievable Technical Potential | 0 | 0 | 0 | 0 | 0 | 0 | 0 | 0 | 0 | 0 | 0 | 0 | 0 | 0 | 0 | 0 | 0 | 0 | 0 | 0 | 0 | 0 | 0 | 0 | 0 | 0 | 0 | 0 | 0 | 0 | 0
F3_Industrial_Agriculture_Existing_Space Heating_Natural Gas_Furnace_A_Achievable Technical Potential | F3 | Industrial | Agriculture | Existing | Space Heating | Natural Gas | Furnace | A | Original Unit Winter Peak Savings (kW) | Achievable Technical Potential | 0 | 0 | 0 | 0 | 0 | 0 | 0 | 0 | 0 | 0 | 0 | 0 | 0 | 0 | 0 | 0 | 0 | 0 | 0 | 0 | 0 | 0 | 0 | 0 | 0 | 0 | 0 | 0 | 0 | 0 | 0
F4_Industrial_Agriculture_Existing_Space Heating_Natural Gas_Furnace_A_Achievable Technical Potential | F4 | Industrial | Agriculture | Existing | Space Heating | Natural Gas | Furnace | A | Standalone Impact on Baseline Energy (%) | Achievable Technical Potential | 0% | 0% | 0% | 0% | 0% | 0.0004194% | 0.0013% | 0.00228% | 0.003653% | 0.005449% | 0.007679% | 0.01022% | 0.01285% | 0.0157% | 0.0186% | 0.02141% | 0.024% | 0.02664% | 0.02931% | 0.03192% | 0.03469% | 0.03755% | 0.04062% | 0.04375% | 0.00046972 | 0.00050263 | 0.00053639 | 0.00057094 | 0 | 0 | 0
F5_Industrial_Agriculture_Existing_Space Heating_Natural Gas_Furnace_A_Achievable Technical Potential | F5 | Industrial | Agriculture | Existing | Space Heating | Natural Gas | Furnace | A | Standalone Impact on Baseline Summer Peak (%) | Achievable Technical Potential | 0% | 0% | 0% | 0% | 0% | 0% | 0% | 0% | 0% | 0% | 0% | 0% | 0% | 0% | 0% | 0% | 0% | 0% | 0% | 0% | 0% | 0% | 0% | 0% | 0 | 0 | 0 | 0 | 0 | 0 | 0
F6_Industrial_Agriculture_Existing_Space Heating_Natural Gas_Furnace_A_Achievable Technical Potential | F6 | Industrial | Agriculture | Existing | Space Heating | Natural Gas | Furnace | A | Standalone Impact on Baseline Winter Peak (%) | Achievable Technical Potential | 0% | 0% | 0% | 0% | 0% | 0% | 0% | 0% | 0% | 0% | 0% | 0% | 0% | 0% | 0% | 0% | 0% | 0% | 0% | 0% | 0% | 0% | 0% | 0% | 0 | 0 | 0 | 0 | 0 | 0 | 0
F7_Industrial_Agriculture_Existing_Space Heating_Natural Gas_Furnace_A_Achievable Technical Potential | F7 | Industrial | Agriculture | Existing | Space Heating | Natural Gas | Furnace | A | Incremental Energy Savings (MWh or mTherms) | Achievable Technical Potential | 0 | 0 | 0 | 0 | 0 | 0.0036005 | 0.007498 | 0.00814 | 0.011395 | 0.014794 | 0.017336 | 0.019903 | 0.020321 | 0.020027 | 0.02209 | 0.019094 | 0.018564 | 0.017687 | 0.016783 | 0.018132 | 0.017817 | 0.018155 | 0.019428 | 0.01975 | 0.020099 | 0.02047 | 0.020951 | 0.021394 | 0.0098007 | 0 | 0
F8_Industrial_Agriculture_Existing_Space Heating_Natural Gas_Furnace_A_Achievable Technical Potential | F8 | Industrial | Agriculture | Existing | Space Heating | Natural Gas | Furnace | A | Incremental Summer Peak Savings (MW) | Achievable Technical Potential | 0 | 0 | 0 | 0 | 0 | 0 | 0 | 0 | 0 | 0 | 0 | 0 | 0 | 0 | 0 | 0 | 0 | 0 | 0 | 0 | 0 | 0 | 0 | 0 | 0 | 0 | 0 | 0 | 0 | 0 | 0
F9_Industrial_Agriculture_Existing_Space Heating_Natural Gas_Furnace_A_Achievable Technical Potential | F9 | Industrial | Agriculture | Existing | Space Heating | Natural Gas | Furnace | A | Incremental Winter Peak Savings (MW) | Achievable Technical Potential | 0 | 0 | 0 | 0 | 0 | 0 | 0 | 0 | 0 | 0 | 0 | 0 | 0 | 0 | 0 | 0 | 0 | 0 | 0 | 0 | 0 | 0 | 0 | 0 | 0 | 0 | 0 | 0 | 0 | 0 | 0
F10_Industrial_Agriculture_Existing_Space Heating_Natural Gas_Furnace_A_Achievable Technical Potential | F10 | Industrial | Agriculture | Existing | Space Heating | Natural Gas | Furnace | A | Cumulative Energy Savings (MWh or mTherms) | Achievable Technical Potential | 0 | 0 | 0 | 0 | 0 | 0.0036005 | 0.011098 | 0.019239 | 0.030634 | 0.045428 | 0.062763 | 0.082667 | 0.10299 | 0.12301 | 0.1451 | 0.1642 | 0.18276 | 0.20045 | 0.21723 | 0.23537 | 0.25318 | 0.27134 | 0.29076 | 0.31051 | 0.33061 | 0.35108 | 0.37203 | 0.39343 | 0.40323 | 0.40323 | 0.40323
F11_Industrial_Agriculture_Existing_Space Heating_Natural Gas_Furnace_A_Achievable Technical Potential | F11 | Industrial | Agriculture | Existing | Space Heating | Natural Gas | Furnace | A | Cumulative Summer Peak Savings (MW) | Achievable Technical Potential | 0 | 0 | 0 | 0 | 0 | 0 | 0 | 0 | 0 | 0 | 0 | 0 | 0 | 0 | 0 | 0 | 0 | 0 | 0 | 0 | 0 | 0 | 0 | 0 | 0 | 0 | 0 | 0 | 0 | 0 | 0
F12_Industrial_Agriculture_Existing_Space Heating_Natural Gas_Furnace_A_Achievable Technical Potential | F12 | Industrial | Agriculture | Existing | Space Heating | Natural Gas | Furnace | A | Cumulative Winter Peak Savings (MW) | Achievable Technical Potential | 0 | 0 | 0 | 0 | 0 | 0 | 0 | 0 | 0 | 0 | 0 | 0 | 0 | 0 | 0 | 0 | 0 | 0 | 0 | 0 | 0 | 0 | 0 | 0 | 0 | 0 | 0 | 0 | 0 | 0 | 0
F13_Industrial_Agriculture_Existing_Space Heating_Natural Gas_Furnace_A_Achievable Technical Potential | F13 | Industrial | Agriculture | Existing | Space Heating | Natural Gas | Furnace | A | Purchases (Incremental) | Achievable Technical Potential | 0 | 0 | 0 | 0 | 0 | 0.025948 | 0.054035 | 0.058662 | 0.082121 | 0.10661 | 0.12493 | 0.14343 | 0.14644 | 0.14433 | 0.1592 | 0.1376 | 0.13379 | 0.12747 | 0.12095 | 0.13067 | 0.1284 | 0.13083 | 0.14001 | 0.14233 | 0.14485 | 0.14752 | 0.15098 | 0.15418 | 0.15712 | 0.18012 | 0.19554
F14_Industrial_Agriculture_Existing_Space Heating_Natural Gas_Furnace_A_Achievable Technical Potential | F14 | Industrial | Agriculture | Existing | Space Heating | Natural Gas | Furnace | A | Purchases (Cumulative) | Achievable Technical Potential | 0 | 0 | 0 | 0 | 0 | 0.025948 | 0.079982 | 0.13864 | 0.22077 | 0.32738 | 0.45231 | 0.59575 | 0.74219 | 0.88652 | 1.0457 | 1.1833 | 1.3171 | 1.4446 | 1.5655 | 1.6962 | 1.8246 | 1.9554 | 2.0954 | 2.2378 | 2.3826 | 2.5301 | 2.6811 | 2.8353 | 2.9059 | 2.9059 | 2.9059
F1_Industrial_Agriculture_Existing_Space Heating_Natural Gas_Boiler_A_Achievable Technical Potential | F1 | Industrial | Agriculture | Existing | Space Heating | Natural Gas | Boiler | A | Original Unit Energy Savings (kWh or therms) | Achievable Technical Potential | 0 | 8772.191 | 8772.191 | 8772.191 | 8772.191 | 5375.3 | 5375.3 | 5375.3 | 5375.3 | 5375.3 | 5375.3 | 5375.3 | 5375.3 | 5375.3 | 5375.3 | 5375.3 | 5375.3 | 5375.3 | 5375.3 | 5375.3 | 5375.3 | 5375.3 | 5375.3 | 792.2778 | 792.2778 | 792.2778 | 792.2778 | 792.2778 | 792.2778 | 792.2778 | 792.2778
F2_Industrial_Agriculture_Existing_Space Heating_Natural Gas_Boiler_A_Achievable Technical Potential | F2 | Industrial | Agriculture | Existing | Space Heating | Natural Gas | Boiler | A | Original Unit Summer Peak Savings (kW) | Achievable Technical Potential | 0 | 0 | 0 | 0 | 0 | 0 | 0 | 0 | 0 | 0 | 0 | 0 | 0 | 0 | 0 | 0 | 0 | 0 | 0 | 0 | 0 | 0 | 0 | 0 | 0 | 0 | 0 | 0 | 0 | 0 | 0
F3_Industrial_Agriculture_Existing_Space Heating_Natural Gas_Boiler_A_Achievable Technical Potential | F3 | Industrial | Agriculture | Existing | Space Heating | Natural Gas | Boiler | A | Original Unit Winter Peak Savings (kW) | Achievable Technical Potential | 0 | 0 | 0 | 0 | 0 | 0 | 0 | 0 | 0 | 0 | 0 | 0 | 0 | 0 | 0 | 0 | 0 | 0 | 0 | 0 | 0 | 0 | 0 | 0 | 0 | 0 | 0 | 0 | 0 | 0 | 0
F4_Industrial_Agriculture_Existing_Space Heating_Natural Gas_Boiler_A_Achievable Technical Potential | F4 | Industrial | Agriculture | Existing | Space Heating | Natural Gas | Boiler | A | Standalone Impact on Baseline Energy (%) | Achievable Technical Potential | 0% | 0% | 0% | 0% | 0% | 0.02705% | 0.0673% | 0.1173% | 0.1743% | 0.2365% | 0.3034% | 0.3701% | 0.4383% | 0.5141% | 0.5901% | 0.6668% | 0.7392% | 0.8159% | 0.8969% | 0.9729% | 1.052% | 1.138% | 1.222% | 1.243% | 0.012645 | 0.012851 | 0.013049 | 0.013241 | 0 | 0 | 0
F5_Industrial_Agriculture_Existing_Space Heating_Natural Gas_Boiler_A_Achievable Technical Potential | F5 | Industrial | Agriculture | Existing | Space Heating | Natural Gas | Boiler | A | Standalone Impact on Baseline Summer Peak (%) | Achievable Technical Potential | 0% | 0% | 0% | 0% | 0% | 0% | 0% | 0% | 0% | 0% | 0% | 0% | 0% | 0% | 0% | 0% | 0% | 0% | 0% | 0% | 0% | 0% | 0% | 0% | 0 | 0 | 0 | 0 | 0 | 0 | 0
F6_Industrial_Agriculture_Existing_Space Heating_Natural Gas_Boiler_A_Achievable Technical Potential | F6 | Industrial | Agriculture | Existing | Space Heating | Natural Gas | Boiler | A | Standalone Impact on Baseline Winter Peak (%) | Achievable Technical Potential | 0% | 0% | 0% | 0% | 0% | 0% | 0% | 0% | 0% | 0% | 0% | 0% | 0% | 0% | 0% | 0% | 0% | 0% | 0% | 0% | 0% | 0% | 0% | 0% | 0 | 0 | 0 | 0 | 0 | 0 | 0
F7_Industrial_Agriculture_Existing_Space Heating_Natural Gas_Boiler_A_Achievable Technical Potential | F7 | Industrial | Agriculture | Existing | Space Heating | Natural Gas | Boiler | A | Incremental Energy Savings (MWh or mTherms) | Achievable Technical Potential | 0 | 0 | 0 | 0 | 0 | 0.23221 | 0.34244 | 0.41487 | 0.47185 | 0.51016 | 0.50816 | 0.51549 | 0.51889 | 0.51317 | 0.5764 | 0.51103 | 0.51425 | 0.51062 | 0.50699 | 0.52661 | 0.5065 | 0.54104 | 0.52657 | 0.075791 | 0.077326 | 0.075773 | 0.074451 | 0.073331 | 0.072485 | 0.071837 | 0.036948
F8_Industrial_Agriculture_Existing_Space Heating_Natural Gas_Boiler_A_Achievable Technical Potential | F8 | Industrial | Agriculture | Existing | Space Heating | Natural Gas | Boiler | A | Incremental Summer Peak Savings (MW) | Achievable Technical Potential | 0 | 0 | 0 | 0 | 0 | 0 | 0 | 0 | 0 | 0 | 0 | 0 | 0 | 0 | 0 | 0 | 0 | 0 | 0 | 0 | 0 | 0 | 0 | 0 | 0 | 0 | 0 | 0 | 0 | 0 | 0
F9_Industrial_Agriculture_Existing_Space Heating_Natural Gas_Boiler_A_Achievable Technical Potential | F9 | Industrial | Agriculture | Existing | Space Heating | Natural Gas | Boiler | A | Incremental Winter Peak Savings (MW) | Achievable Technical Potential | 0 | 0 | 0 | 0 | 0 | 0 | 0 | 0 | 0 | 0 | 0 | 0 | 0 | 0 | 0 | 0 | 0 | 0 | 0 | 0 | 0 | 0 | 0 | 0 | 0 | 0 | 0 | 0 | 0 | 0 | 0
F10_Industrial_Agriculture_Existing_Space Heating_Natural Gas_Boiler_A_Achievable Technical Potential | F10 | Industrial | Agriculture | Existing | Space Heating | Natural Gas | Boiler | A | Cumulative Energy Savings (MWh or mTherms) | Achievable Technical Potential | 0 | 0 | 0 | 0 | 0 | 0.23221 | 0.57465 | 0.98952 | 1.4614 | 1.9715 | 2.4797 | 2.9952 | 3.5141 | 4.0272 | 4.6036 | 5.1147 | 5.6289 | 6.1395 | 6.6465 | 7.1731 | 7.6796 | 8.2207 | 8.7472 | 8.823 | 8.9004 | 8.9761 | 9.0506 | 9.1239 | 9.1964 | 9.2682 | 9.073
F11_Industrial_Agriculture_Existing_Space Heating_Natural Gas_Boiler_A_Achievable Technical Potential | F11 | Industrial | Agriculture | Existing | Space Heating | Natural Gas | Boiler | A | Cumulative Summer Peak Savings (MW) | Achievable Technical Potential | 0 | 0 | 0 | 0 | 0 | 0 | 0 | 0 | 0 | 0 | 0 | 0 | 0 | 0 | 0 | 0 | 0 | 0 | 0 | 0 | 0 | 0 | 0 | 0 | 0 | 0 | 0 | 0 | 0 | 0 | 0
F12_Industrial_Agriculture_Existing_Space Heating_Natural Gas_Boiler_A_Achievable Technical Potential | F12 | Industrial | Agriculture | Existing | Space Heating | Natural Gas | Boiler | A | Cumulative Winter Peak Savings (MW) | Achievable Technical Potential | 0 | 0 | 0 | 0 | 0 | 0 | 0 | 0 | 0 | 0 | 0 | 0 | 0 | 0 | 0 | 0 | 0 | 0 | 0 | 0 | 0 | 0 | 0 | 0 | 0 | 0 | 0 | 0 | 0 | 0 | 0
F13_Industrial_Agriculture_Existing_Space Heating_Natural Gas_Boiler_A_Achievable Technical Potential | F13 | Industrial | Agriculture | Existing | Space Heating | Natural Gas | Boiler | A | Purchases (Incremental) | Achievable Technical Potential | 0 | 0 | 0 | 0 | 0 | 0.0432 | 0.063706 | 0.077181 | 0.087781 | 0.094908 | 0.094535 | 0.095899 | 0.096532 | 0.095468 | 0.10723 | 0.09507 | 0.09567 | 0.094994 | 0.094319 | 0.097969 | 0.094228 | 0.10065 | 0.097961 | 0.095662 | 0.0976 | 0.095639 | 0.09397 | 0.092558 | 0.091489 | 0.090672 | 0.089835
F14_Industrial_Agriculture_Existing_Space Heating_Natural Gas_Boiler_A_Achievable Technical Potential | F14 | Industrial | Agriculture | Existing | Space Heating | Natural Gas | Boiler | A | Purchases (Cumulative) | Achievable Technical Potential | 0 | 0 | 0 | 0 | 0 | 0.0432 | 0.10691 | 0.18409 | 0.27187 | 0.36677 | 0.46131 | 0.55721 | 0.65374 | 0.74921 | 0.85644 | 0.95151 | 1.0472 | 1.1422 | 1.2365 | 1.3345 | 1.4287 | 1.5293 | 1.6273 | 1.723 | 1.8206 | 1.9162 | 2.0102 | 2.1027 | 2.1942 | 2.2849 | 2.3315
F1_Industrial_Agriculture_Existing_Space Heating_Natural Gas_Unit Heater_A_Achievable Technical Potential | F1 | Industrial | Agriculture | Existing | Space Heating | Natural Gas | Unit Heater | A | Original Unit Energy Savings (kWh or therms) | Achievable Technical Potential | 0 | 28641.12 | 28641.12 | 28641.12 | 28641.12 | 15772.4108 | 15772.4108 | 15772.4108 | 15772.4108 | 15772.4108 | 15772.4108 | 15772.4108 | 15772.4108 | 15772.4108 | 15772.4108 | 15772.4108 | 15772.4108 | 15772.4108 | 15772.4108 | 15772.4108 | 15772.4108 | 15772.4108 | 15772.4108 | 15772.4108 | 15772.4108 | 15772.4108 | 15772.4108 | 15772.4108 | 15772.4108 | 15772.4108 | 15772.4108
F2_Industrial_Agriculture_Existing_Space Heating_Natural Gas_Unit Heater_A_Achievable Technical Potential | F2 | Industrial | Agriculture | Existing | Space Heating | Natural Gas | Unit Heater | A | Original Unit Summer Peak Savings (kW) | Achievable Technical Potential | 0 | 0 | 0 | 0 | 0 | 0 | 0 | 0 | 0 | 0 | 0 | 0 | 0 | 0 | 0 | 0 | 0 | 0 | 0 | 0 | 0 | 0 | 0 | 0 | 0 | 0 | 0 | 0 | 0 | 0 | 0
F3_Industrial_Agriculture_Existing_Space Heating_Natural Gas_Unit Heater_A_Achievable Technical Potential | F3 | Industrial | Agriculture | Existing | Space Heating | Natural Gas | Unit Heater | A | Original Unit Winter Peak Savings (kW) | Achievable Technical Potential | 0 | 0 | 0 | 0 | 0 | 0 | 0 | 0 | 0 | 0 | 0 | 0 | 0 | 0 | 0 | 0 | 0 | 0 | 0 | 0 | 0 | 0 | 0 | 0 | 0 | 0 | 0 | 0 | 0 | 0 | 0
F4_Industrial_Agriculture_Existing_Space Heating_Natural Gas_Unit Heater_A_Achievable Technical Potential | F4 | Industrial | Agriculture | Existing | Space Heating | Natural Gas | Unit Heater | A | Standalone Impact on Baseline Energy (%) | Achievable Technical Potential | 0% | 0% | 0% | 0% | 0% | 0.006526% | 0.0244% | 0.05959% | 0.1198% | 0.2125% | 0.3402% | 0.5013% | 0.6977% | 0.9396% | 1.234% | 1.558% | 1.907% | 2.25% | 2.589% | 2.895% | 3.185% | 3.475% | 3.703% | 3.903% | 0.040837 | 0.042457 | 0.043524 | 0.044555 | 0 | 0 | 0
F5_Industrial_Agriculture_Existing_Space Heating_Natural Gas_Unit Heater_A_Achievable Technical Potential | F5 | Industrial | Agriculture | Existing | Space Heating | Natural Gas | Unit Heater | A | Standalone Impact on Baseline Summer Peak (%) | Achievable Technical Potential | 0% | 0% | 0% | 0% | 0% | 0% | 0% | 0% | 0% | 0% | 0% | 0% | 0% | 0% | 0% | 0% | 0% | 0% | 0% | 0% | 0% | 0% | 0% | 0% | 0 | 0 | 0 | 0 | 0 | 0 | 0
F6_Industrial_Agriculture_Existing_Space Heating_Natural Gas_Unit Heater_A_Achievable Technical Potential | F6 | Industrial | Agriculture | Existing | Space Heating | Natural Gas | Unit Heater | A | Standalone Impact on Baseline Winter Peak (%) | Achievable Technical Potential | 0% | 0% | 0% | 0% | 0% | 0% | 0% | 0% | 0% | 0% | 0% | 0% | 0% | 0% | 0% | 0% | 0% | 0% | 0% | 0% | 0% | 0% | 0% | 0% | 0 | 0 | 0 | 0 | 0 | 0 | 0
F7_Industrial_Agriculture_Existing_Space Heating_Natural Gas_Unit Heater_A_Achievable Technical Potential | F7 | Industrial | Agriculture | Existing | Space Heating | Natural Gas | Unit Heater | A | Incremental Energy Savings (MWh or mTherms) | Achievable Technical Potential | 0 | 0 | 0 | 0 | 0 | 0.056025 | 0.15232 | 0.29437 | 0.50167 | 0.76689 | 1.0094 | 1.2762 | 1.537 | 1.7661 | 2.2641 | 2.3275 | 2.5669 | 2.414 | 2.2533 | 2.1551 | 1.9012 | 1.8654 | 1.4022 | 1.1915 | 1.0417 | 0.91327 | 0.53125 | 0.51452 | 0.30463 | 0.42198 | 0.4904
F8_Industrial_Agriculture_Existing_Space Heating_Natural Gas_Unit Heater_A_Achievable Technical Potential | F8 | Industrial | Agriculture | Existing | Space Heating | Natural Gas | Unit Heater | A | Incremental Summer Peak Savings (MW) | Achievable Technical Potential | 0 | 0 | 0 | 0 | 0 | 0 | 0 | 0 | 0 | 0 | 0 | 0 | 0 | 0 | 0 | 0 | 0 | 0 | 0 | 0 | 0 | 0 | 0 | 0 | 0 | 0 | 0 | 0 | 0 | 0 | 0
F9_Industrial_Agriculture_Existing_Space Heating_Natural Gas_Unit Heater_A_Achievable Technical Potential | F9 | Industrial | Agriculture | Existing | Space Heating | Natural Gas | Unit Heater | A | Incremental Winter Peak Savings (MW) | Achievable Technical Potential | 0 | 0 | 0 | 0 | 0 | 0 | 0 | 0 | 0 | 0 | 0 | 0 | 0 | 0 | 0 | 0 | 0 | 0 | 0 | 0 | 0 | 0 | 0 | 0 | 0 | 0 | 0 | 0 | 0 | 0 | 0
F10_Industrial_Agriculture_Existing_Space Heating_Natural Gas_Unit Heater_A_Achievable Technical Potential | F10 | Industrial | Agriculture | Existing | Space Heating | Natural Gas | Unit Heater | A | Cumulative Energy Savings (MWh or mTherms) | Achievable Technical Potential | 0 | 0 | 0 | 0 | 0 | 0.056025 | 0.20835 | 0.50272 | 1.0044 | 1.7713 | 2.7807 | 4.057 | 5.594 | 7.3601 | 9.6241 | 11.9516 | 14.5185 | 16.9325 | 19.1858 | 21.3409 | 23.2421 | 25.1076 | 26.5098 | 27.7013 | 28.743 | 29.6562 | 30.1875 | 30.702 | 31.0066 | 31.4286 | 31.919
F11_Industrial_Agriculture_Existing_Space Heating_Natural Gas_Unit Heater_A_Achievable Technical Potential | F11 | Industrial | Agriculture | Existing | Space Heating | Natural Gas | Unit Heater | A | Cumulative Summer Peak Savings (MW) | Achievable Technical Potential | 0 | 0 | 0 | 0 | 0 | 0 | 0 | 0 | 0 | 0 | 0 | 0 | 0 | 0 | 0 | 0 | 0 | 0 | 0 | 0 | 0 | 0 | 0 | 0 | 0 | 0 | 0 | 0 | 0 | 0 | 0
F12_Industrial_Agriculture_Existing_Space Heating_Natural Gas_Unit Heater_A_Achievable Technical Potential | F12 | Industrial | Agriculture | Existing | Space Heating | Natural Gas | Unit Heater | A | Cumulative Winter Peak Savings (MW) | Achievable Technical Potential | 0 | 0 | 0 | 0 | 0 | 0 | 0 | 0 | 0 | 0 | 0 | 0 | 0 | 0 | 0 | 0 | 0 | 0 | 0 | 0 | 0 | 0 | 0 | 0 | 0 | 0 | 0 | 0 | 0 | 0 | 0
F13_Industrial_Agriculture_Existing_Space Heating_Natural Gas_Unit Heater_A_Achievable Technical Potential | F13 | Industrial | Agriculture | Existing | Space Heating | Natural Gas | Unit Heater | A | Purchases (Incremental) | Achievable Technical Potential | 0 | 0 | 0 | 0 | 0 | 0.0035521 | 0.0096576 | 0.018664 | 0.031807 | 0.048622 | 0.064001 | 0.080916 | 0.097448 | 0.11198 | 0.14355 | 0.14757 | 0.16275 | 0.1566 | 0.15252 | 0.1553 | 0.15235 | 0.16689 | 0.1529 | 0.15646 | 0.16349 | 0.16988 | 0.17723 | 0.18019 | 0.18206 | 0.18336 | 0.18362
F14_Industrial_Agriculture_Existing_Space Heating_Natural Gas_Unit Heater_A_Achievable Technical Potential | F14 | Industrial | Agriculture | Existing | Space Heating | Natural Gas | Unit Heater | A | Purchases (Cumulative) | Achievable Technical Potential | 0 | 0 | 0 | 0 | 0 | 0.0035521 | 0.01321 | 0.031873 | 0.06368 | 0.1123 | 0.1763 | 0.25722 | 0.35467 | 0.46664 | 0.61019 | 0.75775 | 0.9205 | 1.0736 | 1.2164 | 1.3531 | 1.4736 | 1.5919 | 1.6808 | 1.7563 | 1.8224 | 1.8803 | 1.9139 | 1.9466 | 1.9659 | 1.9926 | 2.0237
F1_Industrial_Agriculture_New_Space Heating_Natural Gas_Furnace_A_Achievable Technical Potential | F1 | Industrial | Agriculture | New | Space Heating | Natural Gas | Furnace | A | Original Unit Energy Savings (kWh or therms) | Achievable Technical Potential | 0 | 0 | 0 | 0 | 0 | 0 | 0 | 0 | 0 | 0 | 0 | 0 | 0 | 0 | 0 | 0 | 0 | 0 | 0 | 0 | 0 | 0 | 0 | 0 | 0 | 0 | 0 | 0 | 0 | 0 | 0
F2_Industrial_Agriculture_New_Space Heating_Natural Gas_Furnace_A_Achievable Technical Potential | F2 | Industrial | Agriculture | New | Space Heating | Natural Gas | Furnace | A | Original Unit Summer Peak Savings (kW) | Achievable Technical Potential | 0 | 0 | 0 | 0 | 0 | 0 | 0 | 0 | 0 | 0 | 0 | 0 | 0 | 0 | 0 | 0 | 0 | 0 | 0 | 0 | 0 | 0 | 0 | 0 | 0 | 0 | 0 | 0 | 0 | 0 | 0
F3_Industrial_Agriculture_New_Space Heating_Natural Gas_Furnace_A_Achievable Technical Potential | F3 | Industrial | Agriculture | New | Space Heating | Natural Gas | Furnace | A | Original Unit Winter Peak Savings (kW) | Achievable Technical Potential | 0 | 0 | 0 | 0 | 0 | 0 | 0 | 0 | 0 | 0 | 0 | 0 | 0 | 0 | 0 | 0 | 0 | 0 | 0 | 0 | 0 | 0 | 0 | 0 | 0 | 0 | 0 | 0 | 0 | 0 | 0
F4_Industrial_Agriculture_New_Space Heating_Natural Gas_Furnace_A_Achievable Technical Potential | F4 | Industrial | Agriculture | New | Space Heating | Natural Gas | Furnace | A | Standalone Impact on Baseline Energy (%) | Achievable Technical Potential | 0% | 0% | 0% | 0% | 0% | 0% | 0% | 0% | 0% | 0% | 0% | 0% | 0% | 0% | 0% | 0% | 0% | 0% | 0% | 0% | 0% | 0% | 0% | 0% | 0 | 0 | 0 | 0 | 0 | 0 | 0
F5_Industrial_Agriculture_New_Space Heating_Natural Gas_Furnace_A_Achievable Technical Potential | F5 | Industrial | Agriculture | New | Space Heating | Natural Gas | Furnace | A | Standalone Impact on Baseline Summer Peak (%) | Achievable Technical Potential | 0% | 0% | 0% | 0% | 0% | 0% | 0% | 0% | 0% | 0% | 0% | 0% | 0% | 0% | 0% | 0% | 0% | 0% | 0% | 0% | 0% | 0% | 0% | 0% | 0 | 0 | 0 | 0 | 0 | 0 | 0
F6_Industrial_Agriculture_New_Space Heating_Natural Gas_Furnace_A_Achievable Technical Potential | F6 | Industrial | Agriculture | New | Space Heating | Natural Gas | Furnace | A | Standalone Impact on Baseline Winter Peak (%) | Achievable Technical Potential | 0% | 0% | 0% | 0% | 0% | 0% | 0% | 0% | 0% | 0% | 0% | 0% | 0% | 0% | 0% | 0% | 0% | 0% | 0% | 0% | 0% | 0% | 0% | 0% | 0 | 0 | 0 | 0 | 0 | 0 | 0
F7_Industrial_Agriculture_New_Space Heating_Natural Gas_Furnace_A_Achievable Technical Potential | F7 | Industrial | Agriculture | New | Space Heating | Natural Gas | Furnace | A | Incremental Energy Savings (MWh or mTherms) | Achievable Technical Potential | 0 | 0 | 0 | 0 | 0 | 0 | 0 | 0 | 0 | 0 | 0 | 0 | 0 | 0 | 0 | 0 | 0 | 0 | 0 | 0 | 0 | 0 | 0 | 0 | 0 | 0 | 0 | 0 | 0 | 0 | 0
F8_Industrial_Agriculture_New_Space Heating_Natural Gas_Furnace_A_Achievable Technical Potential | F8 | Industrial | Agriculture | New | Space Heating | Natural Gas | Furnace | A | Incremental Summer Peak Savings (MW) | Achievable Technical Potential | 0 | 0 | 0 | 0 | 0 | 0 | 0 | 0 | 0 | 0 | 0 | 0 | 0 | 0 | 0 | 0 | 0 | 0 | 0 | 0 | 0 | 0 | 0 | 0 | 0 | 0 | 0 | 0 | 0 | 0 | 0
F9_Industrial_Agriculture_New_Space Heating_Natural Gas_Furnace_A_Achievable Technical Potential | F9 | Industrial | Agriculture | New | Space Heating | Natural Gas | Furnace | A | Incremental Winter Peak Savings (MW) | Achievable Technical Potential | 0 | 0 | 0 | 0 | 0 | 0 | 0 | 0 | 0 | 0 | 0 | 0 | 0 | 0 | 0 | 0 | 0 | 0 | 0 | 0 | 0 | 0 | 0 | 0 | 0 | 0 | 0 | 0 | 0 | 0 | 0
F10_Industrial_Agriculture_New_Space Heating_Natural Gas_Furnace_A_Achievable Technical Potential | F10 | Industrial | Agriculture | New | Space Heating | Natural Gas | Furnace | A | Cumulative Energy Savings (MWh or mTherms) | Achievable Technical Potential | 0 | 0 | 0 | 0 | 0 | 0 | 0 | 0 | 0 | 0 | 0 | 0 | 0 | 0 | 0 | 0 | 0 | 0 | 0 | 0 | 0 | 0 | 0 | 0 | 0 | 0 | 0 | 0 | 0 | 0 | 0
F11_Industrial_Agriculture_New_Space Heating_Natural Gas_Furnace_A_Achievable Technical Potential | F11 | Industrial | Agriculture | New | Space Heating | Natural Gas | Furnace | A | Cumulative Summer Peak Savings (MW) | Achievable Technical Potential | 0 | 0 | 0 | 0 | 0 | 0 | 0 | 0 | 0 | 0 | 0 | 0 | 0 | 0 | 0 | 0 | 0 | 0 | 0 | 0 | 0 | 0 | 0 | 0 | 0 | 0 | 0 | 0 | 0 | 0 | 0
F12_Industrial_Agriculture_New_Space Heating_Natural Gas_Furnace_A_Achievable Technical Potential | F12 | Industrial | Agriculture | New | Space Heating | Natural Gas | Furnace | A | Cumulative Winter Peak Savings (MW) | Achievable Technical Potential | 0 | 0 | 0 | 0 | 0 | 0 | 0 | 0 | 0 | 0 | 0 | 0 | 0 | 0 | 0 | 0 | 0 | 0 | 0 | 0 | 0 | 0 | 0 | 0 | 0 | 0 | 0 | 0 | 0 | 0 | 0
F13_Industrial_Agriculture_New_Space Heating_Natural Gas_Furnace_A_Achievable Technical Potential | F13 | Industrial | Agriculture | New | Space Heating | Natural Gas | Furnace | A | Purchases (Incremental) | Achievable Technical Potential | 0 | 0 | 0 | 0 | 0 | 0 | 0 | 0 | 0 | 0 | 0 | 0 | 0 | 0 | 0 | 0 | 0 | 0 | 0 | 0 | 0 | 0 | 0 | 0 | 0 | 0 | 0 | 0 | 0 | 0 | 0
F14_Industrial_Agriculture_New_Space Heating_Natural Gas_Furnace_A_Achievable Technical Potential | F14 | Industrial | Agriculture | New | Space Heating | Natural Gas | Furnace | A | Purchases (Cumulative) | Achievable Technical Potential | 0 | 0 | 0 | 0 | 0 | 0 | 0 | 0 | 0 | 0 | 0 | 0 | 0 | 0 | 0 | 0 | 0 | 0 | 0 | 0 | 0 | 0 | 0 | 0 | 0 | 0 | 0 | 0 | 0 | 0 | 0
F1_Industrial_Agriculture_New_Space Heating_Natural Gas_Boiler_A_Achievable Technical Potential | F1 | Industrial | Agriculture | New | Space Heating | Natural Gas | Boiler | A | Original Unit Energy Savings (kWh or therms) | Achievable Technical Potential | 0 | 0 | 0 | 0 | 0 | 0 | 0 | 0 | 0 | 0 | 0 | 0 | 0 | 0 | 0 | 0 | 0 | 0 | 0 | 0 | 0 | 0 | 0 | 0 | 0 | 0 | 0 | 0 | 0 | 0 | 0
F2_Industrial_Agriculture_New_Space Heating_Natural Gas_Boiler_A_Achievable Technical Potential | F2 | Industrial | Agriculture | New | Space Heating | Natural Gas | Boiler | A | Original Unit Summer Peak Savings (kW) | Achievable Technical Potential | 0 | 0 | 0 | 0 | 0 | 0 | 0 | 0 | 0 | 0 | 0 | 0 | 0 | 0 | 0 | 0 | 0 | 0 | 0 | 0 | 0 | 0 | 0 | 0 | 0 | 0 | 0 | 0 | 0 | 0 | 0
F3_Industrial_Agriculture_New_Space Heating_Natural Gas_Boiler_A_Achievable Technical Potential | F3 | Industrial | Agriculture | New | Space Heating | Natural Gas | Boiler | A | Original Unit Winter Peak Savings (kW) | Achievable Technical Potential | 0 | 0 | 0 | 0 | 0 | 0 | 0 | 0 | 0 | 0 | 0 | 0 | 0 | 0 | 0 | 0 | 0 | 0 | 0 | 0 | 0 | 0 | 0 | 0 | 0 | 0 | 0 | 0 | 0 | 0 | 0
F4_Industrial_Agriculture_New_Space Heating_Natural Gas_Boiler_A_Achievable Technical Potential | F4 | Industrial | Agriculture | New | Space Heating | Natural Gas | Boiler | A | Standalone Impact on Baseline Energy (%) | Achievable Technical Potential | 0% | 0% | 0% | 0% | 0% | 0% | 0% | 0% | 0% | 0% | 0% | 0% | 0% | 0% | 0% | 0% | 0% | 0% | 0% | 0% | 0% | 0% | 0% | 0% | 0 | 0 | 0 | 0 | 0 | 0 | 0
F5_Industrial_Agriculture_New_Space Heating_Natural Gas_Boiler_A_Achievable Technical Potential | F5 | Industrial | Agriculture | New | Space Heating | Natural Gas | Boiler | A | Standalone Impact on Baseline Summer Peak (%) | Achievable Technical Potential | 0% | 0% | 0% | 0% | 0% | 0% | 0% | 0% | 0% | 0% | 0% | 0% | 0% | 0% | 0% | 0% | 0% | 0% | 0% | 0% | 0% | 0% | 0% | 0% | 0 | 0 | 0 | 0 | 0 | 0 | 0
F6_Industrial_Agriculture_New_Space Heating_Natural Gas_Boiler_A_Achievable Technical Potential | F6 | Industrial | Agriculture | New | Space Heating | Natural Gas | Boiler | A | Standalone Impact on Baseline Winter Peak (%) | Achievable Technical Potential | 0% | 0% | 0% | 0% | 0% | 0% | 0% | 0% | 0% | 0% | 0% | 0% | 0% | 0% | 0% | 0% | 0% | 0% | 0% | 0% | 0% | 0% | 0% | 0% | 0 | 0 | 0 | 0 | 0 | 0 | 0
F7_Industrial_Agriculture_New_Space Heating_Natural Gas_Boiler_A_Achievable Technical Potential | F7 | Industrial | Agriculture | New | Space Heating | Natural Gas | Boiler | A | Incremental Energy Savings (MWh or mTherms) | Achievable Technical Potential | 0 | 0 | 0 | 0 | 0 | 0 | 0 | 0 | 0 | 0 | 0 | 0 | 0 | 0 | 0 | 0 | 0 | 0 | 0 | 0 | 0 | 0 | 0 | 0 | 0 | 0 | 0 | 0 | 0 | 0 | 0
F8_Industrial_Agriculture_New_Space Heating_Natural Gas_Boiler_A_Achievable Technical Potential | F8 | Industrial | Agriculture | New | Space Heating | Natural Gas | Boiler | A | Incremental Summer Peak Savings (MW) | Achievable Technical Potential | 0 | 0 | 0 | 0 | 0 | 0 | 0 | 0 | 0 | 0 | 0 | 0 | 0 | 0 | 0 | 0 | 0 | 0 | 0 | 0 | 0 | 0 | 0 | 0 | 0 | 0 | 0 | 0 | 0 | 0 | 0
F9_Industrial_Agriculture_New_Space Heating_Natural Gas_Boiler_A_Achievable Technical Potential | F9 | Industrial | Agriculture | New | Space Heating | Natural Gas | Boiler | A | Incremental Winter Peak Savings (MW) | Achievable Technical Potential | 0 | 0 | 0 | 0 | 0 | 0 | 0 | 0 | 0 | 0 | 0 | 0 | 0 | 0 | 0 | 0 | 0 | 0 | 0 | 0 | 0 | 0 | 0 | 0 | 0 | 0 | 0 | 0 | 0 | 0 | 0
F10_Industrial_Agriculture_New_Space Heating_Natural Gas_Boiler_A_Achievable Technical Potential | F10 | Industrial | Agriculture | New | Space Heating | Natural Gas | Boiler | A | Cumulative Energy Savings (MWh or mTherms) | Achievable Technical Potential | 0 | 0 | 0 | 0 | 0 | 0 | 0 | 0 | 0 | 0 | 0 | 0 | 0 | 0 | 0 | 0 | 0 | 0 | 0 | 0 | 0 | 0 | 0 | 0 | 0 | 0 | 0 | 0 | 0 | 0 | 0
F11_Industrial_Agriculture_New_Space Heating_Natural Gas_Boiler_A_Achievable Technical Potential | F11 | Industrial | Agriculture | New | Space Heating | Natural Gas | Boiler | A | Cumulative Summer Peak Savings (MW) | Achievable Technical Potential | 0 | 0 | 0 | 0 | 0 | 0 | 0 | 0 | 0 | 0 | 0 | 0 | 0 | 0 | 0 | 0 | 0 | 0 | 0 | 0 | 0 | 0 | 0 | 0 | 0 | 0 | 0 | 0 | 0 | 0 | 0
F12_Industrial_Agriculture_New_Space Heating_Natural Gas_Boiler_A_Achievable Technical Potential | F12 | Industrial | Agriculture | New | Space Heating | Natural Gas | Boiler | A | Cumulative Winter Peak Savings (MW) | Achievable Technical Potential | 0 | 0 | 0 | 0 | 0 | 0 | 0 | 0 | 0 | 0 | 0 | 0 | 0 | 0 | 0 | 0 | 0 | 0 | 0 | 0 | 0 | 0 | 0 | 0 | 0 | 0 | 0 | 0 | 0 | 0 | 0
F13_Industrial_Agriculture_New_Space Heating_Natural Gas_Boiler_A_Achievable Technical Potential | F13 | Industrial | Agriculture | New | Space Heating | Natural Gas | Boiler | A | Purchases (Incremental) | Achievable Technical Potential | 0 | 0 | 0 | 0 | 0 | 0 | 0 | 0 | 0 | 0 | 0 | 0 | 0 | 0 | 0 | 0 | 0 | 0 | 0 | 0 | 0 | 0 | 0 | 0 | 0 | 0 | 0 | 0 | 0 | 0 | 0
F14_Industrial_Agriculture_New_Space Heating_Natural Gas_Boiler_A_Achievable Technical Potential | F14 | Industrial | Agriculture | New | Space Heating | Natural Gas | Boiler | A | Purchases (Cumulative) | Achievable Technical Potential | 0 | 0 | 0 | 0 | 0 | 0 | 0 | 0 | 0 | 0 | 0 | 0 | 0 | 0 | 0 | 0 | 0 | 0 | 0 | 0 | 0 | 0 | 0 | 0 | 0 | 0 | 0 | 0 | 0 | 0 | 0
F1_Industrial_Agriculture_New_Space Heating_Natural Gas_Unit Heater_A_Achievable Technical Potential | F1 | Industrial | Agriculture | New | Space Heating | Natural Gas | Unit Heater | A | Original Unit Energy Savings (kWh or therms) | Achievable Technical Potential | 0 | 28641.12 | 28641.12 | 28641.12 | 28641.12 | 15772.4108 | 15772.4108 | 15772.4108 | 15772.4108 | 15772.4108 | 15772.4108 | 15772.4108 | 15772.4108 | 15772.4108 | 15772.4108 | 15772.4108 | 15772.4108 | 15772.4108 | 15772.4108 | 15772.4108 | 15772.4108 | 15772.4108 | 15772.4108 | 15772.4108 | 15772.4108 | 15772.4108 | 15772.4108 | 15772.4108 | 15772.4108 | 15772.4108 | 15772.4108
F2_Industrial_Agriculture_New_Space Heating_Natural Gas_Unit Heater_A_Achievable Technical Potential | F2 | Industrial | Agriculture | New | Space Heating | Natural Gas | Unit Heater | A | Original Unit Summer Peak Savings (kW) | Achievable Technical Potential | 0 | 0 | 0 | 0 | 0 | 0 | 0 | 0 | 0 | 0 | 0 | 0 | 0 | 0 | 0 | 0 | 0 | 0 | 0 | 0 | 0 | 0 | 0 | 0 | 0 | 0 | 0 | 0 | 0 | 0 | 0
F3_Industrial_Agriculture_New_Space Heating_Natural Gas_Unit Heater_A_Achievable Technical Potential | F3 | Industrial | Agriculture | New | Space Heating | Natural Gas | Unit Heater | A | Original Unit Winter Peak Savings (kW) | Achievable Technical Potential | 0 | 0 | 0 | 0 | 0 | 0 | 0 | 0 | 0 | 0 | 0 | 0 | 0 | 0 | 0 | 0 | 0 | 0 | 0 | 0 | 0 | 0 | 0 | 0 | 0 | 0 | 0 | 0 | 0 | 0 | 0
F4_Industrial_Agriculture_New_Space Heating_Natural Gas_Unit Heater_A_Achievable Technical Potential | F4 | Industrial | Agriculture | New | Space Heating | Natural Gas | Unit Heater | A | Standalone Impact on Baseline Energy (%) | Achievable Technical Potential | 0% | 0% | 0% | 0% | 0% | 0.2185% | 0.5542% | 0.9651% | 1.424% | 1.918% | 2.426% | 3.053% | 3.751% | 4.481% | 5.219% | 5.954% | 6.67% | 7.289% | 8.064% | 8.678% | 9.158% | 9.545% | 9.853% | 10.06% | 0.10181 | 0.10252 | 0.10292 | 0.10302 | 0 | 0 | 0
F5_Industrial_Agriculture_New_Space Heating_Natural Gas_Unit Heater_A_Achievable Technical Potential | F5 | Industrial | Agriculture | New | Space Heating | Natural Gas | Unit Heater | A | Standalone Impact on Baseline Summer Peak (%) | Achievable Technical Potential | 0% | 0% | 0% | 0% | 0% | 0% | 0% | 0% | 0% | 0% | 0% | 0% | 0% | 0% | 0% | 0% | 0% | 0% | 0% | 0% | 0% | 0% | 0% | 0% | 0 | 0 | 0 | 0 | 0 | 0 | 0
F6_Industrial_Agriculture_New_Space Heating_Natural Gas_Unit Heater_A_Achievable Technical Potential | F6 | Industrial | Agriculture | New | Space Heating | Natural Gas | Unit Heater | A | Standalone Impact on Baseline Winter Peak (%) | Achievable Technical Potential | 0% | 0% | 0% | 0% | 0% | 0% | 0% | 0% | 0% | 0% | 0% | 0% | 0% | 0% | 0% | 0% | 0% | 0% | 0% | 0% | 0% | 0% | 0% | 0% | 0 | 0 | 0 | 0 | 0 | 0 | 0
F7_Industrial_Agriculture_New_Space Heating_Natural Gas_Unit Heater_A_Achievable Technical Potential | F7 | Industrial | Agriculture | New | Space Heating | Natural Gas | Unit Heater | A | Incremental Energy Savings (MWh or mTherms) | Achievable Technical Potential | 0 | 0 | 0 | 0 | 0 | 0.020729 | 0.040746 | 0.061086 | 0.080967 | 0.10126 | 0.11959 | 0.1568 | 0.18996 | 0.21712 | 0.23871 | 0.26069 | 0.27713 | 0.27185 | 0.33064 | 0.30407 | 0.28005 | 0.26319 | 0.25242 | 0.22227 | 0.19782 | 0.17988 | 0.16915 | 0.1568 | 0.16846 | 0.17358 | 0.10924
F8_Industrial_Agriculture_New_Space Heating_Natural Gas_Unit Heater_A_Achievable Technical Potential | F8 | Industrial | Agriculture | New | Space Heating | Natural Gas | Unit Heater | A | Incremental Summer Peak Savings (MW) | Achievable Technical Potential | 0 | 0 | 0 | 0 | 0 | 0 | 0 | 0 | 0 | 0 | 0 | 0 | 0 | 0 | 0 | 0 | 0 | 0 | 0 | 0 | 0 | 0 | 0 | 0 | 0 | 0 | 0 | 0 | 0 | 0 | 0
F9_Industrial_Agriculture_New_Space Heating_Natural Gas_Unit Heater_A_Achievable Technical Potential | F9 | Industrial | Agriculture | New | Space Heating | Natural Gas | Unit Heater | A | Incremental Winter Peak Savings (MW) | Achievable Technical Potential | 0 | 0 | 0 | 0 | 0 | 0 | 0 | 0 | 0 | 0 | 0 | 0 | 0 | 0 | 0 | 0 | 0 | 0 | 0 | 0 | 0 | 0 | 0 | 0 | 0 | 0 | 0 | 0 | 0 | 0 | 0
F10_Industrial_Agriculture_New_Space Heating_Natural Gas_Unit Heater_A_Achievable Technical Potential | F10 | Industrial | Agriculture | New | Space Heating | Natural Gas | Unit Heater | A | Cumulative Energy Savings (MWh or mTherms) | Achievable Technical Potential | 0 | 0 | 0 | 0 | 0 | 0.020729 | 0.061475 | 0.12256 | 0.20353 | 0.30479 | 0.42438 | 0.58118 | 0.77114 | 0.98826 | 1.227 | 1.4877 | 1.7648 | 2.0366 | 2.3673 | 2.6713 | 2.9514 | 3.2146 | 3.467 | 3.6893 | 3.8871 | 4.067 | 4.2361 | 4.3929 | 4.5614 | 4.735 | 4.8442
F11_Industrial_Agriculture_New_Space Heating_Natural Gas_Unit Heater_A_Achievable Technical Potential | F11 | Industrial | Agriculture | New | Space Heating | Natural Gas | Unit Heater | A | Cumulative Summer Peak Savings (MW) | Achievable Technical Potential | 0 | 0 | 0 | 0 | 0 | 0 | 0 | 0 | 0 | 0 | 0 | 0 | 0 | 0 | 0 | 0 | 0 | 0 | 0 | 0 | 0 | 0 | 0 | 0 | 0 | 0 | 0 | 0 | 0 | 0 | 0
F12_Industrial_Agriculture_New_Space Heating_Natural Gas_Unit Heater_A_Achievable Technical Potential | F12 | Industrial | Agriculture | New | Space Heating | Natural Gas | Unit Heater | A | Cumulative Winter Peak Savings (MW) | Achievable Technical Potential | 0 | 0 | 0 | 0 | 0 | 0 | 0 | 0 | 0 | 0 | 0 | 0 | 0 | 0 | 0 | 0 | 0 | 0 | 0 | 0 | 0 | 0 | 0 | 0 | 0 | 0 | 0 | 0 | 0 | 0 | 0
F13_Industrial_Agriculture_New_Space Heating_Natural Gas_Unit Heater_A_Achievable Technical Potential | F13 | Industrial | Agriculture | New | Space Heating | Natural Gas | Unit Heater | A | Purchases (Incremental) | Achievable Technical Potential | 0 | 0 | 0 | 0 | 0 | 0.0013143 | 0.0025834 | 0.0038729 | 0.0051335 | 0.0064203 | 0.0075822 | 0.0099413 | 0.012044 | 0.013766 | 0.015135 | 0.016528 | 0.01757 | 0.01855 | 0.023547 | 0.023151 | 0.022889 | 0.023107 | 0.023586 | 0.024033 | 0.024586 | 0.02517 | 0.025859 | 0.026469 | 0.028251 | 0.029556 | 0.030472
F14_Industrial_Agriculture_New_Space Heating_Natural Gas_Unit Heater_A_Achievable Technical Potential | F14 | Industrial | Agriculture | New | Space Heating | Natural Gas | Unit Heater | A | Purchases (Cumulative) | Achievable Technical Potential | 0 | 0 | 0 | 0 | 0 | 0.0013143 | 0.0038977 | 0.0077706 | 0.012904 | 0.019324 | 0.026907 | 0.036848 | 0.048892 | 0.062658 | 0.077792 | 0.09432 | 0.11189 | 0.12913 | 0.15009 | 0.16937 | 0.18712 | 0.20381 | 0.21982 | 0.23391 | 0.24645 | 0.25785 | 0.26858 | 0.27852 | 0.2892 | 0.30021 | 0.30713
F1_Industrial_Primary Metals_Existing_Space Heating_Natural Gas_Furnace_A_Achievable Technical Potential | F1 | Industrial | Primary Metals | Existing | Space Heating | Natural Gas | Furnace | A | Original Unit Energy Savings (kWh or therms) | Achievable Technical Potential | 0 | 505.0924 | 505.0924 | 505.0924 | 505.0924 | 138.7616 | 138.7616 | 138.7616 | 138.7616 | 138.7616 | 138.7616 | 138.7616 | 138.7616 | 138.7616 | 138.7616 | 138.7616 | 138.7616 | 138.7616 | 138.7616 | 138.7616 | 138.7616 | 138.7616 | 138.7616 | 138.7616 | 138.7616 | 138.7616 | 138.7616 | 138.7616 | 138.7616 | 138.7616 | 138.7616
F2_Industrial_Primary Metals_Existing_Space Heating_Natural Gas_Furnace_A_Achievable Technical Potential | F2 | Industrial | Primary Metals | Existing | Space Heating | Natural Gas | Furnace | A | Original Unit Summer Peak Savings (kW) | Achievable Technical Potential | 0 | 0 | 0 | 0 | 0 | 0 | 0 | 0 | 0 | 0 | 0 | 0 | 0 | 0 | 0 | 0 | 0 | 0 | 0 | 0 | 0 | 0 | 0 | 0 | 0 | 0 | 0 | 0 | 0 | 0 | 0
F3_Industrial_Primary Metals_Existing_Space Heating_Natural Gas_Furnace_A_Achievable Technical Potential | F3 | Industrial | Primary Metals | Existing | Space Heating | Natural Gas | Furnace | A | Original Unit Winter Peak Savings (kW) | Achievable Technical Potential | 0 | 0 | 0 | 0 | 0 | 0 | 0 | 0 | 0 | 0 | 0 | 0 | 0 | 0 | 0 | 0 | 0 | 0 | 0 | 0 | 0 | 0 | 0 | 0 | 0 | 0 | 0 | 0 | 0 | 0 | 0
F4_Industrial_Primary Metals_Existing_Space Heating_Natural Gas_Furnace_A_Achievable Technical Potential | F4 | Industrial | Primary Metals | Existing | Space Heating | Natural Gas | Furnace | A | Standalone Impact on Baseline Energy (%) | Achievable Technical Potential | 0% | 0% | 0% | 0% | 0% | 0.0004194% | 0.0013% | 0.00228% | 0.003653% | 0.005449% | 0.007679% | 0.01022% | 0.01285% | 0.0157% | 0.0186% | 0.02141% | 0.024% | 0.02664% | 0.02931% | 0.03192% | 0.03469% | 0.03755% | 0.04062% | 0.04375% | 0.00046972 | 0.00050263 | 0.00053639 | 0.00057094 | 0 | 0 | 0
F5_Industrial_Primary Metals_Existing_Space Heating_Natural Gas_Furnace_A_Achievable Technical Potential | F5 | Industrial | Primary Metals | Existing | Space Heating | Natural Gas | Furnace | A | Standalone Impact on Baseline Summer Peak (%) | Achievable Technical Potential | 0% | 0% | 0% | 0% | 0% | 0% | 0% | 0% | 0% | 0% | 0% | 0% | 0% | 0% | 0% | 0% | 0% | 0% | 0% | 0% | 0% | 0% | 0% | 0% | 0 | 0 | 0 | 0 | 0 | 0 | 0
F6_Industrial_Primary Metals_Existing_Space Heating_Natural Gas_Furnace_A_Achievable Technical Potential | F6 | Industrial | Primary Metals | Existing | Space Heating | Natural Gas | Furnace | A | Standalone Impact on Baseline Winter Peak (%) | Achievable Technical Potential | 0% | 0% | 0% | 0% | 0% | 0% | 0% | 0% | 0% | 0% | 0% | 0% | 0% | 0% | 0% | 0% | 0% | 0% | 0% | 0% | 0% | 0% | 0% | 0% | 0 | 0 | 0 | 0 | 0 | 0 | 0
F7_Industrial_Primary Metals_Existing_Space Heating_Natural Gas_Furnace_A_Achievable Technical Potential | F7 | Industrial | Primary Metals | Existing | Space Heating | Natural Gas | Furnace | A | Incremental Energy Savings (MWh or mTherms) | Achievable Technical Potential | 0 | 0 | 0 | 0 | 0 | 0.0003263 | 0.0006795 | 0.00073769 | 0.0010327 | 0.0013407 | 0.0015711 | 0.0018037 | 0.0018416 | 0.001815 | 0.0020019 | 0.0017304 | 0.0016824 | 0.0016029 | 0.001521 | 0.0016432 | 0.0016147 | 0.0016453 | 0.0017606 | 0.0017899 | 0.0018215 | 0.0018551 | 0.0018987 | 0.0019388 | 0.00088819 | 0 | 0
F8_Industrial_Primary Metals_Existing_Space Heating_Natural Gas_Furnace_A_Achievable Technical Potential | F8 | Industrial | Primary Metals | Existing | Space Heating | Natural Gas | Furnace | A | Incremental Summer Peak Savings (MW) | Achievable Technical Potential | 0 | 0 | 0 | 0 | 0 | 0 | 0 | 0 | 0 | 0 | 0 | 0 | 0 | 0 | 0 | 0 | 0 | 0 | 0 | 0 | 0 | 0 | 0 | 0 | 0 | 0 | 0 | 0 | 0 | 0 | 0
F9_Industrial_Primary Metals_Existing_Space Heating_Natural Gas_Furnace_A_Achievable Technical Potential | F9 | Industrial | Primary Metals | Existing | Space Heating | Natural Gas | Furnace | A | Incremental Winter Peak Savings (MW) | Achievable Technical Potential | 0 | 0 | 0 | 0 | 0 | 0 | 0 | 0 | 0 | 0 | 0 | 0 | 0 | 0 | 0 | 0 | 0 | 0 | 0 | 0 | 0 | 0 | 0 | 0 | 0 | 0 | 0 | 0 | 0 | 0 | 0
F10_Industrial_Primary Metals_Existing_Space Heating_Natural Gas_Furnace_A_Achievable Technical Potential | F10 | Industrial | Primary Metals | Existing | Space Heating | Natural Gas | Furnace | A | Cumulative Energy Savings (MWh or mTherms) | Achievable Technical Potential | 0 | 0 | 0 | 0 | 0 | 0.0003263 | 0.0010058 | 0.0017435 | 0.0027762 | 0.0041169 | 0.005688 | 0.0074917 | 0.0093333 | 0.011148 | 0.01315 | 0.014881 | 0.016563 | 0.018166 | 0.019687 | 0.02133 | 0.022945 | 0.02459 | 0.026351 | 0.028141 | 0.029962 | 0.031817 | 0.033716 | 0.035655 | 0.036543 | 0.036543 | 0.036543
F11_Industrial_Primary Metals_Existing_Space Heating_Natural Gas_Furnace_A_Achievable Technical Potential | F11 | Industrial | Primary Metals | Existing | Space Heating | Natural Gas | Furnace | A | Cumulative Summer Peak Savings (MW) | Achievable Technical Potential | 0 | 0 | 0 | 0 | 0 | 0 | 0 | 0 | 0 | 0 | 0 | 0 | 0 | 0 | 0 | 0 | 0 | 0 | 0 | 0 | 0 | 0 | 0 | 0 | 0 | 0 | 0 | 0 | 0 | 0 | 0
F12_Industrial_Primary Metals_Existing_Space Heating_Natural Gas_Furnace_A_Achievable Technical Potential | F12 | Industrial | Primary Metals | Existing | Space Heating | Natural Gas | Furnace | A | Cumulative Winter Peak Savings (MW) | Achievable Technical Potential | 0 | 0 | 0 | 0 | 0 | 0 | 0 | 0 | 0 | 0 | 0 | 0 | 0 | 0 | 0 | 0 | 0 | 0 | 0 | 0 | 0 | 0 | 0 | 0 | 0 | 0 | 0 | 0 | 0 | 0 | 0
F13_Industrial_Primary Metals_Existing_Space Heating_Natural Gas_Furnace_A_Achievable Technical Potential | F13 | Industrial | Primary Metals | Existing | Space Heating | Natural Gas | Furnace | A | Purchases (Incremental) | Achievable Technical Potential | 0 | 0 | 0 | 0 | 0 | 0.0023515 | 0.0048969 | 0.0053163 | 0.0074422 | 0.009662 | 0.011322 | 0.012999 | 0.013272 | 0.01308 | 0.014427 | 0.01247 | 0.012124 | 0.011552 | 0.010961 | 0.011842 | 0.011636 | 0.011857 | 0.012688 | 0.012899 | 0.013127 | 0.013369 | 0.013683 | 0.013972 | 0.014239 | 0.016323 | 0.017721
F14_Industrial_Primary Metals_Existing_Space Heating_Natural Gas_Furnace_A_Achievable Technical Potential | F14 | Industrial | Primary Metals | Existing | Space Heating | Natural Gas | Furnace | A | Purchases (Cumulative) | Achievable Technical Potential | 0 | 0 | 0 | 0 | 0 | 0.0023515 | 0.0072484 | 0.012565 | 0.020007 | 0.029669 | 0.040991 | 0.05399 | 0.067261 | 0.080341 | 0.094768 | 0.10724 | 0.11936 | 0.13091 | 0.14188 | 0.15372 | 0.16535 | 0.17721 | 0.1899 | 0.2028 | 0.21592 | 0.22929 | 0.24298 | 0.25695 | 0.26335 | 0.26335 | 0.26335
F1_Industrial_Primary Metals_Existing_Space Heating_Natural Gas_Boiler_A_Achievable Technical Potential | F1 | Industrial | Primary Metals | Existing | Space Heating | Natural Gas | Boiler | A | Original Unit Energy Savings (kWh or therms) | Achievable Technical Potential | 0 | 8772.191 | 8772.191 | 8772.191 | 8772.191 | 5375.3 | 5375.3 | 5375.3 | 5375.3 | 5375.3 | 5375.3 | 5375.3 | 5375.3 | 5375.3 | 5375.3 | 5375.3 | 5375.3 | 5375.3 | 5375.3 | 5375.3 | 5375.3 | 5375.3 | 5375.3 | 792.2778 | 792.2778 | 792.2778 | 792.2778 | 792.2778 | 792.2778 | 792.2778 | 792.2778
F2_Industrial_Primary Metals_Existing_Space Heating_Natural Gas_Boiler_A_Achievable Technical Potential | F2 | Industrial | Primary Metals | Existing | Space Heating | Natural Gas | Boiler | A | Original Unit Summer Peak Savings (kW) | Achievable Technical Potential | 0 | 0 | 0 | 0 | 0 | 0 | 0 | 0 | 0 | 0 | 0 | 0 | 0 | 0 | 0 | 0 | 0 | 0 | 0 | 0 | 0 | 0 | 0 | 0 | 0 | 0 | 0 | 0 | 0 | 0 | 0
F3_Industrial_Primary Metals_Existing_Space Heating_Natural Gas_Boiler_A_Achievable Technical Potential | F3 | Industrial | Primary Metals | Existing | Space Heating | Natural Gas | Boiler | A | Original Unit Winter Peak Savings (kW) | Achievable Technical Potential | 0 | 0 | 0 | 0 | 0 | 0 | 0 | 0 | 0 | 0 | 0 | 0 | 0 | 0 | 0 | 0 | 0 | 0 | 0 | 0 | 0 | 0 | 0 | 0 | 0 | 0 | 0 | 0 | 0 | 0 | 0
F4_Industrial_Primary Metals_Existing_Space Heating_Natural Gas_Boiler_A_Achievable Technical Potential | F4 | Industrial | Primary Metals | Existing | Space Heating | Natural Gas | Boiler | A | Standalone Impact on Baseline Energy (%) | Achievable Technical Potential | 0% | 0% | 0% | 0% | 0% | 0.02705% | 0.0673% | 0.1173% | 0.1743% | 0.2365% | 0.3034% | 0.3701% | 0.4383% | 0.5141% | 0.5901% | 0.6668% | 0.7392% | 0.8159% | 0.8969% | 0.9729% | 1.052% | 1.138% | 1.222% | 1.243% | 0.012645 | 0.012851 | 0.013049 | 0.013241 | 0 | 0 | 0
F5_Industrial_Primary Metals_Existing_Space Heating_Natural Gas_Boiler_A_Achievable Technical Potential | F5 | Industrial | Primary Metals | Existing | Space Heating | Natural Gas | Boiler | A | Standalone Impact on Baseline Summer Peak (%) | Achievable Technical Potential | 0% | 0% | 0% | 0% | 0% | 0% | 0% | 0% | 0% | 0% | 0% | 0% | 0% | 0% | 0% | 0% | 0% | 0% | 0% | 0% | 0% | 0% | 0% | 0% | 0 | 0 | 0 | 0 | 0 | 0 | 0
F6_Industrial_Primary Metals_Existing_Space Heating_Natural Gas_Boiler_A_Achievable Technical Potential | F6 | Industrial | Primary Metals | Existing | Space Heating | Natural Gas | Boiler | A | Standalone Impact on Baseline Winter Peak (%) | Achievable Technical Potential | 0% | 0% | 0% | 0% | 0% | 0% | 0% | 0% | 0% | 0% | 0% | 0% | 0% | 0% | 0% | 0% | 0% | 0% | 0% | 0% | 0% | 0% | 0% | 0% | 0 | 0 | 0 | 0 | 0 | 0 | 0
F7_Industrial_Primary Metals_Existing_Space Heating_Natural Gas_Boiler_A_Achievable Technical Potential | F7 | Industrial | Primary Metals | Existing | Space Heating | Natural Gas | Boiler | A | Incremental Energy Savings (MWh or mTherms) | Achievable Technical Potential | 0 | 0 | 0 | 0 | 0 | 0.021044 | 0.031034 | 0.037598 | 0.042761 | 0.046233 | 0.046052 | 0.046716 | 0.047025 | 0.046506 | 0.052236 | 0.046312 | 0.046604 | 0.046275 | 0.045947 | 0.047724 | 0.045902 | 0.049032 | 0.04772 | 0.0068686 | 0.0070077 | 0.006867 | 0.0067471 | 0.0066457 | 0.006569 | 0.0065103 | 0.0033485
F8_Industrial_Primary Metals_Existing_Space Heating_Natural Gas_Boiler_A_Achievable Technical Potential | F8 | Industrial | Primary Metals | Existing | Space Heating | Natural Gas | Boiler | A | Incremental Summer Peak Savings (MW) | Achievable Technical Potential | 0 | 0 | 0 | 0 | 0 | 0 | 0 | 0 | 0 | 0 | 0 | 0 | 0 | 0 | 0 | 0 | 0 | 0 | 0 | 0 | 0 | 0 | 0 | 0 | 0 | 0 | 0 | 0 | 0 | 0 | 0
F9_Industrial_Primary Metals_Existing_Space Heating_Natural Gas_Boiler_A_Achievable Technical Potential | F9 | Industrial | Primary Metals | Existing | Space Heating | Natural Gas | Boiler | A | Incremental Winter Peak Savings (MW) | Achievable Technical Potential | 0 | 0 | 0 | 0 | 0 | 0 | 0 | 0 | 0 | 0 | 0 | 0 | 0 | 0 | 0 | 0 | 0 | 0 | 0 | 0 | 0 | 0 | 0 | 0 | 0 | 0 | 0 | 0 | 0 | 0 | 0
F10_Industrial_Primary Metals_Existing_Space Heating_Natural Gas_Boiler_A_Achievable Technical Potential | F10 | Industrial | Primary Metals | Existing | Space Heating | Natural Gas | Boiler | A | Cumulative Energy Savings (MWh or mTherms) | Achievable Technical Potential | 0 | 0 | 0 | 0 | 0 | 0.021044 | 0.052078 | 0.089676 | 0.13244 | 0.17867 | 0.22472 | 0.27144 | 0.31846 | 0.36497 | 0.4172 | 0.46352 | 0.51012 | 0.5564 | 0.60234 | 0.65007 | 0.69597 | 0.745 | 0.79272 | 0.79959 | 0.8066 | 0.81346 | 0.82021 | 0.82686 | 0.83343 | 0.83994 | 0.82224
F11_Industrial_Primary Metals_Existing_Space Heating_Natural Gas_Boiler_A_Achievable Technical Potential | F11 | Industrial | Primary Metals | Existing | Space Heating | Natural Gas | Boiler | A | Cumulative Summer Peak Savings (MW) | Achievable Technical Potential | 0 | 0 | 0 | 0 | 0 | 0 | 0 | 0 | 0 | 0 | 0 | 0 | 0 | 0 | 0 | 0 | 0 | 0 | 0 | 0 | 0 | 0 | 0 | 0 | 0 | 0 | 0 | 0 | 0 | 0 | 0
F12_Industrial_Primary Metals_Existing_Space Heating_Natural Gas_Boiler_A_Achievable Technical Potential | F12 | Industrial | Primary Metals | Existing | Space Heating | Natural Gas | Boiler | A | Cumulative Winter Peak Savings (MW) | Achievable Technical Potential | 0 | 0 | 0 | 0 | 0 | 0 | 0 | 0 | 0 | 0 | 0 | 0 | 0 | 0 | 0 | 0 | 0 | 0 | 0 | 0 | 0 | 0 | 0 | 0 | 0 | 0 | 0 | 0 | 0 | 0 | 0
F13_Industrial_Primary Metals_Existing_Space Heating_Natural Gas_Boiler_A_Achievable Technical Potential | F13 | Industrial | Primary Metals | Existing | Space Heating | Natural Gas | Boiler | A | Purchases (Incremental) | Achievable Technical Potential | 0 | 0 | 0 | 0 | 0 | 0.003915 | 0.0057734 | 0.0069946 | 0.0079551 | 0.0086011 | 0.0085673 | 0.0086909 | 0.0087483 | 0.0086518 | 0.0097178 | 0.0086157 | 0.0086701 | 0.0086088 | 0.0085477 | 0.0088785 | 0.0085394 | 0.0091217 | 0.0088777 | 0.0086694 | 0.008845 | 0.0086674 | 0.0085161 | 0.0083881 | 0.0082912 | 0.0082172 | 0.0081414
F14_Industrial_Primary Metals_Existing_Space Heating_Natural Gas_Boiler_A_Achievable Technical Potential | F14 | Industrial | Primary Metals | Existing | Space Heating | Natural Gas | Boiler | A | Purchases (Cumulative) | Achievable Technical Potential | 0 | 0 | 0 | 0 | 0 | 0.003915 | 0.0096883 | 0.016683 | 0.024638 | 0.033239 | 0.041806 | 0.050497 | 0.059246 | 0.067897 | 0.077615 | 0.086231 | 0.094901 | 0.10351 | 0.11206 | 0.12094 | 0.12948 | 0.1386 | 0.14747 | 0.15614 | 0.16499 | 0.17366 | 0.18217 | 0.19056 | 0.19885 | 0.20707 | 0.2113
F1_Industrial_Primary Metals_Existing_Space Heating_Natural Gas_Unit Heater_A_Achievable Technical Potential | F1 | Industrial | Primary Metals | Existing | Space Heating | Natural Gas | Unit Heater | A | Original Unit Energy Savings (kWh or therms) | Achievable Technical Potential | 0 | 28641.12 | 28641.12 | 28641.12 | 28641.12 | 15772.4108 | 15772.4108 | 15772.4108 | 15772.4108 | 15772.4108 | 15772.4108 | 15772.4108 | 15772.4108 | 15772.4108 | 15772.4108 | 15772.4108 | 15772.4108 | 15772.4108 | 15772.4108 | 15772.4108 | 15772.4108 | 15772.4108 | 15772.4108 | 15772.4108 | 15772.4108 | 15772.4108 | 15772.4108 | 15772.4108 | 15772.4108 | 15772.4108 | 15772.4108
F2_Industrial_Primary Metals_Existing_Space Heating_Natural Gas_Unit Heater_A_Achievable Technical Potential | F2 | Industrial | Primary Metals | Existing | Space Heating | Natural Gas | Unit Heater | A | Original Unit Summer Peak Savings (kW) | Achievable Technical Potential | 0 | 0 | 0 | 0 | 0 | 0 | 0 | 0 | 0 | 0 | 0 | 0 | 0 | 0 | 0 | 0 | 0 | 0 | 0 | 0 | 0 | 0 | 0 | 0 | 0 | 0 | 0 | 0 | 0 | 0 | 0
F3_Industrial_Primary Metals_Existing_Space Heating_Natural Gas_Unit Heater_A_Achievable Technical Potential | F3 | Industrial | Primary Metals | Existing | Space Heating | Natural Gas | Unit Heater | A | Original Unit Winter Peak Savings (kW) | Achievable Technical Potential | 0 | 0 | 0 | 0 | 0 | 0 | 0 | 0 | 0 | 0 | 0 | 0 | 0 | 0 | 0 | 0 | 0 | 0 | 0 | 0 | 0 | 0 | 0 | 0 | 0 | 0 | 0 | 0 | 0 | 0 | 0
F4_Industrial_Primary Metals_Existing_Space Heating_Natural Gas_Unit Heater_A_Achievable Technical Potential | F4 | Industrial | Primary Metals | Existing | Space Heating | Natural Gas | Unit Heater | A | Standalone Impact on Baseline Energy (%) | Achievable Technical Potential | 0% | 0% | 0% | 0% | 0% | 0.006526% | 0.0244% | 0.05959% | 0.1198% | 0.2125% | 0.3402% | 0.5013% | 0.6977% | 0.9396% | 1.234% | 1.558% | 1.907% | 2.25% | 2.589% | 2.895% | 3.185% | 3.475% | 3.703% | 3.903% | 0.040837 | 0.042457 | 0.043524 | 0.044555 | 0 | 0 | 0
F5_Industrial_Primary Metals_Existing_Space Heating_Natural Gas_Unit Heater_A_Achievable Technical Potential | F5 | Industrial | Primary Metals | Existing | Space Heating | Natural Gas | Unit Heater | A | Standalone Impact on Baseline Summer Peak (%) | Achievable Technical Potential | 0% | 0% | 0% | 0% | 0% | 0% | 0% | 0% | 0% | 0% | 0% | 0% | 0% | 0% | 0% | 0% | 0% | 0% | 0% | 0% | 0% | 0% | 0% | 0% | 0 | 0 | 0 | 0 | 0 | 0 | 0
F6_Industrial_Primary Metals_Existing_Space Heating_Natural Gas_Unit Heater_A_Achievable Technical Potential | F6 | Industrial | Primary Metals | Existing | Space Heating | Natural Gas | Unit Heater | A | Standalone Impact on Baseline Winter Peak (%) | Achievable Technical Potential | 0% | 0% | 0% | 0% | 0% | 0% | 0% | 0% | 0% | 0% | 0% | 0% | 0% | 0% | 0% | 0% | 0% | 0% | 0% | 0% | 0% | 0% | 0% | 0% | 0 | 0 | 0 | 0 | 0 | 0 | 0
F7_Industrial_Primary Metals_Existing_Space Heating_Natural Gas_Unit Heater_A_Achievable Technical Potential | F7 | Industrial | Primary Metals | Existing | Space Heating | Natural Gas | Unit Heater | A | Incremental Energy Savings (MWh or mTherms) | Achievable Technical Potential | 0 | 0 | 0 | 0 | 0 | 0.0050773 | 0.013804 | 0.026677 | 0.045464 | 0.0695 | 0.091481 | 0.11566 | 0.13929 | 0.16005 | 0.20518 | 0.21093 | 0.23263 | 0.21877 | 0.20421 | 0.19531 | 0.1723 | 0.16906 | 0.12707 | 0.10798 | 0.094406 | 0.082765 | 0.048145 | 0.046629 | 0.027607 | 0.038242 | 0.044443
F8_Industrial_Primary Metals_Existing_Space Heating_Natural Gas_Unit Heater_A_Achievable Technical Potential | F8 | Industrial | Primary Metals | Existing | Space Heating | Natural Gas | Unit Heater | A | Incremental Summer Peak Savings (MW) | Achievable Technical Potential | 0 | 0 | 0 | 0 | 0 | 0 | 0 | 0 | 0 | 0 | 0 | 0 | 0 | 0 | 0 | 0 | 0 | 0 | 0 | 0 | 0 | 0 | 0 | 0 | 0 | 0 | 0 | 0 | 0 | 0 | 0
F9_Industrial_Primary Metals_Existing_Space Heating_Natural Gas_Unit Heater_A_Achievable Technical Potential | F9 | Industrial | Primary Metals | Existing | Space Heating | Natural Gas | Unit Heater | A | Incremental Winter Peak Savings (MW) | Achievable Technical Potential | 0 | 0 | 0 | 0 | 0 | 0 | 0 | 0 | 0 | 0 | 0 | 0 | 0 | 0 | 0 | 0 | 0 | 0 | 0 | 0 | 0 | 0 | 0 | 0 | 0 | 0 | 0 | 0 | 0 | 0 | 0
F10_Industrial_Primary Metals_Existing_Space Heating_Natural Gas_Unit Heater_A_Achievable Technical Potential | F10 | Industrial | Primary Metals | Existing | Space Heating | Natural Gas | Unit Heater | A | Cumulative Energy Savings (MWh or mTherms) | Achievable Technical Potential | 0 | 0 | 0 | 0 | 0 | 0.0050773 | 0.018882 | 0.045559 | 0.091023 | 0.16052 | 0.252 | 0.36766 | 0.50695 | 0.66701 | 0.87219 | 1.0831 | 1.3157 | 1.5345 | 1.7387 | 1.934 | 2.1063 | 2.2754 | 2.4025 | 2.5104 | 2.6048 | 2.6876 | 2.7358 | 2.7824 | 2.81 | 2.8482 | 2.8927
F11_Industrial_Primary Metals_Existing_Space Heating_Natural Gas_Unit Heater_A_Achievable Technical Potential | F11 | Industrial | Primary Metals | Existing | Space Heating | Natural Gas | Unit Heater | A | Cumulative Summer Peak Savings (MW) | Achievable Technical Potential | 0 | 0 | 0 | 0 | 0 | 0 | 0 | 0 | 0 | 0 | 0 | 0 | 0 | 0 | 0 | 0 | 0 | 0 | 0 | 0 | 0 | 0 | 0 | 0 | 0 | 0 | 0 | 0 | 0 | 0 | 0
F12_Industrial_Primary Metals_Existing_Space Heating_Natural Gas_Unit Heater_A_Achievable Technical Potential | F12 | Industrial | Primary Metals | Existing | Space Heating | Natural Gas | Unit Heater | A | Cumulative Winter Peak Savings (MW) | Achievable Technical Potential | 0 | 0 | 0 | 0 | 0 | 0 | 0 | 0 | 0 | 0 | 0 | 0 | 0 | 0 | 0 | 0 | 0 | 0 | 0 | 0 | 0 | 0 | 0 | 0 | 0 | 0 | 0 | 0 | 0 | 0 | 0
F13_Industrial_Primary Metals_Existing_Space Heating_Natural Gas_Unit Heater_A_Achievable Technical Potential | F13 | Industrial | Primary Metals | Existing | Space Heating | Natural Gas | Unit Heater | A | Purchases (Incremental) | Achievable Technical Potential | 0 | 0 | 0 | 0 | 0 | 0.00032191 | 0.00087522 | 0.0016914 | 0.0028825 | 0.0044064 | 0.0058001 | 0.007333 | 0.0088313 | 0.010148 | 0.013009 | 0.013373 | 0.014749 | 0.014192 | 0.013823 | 0.014074 | 0.013806 | 0.015125 | 0.013857 | 0.014179 | 0.014817 | 0.015395 | 0.016061 | 0.01633 | 0.016499 | 0.016617 | 0.01664
F14_Industrial_Primary Metals_Existing_Space Heating_Natural Gas_Unit Heater_A_Achievable Technical Potential | F14 | Industrial | Primary Metals | Existing | Space Heating | Natural Gas | Unit Heater | A | Purchases (Cumulative) | Achievable Technical Potential | 0 | 0 | 0 | 0 | 0 | 0.00032191 | 0.0011971 | 0.0028885 | 0.005771 | 0.010177 | 0.015978 | 0.023311 | 0.032142 | 0.04229 | 0.055298 | 0.068672 | 0.083421 | 0.097291 | 0.11024 | 0.12262 | 0.13355 | 0.14426 | 0.15232 | 0.15917 | 0.16515 | 0.1704 | 0.17345 | 0.17641 | 0.17816 | 0.18058 | 0.1834
F1_Industrial_Primary Metals_New_Space Heating_Natural Gas_Furnace_A_Achievable Technical Potential | F1 | Industrial | Primary Metals | New | Space Heating | Natural Gas | Furnace | A | Original Unit Energy Savings (kWh or therms) | Achievable Technical Potential | 0 | 0 | 0 | 0 | 0 | 0 | 0 | 0 | 0 | 0 | 0 | 0 | 0 | 0 | 0 | 0 | 0 | 0 | 0 | 0 | 0 | 0 | 0 | 0 | 0 | 0 | 0 | 0 | 0 | 0 | 0
F2_Industrial_Primary Metals_New_Space Heating_Natural Gas_Furnace_A_Achievable Technical Potential | F2 | Industrial | Primary Metals | New | Space Heating | Natural Gas | Furnace | A | Original Unit Summer Peak Savings (kW) | Achievable Technical Potential | 0 | 0 | 0 | 0 | 0 | 0 | 0 | 0 | 0 | 0 | 0 | 0 | 0 | 0 | 0 | 0 | 0 | 0 | 0 | 0 | 0 | 0 | 0 | 0 | 0 | 0 | 0 | 0 | 0 | 0 | 0
F3_Industrial_Primary Metals_New_Space Heating_Natural Gas_Furnace_A_Achievable Technical Potential | F3 | Industrial | Primary Metals | New | Space Heating | Natural Gas | Furnace | A | Original Unit Winter Peak Savings (kW) | Achievable Technical Potential | 0 | 0 | 0 | 0 | 0 | 0 | 0 | 0 | 0 | 0 | 0 | 0 | 0 | 0 | 0 | 0 | 0 | 0 | 0 | 0 | 0 | 0 | 0 | 0 | 0 | 0 | 0 | 0 | 0 | 0 | 0
F4_Industrial_Primary Metals_New_Space Heating_Natural Gas_Furnace_A_Achievable Technical Potential | F4 | Industrial | Primary Metals | New | Space Heating | Natural Gas | Furnace | A | Standalone Impact on Baseline Energy (%) | Achievable Technical Potential | 0% | 0% | 0% | 0% | 0% | 0% | 0% | 0% | 0% | 0% | 0% | 0% | 0% | 0% | 0% | 0% | 0% | 0% | 0% | 0% | 0% | 0% | 0% | 0% | 0 | 0 | 0 | 0 | 0 | 0 | 0
F5_Industrial_Primary Metals_New_Space Heating_Natural Gas_Furnace_A_Achievable Technical Potential | F5 | Industrial | Primary Metals | New | Space Heating | Natural Gas | Furnace | A | Standalone Impact on Baseline Summer Peak (%) | Achievable Technical Potential | 0% | 0% | 0% | 0% | 0% | 0% | 0% | 0% | 0% | 0% | 0% | 0% | 0% | 0% | 0% | 0% | 0% | 0% | 0% | 0% | 0% | 0% | 0% | 0% | 0 | 0 | 0 | 0 | 0 | 0 | 0
F6_Industrial_Primary Metals_New_Space Heating_Natural Gas_Furnace_A_Achievable Technical Potential | F6 | Industrial | Primary Metals | New | Space Heating | Natural Gas | Furnace | A | Standalone Impact on Baseline Winter Peak (%) | Achievable Technical Potential | 0% | 0% | 0% | 0% | 0% | 0% | 0% | 0% | 0% | 0% | 0% | 0% | 0% | 0% | 0% | 0% | 0% | 0% | 0% | 0% | 0% | 0% | 0% | 0% | 0 | 0 | 0 | 0 | 0 | 0 | 0
F7_Industrial_Primary Metals_New_Space Heating_Natural Gas_Furnace_A_Achievable Technical Potential | F7 | Industrial | Primary Metals | New | Space Heating | Natural Gas | Furnace | A | Incremental Energy Savings (MWh or mTherms) | Achievable Technical Potential | 0 | 0 | 0 | 0 | 0 | 0 | 0 | 0 | 0 | 0 | 0 | 0 | 0 | 0 | 0 | 0 | 0 | 0 | 0 | 0 | 0 | 0 | 0 | 0 | 0 | 0 | 0 | 0 | 0 | 0 | 0
F8_Industrial_Primary Metals_New_Space Heating_Natural Gas_Furnace_A_Achievable Technical Potential | F8 | Industrial | Primary Metals | New | Space Heating | Natural Gas | Furnace | A | Incremental Summer Peak Savings (MW) | Achievable Technical Potential | 0 | 0 | 0 | 0 | 0 | 0 | 0 | 0 | 0 | 0 | 0 | 0 | 0 | 0 | 0 | 0 | 0 | 0 | 0 | 0 | 0 | 0 | 0 | 0 | 0 | 0 | 0 | 0 | 0 | 0 | 0
F9_Industrial_Primary Metals_New_Space Heating_Natural Gas_Furnace_A_Achievable Technical Potential | F9 | Industrial | Primary Metals | New | Space Heating | Natural Gas | Furnace | A | Incremental Winter Peak Savings (MW) | Achievable Technical Potential | 0 | 0 | 0 | 0 | 0 | 0 | 0 | 0 | 0 | 0 | 0 | 0 | 0 | 0 | 0 | 0 | 0 | 0 | 0 | 0 | 0 | 0 | 0 | 0 | 0 | 0 | 0 | 0 | 0 | 0 | 0
F10_Industrial_Primary Metals_New_Space Heating_Natural Gas_Furnace_A_Achievable Technical Potential | F10 | Industrial | Primary Metals | New | Space Heating | Natural Gas | Furnace | A | Cumulative Energy Savings (MWh or mTherms) | Achievable Technical Potential | 0 | 0 | 0 | 0 | 0 | 0 | 0 | 0 | 0 | 0 | 0 | 0 | 0 | 0 | 0 | 0 | 0 | 0 | 0 | 0 | 0 | 0 | 0 | 0 | 0 | 0 | 0 | 0 | 0 | 0 | 0
F11_Industrial_Primary Metals_New_Space Heating_Natural Gas_Furnace_A_Achievable Technical Potential | F11 | Industrial | Primary Metals | New | Space Heating | Natural Gas | Furnace | A | Cumulative Summer Peak Savings (MW) | Achievable Technical Potential | 0 | 0 | 0 | 0 | 0 | 0 | 0 | 0 | 0 | 0 | 0 | 0 | 0 | 0 | 0 | 0 | 0 | 0 | 0 | 0 | 0 | 0 | 0 | 0 | 0 | 0 | 0 | 0 | 0 | 0 | 0
F12_Industrial_Primary Metals_New_Space Heating_Natural Gas_Furnace_A_Achievable Technical Potential | F12 | Industrial | Primary Metals | New | Space Heating | Natural Gas | Furnace | A | Cumulative Winter Peak Savings (MW) | Achievable Technical Potential | 0 | 0 | 0 | 0 | 0 | 0 | 0 | 0 | 0 | 0 | 0 | 0 | 0 | 0 | 0 | 0 | 0 | 0 | 0 | 0 | 0 | 0 | 0 | 0 | 0 | 0 | 0 | 0 | 0 | 0 | 0
F13_Industrial_Primary Metals_New_Space Heating_Natural Gas_Furnace_A_Achievable Technical Potential | F13 | Industrial | Primary Metals | New | Space Heating | Natural Gas | Furnace | A | Purchases (Incremental) | Achievable Technical Potential | 0 | 0 | 0 | 0 | 0 | 0 | 0 | 0 | 0 | 0 | 0 | 0 | 0 | 0 | 0 | 0 | 0 | 0 | 0 | 0 | 0 | 0 | 0 | 0 | 0 | 0 | 0 | 0 | 0 | 0 | 0
F14_Industrial_Primary Metals_New_Space Heating_Natural Gas_Furnace_A_Achievable Technical Potential | F14 | Industrial | Primary Metals | New | Space Heating | Natural Gas | Furnace | A | Purchases (Cumulative) | Achievable Technical Potential | 0 | 0 | 0 | 0 | 0 | 0 | 0 | 0 | 0 | 0 | 0 | 0 | 0 | 0 | 0 | 0 | 0 | 0 | 0 | 0 | 0 | 0 | 0 | 0 | 0 | 0 | 0 | 0 | 0 | 0 | 0
F1_Industrial_Primary Metals_New_Space Heating_Natural Gas_Boiler_A_Achievable Technical Potential | F1 | Industrial | Primary Metals | New | Space Heating | Natural Gas | Boiler | A | Original Unit Energy Savings (kWh or therms) | Achievable Technical Potential | 0 | 0 | 0 | 0 | 0 | 0 | 0 | 0 | 0 | 0 | 0 | 0 | 0 | 0 | 0 | 0 | 0 | 0 | 0 | 0 | 0 | 0 | 0 | 0 | 0 | 0 | 0 | 0 | 0 | 0 | 0
F2_Industrial_Primary Metals_New_Space Heating_Natural Gas_Boiler_A_Achievable Technical Potential | F2 | Industrial | Primary Metals | New | Space Heating | Natural Gas | Boiler | A | Original Unit Summer Peak Savings (kW) | Achievable Technical Potential | 0 | 0 | 0 | 0 | 0 | 0 | 0 | 0 | 0 | 0 | 0 | 0 | 0 | 0 | 0 | 0 | 0 | 0 | 0 | 0 | 0 | 0 | 0 | 0 | 0 | 0 | 0 | 0 | 0 | 0 | 0
F3_Industrial_Primary Metals_New_Space Heating_Natural Gas_Boiler_A_Achievable Technical Potential | F3 | Industrial | Primary Metals | New | Space Heating | Natural Gas | Boiler | A | Original Unit Winter Peak Savings (kW) | Achievable Technical Potential | 0 | 0 | 0 | 0 | 0 | 0 | 0 | 0 | 0 | 0 | 0 | 0 | 0 | 0 | 0 | 0 | 0 | 0 | 0 | 0 | 0 | 0 | 0 | 0 | 0 | 0 | 0 | 0 | 0 | 0 | 0
F4_Industrial_Primary Metals_New_Space Heating_Natural Gas_Boiler_A_Achievable Technical Potential | F4 | Industrial | Primary Metals | New | Space Heating | Natural Gas | Boiler | A | Standalone Impact on Baseline Energy (%) | Achievable Technical Potential | 0% | 0% | 0% | 0% | 0% | 0% | 0% | 0% | 0% | 0% | 0% | 0% | 0% | 0% | 0% | 0% | 0% | 0% | 0% | 0% | 0% | 0% | 0% | 0% | 0 | 0 | 0 | 0 | 0 | 0 | 0
F5_Industrial_Primary Metals_New_Space Heating_Natural Gas_Boiler_A_Achievable Technical Potential | F5 | Industrial | Primary Metals | New | Space Heating | Natural Gas | Boiler | A | Standalone Impact on Baseline Summer Peak (%) | Achievable Technical Potential | 0% | 0% | 0% | 0% | 0% | 0% | 0% | 0% | 0% | 0% | 0% | 0% | 0% | 0% | 0% | 0% | 0% | 0% | 0% | 0% | 0% | 0% | 0% | 0% | 0 | 0 | 0 | 0 | 0 | 0 | 0
F6_Industrial_Primary Metals_New_Space Heating_Natural Gas_Boiler_A_Achievable Technical Potential | F6 | Industrial | Primary Metals | New | Space Heating | Natural Gas | Boiler | A | Standalone Impact on Baseline Winter Peak (%) | Achievable Technical Potential | 0% | 0% | 0% | 0% | 0% | 0% | 0% | 0% | 0% | 0% | 0% | 0% | 0% | 0% | 0% | 0% | 0% | 0% | 0% | 0% | 0% | 0% | 0% | 0% | 0 | 0 | 0 | 0 | 0 | 0 | 0
F7_Industrial_Primary Metals_New_Space Heating_Natural Gas_Boiler_A_Achievable Technical Potential | F7 | Industrial | Primary Metals | New | Space Heating | Natural Gas | Boiler | A | Incremental Energy Savings (MWh or mTherms) | Achievable Technical Potential | 0 | 0 | 0 | 0 | 0 | 0 | 0 | 0 | 0 | 0 | 0 | 0 | 0 | 0 | 0 | 0 | 0 | 0 | 0 | 0 | 0 | 0 | 0 | 0 | 0 | 0 | 0 | 0 | 0 | 0 | 0
F8_Industrial_Primary Metals_New_Space Heating_Natural Gas_Boiler_A_Achievable Technical Potential | F8 | Industrial | Primary Metals | New | Space Heating | Natural Gas | Boiler | A | Incremental Summer Peak Savings (MW) | Achievable Technical Potential | 0 | 0 | 0 | 0 | 0 | 0 | 0 | 0 | 0 | 0 | 0 | 0 | 0 | 0 | 0 | 0 | 0 | 0 | 0 | 0 | 0 | 0 | 0 | 0 | 0 | 0 | 0 | 0 | 0 | 0 | 0
F9_Industrial_Primary Metals_New_Space Heating_Natural Gas_Boiler_A_Achievable Technical Potential | F9 | Industrial | Primary Metals | New | Space Heating | Natural Gas | Boiler | A | Incremental Winter Peak Savings (MW) | Achievable Technical Potential | 0 | 0 | 0 | 0 | 0 | 0 | 0 | 0 | 0 | 0 | 0 | 0 | 0 | 0 | 0 | 0 | 0 | 0 | 0 | 0 | 0 | 0 | 0 | 0 | 0 | 0 | 0 | 0 | 0 | 0 | 0
F10_Industrial_Primary Metals_New_Space Heating_Natural Gas_Boiler_A_Achievable Technical Potential | F10 | Industrial | Primary Metals | New | Space Heating | Natural Gas | Boiler | A | Cumulative Energy Savings (MWh or mTherms) | Achievable Technical Potential | 0 | 0 | 0 | 0 | 0 | 0 | 0 | 0 | 0 | 0 | 0 | 0 | 0 | 0 | 0 | 0 | 0 | 0 | 0 | 0 | 0 | 0 | 0 | 0 | 0 | 0 | 0 | 0 | 0 | 0 | 0
F11_Industrial_Primary Metals_New_Space Heating_Natural Gas_Boiler_A_Achievable Technical Potential | F11 | Industrial | Primary Metals | New | Space Heating | Natural Gas | Boiler | A | Cumulative Summer Peak Savings (MW) | Achievable Technical Potential | 0 | 0 | 0 | 0 | 0 | 0 | 0 | 0 | 0 | 0 | 0 | 0 | 0 | 0 | 0 | 0 | 0 | 0 | 0 | 0 | 0 | 0 | 0 | 0 | 0 | 0 | 0 | 0 | 0 | 0 | 0
F12_Industrial_Primary Metals_New_Space Heating_Natural Gas_Boiler_A_Achievable Technical Potential | F12 | Industrial | Primary Metals | New | Space Heating | Natural Gas | Boiler | A | Cumulative Winter Peak Savings (MW) | Achievable Technical Potential | 0 | 0 | 0 | 0 | 0 | 0 | 0 | 0 | 0 | 0 | 0 | 0 | 0 | 0 | 0 | 0 | 0 | 0 | 0 | 0 | 0 | 0 | 0 | 0 | 0 | 0 | 0 | 0 | 0 | 0 | 0
F13_Industrial_Primary Metals_New_Space Heating_Natural Gas_Boiler_A_Achievable Technical Potential | F13 | Industrial | Primary Metals | New | Space Heating | Natural Gas | Boiler | A | Purchases (Incremental) | Achievable Technical Potential | 0 | 0 | 0 | 0 | 0 | 0 | 0 | 0 | 0 | 0 | 0 | 0 | 0 | 0 | 0 | 0 | 0 | 0 | 0 | 0 | 0 | 0 | 0 | 0 | 0 | 0 | 0 | 0 | 0 | 0 | 0
F14_Industrial_Primary Metals_New_Space Heating_Natural Gas_Boiler_A_Achievable Technical Potential | F14 | Industrial | Primary Metals | New | Space Heating | Natural Gas | Boiler | A | Purchases (Cumulative) | Achievable Technical Potential | 0 | 0 | 0 | 0 | 0 | 0 | 0 | 0 | 0 | 0 | 0 | 0 | 0 | 0 | 0 | 0 | 0 | 0 | 0 | 0 | 0 | 0 | 0 | 0 | 0 | 0 | 0 | 0 | 0 | 0 | 0
F1_Industrial_Primary Metals_New_Space Heating_Natural Gas_Unit Heater_A_Achievable Technical Potential | F1 | Industrial | Primary Metals | New | Space Heating | Natural Gas | Unit Heater | A | Original Unit Energy Savings (kWh or therms) | Achievable Technical Potential | 0 | 28641.12 | 28641.12 | 28641.12 | 28641.12 | 15772.4108 | 15772.4108 | 15772.4108 | 15772.4108 | 15772.4108 | 15772.4108 | 15772.4108 | 15772.4108 | 15772.4108 | 15772.4108 | 15772.4108 | 15772.4108 | 15772.4108 | 15772.4108 | 15772.4108 | 15772.4108 | 15772.4108 | 15772.4108 | 15772.4108 | 15772.4108 | 15772.4108 | 15772.4108 | 15772.4108 | 15772.4108 | 15772.4108 | 15772.4108
F2_Industrial_Primary Metals_New_Space Heating_Natural Gas_Unit Heater_A_Achievable Technical Potential | F2 | Industrial | Primary Metals | New | Space Heating | Natural Gas | Unit Heater | A | Original Unit Summer Peak Savings (kW) | Achievable Technical Potential | 0 | 0 | 0 | 0 | 0 | 0 | 0 | 0 | 0 | 0 | 0 | 0 | 0 | 0 | 0 | 0 | 0 | 0 | 0 | 0 | 0 | 0 | 0 | 0 | 0 | 0 | 0 | 0 | 0 | 0 | 0
F3_Industrial_Primary Metals_New_Space Heating_Natural Gas_Unit Heater_A_Achievable Technical Potential | F3 | Industrial | Primary Metals | New | Space Heating | Natural Gas | Unit Heater | A | Original Unit Winter Peak Savings (kW) | Achievable Technical Potential | 0 | 0 | 0 | 0 | 0 | 0 | 0 | 0 | 0 | 0 | 0 | 0 | 0 | 0 | 0 | 0 | 0 | 0 | 0 | 0 | 0 | 0 | 0 | 0 | 0 | 0 | 0 | 0 | 0 | 0 | 0
F4_Industrial_Primary Metals_New_Space Heating_Natural Gas_Unit Heater_A_Achievable Technical Potential | F4 | Industrial | Primary Metals | New | Space Heating | Natural Gas | Unit Heater | A | Standalone Impact on Baseline Energy (%) | Achievable Technical Potential | 0% | 0% | 0% | 0% | 0% | 0.2185% | 0.5542% | 0.9651% | 1.424% | 1.918% | 2.426% | 3.053% | 3.751% | 4.481% | 5.219% | 5.954% | 6.67% | 7.289% | 8.064% | 8.678% | 9.158% | 9.545% | 9.853% | 10.06% | 0.10181 | 0.10252 | 0.10292 | 0.10302 | 0 | 0 | 0
F5_Industrial_Primary Metals_New_Space Heating_Natural Gas_Unit Heater_A_Achievable Technical Potential | F5 | Industrial | Primary Metals | New | Space Heating | Natural Gas | Unit Heater | A | Standalone Impact on Baseline Summer Peak (%) | Achievable Technical Potential | 0% | 0% | 0% | 0% | 0% | 0% | 0% | 0% | 0% | 0% | 0% | 0% | 0% | 0% | 0% | 0% | 0% | 0% | 0% | 0% | 0% | 0% | 0% | 0% | 0 | 0 | 0 | 0 | 0 | 0 | 0
F6_Industrial_Primary Metals_New_Space Heating_Natural Gas_Unit Heater_A_Achievable Technical Potential | F6 | Industrial | Primary Metals | New | Space Heating | Natural Gas | Unit Heater | A | Standalone Impact on Baseline Winter Peak (%) | Achievable Technical Potential | 0% | 0% | 0% | 0% | 0% | 0% | 0% | 0% | 0% | 0% | 0% | 0% | 0% | 0% | 0% | 0% | 0% | 0% | 0% | 0% | 0% | 0% | 0% | 0% | 0 | 0 | 0 | 0 | 0 | 0 | 0
F7_Industrial_Primary Metals_New_Space Heating_Natural Gas_Unit Heater_A_Achievable Technical Potential | F7 | Industrial | Primary Metals | New | Space Heating | Natural Gas | Unit Heater | A | Incremental Energy Savings (MWh or mTherms) | Achievable Technical Potential | 0 | 0 | 0 | 0 | 0 | 0.0018786 | 0.0036926 | 0.0055359 | 0.0073377 | 0.0091771 | 0.010838 | 0.01421 | 0.017215 | 0.019677 | 0.021633 | 0.023625 | 0.025115 | 0.024637 | 0.029964 | 0.027556 | 0.02538 | 0.023852 | 0.022876 | 0.020143 | 0.017928 | 0.016301 | 0.015329 | 0.01421 | 0.015267 | 0.015731 | 0.0098996
F8_Industrial_Primary Metals_New_Space Heating_Natural Gas_Unit Heater_A_Achievable Technical Potential | F8 | Industrial | Primary Metals | New | Space Heating | Natural Gas | Unit Heater | A | Incremental Summer Peak Savings (MW) | Achievable Technical Potential | 0 | 0 | 0 | 0 | 0 | 0 | 0 | 0 | 0 | 0 | 0 | 0 | 0 | 0 | 0 | 0 | 0 | 0 | 0 | 0 | 0 | 0 | 0 | 0 | 0 | 0 | 0 | 0 | 0 | 0 | 0
F9_Industrial_Primary Metals_New_Space Heating_Natural Gas_Unit Heater_A_Achievable Technical Potential | F9 | Industrial | Primary Metals | New | Space Heating | Natural Gas | Unit Heater | A | Incremental Winter Peak Savings (MW) | Achievable Technical Potential | 0 | 0 | 0 | 0 | 0 | 0 | 0 | 0 | 0 | 0 | 0 | 0 | 0 | 0 | 0 | 0 | 0 | 0 | 0 | 0 | 0 | 0 | 0 | 0 | 0 | 0 | 0 | 0 | 0 | 0 | 0
F10_Industrial_Primary Metals_New_Space Heating_Natural Gas_Unit Heater_A_Achievable Technical Potential | F10 | Industrial | Primary Metals | New | Space Heating | Natural Gas | Unit Heater | A | Cumulative Energy Savings (MWh or mTherms) | Achievable Technical Potential | 0 | 0 | 0 | 0 | 0 | 0.0018786 | 0.0055712 | 0.011107 | 0.018445 | 0.027622 | 0.03846 | 0.05267 | 0.069885 | 0.089562 | 0.11119 | 0.13482 | 0.15993 | 0.18457 | 0.21454 | 0.24209 | 0.26747 | 0.29132 | 0.3142 | 0.33434 | 0.35227 | 0.36857 | 0.3839 | 0.39811 | 0.41338 | 0.42911 | 0.43901
F11_Industrial_Primary Metals_New_Space Heating_Natural Gas_Unit Heater_A_Achievable Technical Potential | F11 | Industrial | Primary Metals | New | Space Heating | Natural Gas | Unit Heater | A | Cumulative Summer Peak Savings (MW) | Achievable Technical Potential | 0 | 0 | 0 | 0 | 0 | 0 | 0 | 0 | 0 | 0 | 0 | 0 | 0 | 0 | 0 | 0 | 0 | 0 | 0 | 0 | 0 | 0 | 0 | 0 | 0 | 0 | 0 | 0 | 0 | 0 | 0
F12_Industrial_Primary Metals_New_Space Heating_Natural Gas_Unit Heater_A_Achievable Technical Potential | F12 | Industrial | Primary Metals | New | Space Heating | Natural Gas | Unit Heater | A | Cumulative Winter Peak Savings (MW) | Achievable Technical Potential | 0 | 0 | 0 | 0 | 0 | 0 | 0 | 0 | 0 | 0 | 0 | 0 | 0 | 0 | 0 | 0 | 0 | 0 | 0 | 0 | 0 | 0 | 0 | 0 | 0 | 0 | 0 | 0 | 0 | 0 | 0
F13_Industrial_Primary Metals_New_Space Heating_Natural Gas_Unit Heater_A_Achievable Technical Potential | F13 | Industrial | Primary Metals | New | Space Heating | Natural Gas | Unit Heater | A | Purchases (Incremental) | Achievable Technical Potential | 0 | 0 | 0 | 0 | 0 | 0.00011911 | 0.00023412 | 0.00035099 | 0.00046522 | 0.00058184 | 0.00068714 | 0.00090093 | 0.0010915 | 0.0012475 | 0.0013716 | 0.0014979 | 0.0015923 | 0.0016811 | 0.0021339 | 0.0020981 | 0.0020744 | 0.0020941 | 0.0021375 | 0.002178 | 0.0022281 | 0.0022811 | 0.0023435 | 0.0023988 | 0.0025603 | 0.0026785 | 0.0027616
F14_Industrial_Primary Metals_New_Space Heating_Natural Gas_Unit Heater_A_Achievable Technical Potential | F14 | Industrial | Primary Metals | New | Space Heating | Natural Gas | Unit Heater | A | Purchases (Cumulative) | Achievable Technical Potential | 0 | 0 | 0 | 0 | 0 | 0.00011911 | 0.00035323 | 0.00070421 | 0.0011694 | 0.0017513 | 0.0024384 | 0.0033394 | 0.0044308 | 0.0056784 | 0.00705 | 0.0085478 | 0.01014 | 0.011702 | 0.013602 | 0.015349 | 0.016958 | 0.01847 | 0.019921 | 0.021198 | 0.022335 | 0.023368 | 0.02434 | 0.025241 | 0.026209 | 0.027206 | 0.027834
F1_Industrial_Stone, Clay, and Glass_Existing_Space Heating_Natural Gas_Furnace_A_Achievable Technical Potential | F1 | Industrial | Stone, Clay, and Glass | Existing | Space Heating | Natural Gas | Furnace | A | Original Unit Energy Savings (kWh or therms) | Achievable Technical Potential | 0 | 505.0924 | 505.0924 | 505.0924 | 505.0924 | 138.7616 | 138.7616 | 138.7616 | 138.7616 | 138.7616 | 138.7616 | 138.7616 | 138.7616 | 138.7616 | 138.7616 | 138.7616 | 138.7616 | 138.7616 | 138.7616 | 138.7616 | 138.7616 | 138.7616 | 138.7616 | 138.7616 | 138.7616 | 138.7616 | 138.7616 | 138.7616 | 138.7616 | 138.7616 | 138.7616
F2_Industrial_Stone, Clay, and Glass_Existing_Space Heating_Natural Gas_Furnace_A_Achievable Technical Potential | F2 | Industrial | Stone, Clay, and Glass | Existing | Space Heating | Natural Gas | Furnace | A | Original Unit Summer Peak Savings (kW) | Achievable Technical Potential | 0 | 0 | 0 | 0 | 0 | 0 | 0 | 0 | 0 | 0 | 0 | 0 | 0 | 0 | 0 | 0 | 0 | 0 | 0 | 0 | 0 | 0 | 0 | 0 | 0 | 0 | 0 | 0 | 0 | 0 | 0
F3_Industrial_Stone, Clay, and Glass_Existing_Space Heating_Natural Gas_Furnace_A_Achievable Technical Potential | F3 | Industrial | Stone, Clay, and Glass | Existing | Space Heating | Natural Gas | Furnace | A | Original Unit Winter Peak Savings (kW) | Achievable Technical Potential | 0 | 0 | 0 | 0 | 0 | 0 | 0 | 0 | 0 | 0 | 0 | 0 | 0 | 0 | 0 | 0 | 0 | 0 | 0 | 0 | 0 | 0 | 0 | 0 | 0 | 0 | 0 | 0 | 0 | 0 | 0
F4_Industrial_Stone, Clay, and Glass_Existing_Space Heating_Natural Gas_Furnace_A_Achievable Technical Potential | F4 | Industrial | Stone, Clay, and Glass | Existing | Space Heating | Natural Gas | Furnace | A | Standalone Impact on Baseline Energy (%) | Achievable Technical Potential | 0% | 0% | 0% | 0% | 0% | 0.0004194% | 0.0013% | 0.00228% | 0.003653% | 0.005449% | 0.007679% | 0.01022% | 0.01285% | 0.0157% | 0.0186% | 0.02141% | 0.024% | 0.02664% | 0.02931% | 0.03192% | 0.03469% | 0.03755% | 0.04062% | 0.04375% | 0.00046972 | 0.00050263 | 0.00053639 | 0.00057094 | 0 | 0 | 0
F5_Industrial_Stone, Clay, and Glass_Existing_Space Heating_Natural Gas_Furnace_A_Achievable Technical Potential | F5 | Industrial | Stone, Clay, and Glass | Existing | Space Heating | Natural Gas | Furnace | A | Standalone Impact on Baseline Summer Peak (%) | Achievable Technical Potential | 0% | 0% | 0% | 0% | 0% | 0% | 0% | 0% | 0% | 0% | 0% | 0% | 0% | 0% | 0% | 0% | 0% | 0% | 0% | 0% | 0% | 0% | 0% | 0% | 0 | 0 | 0 | 0 | 0 | 0 | 0
F6_Industrial_Stone, Clay, and Glass_Existing_Space Heating_Natural Gas_Furnace_A_Achievable Technical Potential | F6 | Industrial | Stone, Clay, and Glass | Existing | Space Heating | Natural Gas | Furnace | A | Standalone Impact on Baseline Winter Peak (%) | Achievable Technical Potential | 0% | 0% | 0% | 0% | 0% | 0% | 0% | 0% | 0% | 0% | 0% | 0% | 0% | 0% | 0% | 0% | 0% | 0% | 0% | 0% | 0% | 0% | 0% | 0% | 0 | 0 | 0 | 0 | 0 | 0 | 0
F7_Industrial_Stone, Clay, and Glass_Existing_Space Heating_Natural Gas_Furnace_A_Achievable Technical Potential | F7 | Industrial | Stone, Clay, and Glass | Existing | Space Heating | Natural Gas | Furnace | A | Incremental Energy Savings (MWh or mTherms) | Achievable Technical Potential | 0 | 0 | 0 | 0 | 0 | 0.0003339 | 0.00069533 | 0.00075488 | 0.0010567 | 0.0013719 | 0.0016076 | 0.0018457 | 0.0018845 | 0.0018572 | 0.0020486 | 0.0017707 | 0.0017216 | 0.0016403 | 0.0015564 | 0.0016815 | 0.0016523 | 0.0016836 | 0.0018017 | 0.0018315 | 0.0018639 | 0.0018983 | 0.0019429 | 0.001984 | 0.00090888 | 0 | 1.3184e-16
F8_Industrial_Stone, Clay, and Glass_Existing_Space Heating_Natural Gas_Furnace_A_Achievable Technical Potential | F8 | Industrial | Stone, Clay, and Glass | Existing | Space Heating | Natural Gas | Furnace | A | Incremental Summer Peak Savings (MW) | Achievable Technical Potential | 0 | 0 | 0 | 0 | 0 | 0 | 0 | 0 | 0 | 0 | 0 | 0 | 0 | 0 | 0 | 0 | 0 | 0 | 0 | 0 | 0 | 0 | 0 | 0 | 0 | 0 | 0 | 0 | 0 | 0 | 0
F9_Industrial_Stone, Clay, and Glass_Existing_Space Heating_Natural Gas_Furnace_A_Achievable Technical Potential | F9 | Industrial | Stone, Clay, and Glass | Existing | Space Heating | Natural Gas | Furnace | A | Incremental Winter Peak Savings (MW) | Achievable Technical Potential | 0 | 0 | 0 | 0 | 0 | 0 | 0 | 0 | 0 | 0 | 0 | 0 | 0 | 0 | 0 | 0 | 0 | 0 | 0 | 0 | 0 | 0 | 0 | 0 | 0 | 0 | 0 | 0 | 0 | 0 | 0
F10_Industrial_Stone, Clay, and Glass_Existing_Space Heating_Natural Gas_Furnace_A_Achievable Technical Potential | F10 | Industrial | Stone, Clay, and Glass | Existing | Space Heating | Natural Gas | Furnace | A | Cumulative Energy Savings (MWh or mTherms) | Achievable Technical Potential | 0 | 0 | 0 | 0 | 0 | 0.0003339 | 0.0010292 | 0.0017841 | 0.0028409 | 0.0042128 | 0.0058204 | 0.0076662 | 0.0095507 | 0.011408 | 0.013456 | 0.015227 | 0.016949 | 0.018589 | 0.020145 | 0.021827 | 0.023479 | 0.025163 | 0.026964 | 0.028796 | 0.03066 | 0.032558 | 0.034501 | 0.036485 | 0.037394 | 0.037394 | 0.037394
F11_Industrial_Stone, Clay, and Glass_Existing_Space Heating_Natural Gas_Furnace_A_Achievable Technical Potential | F11 | Industrial | Stone, Clay, and Glass | Existing | Space Heating | Natural Gas | Furnace | A | Cumulative Summer Peak Savings (MW) | Achievable Technical Potential | 0 | 0 | 0 | 0 | 0 | 0 | 0 | 0 | 0 | 0 | 0 | 0 | 0 | 0 | 0 | 0 | 0 | 0 | 0 | 0 | 0 | 0 | 0 | 0 | 0 | 0 | 0 | 0 | 0 | 0 | 0
F12_Industrial_Stone, Clay, and Glass_Existing_Space Heating_Natural Gas_Furnace_A_Achievable Technical Potential | F12 | Industrial | Stone, Clay, and Glass | Existing | Space Heating | Natural Gas | Furnace | A | Cumulative Winter Peak Savings (MW) | Achievable Technical Potential | 0 | 0 | 0 | 0 | 0 | 0 | 0 | 0 | 0 | 0 | 0 | 0 | 0 | 0 | 0 | 0 | 0 | 0 | 0 | 0 | 0 | 0 | 0 | 0 | 0 | 0 | 0 | 0 | 0 | 0 | 0
F13_Industrial_Stone, Clay, and Glass_Existing_Space Heating_Natural Gas_Furnace_A_Achievable Technical Potential | F13 | Industrial | Stone, Clay, and Glass | Existing | Space Heating | Natural Gas | Furnace | A | Purchases (Incremental) | Achievable Technical Potential | 0 | 0 | 0 | 0 | 0 | 0.0024063 | 0.005011 | 0.0054401 | 0.0076156 | 0.0098871 | 0.011586 | 0.013301 | 0.013581 | 0.013384 | 0.014763 | 0.012761 | 0.012407 | 0.011821 | 0.011216 | 0.012118 | 0.011907 | 0.012133 | 0.012984 | 0.013199 | 0.013432 | 0.01368 | 0.014002 | 0.014298 | 0.014571 | 0.016703 | 0.018134
F14_Industrial_Stone, Clay, and Glass_Existing_Space Heating_Natural Gas_Furnace_A_Achievable Technical Potential | F14 | Industrial | Stone, Clay, and Glass | Existing | Space Heating | Natural Gas | Furnace | A | Purchases (Cumulative) | Achievable Technical Potential | 0 | 0 | 0 | 0 | 0 | 0.0024063 | 0.0074173 | 0.012857 | 0.020473 | 0.03036 | 0.041946 | 0.055247 | 0.068828 | 0.082212 | 0.096975 | 0.10974 | 0.12214 | 0.13396 | 0.14518 | 0.1573 | 0.16921 | 0.18134 | 0.19432 | 0.20752 | 0.22095 | 0.23463 | 0.24864 | 0.26293 | 0.26948 | 0.26948 | 0.26948
F1_Industrial_Stone, Clay, and Glass_Existing_Space Heating_Natural Gas_Boiler_A_Achievable Technical Potential | F1 | Industrial | Stone, Clay, and Glass | Existing | Space Heating | Natural Gas | Boiler | A | Original Unit Energy Savings (kWh or therms) | Achievable Technical Potential | 0 | 8772.191 | 8772.191 | 8772.191 | 8772.191 | 5375.3 | 5375.3 | 5375.3 | 5375.3 | 5375.3 | 5375.3 | 5375.3 | 5375.3 | 5375.3 | 5375.3 | 5375.3 | 5375.3 | 5375.3 | 5375.3 | 5375.3 | 5375.3 | 5375.3 | 5375.3 | 792.2778 | 792.2778 | 792.2778 | 792.2778 | 792.2778 | 792.2778 | 792.2778 | 792.2778
F2_Industrial_Stone, Clay, and Glass_Existing_Space Heating_Natural Gas_Boiler_A_Achievable Technical Potential | F2 | Industrial | Stone, Clay, and Glass | Existing | Space Heating | Natural Gas | Boiler | A | Original Unit Summer Peak Savings (kW) | Achievable Technical Potential | 0 | 0 | 0 | 0 | 0 | 0 | 0 | 0 | 0 | 0 | 0 | 0 | 0 | 0 | 0 | 0 | 0 | 0 | 0 | 0 | 0 | 0 | 0 | 0 | 0 | 0 | 0 | 0 | 0 | 0 | 0
F3_Industrial_Stone, Clay, and Glass_Existing_Space Heating_Natural Gas_Boiler_A_Achievable Technical Potential | F3 | Industrial | Stone, Clay, and Glass | Existing | Space Heating | Natural Gas | Boiler | A | Original Unit Winter Peak Savings (kW) | Achievable Technical Potential | 0 | 0 | 0 | 0 | 0 | 0 | 0 | 0 | 0 | 0 | 0 | 0 | 0 | 0 | 0 | 0 | 0 | 0 | 0 | 0 | 0 | 0 | 0 | 0 | 0 | 0 | 0 | 0 | 0 | 0 | 0
F4_Industrial_Stone, Clay, and Glass_Existing_Space Heating_Natural Gas_Boiler_A_Achievable Technical Potential | F4 | Industrial | Stone, Clay, and Glass | Existing | Space Heating | Natural Gas | Boiler | A | Standalone Impact on Baseline Energy (%) | Achievable Technical Potential | 0% | 0% | 0% | 0% | 0% | 0.02705% | 0.0673% | 0.1173% | 0.1743% | 0.2365% | 0.3034% | 0.3701% | 0.4383% | 0.5141% | 0.5901% | 0.6668% | 0.7392% | 0.8159% | 0.8969% | 0.9729% | 1.052% | 1.138% | 1.222% | 1.243% | 0.012645 | 0.012851 | 0.013049 | 0.013241 | 0 | 0 | 0
F5_Industrial_Stone, Clay, and Glass_Existing_Space Heating_Natural Gas_Boiler_A_Achievable Technical Potential | F5 | Industrial | Stone, Clay, and Glass | Existing | Space Heating | Natural Gas | Boiler | A | Standalone Impact on Baseline Summer Peak (%) | Achievable Technical Potential | 0% | 0% | 0% | 0% | 0% | 0% | 0% | 0% | 0% | 0% | 0% | 0% | 0% | 0% | 0% | 0% | 0% | 0% | 0% | 0% | 0% | 0% | 0% | 0% | 0 | 0 | 0 | 0 | 0 | 0 | 0
F6_Industrial_Stone, Clay, and Glass_Existing_Space Heating_Natural Gas_Boiler_A_Achievable Technical Potential | F6 | Industrial | Stone, Clay, and Glass | Existing | Space Heating | Natural Gas | Boiler | A | Standalone Impact on Baseline Winter Peak (%) | Achievable Technical Potential | 0% | 0% | 0% | 0% | 0% | 0% | 0% | 0% | 0% | 0% | 0% | 0% | 0% | 0% | 0% | 0% | 0% | 0% | 0% | 0% | 0% | 0% | 0% | 0% | 0 | 0 | 0 | 0 | 0 | 0 | 0
F7_Industrial_Stone, Clay, and Glass_Existing_Space Heating_Natural Gas_Boiler_A_Achievable Technical Potential | F7 | Industrial | Stone, Clay, and Glass | Existing | Space Heating | Natural Gas | Boiler | A | Incremental Energy Savings (MWh or mTherms) | Achievable Technical Potential | 0 | 0 | 0 | 0 | 0 | 0.021534 | 0.031756 | 0.038474 | 0.043757 | 0.04731 | 0.047124 | 0.047804 | 0.04812 | 0.047589 | 0.053453 | 0.047391 | 0.04769 | 0.047353 | 0.047017 | 0.048836 | 0.046971 | 0.050174 | 0.048832 | 0.0070286 | 0.0071709 | 0.0070269 | 0.0069043 | 0.0068005 | 0.006722 | 0.0066619 | 0.0034265
F8_Industrial_Stone, Clay, and Glass_Existing_Space Heating_Natural Gas_Boiler_A_Achievable Technical Potential | F8 | Industrial | Stone, Clay, and Glass | Existing | Space Heating | Natural Gas | Boiler | A | Incremental Summer Peak Savings (MW) | Achievable Technical Potential | 0 | 0 | 0 | 0 | 0 | 0 | 0 | 0 | 0 | 0 | 0 | 0 | 0 | 0 | 0 | 0 | 0 | 0 | 0 | 0 | 0 | 0 | 0 | 0 | 0 | 0 | 0 | 0 | 0 | 0 | 0
F9_Industrial_Stone, Clay, and Glass_Existing_Space Heating_Natural Gas_Boiler_A_Achievable Technical Potential | F9 | Industrial | Stone, Clay, and Glass | Existing | Space Heating | Natural Gas | Boiler | A | Incremental Winter Peak Savings (MW) | Achievable Technical Potential | 0 | 0 | 0 | 0 | 0 | 0 | 0 | 0 | 0 | 0 | 0 | 0 | 0 | 0 | 0 | 0 | 0 | 0 | 0 | 0 | 0 | 0 | 0 | 0 | 0 | 0 | 0 | 0 | 0 | 0 | 0
F10_Industrial_Stone, Clay, and Glass_Existing_Space Heating_Natural Gas_Boiler_A_Achievable Technical Potential | F10 | Industrial | Stone, Clay, and Glass | Existing | Space Heating | Natural Gas | Boiler | A | Cumulative Energy Savings (MWh or mTherms) | Achievable Technical Potential | 0 | 0 | 0 | 0 | 0 | 0.021534 | 0.053291 | 0.091764 | 0.13552 | 0.18283 | 0.22996 | 0.27776 | 0.32588 | 0.37347 | 0.42692 | 0.47431 | 0.522 | 0.56936 | 0.61637 | 0.66521 | 0.71218 | 0.76235 | 0.81119 | 0.81821 | 0.82539 | 0.83241 | 0.83932 | 0.84612 | 0.85284 | 0.8595 | 0.84139
F11_Industrial_Stone, Clay, and Glass_Existing_Space Heating_Natural Gas_Boiler_A_Achievable Technical Potential | F11 | Industrial | Stone, Clay, and Glass | Existing | Space Heating | Natural Gas | Boiler | A | Cumulative Summer Peak Savings (MW) | Achievable Technical Potential | 0 | 0 | 0 | 0 | 0 | 0 | 0 | 0 | 0 | 0 | 0 | 0 | 0 | 0 | 0 | 0 | 0 | 0 | 0 | 0 | 0 | 0 | 0 | 0 | 0 | 0 | 0 | 0 | 0 | 0 | 0
F12_Industrial_Stone, Clay, and Glass_Existing_Space Heating_Natural Gas_Boiler_A_Achievable Technical Potential | F12 | Industrial | Stone, Clay, and Glass | Existing | Space Heating | Natural Gas | Boiler | A | Cumulative Winter Peak Savings (MW) | Achievable Technical Potential | 0 | 0 | 0 | 0 | 0 | 0 | 0 | 0 | 0 | 0 | 0 | 0 | 0 | 0 | 0 | 0 | 0 | 0 | 0 | 0 | 0 | 0 | 0 | 0 | 0 | 0 | 0 | 0 | 0 | 0 | 0
F13_Industrial_Stone, Clay, and Glass_Existing_Space Heating_Natural Gas_Boiler_A_Achievable Technical Potential | F13 | Industrial | Stone, Clay, and Glass | Existing | Space Heating | Natural Gas | Boiler | A | Purchases (Incremental) | Achievable Technical Potential | 0 | 0 | 0 | 0 | 0 | 0.0040062 | 0.0059078 | 0.0071575 | 0.0081404 | 0.0088014 | 0.0087669 | 0.0088933 | 0.0089521 | 0.0088533 | 0.0099441 | 0.0088164 | 0.008872 | 0.0088094 | 0.0087468 | 0.0090853 | 0.0087383 | 0.0093342 | 0.0090845 | 0.0088713 | 0.009051 | 0.0088692 | 0.0087145 | 0.0085834 | 0.0084843 | 0.0084086 | 0.008331
F14_Industrial_Stone, Clay, and Glass_Existing_Space Heating_Natural Gas_Boiler_A_Achievable Technical Potential | F14 | Industrial | Stone, Clay, and Glass | Existing | Space Heating | Natural Gas | Boiler | A | Purchases (Cumulative) | Achievable Technical Potential | 0 | 0 | 0 | 0 | 0 | 0.0040062 | 0.009914 | 0.017071 | 0.025212 | 0.034013 | 0.04278 | 0.051673 | 0.060626 | 0.069479 | 0.079423 | 0.088239 | 0.097111 | 0.10592 | 0.11467 | 0.12375 | 0.13249 | 0.14183 | 0.15091 | 0.15978 | 0.16883 | 0.1777 | 0.18642 | 0.195 | 0.20348 | 0.21189 | 0.21622
F1_Industrial_Stone, Clay, and Glass_Existing_Space Heating_Natural Gas_Unit Heater_A_Achievable Technical Potential | F1 | Industrial | Stone, Clay, and Glass | Existing | Space Heating | Natural Gas | Unit Heater | A | Original Unit Energy Savings (kWh or therms) | Achievable Technical Potential | 0 | 28641.12 | 28641.12 | 28641.12 | 28641.12 | 15772.4108 | 15772.4108 | 15772.4108 | 15772.4108 | 15772.4108 | 15772.4108 | 15772.4108 | 15772.4108 | 15772.4108 | 15772.4108 | 15772.4108 | 15772.4108 | 15772.4108 | 15772.4108 | 15772.4108 | 15772.4108 | 15772.4108 | 15772.4108 | 15772.4108 | 15772.4108 | 15772.4108 | 15772.4108 | 15772.4108 | 15772.4108 | 15772.4108 | 15772.4108
F2_Industrial_Stone, Clay, and Glass_Existing_Space Heating_Natural Gas_Unit Heater_A_Achievable Technical Potential | F2 | Industrial | Stone, Clay, and Glass | Existing | Space Heating | Natural Gas | Unit Heater | A | Original Unit Summer Peak Savings (kW) | Achievable Technical Potential | 0 | 0 | 0 | 0 | 0 | 0 | 0 | 0 | 0 | 0 | 0 | 0 | 0 | 0 | 0 | 0 | 0 | 0 | 0 | 0 | 0 | 0 | 0 | 0 | 0 | 0 | 0 | 0 | 0 | 0 | 0
F3_Industrial_Stone, Clay, and Glass_Existing_Space Heating_Natural Gas_Unit Heater_A_Achievable Technical Potential | F3 | Industrial | Stone, Clay, and Glass | Existing | Space Heating | Natural Gas | Unit Heater | A | Original Unit Winter Peak Savings (kW) | Achievable Technical Potential | 0 | 0 | 0 | 0 | 0 | 0 | 0 | 0 | 0 | 0 | 0 | 0 | 0 | 0 | 0 | 0 | 0 | 0 | 0 | 0 | 0 | 0 | 0 | 0 | 0 | 0 | 0 | 0 | 0 | 0 | 0
F4_Industrial_Stone, Clay, and Glass_Existing_Space Heating_Natural Gas_Unit Heater_A_Achievable Technical Potential | F4 | Industrial | Stone, Clay, and Glass | Existing | Space Heating | Natural Gas | Unit Heater | A | Standalone Impact on Baseline Energy (%) | Achievable Technical Potential | 0% | 0% | 0% | 0% | 0% | 0.006526% | 0.0244% | 0.05959% | 0.1198% | 0.2125% | 0.3402% | 0.5013% | 0.6977% | 0.9396% | 1.234% | 1.558% | 1.907% | 2.25% | 2.589% | 2.895% | 3.185% | 3.475% | 3.703% | 3.903% | 0.040837 | 0.042457 | 0.043524 | 0.044555 | 0 | 0 | 0
F5_Industrial_Stone, Clay, and Glass_Existing_Space Heating_Natural Gas_Unit Heater_A_Achievable Technical Potential | F5 | Industrial | Stone, Clay, and Glass | Existing | Space Heating | Natural Gas | Unit Heater | A | Standalone Impact on Baseline Summer Peak (%) | Achievable Technical Potential | 0% | 0% | 0% | 0% | 0% | 0% | 0% | 0% | 0% | 0% | 0% | 0% | 0% | 0% | 0% | 0% | 0% | 0% | 0% | 0% | 0% | 0% | 0% | 0% | 0 | 0 | 0 | 0 | 0 | 0 | 0
F6_Industrial_Stone, Clay, and Glass_Existing_Space Heating_Natural Gas_Unit Heater_A_Achievable Technical Potential | F6 | Industrial | Stone, Clay, and Glass | Existing | Space Heating | Natural Gas | Unit Heater | A | Standalone Impact on Baseline Winter Peak (%) | Achievable Technical Potential | 0% | 0% | 0% | 0% | 0% | 0% | 0% | 0% | 0% | 0% | 0% | 0% | 0% | 0% | 0% | 0% | 0% | 0% | 0% | 0% | 0% | 0% | 0% | 0% | 0 | 0 | 0 | 0 | 0 | 0 | 0
F7_Industrial_Stone, Clay, and Glass_Existing_Space Heating_Natural Gas_Unit Heater_A_Achievable Technical Potential | F7 | Industrial | Stone, Clay, and Glass | Existing | Space Heating | Natural Gas | Unit Heater | A | Incremental Energy Savings (MWh or mTherms) | Achievable Technical Potential | 0 | 0 | 0 | 0 | 0 | 0.0051955 | 0.014126 | 0.027299 | 0.046523 | 0.071119 | 0.093612 | 0.11835 | 0.14253 | 0.16378 | 0.20996 | 0.21584 | 0.23805 | 0.22386 | 0.20897 | 0.19986 | 0.17631 | 0.17299 | 0.13003 | 0.1105 | 0.096605 | 0.084693 | 0.049266 | 0.047715 | 0.02825 | 0.039133 | 0.045478
F8_Industrial_Stone, Clay, and Glass_Existing_Space Heating_Natural Gas_Unit Heater_A_Achievable Technical Potential | F8 | Industrial | Stone, Clay, and Glass | Existing | Space Heating | Natural Gas | Unit Heater | A | Incremental Summer Peak Savings (MW) | Achievable Technical Potential | 0 | 0 | 0 | 0 | 0 | 0 | 0 | 0 | 0 | 0 | 0 | 0 | 0 | 0 | 0 | 0 | 0 | 0 | 0 | 0 | 0 | 0 | 0 | 0 | 0 | 0 | 0 | 0 | 0 | 0 | 0
F9_Industrial_Stone, Clay, and Glass_Existing_Space Heating_Natural Gas_Unit Heater_A_Achievable Technical Potential | F9 | Industrial | Stone, Clay, and Glass | Existing | Space Heating | Natural Gas | Unit Heater | A | Incremental Winter Peak Savings (MW) | Achievable Technical Potential | 0 | 0 | 0 | 0 | 0 | 0 | 0 | 0 | 0 | 0 | 0 | 0 | 0 | 0 | 0 | 0 | 0 | 0 | 0 | 0 | 0 | 0 | 0 | 0 | 0 | 0 | 0 | 0 | 0 | 0 | 0
F10_Industrial_Stone, Clay, and Glass_Existing_Space Heating_Natural Gas_Unit Heater_A_Achievable Technical Potential | F10 | Industrial | Stone, Clay, and Glass | Existing | Space Heating | Natural Gas | Unit Heater | A | Cumulative Energy Savings (MWh or mTherms) | Achievable Technical Potential | 0 | 0 | 0 | 0 | 0 | 0.0051955 | 0.019321 | 0.04662 | 0.093143 | 0.16426 | 0.25787 | 0.37623 | 0.51876 | 0.68254 | 0.89251 | 1.1083 | 1.3464 | 1.5703 | 1.7792 | 1.9791 | 2.1554 | 2.3284 | 2.4584 | 2.5689 | 2.6655 | 2.7502 | 2.7995 | 2.8472 | 2.8754 | 2.9146 | 2.96
F11_Industrial_Stone, Clay, and Glass_Existing_Space Heating_Natural Gas_Unit Heater_A_Achievable Technical Potential | F11 | Industrial | Stone, Clay, and Glass | Existing | Space Heating | Natural Gas | Unit Heater | A | Cumulative Summer Peak Savings (MW) | Achievable Technical Potential | 0 | 0 | 0 | 0 | 0 | 0 | 0 | 0 | 0 | 0 | 0 | 0 | 0 | 0 | 0 | 0 | 0 | 0 | 0 | 0 | 0 | 0 | 0 | 0 | 0 | 0 | 0 | 0 | 0 | 0 | 0
F12_Industrial_Stone, Clay, and Glass_Existing_Space Heating_Natural Gas_Unit Heater_A_Achievable Technical Potential | F12 | Industrial | Stone, Clay, and Glass | Existing | Space Heating | Natural Gas | Unit Heater | A | Cumulative Winter Peak Savings (MW) | Achievable Technical Potential | 0 | 0 | 0 | 0 | 0 | 0 | 0 | 0 | 0 | 0 | 0 | 0 | 0 | 0 | 0 | 0 | 0 | 0 | 0 | 0 | 0 | 0 | 0 | 0 | 0 | 0 | 0 | 0 | 0 | 0 | 0
F13_Industrial_Stone, Clay, and Glass_Existing_Space Heating_Natural Gas_Unit Heater_A_Achievable Technical Potential | F13 | Industrial | Stone, Clay, and Glass | Existing | Space Heating | Natural Gas | Unit Heater | A | Purchases (Incremental) | Achievable Technical Potential | 0 | 0 | 0 | 0 | 0 | 0.00032941 | 0.00089561 | 0.0017308 | 0.0029496 | 0.0045091 | 0.0059352 | 0.0075038 | 0.009037 | 0.010384 | 0.013312 | 0.013685 | 0.015093 | 0.014523 | 0.014144 | 0.014402 | 0.014128 | 0.015477 | 0.014179 | 0.014509 | 0.015162 | 0.015754 | 0.016435 | 0.01671 | 0.016884 | 0.017004 | 0.017028
F14_Industrial_Stone, Clay, and Glass_Existing_Space Heating_Natural Gas_Unit Heater_A_Achievable Technical Potential | F14 | Industrial | Stone, Clay, and Glass | Existing | Space Heating | Natural Gas | Unit Heater | A | Purchases (Cumulative) | Achievable Technical Potential | 0 | 0 | 0 | 0 | 0 | 0.00032941 | 0.001225 | 0.0029558 | 0.0059054 | 0.010414 | 0.01635 | 0.023853 | 0.03289 | 0.043275 | 0.056586 | 0.070271 | 0.085364 | 0.099557 | 0.11281 | 0.12548 | 0.13666 | 0.14762 | 0.15587 | 0.16287 | 0.169 | 0.17437 | 0.17749 | 0.18052 | 0.18231 | 0.18479 | 0.18767
F1_Industrial_Stone, Clay, and Glass_New_Space Heating_Natural Gas_Furnace_A_Achievable Technical Potential | F1 | Industrial | Stone, Clay, and Glass | New | Space Heating | Natural Gas | Furnace | A | Original Unit Energy Savings (kWh or therms) | Achievable Technical Potential | 0 | 0 | 0 | 0 | 0 | 0 | 0 | 0 | 0 | 0 | 0 | 0 | 0 | 0 | 0 | 0 | 0 | 0 | 0 | 0 | 0 | 0 | 0 | 0 | 0 | 0 | 0 | 0 | 0 | 0 | 0
F2_Industrial_Stone, Clay, and Glass_New_Space Heating_Natural Gas_Furnace_A_Achievable Technical Potential | F2 | Industrial | Stone, Clay, and Glass | New | Space Heating | Natural Gas | Furnace | A | Original Unit Summer Peak Savings (kW) | Achievable Technical Potential | 0 | 0 | 0 | 0 | 0 | 0 | 0 | 0 | 0 | 0 | 0 | 0 | 0 | 0 | 0 | 0 | 0 | 0 | 0 | 0 | 0 | 0 | 0 | 0 | 0 | 0 | 0 | 0 | 0 | 0 | 0
F3_Industrial_Stone, Clay, and Glass_New_Space Heating_Natural Gas_Furnace_A_Achievable Technical Potential | F3 | Industrial | Stone, Clay, and Glass | New | Space Heating | Natural Gas | Furnace | A | Original Unit Winter Peak Savings (kW) | Achievable Technical Potential | 0 | 0 | 0 | 0 | 0 | 0 | 0 | 0 | 0 | 0 | 0 | 0 | 0 | 0 | 0 | 0 | 0 | 0 | 0 | 0 | 0 | 0 | 0 | 0 | 0 | 0 | 0 | 0 | 0 | 0 | 0
F4_Industrial_Stone, Clay, and Glass_New_Space Heating_Natural Gas_Furnace_A_Achievable Technical Potential | F4 | Industrial | Stone, Clay, and Glass | New | Space Heating | Natural Gas | Furnace | A | Standalone Impact on Baseline Energy (%) | Achievable Technical Potential | 0% | 0% | 0% | 0% | 0% | 0% | 0% | 0% | 0% | 0% | 0% | 0% | 0% | 0% | 0% | 0% | 0% | 0% | 0% | 0% | 0% | 0% | 0% | 0% | 0 | 0 | 0 | 0 | 0 | 0 | 0
F5_Industrial_Stone, Clay, and Glass_New_Space Heating_Natural Gas_Furnace_A_Achievable Technical Potential | F5 | Industrial | Stone, Clay, and Glass | New | Space Heating | Natural Gas | Furnace | A | Standalone Impact on Baseline Summer Peak (%) | Achievable Technical Potential | 0% | 0% | 0% | 0% | 0% | 0% | 0% | 0% | 0% | 0% | 0% | 0% | 0% | 0% | 0% | 0% | 0% | 0% | 0% | 0% | 0% | 0% | 0% | 0% | 0 | 0 | 0 | 0 | 0 | 0 | 0
F6_Industrial_Stone, Clay, and Glass_New_Space Heating_Natural Gas_Furnace_A_Achievable Technical Potential | F6 | Industrial | Stone, Clay, and Glass | New | Space Heating | Natural Gas | Furnace | A | Standalone Impact on Baseline Winter Peak (%) | Achievable Technical Potential | 0% | 0% | 0% | 0% | 0% | 0% | 0% | 0% | 0% | 0% | 0% | 0% | 0% | 0% | 0% | 0% | 0% | 0% | 0% | 0% | 0% | 0% | 0% | 0% | 0 | 0 | 0 | 0 | 0 | 0 | 0
F7_Industrial_Stone, Clay, and Glass_New_Space Heating_Natural Gas_Furnace_A_Achievable Technical Potential | F7 | Industrial | Stone, Clay, and Glass | New | Space Heating | Natural Gas | Furnace | A | Incremental Energy Savings (MWh or mTherms) | Achievable Technical Potential | 0 | 0 | 0 | 0 | 0 | 0 | 0 | 0 | 0 | 0 | 0 | 0 | 0 | 0 | 0 | 0 | 0 | 0 | 0 | 0 | 0 | 0 | 0 | 0 | 0 | 0 | 0 | 0 | 0 | 0 | 0
F8_Industrial_Stone, Clay, and Glass_New_Space Heating_Natural Gas_Furnace_A_Achievable Technical Potential | F8 | Industrial | Stone, Clay, and Glass | New | Space Heating | Natural Gas | Furnace | A | Incremental Summer Peak Savings (MW) | Achievable Technical Potential | 0 | 0 | 0 | 0 | 0 | 0 | 0 | 0 | 0 | 0 | 0 | 0 | 0 | 0 | 0 | 0 | 0 | 0 | 0 | 0 | 0 | 0 | 0 | 0 | 0 | 0 | 0 | 0 | 0 | 0 | 0
F9_Industrial_Stone, Clay, and Glass_New_Space Heating_Natural Gas_Furnace_A_Achievable Technical Potential | F9 | Industrial | Stone, Clay, and Glass | New | Space Heating | Natural Gas | Furnace | A | Incremental Winter Peak Savings (MW) | Achievable Technical Potential | 0 | 0 | 0 | 0 | 0 | 0 | 0 | 0 | 0 | 0 | 0 | 0 | 0 | 0 | 0 | 0 | 0 | 0 | 0 | 0 | 0 | 0 | 0 | 0 | 0 | 0 | 0 | 0 | 0 | 0 | 0
F10_Industrial_Stone, Clay, and Glass_New_Space Heating_Natural Gas_Furnace_A_Achievable Technical Potential | F10 | Industrial | Stone, Clay, and Glass | New | Space Heating | Natural Gas | Furnace | A | Cumulative Energy Savings (MWh or mTherms) | Achievable Technical Potential | 0 | 0 | 0 | 0 | 0 | 0 | 0 | 0 | 0 | 0 | 0 | 0 | 0 | 0 | 0 | 0 | 0 | 0 | 0 | 0 | 0 | 0 | 0 | 0 | 0 | 0 | 0 | 0 | 0 | 0 | 0
F11_Industrial_Stone, Clay, and Glass_New_Space Heating_Natural Gas_Furnace_A_Achievable Technical Potential | F11 | Industrial | Stone, Clay, and Glass | New | Space Heating | Natural Gas | Furnace | A | Cumulative Summer Peak Savings (MW) | Achievable Technical Potential | 0 | 0 | 0 | 0 | 0 | 0 | 0 | 0 | 0 | 0 | 0 | 0 | 0 | 0 | 0 | 0 | 0 | 0 | 0 | 0 | 0 | 0 | 0 | 0 | 0 | 0 | 0 | 0 | 0 | 0 | 0
F12_Industrial_Stone, Clay, and Glass_New_Space Heating_Natural Gas_Furnace_A_Achievable Technical Potential | F12 | Industrial | Stone, Clay, and Glass | New | Space Heating | Natural Gas | Furnace | A | Cumulative Winter Peak Savings (MW) | Achievable Technical Potential | 0 | 0 | 0 | 0 | 0 | 0 | 0 | 0 | 0 | 0 | 0 | 0 | 0 | 0 | 0 | 0 | 0 | 0 | 0 | 0 | 0 | 0 | 0 | 0 | 0 | 0 | 0 | 0 | 0 | 0 | 0
F13_Industrial_Stone, Clay, and Glass_New_Space Heating_Natural Gas_Furnace_A_Achievable Technical Potential | F13 | Industrial | Stone, Clay, and Glass | New | Space Heating | Natural Gas | Furnace | A | Purchases (Incremental) | Achievable Technical Potential | 0 | 0 | 0 | 0 | 0 | 0 | 0 | 0 | 0 | 0 | 0 | 0 | 0 | 0 | 0 | 0 | 0 | 0 | 0 | 0 | 0 | 0 | 0 | 0 | 0 | 0 | 0 | 0 | 0 | 0 | 0
F14_Industrial_Stone, Clay, and Glass_New_Space Heating_Natural Gas_Furnace_A_Achievable Technical Potential | F14 | Industrial | Stone, Clay, and Glass | New | Space Heating | Natural Gas | Furnace | A | Purchases (Cumulative) | Achievable Technical Potential | 0 | 0 | 0 | 0 | 0 | 0 | 0 | 0 | 0 | 0 | 0 | 0 | 0 | 0 | 0 | 0 | 0 | 0 | 0 | 0 | 0 | 0 | 0 | 0 | 0 | 0 | 0 | 0 | 0 | 0 | 0
F1_Industrial_Stone, Clay, and Glass_New_Space Heating_Natural Gas_Boiler_A_Achievable Technical Potential | F1 | Industrial | Stone, Clay, and Glass | New | Space Heating | Natural Gas | Boiler | A | Original Unit Energy Savings (kWh or therms) | Achievable Technical Potential | 0 | 0 | 0 | 0 | 0 | 0 | 0 | 0 | 0 | 0 | 0 | 0 | 0 | 0 | 0 | 0 | 0 | 0 | 0 | 0 | 0 | 0 | 0 | 0 | 0 | 0 | 0 | 0 | 0 | 0 | 0
F2_Industrial_Stone, Clay, and Glass_New_Space Heating_Natural Gas_Boiler_A_Achievable Technical Potential | F2 | Industrial | Stone, Clay, and Glass | New | Space Heating | Natural Gas | Boiler | A | Original Unit Summer Peak Savings (kW) | Achievable Technical Potential | 0 | 0 | 0 | 0 | 0 | 0 | 0 | 0 | 0 | 0 | 0 | 0 | 0 | 0 | 0 | 0 | 0 | 0 | 0 | 0 | 0 | 0 | 0 | 0 | 0 | 0 | 0 | 0 | 0 | 0 | 0
F3_Industrial_Stone, Clay, and Glass_New_Space Heating_Natural Gas_Boiler_A_Achievable Technical Potential | F3 | Industrial | Stone, Clay, and Glass | New | Space Heating | Natural Gas | Boiler | A | Original Unit Winter Peak Savings (kW) | Achievable Technical Potential | 0 | 0 | 0 | 0 | 0 | 0 | 0 | 0 | 0 | 0 | 0 | 0 | 0 | 0 | 0 | 0 | 0 | 0 | 0 | 0 | 0 | 0 | 0 | 0 | 0 | 0 | 0 | 0 | 0 | 0 | 0
F4_Industrial_Stone, Clay, and Glass_New_Space Heating_Natural Gas_Boiler_A_Achievable Technical Potential | F4 | Industrial | Stone, Clay, and Glass | New | Space Heating | Natural Gas | Boiler | A | Standalone Impact on Baseline Energy (%) | Achievable Technical Potential | 0% | 0% | 0% | 0% | 0% | 0% | 0% | 0% | 0% | 0% | 0% | 0% | 0% | 0% | 0% | 0% | 0% | 0% | 0% | 0% | 0% | 0% | 0% | 0% | 0 | 0 | 0 | 0 | 0 | 0 | 0
F5_Industrial_Stone, Clay, and Glass_New_Space Heating_Natural Gas_Boiler_A_Achievable Technical Potential | F5 | Industrial | Stone, Clay, and Glass | New | Space Heating | Natural Gas | Boiler | A | Standalone Impact on Baseline Summer Peak (%) | Achievable Technical Potential | 0% | 0% | 0% | 0% | 0% | 0% | 0% | 0% | 0% | 0% | 0% | 0% | 0% | 0% | 0% | 0% | 0% | 0% | 0% | 0% | 0% | 0% | 0% | 0% | 0 | 0 | 0 | 0 | 0 | 0 | 0
F6_Industrial_Stone, Clay, and Glass_New_Space Heating_Natural Gas_Boiler_A_Achievable Technical Potential | F6 | Industrial | Stone, Clay, and Glass | New | Space Heating | Natural Gas | Boiler | A | Standalone Impact on Baseline Winter Peak (%) | Achievable Technical Potential | 0% | 0% | 0% | 0% | 0% | 0% | 0% | 0% | 0% | 0% | 0% | 0% | 0% | 0% | 0% | 0% | 0% | 0% | 0% | 0% | 0% | 0% | 0% | 0% | 0 | 0 | 0 | 0 | 0 | 0 | 0
F7_Industrial_Stone, Clay, and Glass_New_Space Heating_Natural Gas_Boiler_A_Achievable Technical Potential | F7 | Industrial | Stone, Clay, and Glass | New | Space Heating | Natural Gas | Boiler | A | Incremental Energy Savings (MWh or mTherms) | Achievable Technical Potential | 0 | 0 | 0 | 0 | 0 | 0 | 0 | 0 | 0 | 0 | 0 | 0 | 0 | 0 | 0 | 0 | 0 | 0 | 0 | 0 | 0 | 0 | 0 | 0 | 0 | 0 | 0 | 0 | 0 | 0 | 0
F8_Industrial_Stone, Clay, and Glass_New_Space Heating_Natural Gas_Boiler_A_Achievable Technical Potential | F8 | Industrial | Stone, Clay, and Glass | New | Space Heating | Natural Gas | Boiler | A | Incremental Summer Peak Savings (MW) | Achievable Technical Potential | 0 | 0 | 0 | 0 | 0 | 0 | 0 | 0 | 0 | 0 | 0 | 0 | 0 | 0 | 0 | 0 | 0 | 0 | 0 | 0 | 0 | 0 | 0 | 0 | 0 | 0 | 0 | 0 | 0 | 0 | 0
F9_Industrial_Stone, Clay, and Glass_New_Space Heating_Natural Gas_Boiler_A_Achievable Technical Potential | F9 | Industrial | Stone, Clay, and Glass | New | Space Heating | Natural Gas | Boiler | A | Incremental Winter Peak Savings (MW) | Achievable Technical Potential | 0 | 0 | 0 | 0 | 0 | 0 | 0 | 0 | 0 | 0 | 0 | 0 | 0 | 0 | 0 | 0 | 0 | 0 | 0 | 0 | 0 | 0 | 0 | 0 | 0 | 0 | 0 | 0 | 0 | 0 | 0
F10_Industrial_Stone, Clay, and Glass_New_Space Heating_Natural Gas_Boiler_A_Achievable Technical Potential | F10 | Industrial | Stone, Clay, and Glass | New | Space Heating | Natural Gas | Boiler | A | Cumulative Energy Savings (MWh or mTherms) | Achievable Technical Potential | 0 | 0 | 0 | 0 | 0 | 0 | 0 | 0 | 0 | 0 | 0 | 0 | 0 | 0 | 0 | 0 | 0 | 0 | 0 | 0 | 0 | 0 | 0 | 0 | 0 | 0 | 0 | 0 | 0 | 0 | 0
F11_Industrial_Stone, Clay, and Glass_New_Space Heating_Natural Gas_Boiler_A_Achievable Technical Potential | F11 | Industrial | Stone, Clay, and Glass | New | Space Heating | Natural Gas | Boiler | A | Cumulative Summer Peak Savings (MW) | Achievable Technical Potential | 0 | 0 | 0 | 0 | 0 | 0 | 0 | 0 | 0 | 0 | 0 | 0 | 0 | 0 | 0 | 0 | 0 | 0 | 0 | 0 | 0 | 0 | 0 | 0 | 0 | 0 | 0 | 0 | 0 | 0 | 0
F12_Industrial_Stone, Clay, and Glass_New_Space Heating_Natural Gas_Boiler_A_Achievable Technical Potential | F12 | Industrial | Stone, Clay, and Glass | New | Space Heating | Natural Gas | Boiler | A | Cumulative Winter Peak Savings (MW) | Achievable Technical Potential | 0 | 0 | 0 | 0 | 0 | 0 | 0 | 0 | 0 | 0 | 0 | 0 | 0 | 0 | 0 | 0 | 0 | 0 | 0 | 0 | 0 | 0 | 0 | 0 | 0 | 0 | 0 | 0 | 0 | 0 | 0
F13_Industrial_Stone, Clay, and Glass_New_Space Heating_Natural Gas_Boiler_A_Achievable Technical Potential | F13 | Industrial | Stone, Clay, and Glass | New | Space Heating | Natural Gas | Boiler | A | Purchases (Incremental) | Achievable Technical Potential | 0 | 0 | 0 | 0 | 0 | 0 | 0 | 0 | 0 | 0 | 0 | 0 | 0 | 0 | 0 | 0 | 0 | 0 | 0 | 0 | 0 | 0 | 0 | 0 | 0 | 0 | 0 | 0 | 0 | 0 | 0
F14_Industrial_Stone, Clay, and Glass_New_Space Heating_Natural Gas_Boiler_A_Achievable Technical Potential | F14 | Industrial | Stone, Clay, and Glass | New | Space Heating | Natural Gas | Boiler | A | Purchases (Cumulative) | Achievable Technical Potential | 0 | 0 | 0 | 0 | 0 | 0 | 0 | 0 | 0 | 0 | 0 | 0 | 0 | 0 | 0 | 0 | 0 | 0 | 0 | 0 | 0 | 0 | 0 | 0 | 0 | 0 | 0 | 0 | 0 | 0 | 0
F1_Industrial_Stone, Clay, and Glass_New_Space Heating_Natural Gas_Unit Heater_A_Achievable Technical Potential | F1 | Industrial | Stone, Clay, and Glass | New | Space Heating | Natural Gas | Unit Heater | A | Original Unit Energy Savings (kWh or therms) | Achievable Technical Potential | 0 | 28641.12 | 28641.12 | 28641.12 | 28641.12 | 15772.4108 | 15772.4108 | 15772.4108 | 15772.4108 | 15772.4108 | 15772.4108 | 15772.4108 | 15772.4108 | 15772.4108 | 15772.4108 | 15772.4108 | 15772.4108 | 15772.4108 | 15772.4108 | 15772.4108 | 15772.4108 | 15772.4108 | 15772.4108 | 15772.4108 | 15772.4108 | 15772.4108 | 15772.4108 | 15772.4108 | 15772.4108 | 15772.4108 | 15772.4108
F2_Industrial_Stone, Clay, and Glass_New_Space Heating_Natural Gas_Unit Heater_A_Achievable Technical Potential | F2 | Industrial | Stone, Clay, and Glass | New | Space Heating | Natural Gas | Unit Heater | A | Original Unit Summer Peak Savings (kW) | Achievable Technical Potential | 0 | 0 | 0 | 0 | 0 | 0 | 0 | 0 | 0 | 0 | 0 | 0 | 0 | 0 | 0 | 0 | 0 | 0 | 0 | 0 | 0 | 0 | 0 | 0 | 0 | 0 | 0 | 0 | 0 | 0 | 0
F3_Industrial_Stone, Clay, and Glass_New_Space Heating_Natural Gas_Unit Heater_A_Achievable Technical Potential | F3 | Industrial | Stone, Clay, and Glass | New | Space Heating | Natural Gas | Unit Heater | A | Original Unit Winter Peak Savings (kW) | Achievable Technical Potential | 0 | 0 | 0 | 0 | 0 | 0 | 0 | 0 | 0 | 0 | 0 | 0 | 0 | 0 | 0 | 0 | 0 | 0 | 0 | 0 | 0 | 0 | 0 | 0 | 0 | 0 | 0 | 0 | 0 | 0 | 0
F4_Industrial_Stone, Clay, and Glass_New_Space Heating_Natural Gas_Unit Heater_A_Achievable Technical Potential | F4 | Industrial | Stone, Clay, and Glass | New | Space Heating | Natural Gas | Unit Heater | A | Standalone Impact on Baseline Energy (%) | Achievable Technical Potential | 0% | 0% | 0% | 0% | 0% | 0.2185% | 0.5542% | 0.9651% | 1.424% | 1.918% | 2.426% | 3.053% | 3.751% | 4.481% | 5.219% | 5.954% | 6.67% | 7.289% | 8.064% | 8.678% | 9.158% | 9.545% | 9.853% | 10.06% | 0.10181 | 0.10252 | 0.10292 | 0.10302 | 0 | 0 | 0
F5_Industrial_Stone, Clay, and Glass_New_Space Heating_Natural Gas_Unit Heater_A_Achievable Technical Potential | F5 | Industrial | Stone, Clay, and Glass | New | Space Heating | Natural Gas | Unit Heater | A | Standalone Impact on Baseline Summer Peak (%) | Achievable Technical Potential | 0% | 0% | 0% | 0% | 0% | 0% | 0% | 0% | 0% | 0% | 0% | 0% | 0% | 0% | 0% | 0% | 0% | 0% | 0% | 0% | 0% | 0% | 0% | 0% | 0 | 0 | 0 | 0 | 0 | 0 | 0
F6_Industrial_Stone, Clay, and Glass_New_Space Heating_Natural Gas_Unit Heater_A_Achievable Technical Potential | F6 | Industrial | Stone, Clay, and Glass | New | Space Heating | Natural Gas | Unit Heater | A | Standalone Impact on Baseline Winter Peak (%) | Achievable Technical Potential | 0% | 0% | 0% | 0% | 0% | 0% | 0% | 0% | 0% | 0% | 0% | 0% | 0% | 0% | 0% | 0% | 0% | 0% | 0% | 0% | 0% | 0% | 0% | 0% | 0 | 0 | 0 | 0 | 0 | 0 | 0
F7_Industrial_Stone, Clay, and Glass_New_Space Heating_Natural Gas_Unit Heater_A_Achievable Technical Potential | F7 | Industrial | Stone, Clay, and Glass | New | Space Heating | Natural Gas | Unit Heater | A | Incremental Energy Savings (MWh or mTherms) | Achievable Technical Potential | 0 | 0 | 0 | 0 | 0 | 0.0019224 | 0.0037786 | 0.0056648 | 0.0075086 | 0.0093908 | 0.01109 | 0.014541 | 0.017616 | 0.020135 | 0.022137 | 0.024175 | 0.0257 | 0.025211 | 0.030662 | 0.028198 | 0.025971 | 0.024408 | 0.023408 | 0.020612 | 0.018345 | 0.016681 | 0.015686 | 0.014541 | 0.015623 | 0.016097 | 0.01013
F8_Industrial_Stone, Clay, and Glass_New_Space Heating_Natural Gas_Unit Heater_A_Achievable Technical Potential | F8 | Industrial | Stone, Clay, and Glass | New | Space Heating | Natural Gas | Unit Heater | A | Incremental Summer Peak Savings (MW) | Achievable Technical Potential | 0 | 0 | 0 | 0 | 0 | 0 | 0 | 0 | 0 | 0 | 0 | 0 | 0 | 0 | 0 | 0 | 0 | 0 | 0 | 0 | 0 | 0 | 0 | 0 | 0 | 0 | 0 | 0 | 0 | 0 | 0
F9_Industrial_Stone, Clay, and Glass_New_Space Heating_Natural Gas_Unit Heater_A_Achievable Technical Potential | F9 | Industrial | Stone, Clay, and Glass | New | Space Heating | Natural Gas | Unit Heater | A | Incremental Winter Peak Savings (MW) | Achievable Technical Potential | 0 | 0 | 0 | 0 | 0 | 0 | 0 | 0 | 0 | 0 | 0 | 0 | 0 | 0 | 0 | 0 | 0 | 0 | 0 | 0 | 0 | 0 | 0 | 0 | 0 | 0 | 0 | 0 | 0 | 0 | 0
F10_Industrial_Stone, Clay, and Glass_New_Space Heating_Natural Gas_Unit Heater_A_Achievable Technical Potential | F10 | Industrial | Stone, Clay, and Glass | New | Space Heating | Natural Gas | Unit Heater | A | Cumulative Energy Savings (MWh or mTherms) | Achievable Technical Potential | 0 | 0 | 0 | 0 | 0 | 0.0019224 | 0.005701 | 0.011366 | 0.018874 | 0.028265 | 0.039356 | 0.053896 | 0.071513 | 0.091648 | 0.11378 | 0.13796 | 0.16366 | 0.18887 | 0.21953 | 0.24773 | 0.2737 | 0.29811 | 0.32152 | 0.34213 | 0.36048 | 0.37716 | 0.39284 | 0.40738 | 0.42301 | 0.4391 | 0.44923
F11_Industrial_Stone, Clay, and Glass_New_Space Heating_Natural Gas_Unit Heater_A_Achievable Technical Potential | F11 | Industrial | Stone, Clay, and Glass | New | Space Heating | Natural Gas | Unit Heater | A | Cumulative Summer Peak Savings (MW) | Achievable Technical Potential | 0 | 0 | 0 | 0 | 0 | 0 | 0 | 0 | 0 | 0 | 0 | 0 | 0 | 0 | 0 | 0 | 0 | 0 | 0 | 0 | 0 | 0 | 0 | 0 | 0 | 0 | 0 | 0 | 0 | 0 | 0
F12_Industrial_Stone, Clay, and Glass_New_Space Heating_Natural Gas_Unit Heater_A_Achievable Technical Potential | F12 | Industrial | Stone, Clay, and Glass | New | Space Heating | Natural Gas | Unit Heater | A | Cumulative Winter Peak Savings (MW) | Achievable Technical Potential | 0 | 0 | 0 | 0 | 0 | 0 | 0 | 0 | 0 | 0 | 0 | 0 | 0 | 0 | 0 | 0 | 0 | 0 | 0 | 0 | 0 | 0 | 0 | 0 | 0 | 0 | 0 | 0 | 0 | 0 | 0
F13_Industrial_Stone, Clay, and Glass_New_Space Heating_Natural Gas_Unit Heater_A_Achievable Technical Potential | F13 | Industrial | Stone, Clay, and Glass | New | Space Heating | Natural Gas | Unit Heater | A | Purchases (Incremental) | Achievable Technical Potential | 0 | 0 | 0 | 0 | 0 | 0.00012188 | 0.00023957 | 0.00035916 | 0.00047606 | 0.00059539 | 0.00070315 | 0.00092192 | 0.0011169 | 0.0012766 | 0.0014035 | 0.0015327 | 0.0016294 | 0.0017203 | 0.0021836 | 0.002147 | 0.0021227 | 0.0021429 | 0.0021873 | 0.0022288 | 0.00228 | 0.0023342 | 0.002398 | 0.0024546 | 0.0026199 | 0.0027409 | 0.0028259
F14_Industrial_Stone, Clay, and Glass_New_Space Heating_Natural Gas_Unit Heater_A_Achievable Technical Potential | F14 | Industrial | Stone, Clay, and Glass | New | Space Heating | Natural Gas | Unit Heater | A | Purchases (Cumulative) | Achievable Technical Potential | 0 | 0 | 0 | 0 | 0 | 0.00012188 | 0.00036145 | 0.00072062 | 0.0011967 | 0.0017921 | 0.0024952 | 0.0034171 | 0.004534 | 0.0058106 | 0.0072142 | 0.0087469 | 0.010376 | 0.011975 | 0.013919 | 0.015707 | 0.017353 | 0.018901 | 0.020385 | 0.021692 | 0.022855 | 0.023912 | 0.024907 | 0.025829 | 0.026819 | 0.02784 | 0.028482
F1_Industrial_Petroleum_Existing_Space Heating_Natural Gas_Furnace_A_Achievable Technical Potential | F1 | Industrial | Petroleum | Existing | Space Heating | Natural Gas | Furnace | A | Original Unit Energy Savings (kWh or therms) | Achievable Technical Potential | 0 | 505.0924 | 505.0924 | 505.0924 | 505.0924 | 138.7616 | 138.7616 | 138.7616 | 138.7616 | 138.7616 | 138.7616 | 138.7616 | 138.7616 | 138.7616 | 138.7616 | 138.7616 | 138.7616 | 138.7616 | 138.7616 | 138.7616 | 138.7616 | 138.7616 | 138.7616 | 138.7616 | 138.7616 | 138.7616 | 138.7616 | 138.7616 | 138.7616 | 138.7616 | 138.7616
F2_Industrial_Petroleum_Existing_Space Heating_Natural Gas_Furnace_A_Achievable Technical Potential | F2 | Industrial | Petroleum | Existing | Space Heating | Natural Gas | Furnace | A | Original Unit Summer Peak Savings (kW) | Achievable Technical Potential | 0 | 0 | 0 | 0 | 0 | 0 | 0 | 0 | 0 | 0 | 0 | 0 | 0 | 0 | 0 | 0 | 0 | 0 | 0 | 0 | 0 | 0 | 0 | 0 | 0 | 0 | 0 | 0 | 0 | 0 | 0
F3_Industrial_Petroleum_Existing_Space Heating_Natural Gas_Furnace_A_Achievable Technical Potential | F3 | Industrial | Petroleum | Existing | Space Heating | Natural Gas | Furnace | A | Original Unit Winter Peak Savings (kW) | Achievable Technical Potential | 0 | 0 | 0 | 0 | 0 | 0 | 0 | 0 | 0 | 0 | 0 | 0 | 0 | 0 | 0 | 0 | 0 | 0 | 0 | 0 | 0 | 0 | 0 | 0 | 0 | 0 | 0 | 0 | 0 | 0 | 0
F4_Industrial_Petroleum_Existing_Space Heating_Natural Gas_Furnace_A_Achievable Technical Potential | F4 | Industrial | Petroleum | Existing | Space Heating | Natural Gas | Furnace | A | Standalone Impact on Baseline Energy (%) | Achievable Technical Potential | 0% | 0% | 0% | 0% | 0% | 0.0008728% | 0.002715% | 0.004785% | 0.007698% | 0.01153% | 0.01632% | 0.02179% | 0.02748% | 0.0337% | 0.04% | 0.04613% | 0.05179% | 0.05757% | 0.06346% | 0.06923% | 0.07538% | 0.08176% | 0.08866% | 0.09577% | 0.001031 | 0.0011062 | 0.0011835 | 0.0012627 | 0 | 0 | 0
F5_Industrial_Petroleum_Existing_Space Heating_Natural Gas_Furnace_A_Achievable Technical Potential | F5 | Industrial | Petroleum | Existing | Space Heating | Natural Gas | Furnace | A | Standalone Impact on Baseline Summer Peak (%) | Achievable Technical Potential | 0% | 0% | 0% | 0% | 0% | 0% | 0% | 0% | 0% | 0% | 0% | 0% | 0% | 0% | 0% | 0% | 0% | 0% | 0% | 0% | 0% | 0% | 0% | 0% | 0 | 0 | 0 | 0 | 0 | 0 | 0
F6_Industrial_Petroleum_Existing_Space Heating_Natural Gas_Furnace_A_Achievable Technical Potential | F6 | Industrial | Petroleum | Existing | Space Heating | Natural Gas | Furnace | A | Standalone Impact on Baseline Winter Peak (%) | Achievable Technical Potential | 0% | 0% | 0% | 0% | 0% | 0% | 0% | 0% | 0% | 0% | 0% | 0% | 0% | 0% | 0% | 0% | 0% | 0% | 0% | 0% | 0% | 0% | 0% | 0% | 0 | 0 | 0 | 0 | 0 | 0 | 0
F7_Industrial_Petroleum_Existing_Space Heating_Natural Gas_Furnace_A_Achievable Technical Potential | F7 | Industrial | Petroleum | Existing | Space Heating | Natural Gas | Furnace | A | Incremental Energy Savings (MWh or mTherms) | Achievable Technical Potential | 0 | 0 | 0 | 0 | 0 | 3.8112e-05 | 7.9367e-05 | 8.6163e-05 | 0.00012062 | 0.0001566 | 0.0001835 | 0.00021068 | 0.0002151 | 0.00021199 | 0.00023383 | 0.00020211 | 0.00019651 | 0.00018722 | 0.00017765 | 0.00019193 | 0.0001886 | 0.00019217 | 0.00020565 | 0.00020906 | 0.00021275 | 0.00021668 | 0.00022177 | 0.00022646 | 0.00010374 | 0 | 0
F8_Industrial_Petroleum_Existing_Space Heating_Natural Gas_Furnace_A_Achievable Technical Potential | F8 | Industrial | Petroleum | Existing | Space Heating | Natural Gas | Furnace | A | Incremental Summer Peak Savings (MW) | Achievable Technical Potential | 0 | 0 | 0 | 0 | 0 | 0 | 0 | 0 | 0 | 0 | 0 | 0 | 0 | 0 | 0 | 0 | 0 | 0 | 0 | 0 | 0 | 0 | 0 | 0 | 0 | 0 | 0 | 0 | 0 | 0 | 0
F9_Industrial_Petroleum_Existing_Space Heating_Natural Gas_Furnace_A_Achievable Technical Potential | F9 | Industrial | Petroleum | Existing | Space Heating | Natural Gas | Furnace | A | Incremental Winter Peak Savings (MW) | Achievable Technical Potential | 0 | 0 | 0 | 0 | 0 | 0 | 0 | 0 | 0 | 0 | 0 | 0 | 0 | 0 | 0 | 0 | 0 | 0 | 0 | 0 | 0 | 0 | 0 | 0 | 0 | 0 | 0 | 0 | 0 | 0 | 0
F10_Industrial_Petroleum_Existing_Space Heating_Natural Gas_Furnace_A_Achievable Technical Potential | F10 | Industrial | Petroleum | Existing | Space Heating | Natural Gas | Furnace | A | Cumulative Energy Savings (MWh or mTherms) | Achievable Technical Potential | 0 | 0 | 0 | 0 | 0 | 3.8112e-05 | 0.00011748 | 0.00020364 | 0.00032426 | 0.00048086 | 0.00066436 | 0.00087503 | 0.0010901 | 0.0013021 | 0.001536 | 0.0017381 | 0.0019346 | 0.0021218 | 0.0022994 | 0.0024914 | 0.00268 | 0.0028721 | 0.0030778 | 0.0032868 | 0.0034996 | 0.0037163 | 0.003938 | 0.0041645 | 0.0042682 | 0.0042682 | 0.0042682
F11_Industrial_Petroleum_Existing_Space Heating_Natural Gas_Furnace_A_Achievable Technical Potential | F11 | Industrial | Petroleum | Existing | Space Heating | Natural Gas | Furnace | A | Cumulative Summer Peak Savings (MW) | Achievable Technical Potential | 0 | 0 | 0 | 0 | 0 | 0 | 0 | 0 | 0 | 0 | 0 | 0 | 0 | 0 | 0 | 0 | 0 | 0 | 0 | 0 | 0 | 0 | 0 | 0 | 0 | 0 | 0 | 0 | 0 | 0 | 0
F12_Industrial_Petroleum_Existing_Space Heating_Natural Gas_Furnace_A_Achievable Technical Potential | F12 | Industrial | Petroleum | Existing | Space Heating | Natural Gas | Furnace | A | Cumulative Winter Peak Savings (MW) | Achievable Technical Potential | 0 | 0 | 0 | 0 | 0 | 0 | 0 | 0 | 0 | 0 | 0 | 0 | 0 | 0 | 0 | 0 | 0 | 0 | 0 | 0 | 0 | 0 | 0 | 0 | 0 | 0 | 0 | 0 | 0 | 0 | 0
F13_Industrial_Petroleum_Existing_Space Heating_Natural Gas_Furnace_A_Achievable Technical Potential | F13 | Industrial | Petroleum | Existing | Space Heating | Natural Gas | Furnace | A | Purchases (Incremental) | Achievable Technical Potential | 0 | 0 | 0 | 0 | 0 | 0.00027466 | 0.00057196 | 0.00062094 | 0.00086926 | 0.0011285 | 0.0013224 | 0.0015183 | 0.0015501 | 0.0015277 | 0.0016851 | 0.0014565 | 0.0014161 | 0.0013492 | 0.0012803 | 0.0013831 | 0.0013591 | 0.0013849 | 0.001482 | 0.0015066 | 0.0015332 | 0.0015615 | 0.0015982 | 0.001632 | 0.0016631 | 0.0019065 | 0.0020698
F14_Industrial_Petroleum_Existing_Space Heating_Natural Gas_Furnace_A_Achievable Technical Potential | F14 | Industrial | Petroleum | Existing | Space Heating | Natural Gas | Furnace | A | Purchases (Cumulative) | Achievable Technical Potential | 0 | 0 | 0 | 0 | 0 | 0.00027466 | 0.00084662 | 0.0014676 | 0.0023368 | 0.0034654 | 0.0047878 | 0.006306 | 0.0078562 | 0.0093839 | 0.011069 | 0.012526 | 0.013942 | 0.015291 | 0.016571 | 0.017954 | 0.019313 | 0.020698 | 0.02218 | 0.023687 | 0.02522 | 0.026782 | 0.02838 | 0.030012 | 0.030759 | 0.030759 | 0.030759
F1_Industrial_Petroleum_Existing_Space Heating_Natural Gas_Boiler_A_Achievable Technical Potential | F1 | Industrial | Petroleum | Existing | Space Heating | Natural Gas | Boiler | A | Original Unit Energy Savings (kWh or therms) | Achievable Technical Potential | 0 | 8772.191 | 8772.191 | 8772.191 | 8772.191 | 5375.3 | 5375.3 | 5375.3 | 5375.3 | 5375.3 | 5375.3 | 5375.3 | 5375.3 | 5375.3 | 5375.3 | 5375.3 | 5375.3 | 5375.3 | 5375.3 | 5375.3 | 5375.3 | 5375.3 | 5375.3 | 792.2778 | 792.2778 | 792.2778 | 792.2778 | 792.2778 | 792.2778 | 792.2778 | 792.2778
F2_Industrial_Petroleum_Existing_Space Heating_Natural Gas_Boiler_A_Achievable Technical Potential | F2 | Industrial | Petroleum | Existing | Space Heating | Natural Gas | Boiler | A | Original Unit Summer Peak Savings (kW) | Achievable Technical Potential | 0 | 0 | 0 | 0 | 0 | 0 | 0 | 0 | 0 | 0 | 0 | 0 | 0 | 0 | 0 | 0 | 0 | 0 | 0 | 0 | 0 | 0 | 0 | 0 | 0 | 0 | 0 | 0 | 0 | 0 | 0
F3_Industrial_Petroleum_Existing_Space Heating_Natural Gas_Boiler_A_Achievable Technical Potential | F3 | Industrial | Petroleum | Existing | Space Heating | Natural Gas | Boiler | A | Original Unit Winter Peak Savings (kW) | Achievable Technical Potential | 0 | 0 | 0 | 0 | 0 | 0 | 0 | 0 | 0 | 0 | 0 | 0 | 0 | 0 | 0 | 0 | 0 | 0 | 0 | 0 | 0 | 0 | 0 | 0 | 0 | 0 | 0 | 0 | 0 | 0 | 0
F4_Industrial_Petroleum_Existing_Space Heating_Natural Gas_Boiler_A_Achievable Technical Potential | F4 | Industrial | Petroleum | Existing | Space Heating | Natural Gas | Boiler | A | Standalone Impact on Baseline Energy (%) | Achievable Technical Potential | 0% | 0% | 0% | 0% | 0% | 0.05629% | 0.1406% | 0.2461% | 0.3672% | 0.5005% | 0.6447% | 0.7894% | 0.9378% | 1.103% | 1.269% | 1.437% | 1.595% | 1.763% | 1.941% | 2.11% | 2.287% | 2.477% | 2.667% | 2.721% | 0.027756 | 0.028281 | 0.028791 | 0.029284 | 0 | 0 | 0
F5_Industrial_Petroleum_Existing_Space Heating_Natural Gas_Boiler_A_Achievable Technical Potential | F5 | Industrial | Petroleum | Existing | Space Heating | Natural Gas | Boiler | A | Standalone Impact on Baseline Summer Peak (%) | Achievable Technical Potential | 0% | 0% | 0% | 0% | 0% | 0% | 0% | 0% | 0% | 0% | 0% | 0% | 0% | 0% | 0% | 0% | 0% | 0% | 0% | 0% | 0% | 0% | 0% | 0% | 0 | 0 | 0 | 0 | 0 | 0 | 0
F6_Industrial_Petroleum_Existing_Space Heating_Natural Gas_Boiler_A_Achievable Technical Potential | F6 | Industrial | Petroleum | Existing | Space Heating | Natural Gas | Boiler | A | Standalone Impact on Baseline Winter Peak (%) | Achievable Technical Potential | 0% | 0% | 0% | 0% | 0% | 0% | 0% | 0% | 0% | 0% | 0% | 0% | 0% | 0% | 0% | 0% | 0% | 0% | 0% | 0% | 0% | 0% | 0% | 0% | 0 | 0 | 0 | 0 | 0 | 0 | 0
F7_Industrial_Petroleum_Existing_Space Heating_Natural Gas_Boiler_A_Achievable Technical Potential | F7 | Industrial | Petroleum | Existing | Space Heating | Natural Gas | Boiler | A | Incremental Energy Savings (MWh or mTherms) | Achievable Technical Potential | 0 | 0 | 0 | 0 | 0 | 0.002458 | 0.0036247 | 0.0043915 | 0.0049945 | 0.0054001 | 0.0053789 | 0.0054565 | 0.0054925 | 0.0054319 | 0.0061012 | 0.0054093 | 0.0054434 | 0.005405 | 0.0053666 | 0.0055742 | 0.0053614 | 0.005727 | 0.0055738 | 0.00080226 | 0.0008185 | 0.00080206 | 0.00078807 | 0.00077622 | 0.00076726 | 0.00076041 | 0.0003911
F8_Industrial_Petroleum_Existing_Space Heating_Natural Gas_Boiler_A_Achievable Technical Potential | F8 | Industrial | Petroleum | Existing | Space Heating | Natural Gas | Boiler | A | Incremental Summer Peak Savings (MW) | Achievable Technical Potential | 0 | 0 | 0 | 0 | 0 | 0 | 0 | 0 | 0 | 0 | 0 | 0 | 0 | 0 | 0 | 0 | 0 | 0 | 0 | 0 | 0 | 0 | 0 | 0 | 0 | 0 | 0 | 0 | 0 | 0 | 0
F9_Industrial_Petroleum_Existing_Space Heating_Natural Gas_Boiler_A_Achievable Technical Potential | F9 | Industrial | Petroleum | Existing | Space Heating | Natural Gas | Boiler | A | Incremental Winter Peak Savings (MW) | Achievable Technical Potential | 0 | 0 | 0 | 0 | 0 | 0 | 0 | 0 | 0 | 0 | 0 | 0 | 0 | 0 | 0 | 0 | 0 | 0 | 0 | 0 | 0 | 0 | 0 | 0 | 0 | 0 | 0 | 0 | 0 | 0 | 0
F10_Industrial_Petroleum_Existing_Space Heating_Natural Gas_Boiler_A_Achievable Technical Potential | F10 | Industrial | Petroleum | Existing | Space Heating | Natural Gas | Boiler | A | Cumulative Energy Savings (MWh or mTherms) | Achievable Technical Potential | 0 | 0 | 0 | 0 | 0 | 0.002458 | 0.0060827 | 0.010474 | 0.015469 | 0.020869 | 0.026248 | 0.031704 | 0.037197 | 0.042629 | 0.04873 | 0.054139 | 0.059583 | 0.064987 | 0.070354 | 0.075928 | 0.08129 | 0.087017 | 0.09259 | 0.093393 | 0.094211 | 0.095013 | 0.095801 | 0.096578 | 0.097345 | 0.098105 | 0.096038
F11_Industrial_Petroleum_Existing_Space Heating_Natural Gas_Boiler_A_Achievable Technical Potential | F11 | Industrial | Petroleum | Existing | Space Heating | Natural Gas | Boiler | A | Cumulative Summer Peak Savings (MW) | Achievable Technical Potential | 0 | 0 | 0 | 0 | 0 | 0 | 0 | 0 | 0 | 0 | 0 | 0 | 0 | 0 | 0 | 0 | 0 | 0 | 0 | 0 | 0 | 0 | 0 | 0 | 0 | 0 | 0 | 0 | 0 | 0 | 0
F12_Industrial_Petroleum_Existing_Space Heating_Natural Gas_Boiler_A_Achievable Technical Potential | F12 | Industrial | Petroleum | Existing | Space Heating | Natural Gas | Boiler | A | Cumulative Winter Peak Savings (MW) | Achievable Technical Potential | 0 | 0 | 0 | 0 | 0 | 0 | 0 | 0 | 0 | 0 | 0 | 0 | 0 | 0 | 0 | 0 | 0 | 0 | 0 | 0 | 0 | 0 | 0 | 0 | 0 | 0 | 0 | 0 | 0 | 0 | 0
F13_Industrial_Petroleum_Existing_Space Heating_Natural Gas_Boiler_A_Achievable Technical Potential | F13 | Industrial | Petroleum | Existing | Space Heating | Natural Gas | Boiler | A | Purchases (Incremental) | Achievable Technical Potential | 0 | 0 | 0 | 0 | 0 | 0.00045727 | 0.00067433 | 0.00081697 | 0.00092917 | 0.0010046 | 0.0010007 | 0.0010151 | 0.0010218 | 0.0010105 | 0.001135 | 0.0010063 | 0.0010127 | 0.0010055 | 0.00099838 | 0.001037 | 0.00099741 | 0.0010654 | 0.0010369 | 0.0010126 | 0.0010331 | 0.0010124 | 0.00099469 | 0.00097973 | 0.00096842 | 0.00095977 | 0.00095092
F14_Industrial_Petroleum_Existing_Space Heating_Natural Gas_Boiler_A_Achievable Technical Potential | F14 | Industrial | Petroleum | Existing | Space Heating | Natural Gas | Boiler | A | Purchases (Cumulative) | Achievable Technical Potential | 0 | 0 | 0 | 0 | 0 | 0.00045727 | 0.0011316 | 0.0019486 | 0.0028777 | 0.0038824 | 0.004883 | 0.0058981 | 0.0069199 | 0.0079305 | 0.0090655 | 0.010072 | 0.011085 | 0.01209 | 0.013088 | 0.014125 | 0.015123 | 0.016188 | 0.017225 | 0.018238 | 0.019271 | 0.020283 | 0.021278 | 0.022258 | 0.023226 | 0.024186 | 0.024679
F1_Industrial_Petroleum_Existing_Space Heating_Natural Gas_Unit Heater_A_Achievable Technical Potential | F1 | Industrial | Petroleum | Existing | Space Heating | Natural Gas | Unit Heater | A | Original Unit Energy Savings (kWh or therms) | Achievable Technical Potential | 0 | 0 | 0 | 0 | 0 | 0 | 0 | 0 | 0 | 0 | 0 | 0 | 0 | 0 | 0 | 0 | 0 | 0 | 0 | 0 | 0 | 0 | 0 | 0 | 0 | 0 | 0 | 0 | 0 | 0 | 0
F2_Industrial_Petroleum_Existing_Space Heating_Natural Gas_Unit Heater_A_Achievable Technical Potential | F2 | Industrial | Petroleum | Existing | Space Heating | Natural Gas | Unit Heater | A | Original Unit Summer Peak Savings (kW) | Achievable Technical Potential | 0 | 0 | 0 | 0 | 0 | 0 | 0 | 0 | 0 | 0 | 0 | 0 | 0 | 0 | 0 | 0 | 0 | 0 | 0 | 0 | 0 | 0 | 0 | 0 | 0 | 0 | 0 | 0 | 0 | 0 | 0
F3_Industrial_Petroleum_Existing_Space Heating_Natural Gas_Unit Heater_A_Achievable Technical Potential | F3 | Industrial | Petroleum | Existing | Space Heating | Natural Gas | Unit Heater | A | Original Unit Winter Peak Savings (kW) | Achievable Technical Potential | 0 | 0 | 0 | 0 | 0 | 0 | 0 | 0 | 0 | 0 | 0 | 0 | 0 | 0 | 0 | 0 | 0 | 0 | 0 | 0 | 0 | 0 | 0 | 0 | 0 | 0 | 0 | 0 | 0 | 0 | 0
F4_Industrial_Petroleum_Existing_Space Heating_Natural Gas_Unit Heater_A_Achievable Technical Potential | F4 | Industrial | Petroleum | Existing | Space Heating | Natural Gas | Unit Heater | A | Standalone Impact on Baseline Energy (%) | Achievable Technical Potential | 0% | 0% | 0% | 0% | 0% | 0% | 0% | 0% | 0% | 0% | 0% | 0% | 0% | 0% | 0% | 0% | 0% | 0% | 0% | 0% | 0% | 0% | 0% | 0% | 0 | 0 | 0 | 0 | 0 | 0 | 0
F5_Industrial_Petroleum_Existing_Space Heating_Natural Gas_Unit Heater_A_Achievable Technical Potential | F5 | Industrial | Petroleum | Existing | Space Heating | Natural Gas | Unit Heater | A | Standalone Impact on Baseline Summer Peak (%) | Achievable Technical Potential | 0% | 0% | 0% | 0% | 0% | 0% | 0% | 0% | 0% | 0% | 0% | 0% | 0% | 0% | 0% | 0% | 0% | 0% | 0% | 0% | 0% | 0% | 0% | 0% | 0 | 0 | 0 | 0 | 0 | 0 | 0
F6_Industrial_Petroleum_Existing_Space Heating_Natural Gas_Unit Heater_A_Achievable Technical Potential | F6 | Industrial | Petroleum | Existing | Space Heating | Natural Gas | Unit Heater | A | Standalone Impact on Baseline Winter Peak (%) | Achievable Technical Potential | 0% | 0% | 0% | 0% | 0% | 0% | 0% | 0% | 0% | 0% | 0% | 0% | 0% | 0% | 0% | 0% | 0% | 0% | 0% | 0% | 0% | 0% | 0% | 0% | 0 | 0 | 0 | 0 | 0 | 0 | 0
F7_Industrial_Petroleum_Existing_Space Heating_Natural Gas_Unit Heater_A_Achievable Technical Potential | F7 | Industrial | Petroleum | Existing | Space Heating | Natural Gas | Unit Heater | A | Incremental Energy Savings (MWh or mTherms) | Achievable Technical Potential | 0 | 0 | 0 | 0 | 0 | 0 | 0 | 0 | 0 | 0 | 0 | 0 | 0 | 0 | 0 | 0 | 0 | 0 | 0 | 0 | 0 | 0 | 0 | 0 | 0 | 0 | 0 | 0 | 0 | 0 | 0
F8_Industrial_Petroleum_Existing_Space Heating_Natural Gas_Unit Heater_A_Achievable Technical Potential | F8 | Industrial | Petroleum | Existing | Space Heating | Natural Gas | Unit Heater | A | Incremental Summer Peak Savings (MW) | Achievable Technical Potential | 0 | 0 | 0 | 0 | 0 | 0 | 0 | 0 | 0 | 0 | 0 | 0 | 0 | 0 | 0 | 0 | 0 | 0 | 0 | 0 | 0 | 0 | 0 | 0 | 0 | 0 | 0 | 0 | 0 | 0 | 0
F9_Industrial_Petroleum_Existing_Space Heating_Natural Gas_Unit Heater_A_Achievable Technical Potential | F9 | Industrial | Petroleum | Existing | Space Heating | Natural Gas | Unit Heater | A | Incremental Winter Peak Savings (MW) | Achievable Technical Potential | 0 | 0 | 0 | 0 | 0 | 0 | 0 | 0 | 0 | 0 | 0 | 0 | 0 | 0 | 0 | 0 | 0 | 0 | 0 | 0 | 0 | 0 | 0 | 0 | 0 | 0 | 0 | 0 | 0 | 0 | 0
F10_Industrial_Petroleum_Existing_Space Heating_Natural Gas_Unit Heater_A_Achievable Technical Potential | F10 | Industrial | Petroleum | Existing | Space Heating | Natural Gas | Unit Heater | A | Cumulative Energy Savings (MWh or mTherms) | Achievable Technical Potential | 0 | 0 | 0 | 0 | 0 | 0 | 0 | 0 | 0 | 0 | 0 | 0 | 0 | 0 | 0 | 0 | 0 | 0 | 0 | 0 | 0 | 0 | 0 | 0 | 0 | 0 | 0 | 0 | 0 | 0 | 0
F11_Industrial_Petroleum_Existing_Space Heating_Natural Gas_Unit Heater_A_Achievable Technical Potential | F11 | Industrial | Petroleum | Existing | Space Heating | Natural Gas | Unit Heater | A | Cumulative Summer Peak Savings (MW) | Achievable Technical Potential | 0 | 0 | 0 | 0 | 0 | 0 | 0 | 0 | 0 | 0 | 0 | 0 | 0 | 0 | 0 | 0 | 0 | 0 | 0 | 0 | 0 | 0 | 0 | 0 | 0 | 0 | 0 | 0 | 0 | 0 | 0
F12_Industrial_Petroleum_Existing_Space Heating_Natural Gas_Unit Heater_A_Achievable Technical Potential | F12 | Industrial | Petroleum | Existing | Space Heating | Natural Gas | Unit Heater | A | Cumulative Winter Peak Savings (MW) | Achievable Technical Potential | 0 | 0 | 0 | 0 | 0 | 0 | 0 | 0 | 0 | 0 | 0 | 0 | 0 | 0 | 0 | 0 | 0 | 0 | 0 | 0 | 0 | 0 | 0 | 0 | 0 | 0 | 0 | 0 | 0 | 0 | 0
F13_Industrial_Petroleum_Existing_Space Heating_Natural Gas_Unit Heater_A_Achievable Technical Potential | F13 | Industrial | Petroleum | Existing | Space Heating | Natural Gas | Unit Heater | A | Purchases (Incremental) | Achievable Technical Potential | 0 | 0 | 0 | 0 | 0 | 0 | 0 | 0 | 0 | 0 | 0 | 0 | 0 | 0 | 0 | 0 | 0 | 0 | 0 | 0 | 0 | 0 | 0 | 0 | 0 | 0 | 0 | 0 | 0 | 0 | 0
F14_Industrial_Petroleum_Existing_Space Heating_Natural Gas_Unit Heater_A_Achievable Technical Potential | F14 | Industrial | Petroleum | Existing | Space Heating | Natural Gas | Unit Heater | A | Purchases (Cumulative) | Achievable Technical Potential | 0 | 0 | 0 | 0 | 0 | 0 | 0 | 0 | 0 | 0 | 0 | 0 | 0 | 0 | 0 | 0 | 0 | 0 | 0 | 0 | 0 | 0 | 0 | 0 | 0 | 0 | 0 | 0 | 0 | 0 | 0
F1_Industrial_Petroleum_New_Space Heating_Natural Gas_Furnace_A_Achievable Technical Potential | F1 | Industrial | Petroleum | New | Space Heating | Natural Gas | Furnace | A | Original Unit Energy Savings (kWh or therms) | Achievable Technical Potential | 0 | 0 | 0 | 0 | 0 | 0 | 0 | 0 | 0 | 0 | 0 | 0 | 0 | 0 | 0 | 0 | 0 | 0 | 0 | 0 | 0 | 0 | 0 | 0 | 0 | 0 | 0 | 0 | 0 | 0 | 0
F2_Industrial_Petroleum_New_Space Heating_Natural Gas_Furnace_A_Achievable Technical Potential | F2 | Industrial | Petroleum | New | Space Heating | Natural Gas | Furnace | A | Original Unit Summer Peak Savings (kW) | Achievable Technical Potential | 0 | 0 | 0 | 0 | 0 | 0 | 0 | 0 | 0 | 0 | 0 | 0 | 0 | 0 | 0 | 0 | 0 | 0 | 0 | 0 | 0 | 0 | 0 | 0 | 0 | 0 | 0 | 0 | 0 | 0 | 0
F3_Industrial_Petroleum_New_Space Heating_Natural Gas_Furnace_A_Achievable Technical Potential | F3 | Industrial | Petroleum | New | Space Heating | Natural Gas | Furnace | A | Original Unit Winter Peak Savings (kW) | Achievable Technical Potential | 0 | 0 | 0 | 0 | 0 | 0 | 0 | 0 | 0 | 0 | 0 | 0 | 0 | 0 | 0 | 0 | 0 | 0 | 0 | 0 | 0 | 0 | 0 | 0 | 0 | 0 | 0 | 0 | 0 | 0 | 0
F4_Industrial_Petroleum_New_Space Heating_Natural Gas_Furnace_A_Achievable Technical Potential | F4 | Industrial | Petroleum | New | Space Heating | Natural Gas | Furnace | A | Standalone Impact on Baseline Energy (%) | Achievable Technical Potential | 0% | 0% | 0% | 0% | 0% | 0% | 0% | 0% | 0% | 0% | 0% | 0% | 0% | 0% | 0% | 0% | 0% | 0% | 0% | 0% | 0% | 0% | 0% | 0% | 0 | 0 | 0 | 0 | 0 | 0 | 0
F5_Industrial_Petroleum_New_Space Heating_Natural Gas_Furnace_A_Achievable Technical Potential | F5 | Industrial | Petroleum | New | Space Heating | Natural Gas | Furnace | A | Standalone Impact on Baseline Summer Peak (%) | Achievable Technical Potential | 0% | 0% | 0% | 0% | 0% | 0% | 0% | 0% | 0% | 0% | 0% | 0% | 0% | 0% | 0% | 0% | 0% | 0% | 0% | 0% | 0% | 0% | 0% | 0% | 0 | 0 | 0 | 0 | 0 | 0 | 0
F6_Industrial_Petroleum_New_Space Heating_Natural Gas_Furnace_A_Achievable Technical Potential | F6 | Industrial | Petroleum | New | Space Heating | Natural Gas | Furnace | A | Standalone Impact on Baseline Winter Peak (%) | Achievable Technical Potential | 0% | 0% | 0% | 0% | 0% | 0% | 0% | 0% | 0% | 0% | 0% | 0% | 0% | 0% | 0% | 0% | 0% | 0% | 0% | 0% | 0% | 0% | 0% | 0% | 0 | 0 | 0 | 0 | 0 | 0 | 0
F7_Industrial_Petroleum_New_Space Heating_Natural Gas_Furnace_A_Achievable Technical Potential | F7 | Industrial | Petroleum | New | Space Heating | Natural Gas | Furnace | A | Incremental Energy Savings (MWh or mTherms) | Achievable Technical Potential | 0 | 0 | 0 | 0 | 0 | 0 | 0 | 0 | 0 | 0 | 0 | 0 | 0 | 0 | 0 | 0 | 0 | 0 | 0 | 0 | 0 | 0 | 0 | 0 | 0 | 0 | 0 | 0 | 0 | 0 | 0
F8_Industrial_Petroleum_New_Space Heating_Natural Gas_Furnace_A_Achievable Technical Potential | F8 | Industrial | Petroleum | New | Space Heating | Natural Gas | Furnace | A | Incremental Summer Peak Savings (MW) | Achievable Technical Potential | 0 | 0 | 0 | 0 | 0 | 0 | 0 | 0 | 0 | 0 | 0 | 0 | 0 | 0 | 0 | 0 | 0 | 0 | 0 | 0 | 0 | 0 | 0 | 0 | 0 | 0 | 0 | 0 | 0 | 0 | 0
F9_Industrial_Petroleum_New_Space Heating_Natural Gas_Furnace_A_Achievable Technical Potential | F9 | Industrial | Petroleum | New | Space Heating | Natural Gas | Furnace | A | Incremental Winter Peak Savings (MW) | Achievable Technical Potential | 0 | 0 | 0 | 0 | 0 | 0 | 0 | 0 | 0 | 0 | 0 | 0 | 0 | 0 | 0 | 0 | 0 | 0 | 0 | 0 | 0 | 0 | 0 | 0 | 0 | 0 | 0 | 0 | 0 | 0 | 0
F10_Industrial_Petroleum_New_Space Heating_Natural Gas_Furnace_A_Achievable Technical Potential | F10 | Industrial | Petroleum | New | Space Heating | Natural Gas | Furnace | A | Cumulative Energy Savings (MWh or mTherms) | Achievable Technical Potential | 0 | 0 | 0 | 0 | 0 | 0 | 0 | 0 | 0 | 0 | 0 | 0 | 0 | 0 | 0 | 0 | 0 | 0 | 0 | 0 | 0 | 0 | 0 | 0 | 0 | 0 | 0 | 0 | 0 | 0 | 0
F11_Industrial_Petroleum_New_Space Heating_Natural Gas_Furnace_A_Achievable Technical Potential | F11 | Industrial | Petroleum | New | Space Heating | Natural Gas | Furnace | A | Cumulative Summer Peak Savings (MW) | Achievable Technical Potential | 0 | 0 | 0 | 0 | 0 | 0 | 0 | 0 | 0 | 0 | 0 | 0 | 0 | 0 | 0 | 0 | 0 | 0 | 0 | 0 | 0 | 0 | 0 | 0 | 0 | 0 | 0 | 0 | 0 | 0 | 0
F12_Industrial_Petroleum_New_Space Heating_Natural Gas_Furnace_A_Achievable Technical Potential | F12 | Industrial | Petroleum | New | Space Heating | Natural Gas | Furnace | A | Cumulative Winter Peak Savings (MW) | Achievable Technical Potential | 0 | 0 | 0 | 0 | 0 | 0 | 0 | 0 | 0 | 0 | 0 | 0 | 0 | 0 | 0 | 0 | 0 | 0 | 0 | 0 | 0 | 0 | 0 | 0 | 0 | 0 | 0 | 0 | 0 | 0 | 0
F13_Industrial_Petroleum_New_Space Heating_Natural Gas_Furnace_A_Achievable Technical Potential | F13 | Industrial | Petroleum | New | Space Heating | Natural Gas | Furnace | A | Purchases (Incremental) | Achievable Technical Potential | 0 | 0 | 0 | 0 | 0 | 0 | 0 | 0 | 0 | 0 | 0 | 0 | 0 | 0 | 0 | 0 | 0 | 0 | 0 | 0 | 0 | 0 | 0 | 0 | 0 | 0 | 0 | 0 | 0 | 0 | 0
F14_Industrial_Petroleum_New_Space Heating_Natural Gas_Furnace_A_Achievable Technical Potential | F14 | Industrial | Petroleum | New | Space Heating | Natural Gas | Furnace | A | Purchases (Cumulative) | Achievable Technical Potential | 0 | 0 | 0 | 0 | 0 | 0 | 0 | 0 | 0 | 0 | 0 | 0 | 0 | 0 | 0 | 0 | 0 | 0 | 0 | 0 | 0 | 0 | 0 | 0 | 0 | 0 | 0 | 0 | 0 | 0 | 0
F1_Industrial_Petroleum_New_Space Heating_Natural Gas_Boiler_A_Achievable Technical Potential | F1 | Industrial | Petroleum | New | Space Heating | Natural Gas | Boiler | A | Original Unit Energy Savings (kWh or therms) | Achievable Technical Potential | 0 | 0 | 0 | 0 | 0 | 0 | 0 | 0 | 0 | 0 | 0 | 0 | 0 | 0 | 0 | 0 | 0 | 0 | 0 | 0 | 0 | 0 | 0 | 0 | 0 | 0 | 0 | 0 | 0 | 0 | 0
F2_Industrial_Petroleum_New_Space Heating_Natural Gas_Boiler_A_Achievable Technical Potential | F2 | Industrial | Petroleum | New | Space Heating | Natural Gas | Boiler | A | Original Unit Summer Peak Savings (kW) | Achievable Technical Potential | 0 | 0 | 0 | 0 | 0 | 0 | 0 | 0 | 0 | 0 | 0 | 0 | 0 | 0 | 0 | 0 | 0 | 0 | 0 | 0 | 0 | 0 | 0 | 0 | 0 | 0 | 0 | 0 | 0 | 0 | 0
F3_Industrial_Petroleum_New_Space Heating_Natural Gas_Boiler_A_Achievable Technical Potential | F3 | Industrial | Petroleum | New | Space Heating | Natural Gas | Boiler | A | Original Unit Winter Peak Savings (kW) | Achievable Technical Potential | 0 | 0 | 0 | 0 | 0 | 0 | 0 | 0 | 0 | 0 | 0 | 0 | 0 | 0 | 0 | 0 | 0 | 0 | 0 | 0 | 0 | 0 | 0 | 0 | 0 | 0 | 0 | 0 | 0 | 0 | 0
F4_Industrial_Petroleum_New_Space Heating_Natural Gas_Boiler_A_Achievable Technical Potential | F4 | Industrial | Petroleum | New | Space Heating | Natural Gas | Boiler | A | Standalone Impact on Baseline Energy (%) | Achievable Technical Potential | 0% | 0% | 0% | 0% | 0% | 0% | 0% | 0% | 0% | 0% | 0% | 0% | 0% | 0% | 0% | 0% | 0% | 0% | 0% | 0% | 0% | 0% | 0% | 0% | 0 | 0 | 0 | 0 | 0 | 0 | 0
F5_Industrial_Petroleum_New_Space Heating_Natural Gas_Boiler_A_Achievable Technical Potential | F5 | Industrial | Petroleum | New | Space Heating | Natural Gas | Boiler | A | Standalone Impact on Baseline Summer Peak (%) | Achievable Technical Potential | 0% | 0% | 0% | 0% | 0% | 0% | 0% | 0% | 0% | 0% | 0% | 0% | 0% | 0% | 0% | 0% | 0% | 0% | 0% | 0% | 0% | 0% | 0% | 0% | 0 | 0 | 0 | 0 | 0 | 0 | 0
F6_Industrial_Petroleum_New_Space Heating_Natural Gas_Boiler_A_Achievable Technical Potential | F6 | Industrial | Petroleum | New | Space Heating | Natural Gas | Boiler | A | Standalone Impact on Baseline Winter Peak (%) | Achievable Technical Potential | 0% | 0% | 0% | 0% | 0% | 0% | 0% | 0% | 0% | 0% | 0% | 0% | 0% | 0% | 0% | 0% | 0% | 0% | 0% | 0% | 0% | 0% | 0% | 0% | 0 | 0 | 0 | 0 | 0 | 0 | 0
F7_Industrial_Petroleum_New_Space Heating_Natural Gas_Boiler_A_Achievable Technical Potential | F7 | Industrial | Petroleum | New | Space Heating | Natural Gas | Boiler | A | Incremental Energy Savings (MWh or mTherms) | Achievable Technical Potential | 0 | 0 | 0 | 0 | 0 | 0 | 0 | 0 | 0 | 0 | 0 | 0 | 0 | 0 | 0 | 0 | 0 | 0 | 0 | 0 | 0 | 0 | 0 | 0 | 0 | 0 | 0 | 0 | 0 | 0 | 0
F8_Industrial_Petroleum_New_Space Heating_Natural Gas_Boiler_A_Achievable Technical Potential | F8 | Industrial | Petroleum | New | Space Heating | Natural Gas | Boiler | A | Incremental Summer Peak Savings (MW) | Achievable Technical Potential | 0 | 0 | 0 | 0 | 0 | 0 | 0 | 0 | 0 | 0 | 0 | 0 | 0 | 0 | 0 | 0 | 0 | 0 | 0 | 0 | 0 | 0 | 0 | 0 | 0 | 0 | 0 | 0 | 0 | 0 | 0
F9_Industrial_Petroleum_New_Space Heating_Natural Gas_Boiler_A_Achievable Technical Potential | F9 | Industrial | Petroleum | New | Space Heating | Natural Gas | Boiler | A | Incremental Winter Peak Savings (MW) | Achievable Technical Potential | 0 | 0 | 0 | 0 | 0 | 0 | 0 | 0 | 0 | 0 | 0 | 0 | 0 | 0 | 0 | 0 | 0 | 0 | 0 | 0 | 0 | 0 | 0 | 0 | 0 | 0 | 0 | 0 | 0 | 0 | 0
F10_Industrial_Petroleum_New_Space Heating_Natural Gas_Boiler_A_Achievable Technical Potential | F10 | Industrial | Petroleum | New | Space Heating | Natural Gas | Boiler | A | Cumulative Energy Savings (MWh or mTherms) | Achievable Technical Potential | 0 | 0 | 0 | 0 | 0 | 0 | 0 | 0 | 0 | 0 | 0 | 0 | 0 | 0 | 0 | 0 | 0 | 0 | 0 | 0 | 0 | 0 | 0 | 0 | 0 | 0 | 0 | 0 | 0 | 0 | 0
F11_Industrial_Petroleum_New_Space Heating_Natural Gas_Boiler_A_Achievable Technical Potential | F11 | Industrial | Petroleum | New | Space Heating | Natural Gas | Boiler | A | Cumulative Summer Peak Savings (MW) | Achievable Technical Potential | 0 | 0 | 0 | 0 | 0 | 0 | 0 | 0 | 0 | 0 | 0 | 0 | 0 | 0 | 0 | 0 | 0 | 0 | 0 | 0 | 0 | 0 | 0 | 0 | 0 | 0 | 0 | 0 | 0 | 0 | 0
F12_Industrial_Petroleum_New_Space Heating_Natural Gas_Boiler_A_Achievable Technical Potential | F12 | Industrial | Petroleum | New | Space Heating | Natural Gas | Boiler | A | Cumulative Winter Peak Savings (MW) | Achievable Technical Potential | 0 | 0 | 0 | 0 | 0 | 0 | 0 | 0 | 0 | 0 | 0 | 0 | 0 | 0 | 0 | 0 | 0 | 0 | 0 | 0 | 0 | 0 | 0 | 0 | 0 | 0 | 0 | 0 | 0 | 0 | 0
F13_Industrial_Petroleum_New_Space Heating_Natural Gas_Boiler_A_Achievable Technical Potential | F13 | Industrial | Petroleum | New | Space Heating | Natural Gas | Boiler | A | Purchases (Incremental) | Achievable Technical Potential | 0 | 0 | 0 | 0 | 0 | 0 | 0 | 0 | 0 | 0 | 0 | 0 | 0 | 0 | 0 | 0 | 0 | 0 | 0 | 0 | 0 | 0 | 0 | 0 | 0 | 0 | 0 | 0 | 0 | 0 | 0
F14_Industrial_Petroleum_New_Space Heating_Natural Gas_Boiler_A_Achievable Technical Potential | F14 | Industrial | Petroleum | New | Space Heating | Natural Gas | Boiler | A | Purchases (Cumulative) | Achievable Technical Potential | 0 | 0 | 0 | 0 | 0 | 0 | 0 | 0 | 0 | 0 | 0 | 0 | 0 | 0 | 0 | 0 | 0 | 0 | 0 | 0 | 0 | 0 | 0 | 0 | 0 | 0 | 0 | 0 | 0 | 0 | 0
F1_Industrial_Petroleum_New_Space Heating_Natural Gas_Unit Heater_A_Achievable Technical Potential | F1 | Industrial | Petroleum | New | Space Heating | Natural Gas | Unit Heater | A | Original Unit Energy Savings (kWh or therms) | Achievable Technical Potential | 0 | 0 | 0 | 0 | 0 | 0 | 0 | 0 | 0 | 0 | 0 | 0 | 0 | 0 | 0 | 0 | 0 | 0 | 0 | 0 | 0 | 0 | 0 | 0 | 0 | 0 | 0 | 0 | 0 | 0 | 0
F2_Industrial_Petroleum_New_Space Heating_Natural Gas_Unit Heater_A_Achievable Technical Potential | F2 | Industrial | Petroleum | New | Space Heating | Natural Gas | Unit Heater | A | Original Unit Summer Peak Savings (kW) | Achievable Technical Potential | 0 | 0 | 0 | 0 | 0 | 0 | 0 | 0 | 0 | 0 | 0 | 0 | 0 | 0 | 0 | 0 | 0 | 0 | 0 | 0 | 0 | 0 | 0 | 0 | 0 | 0 | 0 | 0 | 0 | 0 | 0
F3_Industrial_Petroleum_New_Space Heating_Natural Gas_Unit Heater_A_Achievable Technical Potential | F3 | Industrial | Petroleum | New | Space Heating | Natural Gas | Unit Heater | A | Original Unit Winter Peak Savings (kW) | Achievable Technical Potential | 0 | 0 | 0 | 0 | 0 | 0 | 0 | 0 | 0 | 0 | 0 | 0 | 0 | 0 | 0 | 0 | 0 | 0 | 0 | 0 | 0 | 0 | 0 | 0 | 0 | 0 | 0 | 0 | 0 | 0 | 0
F4_Industrial_Petroleum_New_Space Heating_Natural Gas_Unit Heater_A_Achievable Technical Potential | F4 | Industrial | Petroleum | New | Space Heating | Natural Gas | Unit Heater | A | Standalone Impact on Baseline Energy (%) | Achievable Technical Potential | 0% | 0% | 0% | 0% | 0% | 0% | 0% | 0% | 0% | 0% | 0% | 0% | 0% | 0% | 0% | 0% | 0% | 0% | 0% | 0% | 0% | 0% | 0% | 0% | 0 | 0 | 0 | 0 | 0 | 0 | 0
F5_Industrial_Petroleum_New_Space Heating_Natural Gas_Unit Heater_A_Achievable Technical Potential | F5 | Industrial | Petroleum | New | Space Heating | Natural Gas | Unit Heater | A | Standalone Impact on Baseline Summer Peak (%) | Achievable Technical Potential | 0% | 0% | 0% | 0% | 0% | 0% | 0% | 0% | 0% | 0% | 0% | 0% | 0% | 0% | 0% | 0% | 0% | 0% | 0% | 0% | 0% | 0% | 0% | 0% | 0 | 0 | 0 | 0 | 0 | 0 | 0
F6_Industrial_Petroleum_New_Space Heating_Natural Gas_Unit Heater_A_Achievable Technical Potential | F6 | Industrial | Petroleum | New | Space Heating | Natural Gas | Unit Heater | A | Standalone Impact on Baseline Winter Peak (%) | Achievable Technical Potential | 0% | 0% | 0% | 0% | 0% | 0% | 0% | 0% | 0% | 0% | 0% | 0% | 0% | 0% | 0% | 0% | 0% | 0% | 0% | 0% | 0% | 0% | 0% | 0% | 0 | 0 | 0 | 0 | 0 | 0 | 0
F7_Industrial_Petroleum_New_Space Heating_Natural Gas_Unit Heater_A_Achievable Technical Potential | F7 | Industrial | Petroleum | New | Space Heating | Natural Gas | Unit Heater | A | Incremental Energy Savings (MWh or mTherms) | Achievable Technical Potential | 0 | 0 | 0 | 0 | 0 | 0 | 0 | 0 | 0 | 0 | 0 | 0 | 0 | 0 | 0 | 0 | 0 | 0 | 0 | 0 | 0 | 0 | 0 | 0 | 0 | 0 | 0 | 0 | 0 | 0 | 0
F8_Industrial_Petroleum_New_Space Heating_Natural Gas_Unit Heater_A_Achievable Technical Potential | F8 | Industrial | Petroleum | New | Space Heating | Natural Gas | Unit Heater | A | Incremental Summer Peak Savings (MW) | Achievable Technical Potential | 0 | 0 | 0 | 0 | 0 | 0 | 0 | 0 | 0 | 0 | 0 | 0 | 0 | 0 | 0 | 0 | 0 | 0 | 0 | 0 | 0 | 0 | 0 | 0 | 0 | 0 | 0 | 0 | 0 | 0 | 0
F9_Industrial_Petroleum_New_Space Heating_Natural Gas_Unit Heater_A_Achievable Technical Potential | F9 | Industrial | Petroleum | New | Space Heating | Natural Gas | Unit Heater | A | Incremental Winter Peak Savings (MW) | Achievable Technical Potential | 0 | 0 | 0 | 0 | 0 | 0 | 0 | 0 | 0 | 0 | 0 | 0 | 0 | 0 | 0 | 0 | 0 | 0 | 0 | 0 | 0 | 0 | 0 | 0 | 0 | 0 | 0 | 0 | 0 | 0 | 0
F10_Industrial_Petroleum_New_Space Heating_Natural Gas_Unit Heater_A_Achievable Technical Potential | F10 | Industrial | Petroleum | New | Space Heating | Natural Gas | Unit Heater | A | Cumulative Energy Savings (MWh or mTherms) | Achievable Technical Potential | 0 | 0 | 0 | 0 | 0 | 0 | 0 | 0 | 0 | 0 | 0 | 0 | 0 | 0 | 0 | 0 | 0 | 0 | 0 | 0 | 0 | 0 | 0 | 0 | 0 | 0 | 0 | 0 | 0 | 0 | 0
F11_Industrial_Petroleum_New_Space Heating_Natural Gas_Unit Heater_A_Achievable Technical Potential | F11 | Industrial | Petroleum | New | Space Heating | Natural Gas | Unit Heater | A | Cumulative Summer Peak Savings (MW) | Achievable Technical Potential | 0 | 0 | 0 | 0 | 0 | 0 | 0 | 0 | 0 | 0 | 0 | 0 | 0 | 0 | 0 | 0 | 0 | 0 | 0 | 0 | 0 | 0 | 0 | 0 | 0 | 0 | 0 | 0 | 0 | 0 | 0
F12_Industrial_Petroleum_New_Space Heating_Natural Gas_Unit Heater_A_Achievable Technical Potential | F12 | Industrial | Petroleum | New | Space Heating | Natural Gas | Unit Heater | A | Cumulative Winter Peak Savings (MW) | Achievable Technical Potential | 0 | 0 | 0 | 0 | 0 | 0 | 0 | 0 | 0 | 0 | 0 | 0 | 0 | 0 | 0 | 0 | 0 | 0 | 0 | 0 | 0 | 0 | 0 | 0 | 0 | 0 | 0 | 0 | 0 | 0 | 0
F13_Industrial_Petroleum_New_Space Heating_Natural Gas_Unit Heater_A_Achievable Technical Potential | F13 | Industrial | Petroleum | New | Space Heating | Natural Gas | Unit Heater | A | Purchases (Incremental) | Achievable Technical Potential | 0 | 0 | 0 | 0 | 0 | 0 | 0 | 0 | 0 | 0 | 0 | 0 | 0 | 0 | 0 | 0 | 0 | 0 | 0 | 0 | 0 | 0 | 0 | 0 | 0 | 0 | 0 | 0 | 0 | 0 | 0
F14_Industrial_Petroleum_New_Space Heating_Natural Gas_Unit Heater_A_Achievable Technical Potential | F14 | Industrial | Petroleum | New | Space Heating | Natural Gas | Unit Heater | A | Purchases (Cumulative) | Achievable Technical Potential | 0 | 0 | 0 | 0 | 0 | 0 | 0 | 0 | 0 | 0 | 0 | 0 | 0 | 0 | 0 | 0 | 0 | 0 | 0 | 0 | 0 | 0 | 0 | 0 | 0 | 0 | 0 | 0 | 0 | 0 | 0
F1_Industrial_Paper and Printing_Existing_Space Heating_Natural Gas_Furnace_A_Achievable Technical Potential | F1 | Industrial | Paper and Printing | Existing | Space Heating | Natural Gas | Furnace | A | Original Unit Energy Savings (kWh or therms) | Achievable Technical Potential | 0 | 505.0924 | 505.0924 | 505.0924 | 505.0924 | 138.7616 | 138.7616 | 138.7616 | 138.7616 | 138.7616 | 138.7616 | 138.7616 | 138.7616 | 138.7616 | 138.7616 | 138.7616 | 138.7616 | 138.7616 | 138.7616 | 138.7616 | 138.7616 | 138.7616 | 138.7616 | 138.7616 | 138.7616 | 138.7616 | 138.7616 | 138.7616 | 138.7616 | 138.7616 | 138.7616
F2_Industrial_Paper and Printing_Existing_Space Heating_Natural Gas_Furnace_A_Achievable Technical Potential | F2 | Industrial | Paper and Printing | Existing | Space Heating | Natural Gas | Furnace | A | Original Unit Summer Peak Savings (kW) | Achievable Technical Potential | 0 | 0 | 0 | 0 | 0 | 0 | 0 | 0 | 0 | 0 | 0 | 0 | 0 | 0 | 0 | 0 | 0 | 0 | 0 | 0 | 0 | 0 | 0 | 0 | 0 | 0 | 0 | 0 | 0 | 0 | 0
F3_Industrial_Paper and Printing_Existing_Space Heating_Natural Gas_Furnace_A_Achievable Technical Potential | F3 | Industrial | Paper and Printing | Existing | Space Heating | Natural Gas | Furnace | A | Original Unit Winter Peak Savings (kW) | Achievable Technical Potential | 0 | 0 | 0 | 0 | 0 | 0 | 0 | 0 | 0 | 0 | 0 | 0 | 0 | 0 | 0 | 0 | 0 | 0 | 0 | 0 | 0 | 0 | 0 | 0 | 0 | 0 | 0 | 0 | 0 | 0 | 0
F4_Industrial_Paper and Printing_Existing_Space Heating_Natural Gas_Furnace_A_Achievable Technical Potential | F4 | Industrial | Paper and Printing | Existing | Space Heating | Natural Gas | Furnace | A | Standalone Impact on Baseline Energy (%) | Achievable Technical Potential | 0% | 0% | 0% | 0% | 0% | 0.0004194% | 0.0013% | 0.00228% | 0.003653% | 0.005449% | 0.007679% | 0.01022% | 0.01285% | 0.0157% | 0.0186% | 0.02141% | 0.024% | 0.02664% | 0.02931% | 0.03192% | 0.03469% | 0.03755% | 0.04062% | 0.04375% | 0.00046972 | 0.00050263 | 0.00053639 | 0.00057094 | 0 | 0 | 0
F5_Industrial_Paper and Printing_Existing_Space Heating_Natural Gas_Furnace_A_Achievable Technical Potential | F5 | Industrial | Paper and Printing | Existing | Space Heating | Natural Gas | Furnace | A | Standalone Impact on Baseline Summer Peak (%) | Achievable Technical Potential | 0% | 0% | 0% | 0% | 0% | 0% | 0% | 0% | 0% | 0% | 0% | 0% | 0% | 0% | 0% | 0% | 0% | 0% | 0% | 0% | 0% | 0% | 0% | 0% | 0 | 0 | 0 | 0 | 0 | 0 | 0
F6_Industrial_Paper and Printing_Existing_Space Heating_Natural Gas_Furnace_A_Achievable Technical Potential | F6 | Industrial | Paper and Printing | Existing | Space Heating | Natural Gas | Furnace | A | Standalone Impact on Baseline Winter Peak (%) | Achievable Technical Potential | 0% | 0% | 0% | 0% | 0% | 0% | 0% | 0% | 0% | 0% | 0% | 0% | 0% | 0% | 0% | 0% | 0% | 0% | 0% | 0% | 0% | 0% | 0% | 0% | 0 | 0 | 0 | 0 | 0 | 0 | 0
F7_Industrial_Paper and Printing_Existing_Space Heating_Natural Gas_Furnace_A_Achievable Technical Potential | F7 | Industrial | Paper and Printing | Existing | Space Heating | Natural Gas | Furnace | A | Incremental Energy Savings (MWh or mTherms) | Achievable Technical Potential | 0 | 0 | 0 | 0 | 0 | 0.00023439 | 0.0004881 | 0.0005299 | 0.0007418 | 0.00096306 | 0.0011285 | 0.0012956 | 0.0013228 | 0.0013037 | 0.001438 | 0.001243 | 0.0012085 | 0.0011514 | 0.0010926 | 0.0011803 | 0.0011599 | 0.0011818 | 0.0012647 | 0.0012857 | 0.0013084 | 0.0013325 | 0.0013639 | 0.0013927 | 0.000638 | 8.6736e-17 | 0
F8_Industrial_Paper and Printing_Existing_Space Heating_Natural Gas_Furnace_A_Achievable Technical Potential | F8 | Industrial | Paper and Printing | Existing | Space Heating | Natural Gas | Furnace | A | Incremental Summer Peak Savings (MW) | Achievable Technical Potential | 0 | 0 | 0 | 0 | 0 | 0 | 0 | 0 | 0 | 0 | 0 | 0 | 0 | 0 | 0 | 0 | 0 | 0 | 0 | 0 | 0 | 0 | 0 | 0 | 0 | 0 | 0 | 0 | 0 | 0 | 0
F9_Industrial_Paper and Printing_Existing_Space Heating_Natural Gas_Furnace_A_Achievable Technical Potential | F9 | Industrial | Paper and Printing | Existing | Space Heating | Natural Gas | Furnace | A | Incremental Winter Peak Savings (MW) | Achievable Technical Potential | 0 | 0 | 0 | 0 | 0 | 0 | 0 | 0 | 0 | 0 | 0 | 0 | 0 | 0 | 0 | 0 | 0 | 0 | 0 | 0 | 0 | 0 | 0 | 0 | 0 | 0 | 0 | 0 | 0 | 0 | 0
F10_Industrial_Paper and Printing_Existing_Space Heating_Natural Gas_Furnace_A_Achievable Technical Potential | F10 | Industrial | Paper and Printing | Existing | Space Heating | Natural Gas | Furnace | A | Cumulative Energy Savings (MWh or mTherms) | Achievable Technical Potential | 0 | 0 | 0 | 0 | 0 | 0.00023439 | 0.00072249 | 0.0012524 | 0.0019942 | 0.0029572 | 0.0040858 | 0.0053814 | 0.0067042 | 0.008008 | 0.009446 | 0.010689 | 0.011897 | 0.013049 | 0.014141 | 0.015322 | 0.016482 | 0.017663 | 0.018928 | 0.020214 | 0.021522 | 0.022855 | 0.024219 | 0.025611 | 0.026249 | 0.026249 | 0.026249
F11_Industrial_Paper and Printing_Existing_Space Heating_Natural Gas_Furnace_A_Achievable Technical Potential | F11 | Industrial | Paper and Printing | Existing | Space Heating | Natural Gas | Furnace | A | Cumulative Summer Peak Savings (MW) | Achievable Technical Potential | 0 | 0 | 0 | 0 | 0 | 0 | 0 | 0 | 0 | 0 | 0 | 0 | 0 | 0 | 0 | 0 | 0 | 0 | 0 | 0 | 0 | 0 | 0 | 0 | 0 | 0 | 0 | 0 | 0 | 0 | 0
F12_Industrial_Paper and Printing_Existing_Space Heating_Natural Gas_Furnace_A_Achievable Technical Potential | F12 | Industrial | Paper and Printing | Existing | Space Heating | Natural Gas | Furnace | A | Cumulative Winter Peak Savings (MW) | Achievable Technical Potential | 0 | 0 | 0 | 0 | 0 | 0 | 0 | 0 | 0 | 0 | 0 | 0 | 0 | 0 | 0 | 0 | 0 | 0 | 0 | 0 | 0 | 0 | 0 | 0 | 0 | 0 | 0 | 0 | 0 | 0 | 0
F13_Industrial_Paper and Printing_Existing_Space Heating_Natural Gas_Furnace_A_Achievable Technical Potential | F13 | Industrial | Paper and Printing | Existing | Space Heating | Natural Gas | Furnace | A | Purchases (Incremental) | Achievable Technical Potential | 0 | 0 | 0 | 0 | 0 | 0.0016891 | 0.0035175 | 0.0038188 | 0.0053459 | 0.0069404 | 0.0081328 | 0.0093372 | 0.0095332 | 0.0093954 | 0.010363 | 0.0089575 | 0.0087091 | 0.0082977 | 0.0078736 | 0.0085062 | 0.0083586 | 0.008517 | 0.0091142 | 0.0092654 | 0.0094291 | 0.0096031 | 0.0098287 | 0.010037 | 0.010228 | 0.011725 | 0.012729
F14_Industrial_Paper and Printing_Existing_Space Heating_Natural Gas_Furnace_A_Achievable Technical Potential | F14 | Industrial | Paper and Printing | Existing | Space Heating | Natural Gas | Furnace | A | Purchases (Cumulative) | Achievable Technical Potential | 0 | 0 | 0 | 0 | 0 | 0.0016891 | 0.0052067 | 0.0090254 | 0.014371 | 0.021312 | 0.029444 | 0.038782 | 0.048315 | 0.05771 | 0.068073 | 0.077031 | 0.08574 | 0.094038 | 0.10191 | 0.11042 | 0.11878 | 0.12729 | 0.13641 | 0.14567 | 0.1551 | 0.16471 | 0.17453 | 0.18457 | 0.18917 | 0.18917 | 0.18917
F1_Industrial_Paper and Printing_Existing_Space Heating_Natural Gas_Boiler_A_Achievable Technical Potential | F1 | Industrial | Paper and Printing | Existing | Space Heating | Natural Gas | Boiler | A | Original Unit Energy Savings (kWh or therms) | Achievable Technical Potential | 0 | 8772.191 | 8772.191 | 8772.191 | 8772.191 | 5375.3 | 5375.3 | 5375.3 | 5375.3 | 5375.3 | 5375.3 | 5375.3 | 5375.3 | 5375.3 | 5375.3 | 5375.3 | 5375.3 | 5375.3 | 5375.3 | 5375.3 | 5375.3 | 5375.3 | 5375.3 | 792.2778 | 792.2778 | 792.2778 | 792.2778 | 792.2778 | 792.2778 | 792.2778 | 792.2778
F2_Industrial_Paper and Printing_Existing_Space Heating_Natural Gas_Boiler_A_Achievable Technical Potential | F2 | Industrial | Paper and Printing | Existing | Space Heating | Natural Gas | Boiler | A | Original Unit Summer Peak Savings (kW) | Achievable Technical Potential | 0 | 0 | 0 | 0 | 0 | 0 | 0 | 0 | 0 | 0 | 0 | 0 | 0 | 0 | 0 | 0 | 0 | 0 | 0 | 0 | 0 | 0 | 0 | 0 | 0 | 0 | 0 | 0 | 0 | 0 | 0
F3_Industrial_Paper and Printing_Existing_Space Heating_Natural Gas_Boiler_A_Achievable Technical Potential | F3 | Industrial | Paper and Printing | Existing | Space Heating | Natural Gas | Boiler | A | Original Unit Winter Peak Savings (kW) | Achievable Technical Potential | 0 | 0 | 0 | 0 | 0 | 0 | 0 | 0 | 0 | 0 | 0 | 0 | 0 | 0 | 0 | 0 | 0 | 0 | 0 | 0 | 0 | 0 | 0 | 0 | 0 | 0 | 0 | 0 | 0 | 0 | 0
F4_Industrial_Paper and Printing_Existing_Space Heating_Natural Gas_Boiler_A_Achievable Technical Potential | F4 | Industrial | Paper and Printing | Existing | Space Heating | Natural Gas | Boiler | A | Standalone Impact on Baseline Energy (%) | Achievable Technical Potential | 0% | 0% | 0% | 0% | 0% | 0.02705% | 0.0673% | 0.1173% | 0.1743% | 0.2365% | 0.3034% | 0.3701% | 0.4383% | 0.5141% | 0.5901% | 0.6668% | 0.7392% | 0.8159% | 0.8969% | 0.9729% | 1.052% | 1.138% | 1.222% | 1.243% | 0.012645 | 0.012851 | 0.013049 | 0.013241 | 0 | 0 | 0
F5_Industrial_Paper and Printing_Existing_Space Heating_Natural Gas_Boiler_A_Achievable Technical Potential | F5 | Industrial | Paper and Printing | Existing | Space Heating | Natural Gas | Boiler | A | Standalone Impact on Baseline Summer Peak (%) | Achievable Technical Potential | 0% | 0% | 0% | 0% | 0% | 0% | 0% | 0% | 0% | 0% | 0% | 0% | 0% | 0% | 0% | 0% | 0% | 0% | 0% | 0% | 0% | 0% | 0% | 0% | 0 | 0 | 0 | 0 | 0 | 0 | 0
F6_Industrial_Paper and Printing_Existing_Space Heating_Natural Gas_Boiler_A_Achievable Technical Potential | F6 | Industrial | Paper and Printing | Existing | Space Heating | Natural Gas | Boiler | A | Standalone Impact on Baseline Winter Peak (%) | Achievable Technical Potential | 0% | 0% | 0% | 0% | 0% | 0% | 0% | 0% | 0% | 0% | 0% | 0% | 0% | 0% | 0% | 0% | 0% | 0% | 0% | 0% | 0% | 0% | 0% | 0% | 0 | 0 | 0 | 0 | 0 | 0 | 0
F7_Industrial_Paper and Printing_Existing_Space Heating_Natural Gas_Boiler_A_Achievable Technical Potential | F7 | Industrial | Paper and Printing | Existing | Space Heating | Natural Gas | Boiler | A | Incremental Energy Savings (MWh or mTherms) | Achievable Technical Potential | 0 | 0 | 0 | 0 | 0 | 0.015116 | 0.022292 | 0.027007 | 0.030716 | 0.03321 | 0.03308 | 0.033557 | 0.033779 | 0.033406 | 0.037522 | 0.033267 | 0.033477 | 0.03324 | 0.033004 | 0.034281 | 0.032972 | 0.03522 | 0.034278 | 0.0049338 | 0.0050337 | 0.0049326 | 0.0048466 | 0.0047737 | 0.0047186 | 0.0046765 | 0.0024053
F8_Industrial_Paper and Printing_Existing_Space Heating_Natural Gas_Boiler_A_Achievable Technical Potential | F8 | Industrial | Paper and Printing | Existing | Space Heating | Natural Gas | Boiler | A | Incremental Summer Peak Savings (MW) | Achievable Technical Potential | 0 | 0 | 0 | 0 | 0 | 0 | 0 | 0 | 0 | 0 | 0 | 0 | 0 | 0 | 0 | 0 | 0 | 0 | 0 | 0 | 0 | 0 | 0 | 0 | 0 | 0 | 0 | 0 | 0 | 0 | 0
F9_Industrial_Paper and Printing_Existing_Space Heating_Natural Gas_Boiler_A_Achievable Technical Potential | F9 | Industrial | Paper and Printing | Existing | Space Heating | Natural Gas | Boiler | A | Incremental Winter Peak Savings (MW) | Achievable Technical Potential | 0 | 0 | 0 | 0 | 0 | 0 | 0 | 0 | 0 | 0 | 0 | 0 | 0 | 0 | 0 | 0 | 0 | 0 | 0 | 0 | 0 | 0 | 0 | 0 | 0 | 0 | 0 | 0 | 0 | 0 | 0
F10_Industrial_Paper and Printing_Existing_Space Heating_Natural Gas_Boiler_A_Achievable Technical Potential | F10 | Industrial | Paper and Printing | Existing | Space Heating | Natural Gas | Boiler | A | Cumulative Energy Savings (MWh or mTherms) | Achievable Technical Potential | 0 | 0 | 0 | 0 | 0 | 0.015116 | 0.037408 | 0.064415 | 0.095132 | 0.12834 | 0.16142 | 0.19498 | 0.22876 | 0.26216 | 0.29969 | 0.33295 | 0.36643 | 0.39967 | 0.43267 | 0.46695 | 0.49993 | 0.53515 | 0.56943 | 0.57436 | 0.57939 | 0.58433 | 0.58917 | 0.59395 | 0.59866 | 0.60334 | 0.59063
F11_Industrial_Paper and Printing_Existing_Space Heating_Natural Gas_Boiler_A_Achievable Technical Potential | F11 | Industrial | Paper and Printing | Existing | Space Heating | Natural Gas | Boiler | A | Cumulative Summer Peak Savings (MW) | Achievable Technical Potential | 0 | 0 | 0 | 0 | 0 | 0 | 0 | 0 | 0 | 0 | 0 | 0 | 0 | 0 | 0 | 0 | 0 | 0 | 0 | 0 | 0 | 0 | 0 | 0 | 0 | 0 | 0 | 0 | 0 | 0 | 0
F12_Industrial_Paper and Printing_Existing_Space Heating_Natural Gas_Boiler_A_Achievable Technical Potential | F12 | Industrial | Paper and Printing | Existing | Space Heating | Natural Gas | Boiler | A | Cumulative Winter Peak Savings (MW) | Achievable Technical Potential | 0 | 0 | 0 | 0 | 0 | 0 | 0 | 0 | 0 | 0 | 0 | 0 | 0 | 0 | 0 | 0 | 0 | 0 | 0 | 0 | 0 | 0 | 0 | 0 | 0 | 0 | 0 | 0 | 0 | 0 | 0
F13_Industrial_Paper and Printing_Existing_Space Heating_Natural Gas_Boiler_A_Achievable Technical Potential | F13 | Industrial | Paper and Printing | Existing | Space Heating | Natural Gas | Boiler | A | Purchases (Incremental) | Achievable Technical Potential | 0 | 0 | 0 | 0 | 0 | 0.0028122 | 0.0041471 | 0.0050243 | 0.0057143 | 0.0061783 | 0.006154 | 0.0062428 | 0.006284 | 0.0062147 | 0.0069805 | 0.0061888 | 0.0062279 | 0.0061839 | 0.00614 | 0.0063776 | 0.006134 | 0.0065523 | 0.006377 | 0.0062274 | 0.0063535 | 0.0062259 | 0.0061173 | 0.0060253 | 0.0059557 | 0.0059025 | 0.0058481
F14_Industrial_Paper and Printing_Existing_Space Heating_Natural Gas_Boiler_A_Achievable Technical Potential | F14 | Industrial | Paper and Printing | Existing | Space Heating | Natural Gas | Boiler | A | Purchases (Cumulative) | Achievable Technical Potential | 0 | 0 | 0 | 0 | 0 | 0.0028122 | 0.0069593 | 0.011984 | 0.017698 | 0.023876 | 0.03003 | 0.036273 | 0.042557 | 0.048772 | 0.055752 | 0.061941 | 0.068169 | 0.074353 | 0.080493 | 0.08687 | 0.093004 | 0.099557 | 0.10593 | 0.11216 | 0.11851 | 0.12474 | 0.13086 | 0.13688 | 0.14284 | 0.14874 | 0.15178
F1_Industrial_Paper and Printing_Existing_Space Heating_Natural Gas_Unit Heater_A_Achievable Technical Potential | F1 | Industrial | Paper and Printing | Existing | Space Heating | Natural Gas | Unit Heater | A | Original Unit Energy Savings (kWh or therms) | Achievable Technical Potential | 0 | 28641.12 | 28641.12 | 28641.12 | 28641.12 | 15772.4108 | 15772.4108 | 15772.4108 | 15772.4108 | 15772.4108 | 15772.4108 | 15772.4108 | 15772.4108 | 15772.4108 | 15772.4108 | 15772.4108 | 15772.4108 | 15772.4108 | 15772.4108 | 15772.4108 | 15772.4108 | 15772.4108 | 15772.4108 | 15772.4108 | 15772.4108 | 15772.4108 | 15772.4108 | 15772.4108 | 15772.4108 | 15772.4108 | 15772.4108
F2_Industrial_Paper and Printing_Existing_Space Heating_Natural Gas_Unit Heater_A_Achievable Technical Potential | F2 | Industrial | Paper and Printing | Existing | Space Heating | Natural Gas | Unit Heater | A | Original Unit Summer Peak Savings (kW) | Achievable Technical Potential | 0 | 0 | 0 | 0 | 0 | 0 | 0 | 0 | 0 | 0 | 0 | 0 | 0 | 0 | 0 | 0 | 0 | 0 | 0 | 0 | 0 | 0 | 0 | 0 | 0 | 0 | 0 | 0 | 0 | 0 | 0
F3_Industrial_Paper and Printing_Existing_Space Heating_Natural Gas_Unit Heater_A_Achievable Technical Potential | F3 | Industrial | Paper and Printing | Existing | Space Heating | Natural Gas | Unit Heater | A | Original Unit Winter Peak Savings (kW) | Achievable Technical Potential | 0 | 0 | 0 | 0 | 0 | 0 | 0 | 0 | 0 | 0 | 0 | 0 | 0 | 0 | 0 | 0 | 0 | 0 | 0 | 0 | 0 | 0 | 0 | 0 | 0 | 0 | 0 | 0 | 0 | 0 | 0
F4_Industrial_Paper and Printing_Existing_Space Heating_Natural Gas_Unit Heater_A_Achievable Technical Potential | F4 | Industrial | Paper and Printing | Existing | Space Heating | Natural Gas | Unit Heater | A | Standalone Impact on Baseline Energy (%) | Achievable Technical Potential | 0% | 0% | 0% | 0% | 0% | 0.006526% | 0.0244% | 0.05959% | 0.1198% | 0.2125% | 0.3402% | 0.5013% | 0.6977% | 0.9396% | 1.234% | 1.558% | 1.907% | 2.25% | 2.589% | 2.895% | 3.185% | 3.475% | 3.703% | 3.903% | 0.040837 | 0.042457 | 0.043524 | 0.044555 | 0 | 0 | 0
F5_Industrial_Paper and Printing_Existing_Space Heating_Natural Gas_Unit Heater_A_Achievable Technical Potential | F5 | Industrial | Paper and Printing | Existing | Space Heating | Natural Gas | Unit Heater | A | Standalone Impact on Baseline Summer Peak (%) | Achievable Technical Potential | 0% | 0% | 0% | 0% | 0% | 0% | 0% | 0% | 0% | 0% | 0% | 0% | 0% | 0% | 0% | 0% | 0% | 0% | 0% | 0% | 0% | 0% | 0% | 0% | 0 | 0 | 0 | 0 | 0 | 0 | 0
F6_Industrial_Paper and Printing_Existing_Space Heating_Natural Gas_Unit Heater_A_Achievable Technical Potential | F6 | Industrial | Paper and Printing | Existing | Space Heating | Natural Gas | Unit Heater | A | Standalone Impact on Baseline Winter Peak (%) | Achievable Technical Potential | 0% | 0% | 0% | 0% | 0% | 0% | 0% | 0% | 0% | 0% | 0% | 0% | 0% | 0% | 0% | 0% | 0% | 0% | 0% | 0% | 0% | 0% | 0% | 0% | 0 | 0 | 0 | 0 | 0 | 0 | 0
F7_Industrial_Paper and Printing_Existing_Space Heating_Natural Gas_Unit Heater_A_Achievable Technical Potential | F7 | Industrial | Paper and Printing | Existing | Space Heating | Natural Gas | Unit Heater | A | Incremental Energy Savings (MWh or mTherms) | Achievable Technical Potential | 0 | 0 | 0 | 0 | 0 | 0.0036471 | 0.0099159 | 0.019163 | 0.032658 | 0.049923 | 0.065712 | 0.08308 | 0.10005 | 0.11497 | 0.14739 | 0.15151 | 0.1671 | 0.15714 | 0.14669 | 0.14029 | 0.12376 | 0.12144 | 0.091278 | 0.077564 | 0.067813 | 0.059452 | 0.034583 | 0.033494 | 0.019831 | 0.02747 | 0.031924
F8_Industrial_Paper and Printing_Existing_Space Heating_Natural Gas_Unit Heater_A_Achievable Technical Potential | F8 | Industrial | Paper and Printing | Existing | Space Heating | Natural Gas | Unit Heater | A | Incremental Summer Peak Savings (MW) | Achievable Technical Potential | 0 | 0 | 0 | 0 | 0 | 0 | 0 | 0 | 0 | 0 | 0 | 0 | 0 | 0 | 0 | 0 | 0 | 0 | 0 | 0 | 0 | 0 | 0 | 0 | 0 | 0 | 0 | 0 | 0 | 0 | 0
F9_Industrial_Paper and Printing_Existing_Space Heating_Natural Gas_Unit Heater_A_Achievable Technical Potential | F9 | Industrial | Paper and Printing | Existing | Space Heating | Natural Gas | Unit Heater | A | Incremental Winter Peak Savings (MW) | Achievable Technical Potential | 0 | 0 | 0 | 0 | 0 | 0 | 0 | 0 | 0 | 0 | 0 | 0 | 0 | 0 | 0 | 0 | 0 | 0 | 0 | 0 | 0 | 0 | 0 | 0 | 0 | 0 | 0 | 0 | 0 | 0 | 0
F10_Industrial_Paper and Printing_Existing_Space Heating_Natural Gas_Unit Heater_A_Achievable Technical Potential | F10 | Industrial | Paper and Printing | Existing | Space Heating | Natural Gas | Unit Heater | A | Cumulative Energy Savings (MWh or mTherms) | Achievable Technical Potential | 0 | 0 | 0 | 0 | 0 | 0.0036471 | 0.013563 | 0.032726 | 0.065383 | 0.11531 | 0.18102 | 0.2641 | 0.36415 | 0.47912 | 0.62651 | 0.77802 | 0.94512 | 1.1023 | 1.249 | 1.3892 | 1.513 | 1.6344 | 1.7257 | 1.8033 | 1.8711 | 1.9306 | 1.9651 | 1.9986 | 2.0185 | 2.0459 | 2.0779
F11_Industrial_Paper and Printing_Existing_Space Heating_Natural Gas_Unit Heater_A_Achievable Technical Potential | F11 | Industrial | Paper and Printing | Existing | Space Heating | Natural Gas | Unit Heater | A | Cumulative Summer Peak Savings (MW) | Achievable Technical Potential | 0 | 0 | 0 | 0 | 0 | 0 | 0 | 0 | 0 | 0 | 0 | 0 | 0 | 0 | 0 | 0 | 0 | 0 | 0 | 0 | 0 | 0 | 0 | 0 | 0 | 0 | 0 | 0 | 0 | 0 | 0
F12_Industrial_Paper and Printing_Existing_Space Heating_Natural Gas_Unit Heater_A_Achievable Technical Potential | F12 | Industrial | Paper and Printing | Existing | Space Heating | Natural Gas | Unit Heater | A | Cumulative Winter Peak Savings (MW) | Achievable Technical Potential | 0 | 0 | 0 | 0 | 0 | 0 | 0 | 0 | 0 | 0 | 0 | 0 | 0 | 0 | 0 | 0 | 0 | 0 | 0 | 0 | 0 | 0 | 0 | 0 | 0 | 0 | 0 | 0 | 0 | 0 | 0
F13_Industrial_Paper and Printing_Existing_Space Heating_Natural Gas_Unit Heater_A_Achievable Technical Potential | F13 | Industrial | Paper and Printing | Existing | Space Heating | Natural Gas | Unit Heater | A | Purchases (Incremental) | Achievable Technical Potential | 0 | 0 | 0 | 0 | 0 | 0.00023123 | 0.00062869 | 0.001215 | 0.0020705 | 0.0031652 | 0.0041663 | 0.0052674 | 0.0063437 | 0.0072893 | 0.0093445 | 0.0096062 | 0.010594 | 0.010194 | 0.0099289 | 0.01011 | 0.0099174 | 0.010864 | 0.0099535 | 0.010185 | 0.010643 | 0.011059 | 0.011537 | 0.01173 | 0.011852 | 0.011936 | 0.011953
F14_Industrial_Paper and Printing_Existing_Space Heating_Natural Gas_Unit Heater_A_Achievable Technical Potential | F14 | Industrial | Paper and Printing | Existing | Space Heating | Natural Gas | Unit Heater | A | Purchases (Cumulative) | Achievable Technical Potential | 0 | 0 | 0 | 0 | 0 | 0.00023123 | 0.00085992 | 0.0020749 | 0.0041454 | 0.0073106 | 0.011477 | 0.016744 | 0.023088 | 0.030377 | 0.039722 | 0.049328 | 0.059922 | 0.069886 | 0.079186 | 0.088081 | 0.095928 | 0.10363 | 0.10941 | 0.11433 | 0.11863 | 0.1224 | 0.12459 | 0.12672 | 0.12797 | 0.12972 | 0.13174
F1_Industrial_Paper and Printing_New_Space Heating_Natural Gas_Furnace_A_Achievable Technical Potential | F1 | Industrial | Paper and Printing | New | Space Heating | Natural Gas | Furnace | A | Original Unit Energy Savings (kWh or therms) | Achievable Technical Potential | 0 | 0 | 0 | 0 | 0 | 0 | 0 | 0 | 0 | 0 | 0 | 0 | 0 | 0 | 0 | 0 | 0 | 0 | 0 | 0 | 0 | 0 | 0 | 0 | 0 | 0 | 0 | 0 | 0 | 0 | 0
F2_Industrial_Paper and Printing_New_Space Heating_Natural Gas_Furnace_A_Achievable Technical Potential | F2 | Industrial | Paper and Printing | New | Space Heating | Natural Gas | Furnace | A | Original Unit Summer Peak Savings (kW) | Achievable Technical Potential | 0 | 0 | 0 | 0 | 0 | 0 | 0 | 0 | 0 | 0 | 0 | 0 | 0 | 0 | 0 | 0 | 0 | 0 | 0 | 0 | 0 | 0 | 0 | 0 | 0 | 0 | 0 | 0 | 0 | 0 | 0
F3_Industrial_Paper and Printing_New_Space Heating_Natural Gas_Furnace_A_Achievable Technical Potential | F3 | Industrial | Paper and Printing | New | Space Heating | Natural Gas | Furnace | A | Original Unit Winter Peak Savings (kW) | Achievable Technical Potential | 0 | 0 | 0 | 0 | 0 | 0 | 0 | 0 | 0 | 0 | 0 | 0 | 0 | 0 | 0 | 0 | 0 | 0 | 0 | 0 | 0 | 0 | 0 | 0 | 0 | 0 | 0 | 0 | 0 | 0 | 0
F4_Industrial_Paper and Printing_New_Space Heating_Natural Gas_Furnace_A_Achievable Technical Potential | F4 | Industrial | Paper and Printing | New | Space Heating | Natural Gas | Furnace | A | Standalone Impact on Baseline Energy (%) | Achievable Technical Potential | 0% | 0% | 0% | 0% | 0% | 0% | 0% | 0% | 0% | 0% | 0% | 0% | 0% | 0% | 0% | 0% | 0% | 0% | 0% | 0% | 0% | 0% | 0% | 0% | 0 | 0 | 0 | 0 | 0 | 0 | 0
F5_Industrial_Paper and Printing_New_Space Heating_Natural Gas_Furnace_A_Achievable Technical Potential | F5 | Industrial | Paper and Printing | New | Space Heating | Natural Gas | Furnace | A | Standalone Impact on Baseline Summer Peak (%) | Achievable Technical Potential | 0% | 0% | 0% | 0% | 0% | 0% | 0% | 0% | 0% | 0% | 0% | 0% | 0% | 0% | 0% | 0% | 0% | 0% | 0% | 0% | 0% | 0% | 0% | 0% | 0 | 0 | 0 | 0 | 0 | 0 | 0
F6_Industrial_Paper and Printing_New_Space Heating_Natural Gas_Furnace_A_Achievable Technical Potential | F6 | Industrial | Paper and Printing | New | Space Heating | Natural Gas | Furnace | A | Standalone Impact on Baseline Winter Peak (%) | Achievable Technical Potential | 0% | 0% | 0% | 0% | 0% | 0% | 0% | 0% | 0% | 0% | 0% | 0% | 0% | 0% | 0% | 0% | 0% | 0% | 0% | 0% | 0% | 0% | 0% | 0% | 0 | 0 | 0 | 0 | 0 | 0 | 0
F7_Industrial_Paper and Printing_New_Space Heating_Natural Gas_Furnace_A_Achievable Technical Potential | F7 | Industrial | Paper and Printing | New | Space Heating | Natural Gas | Furnace | A | Incremental Energy Savings (MWh or mTherms) | Achievable Technical Potential | 0 | 0 | 0 | 0 | 0 | 0 | 0 | 0 | 0 | 0 | 0 | 0 | 0 | 0 | 0 | 0 | 0 | 0 | 0 | 0 | 0 | 0 | 0 | 0 | 0 | 0 | 0 | 0 | 0 | 0 | 0
F8_Industrial_Paper and Printing_New_Space Heating_Natural Gas_Furnace_A_Achievable Technical Potential | F8 | Industrial | Paper and Printing | New | Space Heating | Natural Gas | Furnace | A | Incremental Summer Peak Savings (MW) | Achievable Technical Potential | 0 | 0 | 0 | 0 | 0 | 0 | 0 | 0 | 0 | 0 | 0 | 0 | 0 | 0 | 0 | 0 | 0 | 0 | 0 | 0 | 0 | 0 | 0 | 0 | 0 | 0 | 0 | 0 | 0 | 0 | 0
F9_Industrial_Paper and Printing_New_Space Heating_Natural Gas_Furnace_A_Achievable Technical Potential | F9 | Industrial | Paper and Printing | New | Space Heating | Natural Gas | Furnace | A | Incremental Winter Peak Savings (MW) | Achievable Technical Potential | 0 | 0 | 0 | 0 | 0 | 0 | 0 | 0 | 0 | 0 | 0 | 0 | 0 | 0 | 0 | 0 | 0 | 0 | 0 | 0 | 0 | 0 | 0 | 0 | 0 | 0 | 0 | 0 | 0 | 0 | 0
F10_Industrial_Paper and Printing_New_Space Heating_Natural Gas_Furnace_A_Achievable Technical Potential | F10 | Industrial | Paper and Printing | New | Space Heating | Natural Gas | Furnace | A | Cumulative Energy Savings (MWh or mTherms) | Achievable Technical Potential | 0 | 0 | 0 | 0 | 0 | 0 | 0 | 0 | 0 | 0 | 0 | 0 | 0 | 0 | 0 | 0 | 0 | 0 | 0 | 0 | 0 | 0 | 0 | 0 | 0 | 0 | 0 | 0 | 0 | 0 | 0
F11_Industrial_Paper and Printing_New_Space Heating_Natural Gas_Furnace_A_Achievable Technical Potential | F11 | Industrial | Paper and Printing | New | Space Heating | Natural Gas | Furnace | A | Cumulative Summer Peak Savings (MW) | Achievable Technical Potential | 0 | 0 | 0 | 0 | 0 | 0 | 0 | 0 | 0 | 0 | 0 | 0 | 0 | 0 | 0 | 0 | 0 | 0 | 0 | 0 | 0 | 0 | 0 | 0 | 0 | 0 | 0 | 0 | 0 | 0 | 0
F12_Industrial_Paper and Printing_New_Space Heating_Natural Gas_Furnace_A_Achievable Technical Potential | F12 | Industrial | Paper and Printing | New | Space Heating | Natural Gas | Furnace | A | Cumulative Winter Peak Savings (MW) | Achievable Technical Potential | 0 | 0 | 0 | 0 | 0 | 0 | 0 | 0 | 0 | 0 | 0 | 0 | 0 | 0 | 0 | 0 | 0 | 0 | 0 | 0 | 0 | 0 | 0 | 0 | 0 | 0 | 0 | 0 | 0 | 0 | 0
F13_Industrial_Paper and Printing_New_Space Heating_Natural Gas_Furnace_A_Achievable Technical Potential | F13 | Industrial | Paper and Printing | New | Space Heating | Natural Gas | Furnace | A | Purchases (Incremental) | Achievable Technical Potential | 0 | 0 | 0 | 0 | 0 | 0 | 0 | 0 | 0 | 0 | 0 | 0 | 0 | 0 | 0 | 0 | 0 | 0 | 0 | 0 | 0 | 0 | 0 | 0 | 0 | 0 | 0 | 0 | 0 | 0 | 0
F14_Industrial_Paper and Printing_New_Space Heating_Natural Gas_Furnace_A_Achievable Technical Potential | F14 | Industrial | Paper and Printing | New | Space Heating | Natural Gas | Furnace | A | Purchases (Cumulative) | Achievable Technical Potential | 0 | 0 | 0 | 0 | 0 | 0 | 0 | 0 | 0 | 0 | 0 | 0 | 0 | 0 | 0 | 0 | 0 | 0 | 0 | 0 | 0 | 0 | 0 | 0 | 0 | 0 | 0 | 0 | 0 | 0 | 0
F1_Industrial_Paper and Printing_New_Space Heating_Natural Gas_Boiler_A_Achievable Technical Potential | F1 | Industrial | Paper and Printing | New | Space Heating | Natural Gas | Boiler | A | Original Unit Energy Savings (kWh or therms) | Achievable Technical Potential | 0 | 0 | 0 | 0 | 0 | 0 | 0 | 0 | 0 | 0 | 0 | 0 | 0 | 0 | 0 | 0 | 0 | 0 | 0 | 0 | 0 | 0 | 0 | 0 | 0 | 0 | 0 | 0 | 0 | 0 | 0
F2_Industrial_Paper and Printing_New_Space Heating_Natural Gas_Boiler_A_Achievable Technical Potential | F2 | Industrial | Paper and Printing | New | Space Heating | Natural Gas | Boiler | A | Original Unit Summer Peak Savings (kW) | Achievable Technical Potential | 0 | 0 | 0 | 0 | 0 | 0 | 0 | 0 | 0 | 0 | 0 | 0 | 0 | 0 | 0 | 0 | 0 | 0 | 0 | 0 | 0 | 0 | 0 | 0 | 0 | 0 | 0 | 0 | 0 | 0 | 0
F3_Industrial_Paper and Printing_New_Space Heating_Natural Gas_Boiler_A_Achievable Technical Potential | F3 | Industrial | Paper and Printing | New | Space Heating | Natural Gas | Boiler | A | Original Unit Winter Peak Savings (kW) | Achievable Technical Potential | 0 | 0 | 0 | 0 | 0 | 0 | 0 | 0 | 0 | 0 | 0 | 0 | 0 | 0 | 0 | 0 | 0 | 0 | 0 | 0 | 0 | 0 | 0 | 0 | 0 | 0 | 0 | 0 | 0 | 0 | 0
F4_Industrial_Paper and Printing_New_Space Heating_Natural Gas_Boiler_A_Achievable Technical Potential | F4 | Industrial | Paper and Printing | New | Space Heating | Natural Gas | Boiler | A | Standalone Impact on Baseline Energy (%) | Achievable Technical Potential | 0% | 0% | 0% | 0% | 0% | 0% | 0% | 0% | 0% | 0% | 0% | 0% | 0% | 0% | 0% | 0% | 0% | 0% | 0% | 0% | 0% | 0% | 0% | 0% | 0 | 0 | 0 | 0 | 0 | 0 | 0
F5_Industrial_Paper and Printing_New_Space Heating_Natural Gas_Boiler_A_Achievable Technical Potential | F5 | Industrial | Paper and Printing | New | Space Heating | Natural Gas | Boiler | A | Standalone Impact on Baseline Summer Peak (%) | Achievable Technical Potential | 0% | 0% | 0% | 0% | 0% | 0% | 0% | 0% | 0% | 0% | 0% | 0% | 0% | 0% | 0% | 0% | 0% | 0% | 0% | 0% | 0% | 0% | 0% | 0% | 0 | 0 | 0 | 0 | 0 | 0 | 0
F6_Industrial_Paper and Printing_New_Space Heating_Natural Gas_Boiler_A_Achievable Technical Potential | F6 | Industrial | Paper and Printing | New | Space Heating | Natural Gas | Boiler | A | Standalone Impact on Baseline Winter Peak (%) | Achievable Technical Potential | 0% | 0% | 0% | 0% | 0% | 0% | 0% | 0% | 0% | 0% | 0% | 0% | 0% | 0% | 0% | 0% | 0% | 0% | 0% | 0% | 0% | 0% | 0% | 0% | 0 | 0 | 0 | 0 | 0 | 0 | 0
F7_Industrial_Paper and Printing_New_Space Heating_Natural Gas_Boiler_A_Achievable Technical Potential | F7 | Industrial | Paper and Printing | New | Space Heating | Natural Gas | Boiler | A | Incremental Energy Savings (MWh or mTherms) | Achievable Technical Potential | 0 | 0 | 0 | 0 | 0 | 0 | 0 | 0 | 0 | 0 | 0 | 0 | 0 | 0 | 0 | 0 | 0 | 0 | 0 | 0 | 0 | 0 | 0 | 0 | 0 | 0 | 0 | 0 | 0 | 0 | 0
F8_Industrial_Paper and Printing_New_Space Heating_Natural Gas_Boiler_A_Achievable Technical Potential | F8 | Industrial | Paper and Printing | New | Space Heating | Natural Gas | Boiler | A | Incremental Summer Peak Savings (MW) | Achievable Technical Potential | 0 | 0 | 0 | 0 | 0 | 0 | 0 | 0 | 0 | 0 | 0 | 0 | 0 | 0 | 0 | 0 | 0 | 0 | 0 | 0 | 0 | 0 | 0 | 0 | 0 | 0 | 0 | 0 | 0 | 0 | 0
F9_Industrial_Paper and Printing_New_Space Heating_Natural Gas_Boiler_A_Achievable Technical Potential | F9 | Industrial | Paper and Printing | New | Space Heating | Natural Gas | Boiler | A | Incremental Winter Peak Savings (MW) | Achievable Technical Potential | 0 | 0 | 0 | 0 | 0 | 0 | 0 | 0 | 0 | 0 | 0 | 0 | 0 | 0 | 0 | 0 | 0 | 0 | 0 | 0 | 0 | 0 | 0 | 0 | 0 | 0 | 0 | 0 | 0 | 0 | 0
F10_Industrial_Paper and Printing_New_Space Heating_Natural Gas_Boiler_A_Achievable Technical Potential | F10 | Industrial | Paper and Printing | New | Space Heating | Natural Gas | Boiler | A | Cumulative Energy Savings (MWh or mTherms) | Achievable Technical Potential | 0 | 0 | 0 | 0 | 0 | 0 | 0 | 0 | 0 | 0 | 0 | 0 | 0 | 0 | 0 | 0 | 0 | 0 | 0 | 0 | 0 | 0 | 0 | 0 | 0 | 0 | 0 | 0 | 0 | 0 | 0
F11_Industrial_Paper and Printing_New_Space Heating_Natural Gas_Boiler_A_Achievable Technical Potential | F11 | Industrial | Paper and Printing | New | Space Heating | Natural Gas | Boiler | A | Cumulative Summer Peak Savings (MW) | Achievable Technical Potential | 0 | 0 | 0 | 0 | 0 | 0 | 0 | 0 | 0 | 0 | 0 | 0 | 0 | 0 | 0 | 0 | 0 | 0 | 0 | 0 | 0 | 0 | 0 | 0 | 0 | 0 | 0 | 0 | 0 | 0 | 0
F12_Industrial_Paper and Printing_New_Space Heating_Natural Gas_Boiler_A_Achievable Technical Potential | F12 | Industrial | Paper and Printing | New | Space Heating | Natural Gas | Boiler | A | Cumulative Winter Peak Savings (MW) | Achievable Technical Potential | 0 | 0 | 0 | 0 | 0 | 0 | 0 | 0 | 0 | 0 | 0 | 0 | 0 | 0 | 0 | 0 | 0 | 0 | 0 | 0 | 0 | 0 | 0 | 0 | 0 | 0 | 0 | 0 | 0 | 0 | 0
F13_Industrial_Paper and Printing_New_Space Heating_Natural Gas_Boiler_A_Achievable Technical Potential | F13 | Industrial | Paper and Printing | New | Space Heating | Natural Gas | Boiler | A | Purchases (Incremental) | Achievable Technical Potential | 0 | 0 | 0 | 0 | 0 | 0 | 0 | 0 | 0 | 0 | 0 | 0 | 0 | 0 | 0 | 0 | 0 | 0 | 0 | 0 | 0 | 0 | 0 | 0 | 0 | 0 | 0 | 0 | 0 | 0 | 0
F14_Industrial_Paper and Printing_New_Space Heating_Natural Gas_Boiler_A_Achievable Technical Potential | F14 | Industrial | Paper and Printing | New | Space Heating | Natural Gas | Boiler | A | Purchases (Cumulative) | Achievable Technical Potential | 0 | 0 | 0 | 0 | 0 | 0 | 0 | 0 | 0 | 0 | 0 | 0 | 0 | 0 | 0 | 0 | 0 | 0 | 0 | 0 | 0 | 0 | 0 | 0 | 0 | 0 | 0 | 0 | 0 | 0 | 0
F1_Industrial_Paper and Printing_New_Space Heating_Natural Gas_Unit Heater_A_Achievable Technical Potential | F1 | Industrial | Paper and Printing | New | Space Heating | Natural Gas | Unit Heater | A | Original Unit Energy Savings (kWh or therms) | Achievable Technical Potential | 0 | 28641.12 | 28641.12 | 28641.12 | 28641.12 | 15772.4108 | 15772.4108 | 15772.4108 | 15772.4108 | 15772.4108 | 15772.4108 | 15772.4108 | 15772.4108 | 15772.4108 | 15772.4108 | 15772.4108 | 15772.4108 | 15772.4108 | 15772.4108 | 15772.4108 | 15772.4108 | 15772.4108 | 15772.4108 | 15772.4108 | 15772.4108 | 15772.4108 | 15772.4108 | 15772.4108 | 15772.4108 | 15772.4108 | 15772.4108
F2_Industrial_Paper and Printing_New_Space Heating_Natural Gas_Unit Heater_A_Achievable Technical Potential | F2 | Industrial | Paper and Printing | New | Space Heating | Natural Gas | Unit Heater | A | Original Unit Summer Peak Savings (kW) | Achievable Technical Potential | 0 | 0 | 0 | 0 | 0 | 0 | 0 | 0 | 0 | 0 | 0 | 0 | 0 | 0 | 0 | 0 | 0 | 0 | 0 | 0 | 0 | 0 | 0 | 0 | 0 | 0 | 0 | 0 | 0 | 0 | 0
F3_Industrial_Paper and Printing_New_Space Heating_Natural Gas_Unit Heater_A_Achievable Technical Potential | F3 | Industrial | Paper and Printing | New | Space Heating | Natural Gas | Unit Heater | A | Original Unit Winter Peak Savings (kW) | Achievable Technical Potential | 0 | 0 | 0 | 0 | 0 | 0 | 0 | 0 | 0 | 0 | 0 | 0 | 0 | 0 | 0 | 0 | 0 | 0 | 0 | 0 | 0 | 0 | 0 | 0 | 0 | 0 | 0 | 0 | 0 | 0 | 0
F4_Industrial_Paper and Printing_New_Space Heating_Natural Gas_Unit Heater_A_Achievable Technical Potential | F4 | Industrial | Paper and Printing | New | Space Heating | Natural Gas | Unit Heater | A | Standalone Impact on Baseline Energy (%) | Achievable Technical Potential | 0% | 0% | 0% | 0% | 0% | 0.2185% | 0.5542% | 0.9651% | 1.424% | 1.918% | 2.426% | 3.053% | 3.751% | 4.481% | 5.219% | 5.954% | 6.67% | 7.289% | 8.064% | 8.678% | 9.158% | 9.545% | 9.853% | 10.06% | 0.10181 | 0.10252 | 0.10292 | 0.10302 | 0 | 0 | 0
F5_Industrial_Paper and Printing_New_Space Heating_Natural Gas_Unit Heater_A_Achievable Technical Potential | F5 | Industrial | Paper and Printing | New | Space Heating | Natural Gas | Unit Heater | A | Standalone Impact on Baseline Summer Peak (%) | Achievable Technical Potential | 0% | 0% | 0% | 0% | 0% | 0% | 0% | 0% | 0% | 0% | 0% | 0% | 0% | 0% | 0% | 0% | 0% | 0% | 0% | 0% | 0% | 0% | 0% | 0% | 0 | 0 | 0 | 0 | 0 | 0 | 0
F6_Industrial_Paper and Printing_New_Space Heating_Natural Gas_Unit Heater_A_Achievable Technical Potential | F6 | Industrial | Paper and Printing | New | Space Heating | Natural Gas | Unit Heater | A | Standalone Impact on Baseline Winter Peak (%) | Achievable Technical Potential | 0% | 0% | 0% | 0% | 0% | 0% | 0% | 0% | 0% | 0% | 0% | 0% | 0% | 0% | 0% | 0% | 0% | 0% | 0% | 0% | 0% | 0% | 0% | 0% | 0 | 0 | 0 | 0 | 0 | 0 | 0
F7_Industrial_Paper and Printing_New_Space Heating_Natural Gas_Unit Heater_A_Achievable Technical Potential | F7 | Industrial | Paper and Printing | New | Space Heating | Natural Gas | Unit Heater | A | Incremental Energy Savings (MWh or mTherms) | Achievable Technical Potential | 0 | 0 | 0 | 0 | 0 | 0.0013494 | 0.0026525 | 0.0039765 | 0.0052708 | 0.006592 | 0.007785 | 0.010207 | 0.012366 | 0.014134 | 0.015539 | 0.01697 | 0.01804 | 0.017697 | 0.021524 | 0.019794 | 0.018231 | 0.017133 | 0.016432 | 0.014469 | 0.012878 | 0.01171 | 0.011011 | 0.010207 | 0.010967 | 0.0113 | 0.007111
F8_Industrial_Paper and Printing_New_Space Heating_Natural Gas_Unit Heater_A_Achievable Technical Potential | F8 | Industrial | Paper and Printing | New | Space Heating | Natural Gas | Unit Heater | A | Incremental Summer Peak Savings (MW) | Achievable Technical Potential | 0 | 0 | 0 | 0 | 0 | 0 | 0 | 0 | 0 | 0 | 0 | 0 | 0 | 0 | 0 | 0 | 0 | 0 | 0 | 0 | 0 | 0 | 0 | 0 | 0 | 0 | 0 | 0 | 0 | 0 | 0
F9_Industrial_Paper and Printing_New_Space Heating_Natural Gas_Unit Heater_A_Achievable Technical Potential | F9 | Industrial | Paper and Printing | New | Space Heating | Natural Gas | Unit Heater | A | Incremental Winter Peak Savings (MW) | Achievable Technical Potential | 0 | 0 | 0 | 0 | 0 | 0 | 0 | 0 | 0 | 0 | 0 | 0 | 0 | 0 | 0 | 0 | 0 | 0 | 0 | 0 | 0 | 0 | 0 | 0 | 0 | 0 | 0 | 0 | 0 | 0 | 0
F10_Industrial_Paper and Printing_New_Space Heating_Natural Gas_Unit Heater_A_Achievable Technical Potential | F10 | Industrial | Paper and Printing | New | Space Heating | Natural Gas | Unit Heater | A | Cumulative Energy Savings (MWh or mTherms) | Achievable Technical Potential | 0 | 0 | 0 | 0 | 0 | 0.0013494 | 0.0040019 | 0.0079784 | 0.013249 | 0.019841 | 0.027626 | 0.037833 | 0.0502 | 0.064334 | 0.079873 | 0.096843 | 0.11488 | 0.13258 | 0.1541 | 0.1739 | 0.19213 | 0.20926 | 0.22569 | 0.24016 | 0.25304 | 0.26475 | 0.27576 | 0.28597 | 0.29694 | 0.30824 | 0.31535
F11_Industrial_Paper and Printing_New_Space Heating_Natural Gas_Unit Heater_A_Achievable Technical Potential | F11 | Industrial | Paper and Printing | New | Space Heating | Natural Gas | Unit Heater | A | Cumulative Summer Peak Savings (MW) | Achievable Technical Potential | 0 | 0 | 0 | 0 | 0 | 0 | 0 | 0 | 0 | 0 | 0 | 0 | 0 | 0 | 0 | 0 | 0 | 0 | 0 | 0 | 0 | 0 | 0 | 0 | 0 | 0 | 0 | 0 | 0 | 0 | 0
F12_Industrial_Paper and Printing_New_Space Heating_Natural Gas_Unit Heater_A_Achievable Technical Potential | F12 | Industrial | Paper and Printing | New | Space Heating | Natural Gas | Unit Heater | A | Cumulative Winter Peak Savings (MW) | Achievable Technical Potential | 0 | 0 | 0 | 0 | 0 | 0 | 0 | 0 | 0 | 0 | 0 | 0 | 0 | 0 | 0 | 0 | 0 | 0 | 0 | 0 | 0 | 0 | 0 | 0 | 0 | 0 | 0 | 0 | 0 | 0 | 0
F13_Industrial_Paper and Printing_New_Space Heating_Natural Gas_Unit Heater_A_Achievable Technical Potential | F13 | Industrial | Paper and Printing | New | Space Heating | Natural Gas | Unit Heater | A | Purchases (Incremental) | Achievable Technical Potential | 0 | 0 | 0 | 0 | 0 | 8.5556e-05 | 0.00016817 | 0.00025212 | 0.00033418 | 0.00041795 | 0.00049359 | 0.00064716 | 0.00078404 | 0.00089613 | 0.00098523 | 0.0010759 | 0.0011438 | 0.0012076 | 0.0015328 | 0.0015071 | 0.00149 | 0.0015042 | 0.0015354 | 0.0015645 | 0.0016005 | 0.0016385 | 0.0016833 | 0.0017231 | 0.0018391 | 0.001924 | 0.0019837
F14_Industrial_Paper and Printing_New_Space Heating_Natural Gas_Unit Heater_A_Achievable Technical Potential | F14 | Industrial | Paper and Printing | New | Space Heating | Natural Gas | Unit Heater | A | Purchases (Cumulative) | Achievable Technical Potential | 0 | 0 | 0 | 0 | 0 | 8.5556e-05 | 0.00025373 | 0.00050585 | 0.00084002 | 0.001258 | 0.0017516 | 0.0023987 | 0.0031828 | 0.0040789 | 0.0050641 | 0.00614 | 0.0072838 | 0.0084059 | 0.0097705 | 0.011025 | 0.012181 | 0.013268 | 0.014309 | 0.015227 | 0.016043 | 0.016786 | 0.017484 | 0.018131 | 0.018826 | 0.019543 | 0.019994
F1_Industrial_Instruments_Existing_Space Heating_Natural Gas_Furnace_A_Achievable Technical Potential | F1 | Industrial | Instruments | Existing | Space Heating | Natural Gas | Furnace | A | Original Unit Energy Savings (kWh or therms) | Achievable Technical Potential | 0 | 505.0924 | 505.0924 | 505.0924 | 505.0924 | 138.7616 | 138.7616 | 138.7616 | 138.7616 | 138.7616 | 138.7616 | 138.7616 | 138.7616 | 138.7616 | 138.7616 | 138.7616 | 138.7616 | 138.7616 | 138.7616 | 138.7616 | 138.7616 | 138.7616 | 138.7616 | 138.7616 | 138.7616 | 138.7616 | 138.7616 | 138.7616 | 138.7616 | 138.7616 | 138.7616
F2_Industrial_Instruments_Existing_Space Heating_Natural Gas_Furnace_A_Achievable Technical Potential | F2 | Industrial | Instruments | Existing | Space Heating | Natural Gas | Furnace | A | Original Unit Summer Peak Savings (kW) | Achievable Technical Potential | 0 | 0 | 0 | 0 | 0 | 0 | 0 | 0 | 0 | 0 | 0 | 0 | 0 | 0 | 0 | 0 | 0 | 0 | 0 | 0 | 0 | 0 | 0 | 0 | 0 | 0 | 0 | 0 | 0 | 0 | 0
F3_Industrial_Instruments_Existing_Space Heating_Natural Gas_Furnace_A_Achievable Technical Potential | F3 | Industrial | Instruments | Existing | Space Heating | Natural Gas | Furnace | A | Original Unit Winter Peak Savings (kW) | Achievable Technical Potential | 0 | 0 | 0 | 0 | 0 | 0 | 0 | 0 | 0 | 0 | 0 | 0 | 0 | 0 | 0 | 0 | 0 | 0 | 0 | 0 | 0 | 0 | 0 | 0 | 0 | 0 | 0 | 0 | 0 | 0 | 0
F4_Industrial_Instruments_Existing_Space Heating_Natural Gas_Furnace_A_Achievable Technical Potential | F4 | Industrial | Instruments | Existing | Space Heating | Natural Gas | Furnace | A | Standalone Impact on Baseline Energy (%) | Achievable Technical Potential | 0% | 0% | 0% | 0% | 0% | 0.0004194% | 0.0013% | 0.00228% | 0.003653% | 0.005449% | 0.007679% | 0.01022% | 0.01285% | 0.0157% | 0.0186% | 0.02141% | 0.024% | 0.02664% | 0.02931% | 0.03192% | 0.03469% | 0.03755% | 0.04062% | 0.04375% | 0.00046972 | 0.00050263 | 0.00053639 | 0.00057094 | 0 | 0 | 0
F5_Industrial_Instruments_Existing_Space Heating_Natural Gas_Furnace_A_Achievable Technical Potential | F5 | Industrial | Instruments | Existing | Space Heating | Natural Gas | Furnace | A | Standalone Impact on Baseline Summer Peak (%) | Achievable Technical Potential | 0% | 0% | 0% | 0% | 0% | 0% | 0% | 0% | 0% | 0% | 0% | 0% | 0% | 0% | 0% | 0% | 0% | 0% | 0% | 0% | 0% | 0% | 0% | 0% | 0 | 0 | 0 | 0 | 0 | 0 | 0
F6_Industrial_Instruments_Existing_Space Heating_Natural Gas_Furnace_A_Achievable Technical Potential | F6 | Industrial | Instruments | Existing | Space Heating | Natural Gas | Furnace | A | Standalone Impact on Baseline Winter Peak (%) | Achievable Technical Potential | 0% | 0% | 0% | 0% | 0% | 0% | 0% | 0% | 0% | 0% | 0% | 0% | 0% | 0% | 0% | 0% | 0% | 0% | 0% | 0% | 0% | 0% | 0% | 0% | 0 | 0 | 0 | 0 | 0 | 0 | 0
F7_Industrial_Instruments_Existing_Space Heating_Natural Gas_Furnace_A_Achievable Technical Potential | F7 | Industrial | Instruments | Existing | Space Heating | Natural Gas | Furnace | A | Incremental Energy Savings (MWh or mTherms) | Achievable Technical Potential | 0 | 0 | 0 | 0 | 0 | 0.0015001 | 0.0031238 | 0.0033913 | 0.0047475 | 0.0061636 | 0.0072225 | 0.0082921 | 0.0084662 | 0.0083438 | 0.0092034 | 0.0079549 | 0.0077343 | 0.007369 | 0.0069923 | 0.0075541 | 0.007423 | 0.0075637 | 0.0080941 | 0.0082283 | 0.0083738 | 0.0085282 | 0.0087286 | 0.0089133 | 0.0040832 | 5.8287e-16 | 0
F8_Industrial_Instruments_Existing_Space Heating_Natural Gas_Furnace_A_Achievable Technical Potential | F8 | Industrial | Instruments | Existing | Space Heating | Natural Gas | Furnace | A | Incremental Summer Peak Savings (MW) | Achievable Technical Potential | 0 | 0 | 0 | 0 | 0 | 0 | 0 | 0 | 0 | 0 | 0 | 0 | 0 | 0 | 0 | 0 | 0 | 0 | 0 | 0 | 0 | 0 | 0 | 0 | 0 | 0 | 0 | 0 | 0 | 0 | 0
F9_Industrial_Instruments_Existing_Space Heating_Natural Gas_Furnace_A_Achievable Technical Potential | F9 | Industrial | Instruments | Existing | Space Heating | Natural Gas | Furnace | A | Incremental Winter Peak Savings (MW) | Achievable Technical Potential | 0 | 0 | 0 | 0 | 0 | 0 | 0 | 0 | 0 | 0 | 0 | 0 | 0 | 0 | 0 | 0 | 0 | 0 | 0 | 0 | 0 | 0 | 0 | 0 | 0 | 0 | 0 | 0 | 0 | 0 | 0
F10_Industrial_Instruments_Existing_Space Heating_Natural Gas_Furnace_A_Achievable Technical Potential | F10 | Industrial | Instruments | Existing | Space Heating | Natural Gas | Furnace | A | Cumulative Energy Savings (MWh or mTherms) | Achievable Technical Potential | 0 | 0 | 0 | 0 | 0 | 0.0015001 | 0.0046239 | 0.0080152 | 0.012763 | 0.018926 | 0.026149 | 0.034441 | 0.042907 | 0.051251 | 0.060454 | 0.068409 | 0.076143 | 0.083512 | 0.090505 | 0.098059 | 0.10548 | 0.11305 | 0.12114 | 0.12937 | 0.13774 | 0.14627 | 0.155 | 0.16391 | 0.168 | 0.168 | 0.168
F11_Industrial_Instruments_Existing_Space Heating_Natural Gas_Furnace_A_Achievable Technical Potential | F11 | Industrial | Instruments | Existing | Space Heating | Natural Gas | Furnace | A | Cumulative Summer Peak Savings (MW) | Achievable Technical Potential | 0 | 0 | 0 | 0 | 0 | 0 | 0 | 0 | 0 | 0 | 0 | 0 | 0 | 0 | 0 | 0 | 0 | 0 | 0 | 0 | 0 | 0 | 0 | 0 | 0 | 0 | 0 | 0 | 0 | 0 | 0
F12_Industrial_Instruments_Existing_Space Heating_Natural Gas_Furnace_A_Achievable Technical Potential | F12 | Industrial | Instruments | Existing | Space Heating | Natural Gas | Furnace | A | Cumulative Winter Peak Savings (MW) | Achievable Technical Potential | 0 | 0 | 0 | 0 | 0 | 0 | 0 | 0 | 0 | 0 | 0 | 0 | 0 | 0 | 0 | 0 | 0 | 0 | 0 | 0 | 0 | 0 | 0 | 0 | 0 | 0 | 0 | 0 | 0 | 0 | 0
F13_Industrial_Instruments_Existing_Space Heating_Natural Gas_Furnace_A_Achievable Technical Potential | F13 | Industrial | Instruments | Existing | Space Heating | Natural Gas | Furnace | A | Purchases (Incremental) | Achievable Technical Potential | 0 | 0 | 0 | 0 | 0 | 0.01081 | 0.022512 | 0.02444 | 0.034213 | 0.044418 | 0.05205 | 0.059758 | 0.061012 | 0.06013 | 0.066325 | 0.057328 | 0.055738 | 0.053105 | 0.050391 | 0.054439 | 0.053495 | 0.054509 | 0.058331 | 0.059298 | 0.060346 | 0.06146 | 0.062904 | 0.064234 | 0.065461 | 0.075041 | 0.081467
F14_Industrial_Instruments_Existing_Space Heating_Natural Gas_Furnace_A_Achievable Technical Potential | F14 | Industrial | Instruments | Existing | Space Heating | Natural Gas | Furnace | A | Purchases (Cumulative) | Achievable Technical Potential | 0 | 0 | 0 | 0 | 0 | 0.01081 | 0.033323 | 0.057763 | 0.091976 | 0.13639 | 0.18844 | 0.2482 | 0.30921 | 0.36934 | 0.43567 | 0.493 | 0.54874 | 0.60184 | 0.65223 | 0.70667 | 0.76017 | 0.81467 | 0.87301 | 0.9323 | 0.99265 | 1.0541 | 1.117 | 1.1812 | 1.2107 | 1.2107 | 1.2107
F1_Industrial_Instruments_Existing_Space Heating_Natural Gas_Boiler_A_Achievable Technical Potential | F1 | Industrial | Instruments | Existing | Space Heating | Natural Gas | Boiler | A | Original Unit Energy Savings (kWh or therms) | Achievable Technical Potential | 0 | 8772.191 | 8772.191 | 8772.191 | 8772.191 | 5375.3 | 5375.3 | 5375.3 | 5375.3 | 5375.3 | 5375.3 | 5375.3 | 5375.3 | 5375.3 | 5375.3 | 5375.3 | 5375.3 | 5375.3 | 5375.3 | 5375.3 | 5375.3 | 5375.3 | 5375.3 | 792.2778 | 792.2778 | 792.2778 | 792.2778 | 792.2778 | 792.2778 | 792.2778 | 792.2778
F2_Industrial_Instruments_Existing_Space Heating_Natural Gas_Boiler_A_Achievable Technical Potential | F2 | Industrial | Instruments | Existing | Space Heating | Natural Gas | Boiler | A | Original Unit Summer Peak Savings (kW) | Achievable Technical Potential | 0 | 0 | 0 | 0 | 0 | 0 | 0 | 0 | 0 | 0 | 0 | 0 | 0 | 0 | 0 | 0 | 0 | 0 | 0 | 0 | 0 | 0 | 0 | 0 | 0 | 0 | 0 | 0 | 0 | 0 | 0
F3_Industrial_Instruments_Existing_Space Heating_Natural Gas_Boiler_A_Achievable Technical Potential | F3 | Industrial | Instruments | Existing | Space Heating | Natural Gas | Boiler | A | Original Unit Winter Peak Savings (kW) | Achievable Technical Potential | 0 | 0 | 0 | 0 | 0 | 0 | 0 | 0 | 0 | 0 | 0 | 0 | 0 | 0 | 0 | 0 | 0 | 0 | 0 | 0 | 0 | 0 | 0 | 0 | 0 | 0 | 0 | 0 | 0 | 0 | 0
F4_Industrial_Instruments_Existing_Space Heating_Natural Gas_Boiler_A_Achievable Technical Potential | F4 | Industrial | Instruments | Existing | Space Heating | Natural Gas | Boiler | A | Standalone Impact on Baseline Energy (%) | Achievable Technical Potential | 0% | 0% | 0% | 0% | 0% | 0.02705% | 0.0673% | 0.1173% | 0.1743% | 0.2365% | 0.3034% | 0.3701% | 0.4383% | 0.5141% | 0.5901% | 0.6668% | 0.7392% | 0.8159% | 0.8969% | 0.9729% | 1.052% | 1.138% | 1.222% | 1.243% | 0.012645 | 0.012851 | 0.013049 | 0.013241 | 0 | 0 | 0
F5_Industrial_Instruments_Existing_Space Heating_Natural Gas_Boiler_A_Achievable Technical Potential | F5 | Industrial | Instruments | Existing | Space Heating | Natural Gas | Boiler | A | Standalone Impact on Baseline Summer Peak (%) | Achievable Technical Potential | 0% | 0% | 0% | 0% | 0% | 0% | 0% | 0% | 0% | 0% | 0% | 0% | 0% | 0% | 0% | 0% | 0% | 0% | 0% | 0% | 0% | 0% | 0% | 0% | 0 | 0 | 0 | 0 | 0 | 0 | 0
F6_Industrial_Instruments_Existing_Space Heating_Natural Gas_Boiler_A_Achievable Technical Potential | F6 | Industrial | Instruments | Existing | Space Heating | Natural Gas | Boiler | A | Standalone Impact on Baseline Winter Peak (%) | Achievable Technical Potential | 0% | 0% | 0% | 0% | 0% | 0% | 0% | 0% | 0% | 0% | 0% | 0% | 0% | 0% | 0% | 0% | 0% | 0% | 0% | 0% | 0% | 0% | 0% | 0% | 0 | 0 | 0 | 0 | 0 | 0 | 0
F7_Industrial_Instruments_Existing_Space Heating_Natural Gas_Boiler_A_Achievable Technical Potential | F7 | Industrial | Instruments | Existing | Space Heating | Natural Gas | Boiler | A | Incremental Energy Savings (MWh or mTherms) | Achievable Technical Potential | 0 | 0 | 0 | 0 | 0 | 0.096745 | 0.14267 | 0.17285 | 0.19658 | 0.21254 | 0.21171 | 0.21476 | 0.21618 | 0.2138 | 0.24014 | 0.21291 | 0.21425 | 0.21274 | 0.21123 | 0.2194 | 0.21102 | 0.22541 | 0.21938 | 0.031576 | 0.032216 | 0.031569 | 0.031018 | 0.030552 | 0.030199 | 0.029929 | 0.015394
F8_Industrial_Instruments_Existing_Space Heating_Natural Gas_Boiler_A_Achievable Technical Potential | F8 | Industrial | Instruments | Existing | Space Heating | Natural Gas | Boiler | A | Incremental Summer Peak Savings (MW) | Achievable Technical Potential | 0 | 0 | 0 | 0 | 0 | 0 | 0 | 0 | 0 | 0 | 0 | 0 | 0 | 0 | 0 | 0 | 0 | 0 | 0 | 0 | 0 | 0 | 0 | 0 | 0 | 0 | 0 | 0 | 0 | 0 | 0
F9_Industrial_Instruments_Existing_Space Heating_Natural Gas_Boiler_A_Achievable Technical Potential | F9 | Industrial | Instruments | Existing | Space Heating | Natural Gas | Boiler | A | Incremental Winter Peak Savings (MW) | Achievable Technical Potential | 0 | 0 | 0 | 0 | 0 | 0 | 0 | 0 | 0 | 0 | 0 | 0 | 0 | 0 | 0 | 0 | 0 | 0 | 0 | 0 | 0 | 0 | 0 | 0 | 0 | 0 | 0 | 0 | 0 | 0 | 0
F10_Industrial_Instruments_Existing_Space Heating_Natural Gas_Boiler_A_Achievable Technical Potential | F10 | Industrial | Instruments | Existing | Space Heating | Natural Gas | Boiler | A | Cumulative Energy Savings (MWh or mTherms) | Achievable Technical Potential | 0 | 0 | 0 | 0 | 0 | 0.096745 | 0.23941 | 0.41226 | 0.60884 | 0.82139 | 1.0331 | 1.2479 | 1.464 | 1.6778 | 1.918 | 2.1309 | 2.3451 | 2.5579 | 2.7691 | 2.9885 | 3.1995 | 3.4249 | 3.6443 | 3.6759 | 3.7081 | 3.7397 | 3.7707 | 3.8012 | 3.8314 | 3.8614 | 3.78
F11_Industrial_Instruments_Existing_Space Heating_Natural Gas_Boiler_A_Achievable Technical Potential | F11 | Industrial | Instruments | Existing | Space Heating | Natural Gas | Boiler | A | Cumulative Summer Peak Savings (MW) | Achievable Technical Potential | 0 | 0 | 0 | 0 | 0 | 0 | 0 | 0 | 0 | 0 | 0 | 0 | 0 | 0 | 0 | 0 | 0 | 0 | 0 | 0 | 0 | 0 | 0 | 0 | 0 | 0 | 0 | 0 | 0 | 0 | 0
F12_Industrial_Instruments_Existing_Space Heating_Natural Gas_Boiler_A_Achievable Technical Potential | F12 | Industrial | Instruments | Existing | Space Heating | Natural Gas | Boiler | A | Cumulative Winter Peak Savings (MW) | Achievable Technical Potential | 0 | 0 | 0 | 0 | 0 | 0 | 0 | 0 | 0 | 0 | 0 | 0 | 0 | 0 | 0 | 0 | 0 | 0 | 0 | 0 | 0 | 0 | 0 | 0 | 0 | 0 | 0 | 0 | 0 | 0 | 0
F13_Industrial_Instruments_Existing_Space Heating_Natural Gas_Boiler_A_Achievable Technical Potential | F13 | Industrial | Instruments | Existing | Space Heating | Natural Gas | Boiler | A | Purchases (Incremental) | Achievable Technical Potential | 0 | 0 | 0 | 0 | 0 | 0.017998 | 0.026541 | 0.032156 | 0.036571 | 0.039541 | 0.039386 | 0.039954 | 0.040218 | 0.039774 | 0.044675 | 0.039608 | 0.039858 | 0.039577 | 0.039296 | 0.040816 | 0.039258 | 0.041934 | 0.040813 | 0.039855 | 0.040662 | 0.039846 | 0.03915 | 0.038562 | 0.038117 | 0.037776 | 0.037428
F14_Industrial_Instruments_Existing_Space Heating_Natural Gas_Boiler_A_Achievable Technical Potential | F14 | Industrial | Instruments | Existing | Space Heating | Natural Gas | Boiler | A | Purchases (Cumulative) | Achievable Technical Potential | 0 | 0 | 0 | 0 | 0 | 0.017998 | 0.044539 | 0.076695 | 0.11327 | 0.15281 | 0.19219 | 0.23215 | 0.27236 | 0.31214 | 0.35681 | 0.39642 | 0.43628 | 0.47586 | 0.51515 | 0.55597 | 0.59523 | 0.63716 | 0.67797 | 0.71783 | 0.75849 | 0.79834 | 0.83749 | 0.87605 | 0.91417 | 0.95194 | 0.97137
F1_Industrial_Instruments_Existing_Space Heating_Natural Gas_Unit Heater_A_Achievable Technical Potential | F1 | Industrial | Instruments | Existing | Space Heating | Natural Gas | Unit Heater | A | Original Unit Energy Savings (kWh or therms) | Achievable Technical Potential | 0 | 28641.12 | 28641.12 | 28641.12 | 28641.12 | 15772.4108 | 15772.4108 | 15772.4108 | 15772.4108 | 15772.4108 | 15772.4108 | 15772.4108 | 15772.4108 | 15772.4108 | 15772.4108 | 15772.4108 | 15772.4108 | 15772.4108 | 15772.4108 | 15772.4108 | 15772.4108 | 15772.4108 | 15772.4108 | 15772.4108 | 15772.4108 | 15772.4108 | 15772.4108 | 15772.4108 | 15772.4108 | 15772.4108 | 15772.4108
F2_Industrial_Instruments_Existing_Space Heating_Natural Gas_Unit Heater_A_Achievable Technical Potential | F2 | Industrial | Instruments | Existing | Space Heating | Natural Gas | Unit Heater | A | Original Unit Summer Peak Savings (kW) | Achievable Technical Potential | 0 | 0 | 0 | 0 | 0 | 0 | 0 | 0 | 0 | 0 | 0 | 0 | 0 | 0 | 0 | 0 | 0 | 0 | 0 | 0 | 0 | 0 | 0 | 0 | 0 | 0 | 0 | 0 | 0 | 0 | 0
F3_Industrial_Instruments_Existing_Space Heating_Natural Gas_Unit Heater_A_Achievable Technical Potential | F3 | Industrial | Instruments | Existing | Space Heating | Natural Gas | Unit Heater | A | Original Unit Winter Peak Savings (kW) | Achievable Technical Potential | 0 | 0 | 0 | 0 | 0 | 0 | 0 | 0 | 0 | 0 | 0 | 0 | 0 | 0 | 0 | 0 | 0 | 0 | 0 | 0 | 0 | 0 | 0 | 0 | 0 | 0 | 0 | 0 | 0 | 0 | 0
F4_Industrial_Instruments_Existing_Space Heating_Natural Gas_Unit Heater_A_Achievable Technical Potential | F4 | Industrial | Instruments | Existing | Space Heating | Natural Gas | Unit Heater | A | Standalone Impact on Baseline Energy (%) | Achievable Technical Potential | 0% | 0% | 0% | 0% | 0% | 0.006526% | 0.0244% | 0.05959% | 0.1198% | 0.2125% | 0.3402% | 0.5013% | 0.6977% | 0.9396% | 1.234% | 1.558% | 1.907% | 2.25% | 2.589% | 2.895% | 3.185% | 3.475% | 3.703% | 3.903% | 0.040837 | 0.042457 | 0.043524 | 0.044555 | 0 | 0 | 0
F5_Industrial_Instruments_Existing_Space Heating_Natural Gas_Unit Heater_A_Achievable Technical Potential | F5 | Industrial | Instruments | Existing | Space Heating | Natural Gas | Unit Heater | A | Standalone Impact on Baseline Summer Peak (%) | Achievable Technical Potential | 0% | 0% | 0% | 0% | 0% | 0% | 0% | 0% | 0% | 0% | 0% | 0% | 0% | 0% | 0% | 0% | 0% | 0% | 0% | 0% | 0% | 0% | 0% | 0% | 0 | 0 | 0 | 0 | 0 | 0 | 0
F6_Industrial_Instruments_Existing_Space Heating_Natural Gas_Unit Heater_A_Achievable Technical Potential | F6 | Industrial | Instruments | Existing | Space Heating | Natural Gas | Unit Heater | A | Standalone Impact on Baseline Winter Peak (%) | Achievable Technical Potential | 0% | 0% | 0% | 0% | 0% | 0% | 0% | 0% | 0% | 0% | 0% | 0% | 0% | 0% | 0% | 0% | 0% | 0% | 0% | 0% | 0% | 0% | 0% | 0% | 0 | 0 | 0 | 0 | 0 | 0 | 0
F7_Industrial_Instruments_Existing_Space Heating_Natural Gas_Unit Heater_A_Achievable Technical Potential | F7 | Industrial | Instruments | Existing | Space Heating | Natural Gas | Unit Heater | A | Incremental Energy Savings (MWh or mTherms) | Achievable Technical Potential | 0 | 0 | 0 | 0 | 0 | 0.023341 | 0.063461 | 0.12264 | 0.20901 | 0.31951 | 0.42056 | 0.53171 | 0.64035 | 0.73581 | 0.94326 | 0.96968 | 1.0694 | 1.0057 | 0.9388 | 0.89787 | 0.79209 | 0.77718 | 0.58418 | 0.49641 | 0.434 | 0.38049 | 0.22133 | 0.21436 | 0.12692 | 0.17581 | 0.20431
F8_Industrial_Instruments_Existing_Space Heating_Natural Gas_Unit Heater_A_Achievable Technical Potential | F8 | Industrial | Instruments | Existing | Space Heating | Natural Gas | Unit Heater | A | Incremental Summer Peak Savings (MW) | Achievable Technical Potential | 0 | 0 | 0 | 0 | 0 | 0 | 0 | 0 | 0 | 0 | 0 | 0 | 0 | 0 | 0 | 0 | 0 | 0 | 0 | 0 | 0 | 0 | 0 | 0 | 0 | 0 | 0 | 0 | 0 | 0 | 0
F9_Industrial_Instruments_Existing_Space Heating_Natural Gas_Unit Heater_A_Achievable Technical Potential | F9 | Industrial | Instruments | Existing | Space Heating | Natural Gas | Unit Heater | A | Incremental Winter Peak Savings (MW) | Achievable Technical Potential | 0 | 0 | 0 | 0 | 0 | 0 | 0 | 0 | 0 | 0 | 0 | 0 | 0 | 0 | 0 | 0 | 0 | 0 | 0 | 0 | 0 | 0 | 0 | 0 | 0 | 0 | 0 | 0 | 0 | 0 | 0
F10_Industrial_Instruments_Existing_Space Heating_Natural Gas_Unit Heater_A_Achievable Technical Potential | F10 | Industrial | Instruments | Existing | Space Heating | Natural Gas | Unit Heater | A | Cumulative Energy Savings (MWh or mTherms) | Achievable Technical Potential | 0 | 0 | 0 | 0 | 0 | 0.023341 | 0.086803 | 0.20944 | 0.41845 | 0.73796 | 1.1585 | 1.6902 | 2.3306 | 3.0664 | 4.0096 | 4.9793 | 6.0488 | 7.0545 | 7.9933 | 8.8912 | 9.6832 | 10.4604 | 11.0446 | 11.541 | 11.975 | 12.3555 | 12.5768 | 12.7912 | 12.9181 | 13.0939 | 13.2982
F11_Industrial_Instruments_Existing_Space Heating_Natural Gas_Unit Heater_A_Achievable Technical Potential | F11 | Industrial | Instruments | Existing | Space Heating | Natural Gas | Unit Heater | A | Cumulative Summer Peak Savings (MW) | Achievable Technical Potential | 0 | 0 | 0 | 0 | 0 | 0 | 0 | 0 | 0 | 0 | 0 | 0 | 0 | 0 | 0 | 0 | 0 | 0 | 0 | 0 | 0 | 0 | 0 | 0 | 0 | 0 | 0 | 0 | 0 | 0 | 0
F12_Industrial_Instruments_Existing_Space Heating_Natural Gas_Unit Heater_A_Achievable Technical Potential | F12 | Industrial | Instruments | Existing | Space Heating | Natural Gas | Unit Heater | A | Cumulative Winter Peak Savings (MW) | Achievable Technical Potential | 0 | 0 | 0 | 0 | 0 | 0 | 0 | 0 | 0 | 0 | 0 | 0 | 0 | 0 | 0 | 0 | 0 | 0 | 0 | 0 | 0 | 0 | 0 | 0 | 0 | 0 | 0 | 0 | 0 | 0 | 0
F13_Industrial_Instruments_Existing_Space Heating_Natural Gas_Unit Heater_A_Achievable Technical Potential | F13 | Industrial | Instruments | Existing | Space Heating | Natural Gas | Unit Heater | A | Purchases (Incremental) | Achievable Technical Potential | 0 | 0 | 0 | 0 | 0 | 0.0014799 | 0.0040236 | 0.0077757 | 0.013251 | 0.020257 | 0.026664 | 0.033711 | 0.040599 | 0.046652 | 0.059805 | 0.06148 | 0.067804 | 0.065244 | 0.063545 | 0.064702 | 0.063471 | 0.069532 | 0.063702 | 0.065185 | 0.068116 | 0.070775 | 0.073837 | 0.075071 | 0.075851 | 0.076391 | 0.076499
F14_Industrial_Instruments_Existing_Space Heating_Natural Gas_Unit Heater_A_Achievable Technical Potential | F14 | Industrial | Instruments | Existing | Space Heating | Natural Gas | Unit Heater | A | Purchases (Cumulative) | Achievable Technical Potential | 0 | 0 | 0 | 0 | 0 | 0.0014799 | 0.0055035 | 0.013279 | 0.026531 | 0.046788 | 0.073452 | 0.10716 | 0.14776 | 0.19441 | 0.25422 | 0.3157 | 0.3835 | 0.44727 | 0.50679 | 0.56372 | 0.61394 | 0.66321 | 0.70025 | 0.73172 | 0.75924 | 0.78336 | 0.79739 | 0.81099 | 0.81903 | 0.83018 | 0.84313
F1_Industrial_Instruments_New_Space Heating_Natural Gas_Furnace_A_Achievable Technical Potential | F1 | Industrial | Instruments | New | Space Heating | Natural Gas | Furnace | A | Original Unit Energy Savings (kWh or therms) | Achievable Technical Potential | 0 | 0 | 0 | 0 | 0 | 0 | 0 | 0 | 0 | 0 | 0 | 0 | 0 | 0 | 0 | 0 | 0 | 0 | 0 | 0 | 0 | 0 | 0 | 0 | 0 | 0 | 0 | 0 | 0 | 0 | 0
F2_Industrial_Instruments_New_Space Heating_Natural Gas_Furnace_A_Achievable Technical Potential | F2 | Industrial | Instruments | New | Space Heating | Natural Gas | Furnace | A | Original Unit Summer Peak Savings (kW) | Achievable Technical Potential | 0 | 0 | 0 | 0 | 0 | 0 | 0 | 0 | 0 | 0 | 0 | 0 | 0 | 0 | 0 | 0 | 0 | 0 | 0 | 0 | 0 | 0 | 0 | 0 | 0 | 0 | 0 | 0 | 0 | 0 | 0
F3_Industrial_Instruments_New_Space Heating_Natural Gas_Furnace_A_Achievable Technical Potential | F3 | Industrial | Instruments | New | Space Heating | Natural Gas | Furnace | A | Original Unit Winter Peak Savings (kW) | Achievable Technical Potential | 0 | 0 | 0 | 0 | 0 | 0 | 0 | 0 | 0 | 0 | 0 | 0 | 0 | 0 | 0 | 0 | 0 | 0 | 0 | 0 | 0 | 0 | 0 | 0 | 0 | 0 | 0 | 0 | 0 | 0 | 0
F4_Industrial_Instruments_New_Space Heating_Natural Gas_Furnace_A_Achievable Technical Potential | F4 | Industrial | Instruments | New | Space Heating | Natural Gas | Furnace | A | Standalone Impact on Baseline Energy (%) | Achievable Technical Potential | 0% | 0% | 0% | 0% | 0% | 0% | 0% | 0% | 0% | 0% | 0% | 0% | 0% | 0% | 0% | 0% | 0% | 0% | 0% | 0% | 0% | 0% | 0% | 0% | 0 | 0 | 0 | 0 | 0 | 0 | 0
F5_Industrial_Instruments_New_Space Heating_Natural Gas_Furnace_A_Achievable Technical Potential | F5 | Industrial | Instruments | New | Space Heating | Natural Gas | Furnace | A | Standalone Impact on Baseline Summer Peak (%) | Achievable Technical Potential | 0% | 0% | 0% | 0% | 0% | 0% | 0% | 0% | 0% | 0% | 0% | 0% | 0% | 0% | 0% | 0% | 0% | 0% | 0% | 0% | 0% | 0% | 0% | 0% | 0 | 0 | 0 | 0 | 0 | 0 | 0
F6_Industrial_Instruments_New_Space Heating_Natural Gas_Furnace_A_Achievable Technical Potential | F6 | Industrial | Instruments | New | Space Heating | Natural Gas | Furnace | A | Standalone Impact on Baseline Winter Peak (%) | Achievable Technical Potential | 0% | 0% | 0% | 0% | 0% | 0% | 0% | 0% | 0% | 0% | 0% | 0% | 0% | 0% | 0% | 0% | 0% | 0% | 0% | 0% | 0% | 0% | 0% | 0% | 0 | 0 | 0 | 0 | 0 | 0 | 0
F7_Industrial_Instruments_New_Space Heating_Natural Gas_Furnace_A_Achievable Technical Potential | F7 | Industrial | Instruments | New | Space Heating | Natural Gas | Furnace | A | Incremental Energy Savings (MWh or mTherms) | Achievable Technical Potential | 0 | 0 | 0 | 0 | 0 | 0 | 0 | 0 | 0 | 0 | 0 | 0 | 0 | 0 | 0 | 0 | 0 | 0 | 0 | 0 | 0 | 0 | 0 | 0 | 0 | 0 | 0 | 0 | 0 | 0 | 0
F8_Industrial_Instruments_New_Space Heating_Natural Gas_Furnace_A_Achievable Technical Potential | F8 | Industrial | Instruments | New | Space Heating | Natural Gas | Furnace | A | Incremental Summer Peak Savings (MW) | Achievable Technical Potential | 0 | 0 | 0 | 0 | 0 | 0 | 0 | 0 | 0 | 0 | 0 | 0 | 0 | 0 | 0 | 0 | 0 | 0 | 0 | 0 | 0 | 0 | 0 | 0 | 0 | 0 | 0 | 0 | 0 | 0 | 0
F9_Industrial_Instruments_New_Space Heating_Natural Gas_Furnace_A_Achievable Technical Potential | F9 | Industrial | Instruments | New | Space Heating | Natural Gas | Furnace | A | Incremental Winter Peak Savings (MW) | Achievable Technical Potential | 0 | 0 | 0 | 0 | 0 | 0 | 0 | 0 | 0 | 0 | 0 | 0 | 0 | 0 | 0 | 0 | 0 | 0 | 0 | 0 | 0 | 0 | 0 | 0 | 0 | 0 | 0 | 0 | 0 | 0 | 0
F10_Industrial_Instruments_New_Space Heating_Natural Gas_Furnace_A_Achievable Technical Potential | F10 | Industrial | Instruments | New | Space Heating | Natural Gas | Furnace | A | Cumulative Energy Savings (MWh or mTherms) | Achievable Technical Potential | 0 | 0 | 0 | 0 | 0 | 0 | 0 | 0 | 0 | 0 | 0 | 0 | 0 | 0 | 0 | 0 | 0 | 0 | 0 | 0 | 0 | 0 | 0 | 0 | 0 | 0 | 0 | 0 | 0 | 0 | 0
F11_Industrial_Instruments_New_Space Heating_Natural Gas_Furnace_A_Achievable Technical Potential | F11 | Industrial | Instruments | New | Space Heating | Natural Gas | Furnace | A | Cumulative Summer Peak Savings (MW) | Achievable Technical Potential | 0 | 0 | 0 | 0 | 0 | 0 | 0 | 0 | 0 | 0 | 0 | 0 | 0 | 0 | 0 | 0 | 0 | 0 | 0 | 0 | 0 | 0 | 0 | 0 | 0 | 0 | 0 | 0 | 0 | 0 | 0
F12_Industrial_Instruments_New_Space Heating_Natural Gas_Furnace_A_Achievable Technical Potential | F12 | Industrial | Instruments | New | Space Heating | Natural Gas | Furnace | A | Cumulative Winter Peak Savings (MW) | Achievable Technical Potential | 0 | 0 | 0 | 0 | 0 | 0 | 0 | 0 | 0 | 0 | 0 | 0 | 0 | 0 | 0 | 0 | 0 | 0 | 0 | 0 | 0 | 0 | 0 | 0 | 0 | 0 | 0 | 0 | 0 | 0 | 0
F13_Industrial_Instruments_New_Space Heating_Natural Gas_Furnace_A_Achievable Technical Potential | F13 | Industrial | Instruments | New | Space Heating | Natural Gas | Furnace | A | Purchases (Incremental) | Achievable Technical Potential | 0 | 0 | 0 | 0 | 0 | 0 | 0 | 0 | 0 | 0 | 0 | 0 | 0 | 0 | 0 | 0 | 0 | 0 | 0 | 0 | 0 | 0 | 0 | 0 | 0 | 0 | 0 | 0 | 0 | 0 | 0
F14_Industrial_Instruments_New_Space Heating_Natural Gas_Furnace_A_Achievable Technical Potential | F14 | Industrial | Instruments | New | Space Heating | Natural Gas | Furnace | A | Purchases (Cumulative) | Achievable Technical Potential | 0 | 0 | 0 | 0 | 0 | 0 | 0 | 0 | 0 | 0 | 0 | 0 | 0 | 0 | 0 | 0 | 0 | 0 | 0 | 0 | 0 | 0 | 0 | 0 | 0 | 0 | 0 | 0 | 0 | 0 | 0
F1_Industrial_Instruments_New_Space Heating_Natural Gas_Boiler_A_Achievable Technical Potential | F1 | Industrial | Instruments | New | Space Heating | Natural Gas | Boiler | A | Original Unit Energy Savings (kWh or therms) | Achievable Technical Potential | 0 | 0 | 0 | 0 | 0 | 0 | 0 | 0 | 0 | 0 | 0 | 0 | 0 | 0 | 0 | 0 | 0 | 0 | 0 | 0 | 0 | 0 | 0 | 0 | 0 | 0 | 0 | 0 | 0 | 0 | 0
F2_Industrial_Instruments_New_Space Heating_Natural Gas_Boiler_A_Achievable Technical Potential | F2 | Industrial | Instruments | New | Space Heating | Natural Gas | Boiler | A | Original Unit Summer Peak Savings (kW) | Achievable Technical Potential | 0 | 0 | 0 | 0 | 0 | 0 | 0 | 0 | 0 | 0 | 0 | 0 | 0 | 0 | 0 | 0 | 0 | 0 | 0 | 0 | 0 | 0 | 0 | 0 | 0 | 0 | 0 | 0 | 0 | 0 | 0
F3_Industrial_Instruments_New_Space Heating_Natural Gas_Boiler_A_Achievable Technical Potential | F3 | Industrial | Instruments | New | Space Heating | Natural Gas | Boiler | A | Original Unit Winter Peak Savings (kW) | Achievable Technical Potential | 0 | 0 | 0 | 0 | 0 | 0 | 0 | 0 | 0 | 0 | 0 | 0 | 0 | 0 | 0 | 0 | 0 | 0 | 0 | 0 | 0 | 0 | 0 | 0 | 0 | 0 | 0 | 0 | 0 | 0 | 0
F4_Industrial_Instruments_New_Space Heating_Natural Gas_Boiler_A_Achievable Technical Potential | F4 | Industrial | Instruments | New | Space Heating | Natural Gas | Boiler | A | Standalone Impact on Baseline Energy (%) | Achievable Technical Potential | 0% | 0% | 0% | 0% | 0% | 0% | 0% | 0% | 0% | 0% | 0% | 0% | 0% | 0% | 0% | 0% | 0% | 0% | 0% | 0% | 0% | 0% | 0% | 0% | 0 | 0 | 0 | 0 | 0 | 0 | 0
F5_Industrial_Instruments_New_Space Heating_Natural Gas_Boiler_A_Achievable Technical Potential | F5 | Industrial | Instruments | New | Space Heating | Natural Gas | Boiler | A | Standalone Impact on Baseline Summer Peak (%) | Achievable Technical Potential | 0% | 0% | 0% | 0% | 0% | 0% | 0% | 0% | 0% | 0% | 0% | 0% | 0% | 0% | 0% | 0% | 0% | 0% | 0% | 0% | 0% | 0% | 0% | 0% | 0 | 0 | 0 | 0 | 0 | 0 | 0
F6_Industrial_Instruments_New_Space Heating_Natural Gas_Boiler_A_Achievable Technical Potential | F6 | Industrial | Instruments | New | Space Heating | Natural Gas | Boiler | A | Standalone Impact on Baseline Winter Peak (%) | Achievable Technical Potential | 0% | 0% | 0% | 0% | 0% | 0% | 0% | 0% | 0% | 0% | 0% | 0% | 0% | 0% | 0% | 0% | 0% | 0% | 0% | 0% | 0% | 0% | 0% | 0% | 0 | 0 | 0 | 0 | 0 | 0 | 0
F7_Industrial_Instruments_New_Space Heating_Natural Gas_Boiler_A_Achievable Technical Potential | F7 | Industrial | Instruments | New | Space Heating | Natural Gas | Boiler | A | Incremental Energy Savings (MWh or mTherms) | Achievable Technical Potential | 0 | 0 | 0 | 0 | 0 | 0 | 0 | 0 | 0 | 0 | 0 | 0 | 0 | 0 | 0 | 0 | 0 | 0 | 0 | 0 | 0 | 0 | 0 | 0 | 0 | 0 | 0 | 0 | 0 | 0 | 0
F8_Industrial_Instruments_New_Space Heating_Natural Gas_Boiler_A_Achievable Technical Potential | F8 | Industrial | Instruments | New | Space Heating | Natural Gas | Boiler | A | Incremental Summer Peak Savings (MW) | Achievable Technical Potential | 0 | 0 | 0 | 0 | 0 | 0 | 0 | 0 | 0 | 0 | 0 | 0 | 0 | 0 | 0 | 0 | 0 | 0 | 0 | 0 | 0 | 0 | 0 | 0 | 0 | 0 | 0 | 0 | 0 | 0 | 0
F9_Industrial_Instruments_New_Space Heating_Natural Gas_Boiler_A_Achievable Technical Potential | F9 | Industrial | Instruments | New | Space Heating | Natural Gas | Boiler | A | Incremental Winter Peak Savings (MW) | Achievable Technical Potential | 0 | 0 | 0 | 0 | 0 | 0 | 0 | 0 | 0 | 0 | 0 | 0 | 0 | 0 | 0 | 0 | 0 | 0 | 0 | 0 | 0 | 0 | 0 | 0 | 0 | 0 | 0 | 0 | 0 | 0 | 0
F10_Industrial_Instruments_New_Space Heating_Natural Gas_Boiler_A_Achievable Technical Potential | F10 | Industrial | Instruments | New | Space Heating | Natural Gas | Boiler | A | Cumulative Energy Savings (MWh or mTherms) | Achievable Technical Potential | 0 | 0 | 0 | 0 | 0 | 0 | 0 | 0 | 0 | 0 | 0 | 0 | 0 | 0 | 0 | 0 | 0 | 0 | 0 | 0 | 0 | 0 | 0 | 0 | 0 | 0 | 0 | 0 | 0 | 0 | 0
F11_Industrial_Instruments_New_Space Heating_Natural Gas_Boiler_A_Achievable Technical Potential | F11 | Industrial | Instruments | New | Space Heating | Natural Gas | Boiler | A | Cumulative Summer Peak Savings (MW) | Achievable Technical Potential | 0 | 0 | 0 | 0 | 0 | 0 | 0 | 0 | 0 | 0 | 0 | 0 | 0 | 0 | 0 | 0 | 0 | 0 | 0 | 0 | 0 | 0 | 0 | 0 | 0 | 0 | 0 | 0 | 0 | 0 | 0
F12_Industrial_Instruments_New_Space Heating_Natural Gas_Boiler_A_Achievable Technical Potential | F12 | Industrial | Instruments | New | Space Heating | Natural Gas | Boiler | A | Cumulative Winter Peak Savings (MW) | Achievable Technical Potential | 0 | 0 | 0 | 0 | 0 | 0 | 0 | 0 | 0 | 0 | 0 | 0 | 0 | 0 | 0 | 0 | 0 | 0 | 0 | 0 | 0 | 0 | 0 | 0 | 0 | 0 | 0 | 0 | 0 | 0 | 0
F13_Industrial_Instruments_New_Space Heating_Natural Gas_Boiler_A_Achievable Technical Potential | F13 | Industrial | Instruments | New | Space Heating | Natural Gas | Boiler | A | Purchases (Incremental) | Achievable Technical Potential | 0 | 0 | 0 | 0 | 0 | 0 | 0 | 0 | 0 | 0 | 0 | 0 | 0 | 0 | 0 | 0 | 0 | 0 | 0 | 0 | 0 | 0 | 0 | 0 | 0 | 0 | 0 | 0 | 0 | 0 | 0
F14_Industrial_Instruments_New_Space Heating_Natural Gas_Boiler_A_Achievable Technical Potential | F14 | Industrial | Instruments | New | Space Heating | Natural Gas | Boiler | A | Purchases (Cumulative) | Achievable Technical Potential | 0 | 0 | 0 | 0 | 0 | 0 | 0 | 0 | 0 | 0 | 0 | 0 | 0 | 0 | 0 | 0 | 0 | 0 | 0 | 0 | 0 | 0 | 0 | 0 | 0 | 0 | 0 | 0 | 0 | 0 | 0
F1_Industrial_Instruments_New_Space Heating_Natural Gas_Unit Heater_A_Achievable Technical Potential | F1 | Industrial | Instruments | New | Space Heating | Natural Gas | Unit Heater | A | Original Unit Energy Savings (kWh or therms) | Achievable Technical Potential | 0 | 28641.12 | 28641.12 | 28641.12 | 28641.12 | 15772.4108 | 15772.4108 | 15772.4108 | 15772.4108 | 15772.4108 | 15772.4108 | 15772.4108 | 15772.4108 | 15772.4108 | 15772.4108 | 15772.4108 | 15772.4108 | 15772.4108 | 15772.4108 | 15772.4108 | 15772.4108 | 15772.4108 | 15772.4108 | 15772.4108 | 15772.4108 | 15772.4108 | 15772.4108 | 15772.4108 | 15772.4108 | 15772.4108 | 15772.4108
F2_Industrial_Instruments_New_Space Heating_Natural Gas_Unit Heater_A_Achievable Technical Potential | F2 | Industrial | Instruments | New | Space Heating | Natural Gas | Unit Heater | A | Original Unit Summer Peak Savings (kW) | Achievable Technical Potential | 0 | 0 | 0 | 0 | 0 | 0 | 0 | 0 | 0 | 0 | 0 | 0 | 0 | 0 | 0 | 0 | 0 | 0 | 0 | 0 | 0 | 0 | 0 | 0 | 0 | 0 | 0 | 0 | 0 | 0 | 0
F3_Industrial_Instruments_New_Space Heating_Natural Gas_Unit Heater_A_Achievable Technical Potential | F3 | Industrial | Instruments | New | Space Heating | Natural Gas | Unit Heater | A | Original Unit Winter Peak Savings (kW) | Achievable Technical Potential | 0 | 0 | 0 | 0 | 0 | 0 | 0 | 0 | 0 | 0 | 0 | 0 | 0 | 0 | 0 | 0 | 0 | 0 | 0 | 0 | 0 | 0 | 0 | 0 | 0 | 0 | 0 | 0 | 0 | 0 | 0
F4_Industrial_Instruments_New_Space Heating_Natural Gas_Unit Heater_A_Achievable Technical Potential | F4 | Industrial | Instruments | New | Space Heating | Natural Gas | Unit Heater | A | Standalone Impact on Baseline Energy (%) | Achievable Technical Potential | 0% | 0% | 0% | 0% | 0% | 0.2185% | 0.5542% | 0.9651% | 1.424% | 1.918% | 2.426% | 3.053% | 3.751% | 4.481% | 5.219% | 5.954% | 6.67% | 7.289% | 8.064% | 8.678% | 9.158% | 9.545% | 9.853% | 10.06% | 0.10181 | 0.10252 | 0.10292 | 0.10302 | 0 | 0 | 0
F5_Industrial_Instruments_New_Space Heating_Natural Gas_Unit Heater_A_Achievable Technical Potential | F5 | Industrial | Instruments | New | Space Heating | Natural Gas | Unit Heater | A | Standalone Impact on Baseline Summer Peak (%) | Achievable Technical Potential | 0% | 0% | 0% | 0% | 0% | 0% | 0% | 0% | 0% | 0% | 0% | 0% | 0% | 0% | 0% | 0% | 0% | 0% | 0% | 0% | 0% | 0% | 0% | 0% | 0 | 0 | 0 | 0 | 0 | 0 | 0
F6_Industrial_Instruments_New_Space Heating_Natural Gas_Unit Heater_A_Achievable Technical Potential | F6 | Industrial | Instruments | New | Space Heating | Natural Gas | Unit Heater | A | Standalone Impact on Baseline Winter Peak (%) | Achievable Technical Potential | 0% | 0% | 0% | 0% | 0% | 0% | 0% | 0% | 0% | 0% | 0% | 0% | 0% | 0% | 0% | 0% | 0% | 0% | 0% | 0% | 0% | 0% | 0% | 0% | 0 | 0 | 0 | 0 | 0 | 0 | 0
F7_Industrial_Instruments_New_Space Heating_Natural Gas_Unit Heater_A_Achievable Technical Potential | F7 | Industrial | Instruments | New | Space Heating | Natural Gas | Unit Heater | A | Incremental Energy Savings (MWh or mTherms) | Achievable Technical Potential | 0 | 0 | 0 | 0 | 0 | 0.0086363 | 0.016976 | 0.02545 | 0.033733 | 0.042189 | 0.049824 | 0.065326 | 0.079143 | 0.090458 | 0.099452 | 0.10861 | 0.11546 | 0.11326 | 0.13775 | 0.12668 | 0.11668 | 0.10965 | 0.10516 | 0.092602 | 0.082418 | 0.074941 | 0.07047 | 0.065325 | 0.070186 | 0.072318 | 0.04551
F8_Industrial_Instruments_New_Space Heating_Natural Gas_Unit Heater_A_Achievable Technical Potential | F8 | Industrial | Instruments | New | Space Heating | Natural Gas | Unit Heater | A | Incremental Summer Peak Savings (MW) | Achievable Technical Potential | 0 | 0 | 0 | 0 | 0 | 0 | 0 | 0 | 0 | 0 | 0 | 0 | 0 | 0 | 0 | 0 | 0 | 0 | 0 | 0 | 0 | 0 | 0 | 0 | 0 | 0 | 0 | 0 | 0 | 0 | 0
F9_Industrial_Instruments_New_Space Heating_Natural Gas_Unit Heater_A_Achievable Technical Potential | F9 | Industrial | Instruments | New | Space Heating | Natural Gas | Unit Heater | A | Incremental Winter Peak Savings (MW) | Achievable Technical Potential | 0 | 0 | 0 | 0 | 0 | 0 | 0 | 0 | 0 | 0 | 0 | 0 | 0 | 0 | 0 | 0 | 0 | 0 | 0 | 0 | 0 | 0 | 0 | 0 | 0 | 0 | 0 | 0 | 0 | 0 | 0
F10_Industrial_Instruments_New_Space Heating_Natural Gas_Unit Heater_A_Achievable Technical Potential | F10 | Industrial | Instruments | New | Space Heating | Natural Gas | Unit Heater | A | Cumulative Energy Savings (MWh or mTherms) | Achievable Technical Potential | 0 | 0 | 0 | 0 | 0 | 0.0086363 | 0.025612 | 0.051062 | 0.084795 | 0.12698 | 0.17681 | 0.24213 | 0.32128 | 0.41173 | 0.51119 | 0.61979 | 0.73525 | 0.84851 | 0.98627 | 1.1129 | 1.2296 | 1.3393 | 1.4444 | 1.537 | 1.6195 | 1.6944 | 1.7649 | 1.8302 | 1.9004 | 1.9727 | 2.0182
F11_Industrial_Instruments_New_Space Heating_Natural Gas_Unit Heater_A_Achievable Technical Potential | F11 | Industrial | Instruments | New | Space Heating | Natural Gas | Unit Heater | A | Cumulative Summer Peak Savings (MW) | Achievable Technical Potential | 0 | 0 | 0 | 0 | 0 | 0 | 0 | 0 | 0 | 0 | 0 | 0 | 0 | 0 | 0 | 0 | 0 | 0 | 0 | 0 | 0 | 0 | 0 | 0 | 0 | 0 | 0 | 0 | 0 | 0 | 0
F12_Industrial_Instruments_New_Space Heating_Natural Gas_Unit Heater_A_Achievable Technical Potential | F12 | Industrial | Instruments | New | Space Heating | Natural Gas | Unit Heater | A | Cumulative Winter Peak Savings (MW) | Achievable Technical Potential | 0 | 0 | 0 | 0 | 0 | 0 | 0 | 0 | 0 | 0 | 0 | 0 | 0 | 0 | 0 | 0 | 0 | 0 | 0 | 0 | 0 | 0 | 0 | 0 | 0 | 0 | 0 | 0 | 0 | 0 | 0
F13_Industrial_Instruments_New_Space Heating_Natural Gas_Unit Heater_A_Achievable Technical Potential | F13 | Industrial | Instruments | New | Space Heating | Natural Gas | Unit Heater | A | Purchases (Incremental) | Achievable Technical Potential | 0 | 0 | 0 | 0 | 0 | 0.00054756 | 0.0010763 | 0.0016136 | 0.0021387 | 0.0026749 | 0.0031589 | 0.0041418 | 0.0050178 | 0.0057352 | 0.0063054 | 0.0068859 | 0.0073203 | 0.0077285 | 0.0098101 | 0.0096454 | 0.0095362 | 0.0096271 | 0.0098266 | 0.010013 | 0.010243 | 0.010487 | 0.010773 | 0.011028 | 0.01177 | 0.012314 | 0.012696
F14_Industrial_Instruments_New_Space Heating_Natural Gas_Unit Heater_A_Achievable Technical Potential | F14 | Industrial | Instruments | New | Space Heating | Natural Gas | Unit Heater | A | Purchases (Cumulative) | Achievable Technical Potential | 0 | 0 | 0 | 0 | 0 | 0.00054756 | 0.0016239 | 0.0032374 | 0.0053761 | 0.008051 | 0.01121 | 0.015352 | 0.02037 | 0.026105 | 0.03241 | 0.039296 | 0.046616 | 0.053797 | 0.062531 | 0.070563 | 0.077961 | 0.084913 | 0.09158 | 0.097451 | 0.10268 | 0.10743 | 0.1119 | 0.11604 | 0.12049 | 0.12507 | 0.12796
F1_Industrial_Wood and Lumber Products_Existing_Space Heating_Natural Gas_Furnace_A_Achievable Technical Potential | F1 | Industrial | Wood and Lumber Products | Existing | Space Heating | Natural Gas | Furnace | A | Original Unit Energy Savings (kWh or therms) | Achievable Technical Potential | 0 | 505.0924 | 505.0924 | 505.0924 | 505.0924 | 138.7616 | 138.7616 | 138.7616 | 138.7616 | 138.7616 | 138.7616 | 138.7616 | 138.7616 | 138.7616 | 138.7616 | 138.7616 | 138.7616 | 138.7616 | 138.7616 | 138.7616 | 138.7616 | 138.7616 | 138.7616 | 138.7616 | 138.7616 | 138.7616 | 138.7616 | 138.7616 | 138.7616 | 138.7616 | 138.7616
F2_Industrial_Wood and Lumber Products_Existing_Space Heating_Natural Gas_Furnace_A_Achievable Technical Potential | F2 | Industrial | Wood and Lumber Products | Existing | Space Heating | Natural Gas | Furnace | A | Original Unit Summer Peak Savings (kW) | Achievable Technical Potential | 0 | 0 | 0 | 0 | 0 | 0 | 0 | 0 | 0 | 0 | 0 | 0 | 0 | 0 | 0 | 0 | 0 | 0 | 0 | 0 | 0 | 0 | 0 | 0 | 0 | 0 | 0 | 0 | 0 | 0 | 0
F3_Industrial_Wood and Lumber Products_Existing_Space Heating_Natural Gas_Furnace_A_Achievable Technical Potential | F3 | Industrial | Wood and Lumber Products | Existing | Space Heating | Natural Gas | Furnace | A | Original Unit Winter Peak Savings (kW) | Achievable Technical Potential | 0 | 0 | 0 | 0 | 0 | 0 | 0 | 0 | 0 | 0 | 0 | 0 | 0 | 0 | 0 | 0 | 0 | 0 | 0 | 0 | 0 | 0 | 0 | 0 | 0 | 0 | 0 | 0 | 0 | 0 | 0
F4_Industrial_Wood and Lumber Products_Existing_Space Heating_Natural Gas_Furnace_A_Achievable Technical Potential | F4 | Industrial | Wood and Lumber Products | Existing | Space Heating | Natural Gas | Furnace | A | Standalone Impact on Baseline Energy (%) | Achievable Technical Potential | 0% | 0% | 0% | 0% | 0% | 0.0004194% | 0.0013% | 0.00228% | 0.003653% | 0.005449% | 0.007679% | 0.01022% | 0.01285% | 0.0157% | 0.0186% | 0.02141% | 0.024% | 0.02664% | 0.02931% | 0.03192% | 0.03469% | 0.03755% | 0.04062% | 0.04375% | 0.00046972 | 0.00050263 | 0.00053639 | 0.00057094 | 0 | 0 | 0
F5_Industrial_Wood and Lumber Products_Existing_Space Heating_Natural Gas_Furnace_A_Achievable Technical Potential | F5 | Industrial | Wood and Lumber Products | Existing | Space Heating | Natural Gas | Furnace | A | Standalone Impact on Baseline Summer Peak (%) | Achievable Technical Potential | 0% | 0% | 0% | 0% | 0% | 0% | 0% | 0% | 0% | 0% | 0% | 0% | 0% | 0% | 0% | 0% | 0% | 0% | 0% | 0% | 0% | 0% | 0% | 0% | 0 | 0 | 0 | 0 | 0 | 0 | 0
F6_Industrial_Wood and Lumber Products_Existing_Space Heating_Natural Gas_Furnace_A_Achievable Technical Potential | F6 | Industrial | Wood and Lumber Products | Existing | Space Heating | Natural Gas | Furnace | A | Standalone Impact on Baseline Winter Peak (%) | Achievable Technical Potential | 0% | 0% | 0% | 0% | 0% | 0% | 0% | 0% | 0% | 0% | 0% | 0% | 0% | 0% | 0% | 0% | 0% | 0% | 0% | 0% | 0% | 0% | 0% | 0% | 0 | 0 | 0 | 0 | 0 | 0 | 0
F7_Industrial_Wood and Lumber Products_Existing_Space Heating_Natural Gas_Furnace_A_Achievable Technical Potential | F7 | Industrial | Wood and Lumber Products | Existing | Space Heating | Natural Gas | Furnace | A | Incremental Energy Savings (MWh or mTherms) | Achievable Technical Potential | 0 | 0 | 0 | 0 | 0 | 0.00031904 | 0.00066438 | 0.00072127 | 0.0010097 | 0.0013109 | 0.0015361 | 0.0017636 | 0.0018006 | 0.0017746 | 0.0019574 | 0.0016919 | 0.001645 | 0.0015672 | 0.0014871 | 0.0016066 | 0.0015787 | 0.0016087 | 0.0017215 | 0.00175 | 0.0017809 | 0.0018138 | 0.0018564 | 0.0018957 | 0.00086842 | 0 | 0
F8_Industrial_Wood and Lumber Products_Existing_Space Heating_Natural Gas_Furnace_A_Achievable Technical Potential | F8 | Industrial | Wood and Lumber Products | Existing | Space Heating | Natural Gas | Furnace | A | Incremental Summer Peak Savings (MW) | Achievable Technical Potential | 0 | 0 | 0 | 0 | 0 | 0 | 0 | 0 | 0 | 0 | 0 | 0 | 0 | 0 | 0 | 0 | 0 | 0 | 0 | 0 | 0 | 0 | 0 | 0 | 0 | 0 | 0 | 0 | 0 | 0 | 0
F9_Industrial_Wood and Lumber Products_Existing_Space Heating_Natural Gas_Furnace_A_Achievable Technical Potential | F9 | Industrial | Wood and Lumber Products | Existing | Space Heating | Natural Gas | Furnace | A | Incremental Winter Peak Savings (MW) | Achievable Technical Potential | 0 | 0 | 0 | 0 | 0 | 0 | 0 | 0 | 0 | 0 | 0 | 0 | 0 | 0 | 0 | 0 | 0 | 0 | 0 | 0 | 0 | 0 | 0 | 0 | 0 | 0 | 0 | 0 | 0 | 0 | 0
F10_Industrial_Wood and Lumber Products_Existing_Space Heating_Natural Gas_Furnace_A_Achievable Technical Potential | F10 | Industrial | Wood and Lumber Products | Existing | Space Heating | Natural Gas | Furnace | A | Cumulative Energy Savings (MWh or mTherms) | Achievable Technical Potential | 0 | 0 | 0 | 0 | 0 | 0.00031904 | 0.00098342 | 0.0017047 | 0.0027144 | 0.0040253 | 0.0055614 | 0.0073249 | 0.0091255 | 0.0109 | 0.012857 | 0.014549 | 0.016194 | 0.017762 | 0.019249 | 0.020855 | 0.022434 | 0.024043 | 0.025764 | 0.027514 | 0.029295 | 0.031109 | 0.032965 | 0.034861 | 0.035729 | 0.035729 | 0.035729
F11_Industrial_Wood and Lumber Products_Existing_Space Heating_Natural Gas_Furnace_A_Achievable Technical Potential | F11 | Industrial | Wood and Lumber Products | Existing | Space Heating | Natural Gas | Furnace | A | Cumulative Summer Peak Savings (MW) | Achievable Technical Potential | 0 | 0 | 0 | 0 | 0 | 0 | 0 | 0 | 0 | 0 | 0 | 0 | 0 | 0 | 0 | 0 | 0 | 0 | 0 | 0 | 0 | 0 | 0 | 0 | 0 | 0 | 0 | 0 | 0 | 0 | 0
F12_Industrial_Wood and Lumber Products_Existing_Space Heating_Natural Gas_Furnace_A_Achievable Technical Potential | F12 | Industrial | Wood and Lumber Products | Existing | Space Heating | Natural Gas | Furnace | A | Cumulative Winter Peak Savings (MW) | Achievable Technical Potential | 0 | 0 | 0 | 0 | 0 | 0 | 0 | 0 | 0 | 0 | 0 | 0 | 0 | 0 | 0 | 0 | 0 | 0 | 0 | 0 | 0 | 0 | 0 | 0 | 0 | 0 | 0 | 0 | 0 | 0 | 0
F13_Industrial_Wood and Lumber Products_Existing_Space Heating_Natural Gas_Furnace_A_Achievable Technical Potential | F13 | Industrial | Wood and Lumber Products | Existing | Space Heating | Natural Gas | Furnace | A | Purchases (Incremental) | Achievable Technical Potential | 0 | 0 | 0 | 0 | 0 | 0.0022992 | 0.0047879 | 0.0051979 | 0.0072766 | 0.009447 | 0.01107 | 0.012709 | 0.012976 | 0.012789 | 0.014106 | 0.012193 | 0.011855 | 0.011295 | 0.010717 | 0.011578 | 0.011377 | 0.011593 | 0.012406 | 0.012612 | 0.012835 | 0.013071 | 0.013378 | 0.013661 | 0.013922 | 0.01596 | 0.017326
F14_Industrial_Wood and Lumber Products_Existing_Space Heating_Natural Gas_Furnace_A_Achievable Technical Potential | F14 | Industrial | Wood and Lumber Products | Existing | Space Heating | Natural Gas | Furnace | A | Purchases (Cumulative) | Achievable Technical Potential | 0 | 0 | 0 | 0 | 0 | 0.0022992 | 0.0070871 | 0.012285 | 0.019562 | 0.029009 | 0.040079 | 0.052788 | 0.065764 | 0.078553 | 0.092659 | 0.10485 | 0.11671 | 0.128 | 0.13872 | 0.1503 | 0.16167 | 0.17327 | 0.18567 | 0.19828 | 0.21112 | 0.22419 | 0.23757 | 0.25123 | 0.25749 | 0.25749 | 0.25749
F1_Industrial_Wood and Lumber Products_Existing_Space Heating_Natural Gas_Boiler_A_Achievable Technical Potential | F1 | Industrial | Wood and Lumber Products | Existing | Space Heating | Natural Gas | Boiler | A | Original Unit Energy Savings (kWh or therms) | Achievable Technical Potential | 0 | 8772.191 | 8772.191 | 8772.191 | 8772.191 | 5375.3 | 5375.3 | 5375.3 | 5375.3 | 5375.3 | 5375.3 | 5375.3 | 5375.3 | 5375.3 | 5375.3 | 5375.3 | 5375.3 | 5375.3 | 5375.3 | 5375.3 | 5375.3 | 5375.3 | 5375.3 | 792.2778 | 792.2778 | 792.2778 | 792.2778 | 792.2778 | 792.2778 | 792.2778 | 792.2778
F2_Industrial_Wood and Lumber Products_Existing_Space Heating_Natural Gas_Boiler_A_Achievable Technical Potential | F2 | Industrial | Wood and Lumber Products | Existing | Space Heating | Natural Gas | Boiler | A | Original Unit Summer Peak Savings (kW) | Achievable Technical Potential | 0 | 0 | 0 | 0 | 0 | 0 | 0 | 0 | 0 | 0 | 0 | 0 | 0 | 0 | 0 | 0 | 0 | 0 | 0 | 0 | 0 | 0 | 0 | 0 | 0 | 0 | 0 | 0 | 0 | 0 | 0
F3_Industrial_Wood and Lumber Products_Existing_Space Heating_Natural Gas_Boiler_A_Achievable Technical Potential | F3 | Industrial | Wood and Lumber Products | Existing | Space Heating | Natural Gas | Boiler | A | Original Unit Winter Peak Savings (kW) | Achievable Technical Potential | 0 | 0 | 0 | 0 | 0 | 0 | 0 | 0 | 0 | 0 | 0 | 0 | 0 | 0 | 0 | 0 | 0 | 0 | 0 | 0 | 0 | 0 | 0 | 0 | 0 | 0 | 0 | 0 | 0 | 0 | 0
F4_Industrial_Wood and Lumber Products_Existing_Space Heating_Natural Gas_Boiler_A_Achievable Technical Potential | F4 | Industrial | Wood and Lumber Products | Existing | Space Heating | Natural Gas | Boiler | A | Standalone Impact on Baseline Energy (%) | Achievable Technical Potential | 0% | 0% | 0% | 0% | 0% | 0.02705% | 0.0673% | 0.1173% | 0.1743% | 0.2365% | 0.3034% | 0.3701% | 0.4383% | 0.5141% | 0.5901% | 0.6668% | 0.7392% | 0.8159% | 0.8969% | 0.9729% | 1.052% | 1.138% | 1.222% | 1.243% | 0.012645 | 0.012851 | 0.013049 | 0.013241 | 0 | 0 | 0
F5_Industrial_Wood and Lumber Products_Existing_Space Heating_Natural Gas_Boiler_A_Achievable Technical Potential | F5 | Industrial | Wood and Lumber Products | Existing | Space Heating | Natural Gas | Boiler | A | Standalone Impact on Baseline Summer Peak (%) | Achievable Technical Potential | 0% | 0% | 0% | 0% | 0% | 0% | 0% | 0% | 0% | 0% | 0% | 0% | 0% | 0% | 0% | 0% | 0% | 0% | 0% | 0% | 0% | 0% | 0% | 0% | 0 | 0 | 0 | 0 | 0 | 0 | 0
F6_Industrial_Wood and Lumber Products_Existing_Space Heating_Natural Gas_Boiler_A_Achievable Technical Potential | F6 | Industrial | Wood and Lumber Products | Existing | Space Heating | Natural Gas | Boiler | A | Standalone Impact on Baseline Winter Peak (%) | Achievable Technical Potential | 0% | 0% | 0% | 0% | 0% | 0% | 0% | 0% | 0% | 0% | 0% | 0% | 0% | 0% | 0% | 0% | 0% | 0% | 0% | 0% | 0% | 0% | 0% | 0% | 0 | 0 | 0 | 0 | 0 | 0 | 0
F7_Industrial_Wood and Lumber Products_Existing_Space Heating_Natural Gas_Boiler_A_Achievable Technical Potential | F7 | Industrial | Wood and Lumber Products | Existing | Space Heating | Natural Gas | Boiler | A | Incremental Energy Savings (MWh or mTherms) | Achievable Technical Potential | 0 | 0 | 0 | 0 | 0 | 0.020576 | 0.030343 | 0.036761 | 0.04181 | 0.045204 | 0.045027 | 0.045676 | 0.045978 | 0.045471 | 0.051073 | 0.045281 | 0.045567 | 0.045245 | 0.044924 | 0.046662 | 0.04488 | 0.047941 | 0.046658 | 0.0067157 | 0.0068517 | 0.0067141 | 0.0065969 | 0.0064978 | 0.0064227 | 0.0063654 | 0.0032739
F8_Industrial_Wood and Lumber Products_Existing_Space Heating_Natural Gas_Boiler_A_Achievable Technical Potential | F8 | Industrial | Wood and Lumber Products | Existing | Space Heating | Natural Gas | Boiler | A | Incremental Summer Peak Savings (MW) | Achievable Technical Potential | 0 | 0 | 0 | 0 | 0 | 0 | 0 | 0 | 0 | 0 | 0 | 0 | 0 | 0 | 0 | 0 | 0 | 0 | 0 | 0 | 0 | 0 | 0 | 0 | 0 | 0 | 0 | 0 | 0 | 0 | 0
F9_Industrial_Wood and Lumber Products_Existing_Space Heating_Natural Gas_Boiler_A_Achievable Technical Potential | F9 | Industrial | Wood and Lumber Products | Existing | Space Heating | Natural Gas | Boiler | A | Incremental Winter Peak Savings (MW) | Achievable Technical Potential | 0 | 0 | 0 | 0 | 0 | 0 | 0 | 0 | 0 | 0 | 0 | 0 | 0 | 0 | 0 | 0 | 0 | 0 | 0 | 0 | 0 | 0 | 0 | 0 | 0 | 0 | 0 | 0 | 0 | 0 | 0
F10_Industrial_Wood and Lumber Products_Existing_Space Heating_Natural Gas_Boiler_A_Achievable Technical Potential | F10 | Industrial | Wood and Lumber Products | Existing | Space Heating | Natural Gas | Boiler | A | Cumulative Energy Savings (MWh or mTherms) | Achievable Technical Potential | 0 | 0 | 0 | 0 | 0 | 0.020576 | 0.050919 | 0.08768 | 0.12949 | 0.17469 | 0.21972 | 0.2654 | 0.31137 | 0.35685 | 0.40792 | 0.4532 | 0.49877 | 0.54401 | 0.58894 | 0.6356 | 0.68048 | 0.72842 | 0.77508 | 0.78179 | 0.78865 | 0.79536 | 0.80196 | 0.80845 | 0.81488 | 0.82124 | 0.80394
F11_Industrial_Wood and Lumber Products_Existing_Space Heating_Natural Gas_Boiler_A_Achievable Technical Potential | F11 | Industrial | Wood and Lumber Products | Existing | Space Heating | Natural Gas | Boiler | A | Cumulative Summer Peak Savings (MW) | Achievable Technical Potential | 0 | 0 | 0 | 0 | 0 | 0 | 0 | 0 | 0 | 0 | 0 | 0 | 0 | 0 | 0 | 0 | 0 | 0 | 0 | 0 | 0 | 0 | 0 | 0 | 0 | 0 | 0 | 0 | 0 | 0 | 0
F12_Industrial_Wood and Lumber Products_Existing_Space Heating_Natural Gas_Boiler_A_Achievable Technical Potential | F12 | Industrial | Wood and Lumber Products | Existing | Space Heating | Natural Gas | Boiler | A | Cumulative Winter Peak Savings (MW) | Achievable Technical Potential | 0 | 0 | 0 | 0 | 0 | 0 | 0 | 0 | 0 | 0 | 0 | 0 | 0 | 0 | 0 | 0 | 0 | 0 | 0 | 0 | 0 | 0 | 0 | 0 | 0 | 0 | 0 | 0 | 0 | 0 | 0
F13_Industrial_Wood and Lumber Products_Existing_Space Heating_Natural Gas_Boiler_A_Achievable Technical Potential | F13 | Industrial | Wood and Lumber Products | Existing | Space Heating | Natural Gas | Boiler | A | Purchases (Incremental) | Achievable Technical Potential | 0 | 0 | 0 | 0 | 0 | 0.0038278 | 0.0056449 | 0.0068389 | 0.0077781 | 0.0084096 | 0.0083766 | 0.0084975 | 0.0085536 | 0.0084592 | 0.0095015 | 0.008424 | 0.0084771 | 0.0084172 | 0.0083575 | 0.0086809 | 0.0083494 | 0.0089187 | 0.0086801 | 0.0084765 | 0.0086481 | 0.0084744 | 0.0083266 | 0.0082014 | 0.0081067 | 0.0080343 | 0.0079602
F14_Industrial_Wood and Lumber Products_Existing_Space Heating_Natural Gas_Boiler_A_Achievable Technical Potential | F14 | Industrial | Wood and Lumber Products | Existing | Space Heating | Natural Gas | Boiler | A | Purchases (Cumulative) | Achievable Technical Potential | 0 | 0 | 0 | 0 | 0 | 0.0038278 | 0.0094727 | 0.016312 | 0.02409 | 0.032499 | 0.040876 | 0.049373 | 0.057927 | 0.066386 | 0.075888 | 0.084312 | 0.092789 | 0.10121 | 0.10956 | 0.11824 | 0.12659 | 0.13551 | 0.14419 | 0.15267 | 0.16132 | 0.16979 | 0.17812 | 0.18632 | 0.19443 | 0.20246 | 0.20659
F1_Industrial_Wood and Lumber Products_Existing_Space Heating_Natural Gas_Unit Heater_A_Achievable Technical Potential | F1 | Industrial | Wood and Lumber Products | Existing | Space Heating | Natural Gas | Unit Heater | A | Original Unit Energy Savings (kWh or therms) | Achievable Technical Potential | 0 | 28641.12 | 28641.12 | 28641.12 | 28641.12 | 15772.4108 | 15772.4108 | 15772.4108 | 15772.4108 | 15772.4108 | 15772.4108 | 15772.4108 | 15772.4108 | 15772.4108 | 15772.4108 | 15772.4108 | 15772.4108 | 15772.4108 | 15772.4108 | 15772.4108 | 15772.4108 | 15772.4108 | 15772.4108 | 15772.4108 | 15772.4108 | 15772.4108 | 15772.4108 | 15772.4108 | 15772.4108 | 15772.4108 | 15772.4108
F2_Industrial_Wood and Lumber Products_Existing_Space Heating_Natural Gas_Unit Heater_A_Achievable Technical Potential | F2 | Industrial | Wood and Lumber Products | Existing | Space Heating | Natural Gas | Unit Heater | A | Original Unit Summer Peak Savings (kW) | Achievable Technical Potential | 0 | 0 | 0 | 0 | 0 | 0 | 0 | 0 | 0 | 0 | 0 | 0 | 0 | 0 | 0 | 0 | 0 | 0 | 0 | 0 | 0 | 0 | 0 | 0 | 0 | 0 | 0 | 0 | 0 | 0 | 0
F3_Industrial_Wood and Lumber Products_Existing_Space Heating_Natural Gas_Unit Heater_A_Achievable Technical Potential | F3 | Industrial | Wood and Lumber Products | Existing | Space Heating | Natural Gas | Unit Heater | A | Original Unit Winter Peak Savings (kW) | Achievable Technical Potential | 0 | 0 | 0 | 0 | 0 | 0 | 0 | 0 | 0 | 0 | 0 | 0 | 0 | 0 | 0 | 0 | 0 | 0 | 0 | 0 | 0 | 0 | 0 | 0 | 0 | 0 | 0 | 0 | 0 | 0 | 0
F4_Industrial_Wood and Lumber Products_Existing_Space Heating_Natural Gas_Unit Heater_A_Achievable Technical Potential | F4 | Industrial | Wood and Lumber Products | Existing | Space Heating | Natural Gas | Unit Heater | A | Standalone Impact on Baseline Energy (%) | Achievable Technical Potential | 0% | 0% | 0% | 0% | 0% | 0.006526% | 0.0244% | 0.05959% | 0.1198% | 0.2125% | 0.3402% | 0.5013% | 0.6977% | 0.9396% | 1.234% | 1.558% | 1.907% | 2.25% | 2.589% | 2.895% | 3.185% | 3.475% | 3.703% | 3.903% | 0.040837 | 0.042457 | 0.043524 | 0.044555 | 0 | 0 | 0
F5_Industrial_Wood and Lumber Products_Existing_Space Heating_Natural Gas_Unit Heater_A_Achievable Technical Potential | F5 | Industrial | Wood and Lumber Products | Existing | Space Heating | Natural Gas | Unit Heater | A | Standalone Impact on Baseline Summer Peak (%) | Achievable Technical Potential | 0% | 0% | 0% | 0% | 0% | 0% | 0% | 0% | 0% | 0% | 0% | 0% | 0% | 0% | 0% | 0% | 0% | 0% | 0% | 0% | 0% | 0% | 0% | 0% | 0 | 0 | 0 | 0 | 0 | 0 | 0
F6_Industrial_Wood and Lumber Products_Existing_Space Heating_Natural Gas_Unit Heater_A_Achievable Technical Potential | F6 | Industrial | Wood and Lumber Products | Existing | Space Heating | Natural Gas | Unit Heater | A | Standalone Impact on Baseline Winter Peak (%) | Achievable Technical Potential | 0% | 0% | 0% | 0% | 0% | 0% | 0% | 0% | 0% | 0% | 0% | 0% | 0% | 0% | 0% | 0% | 0% | 0% | 0% | 0% | 0% | 0% | 0% | 0% | 0 | 0 | 0 | 0 | 0 | 0 | 0
F7_Industrial_Wood and Lumber Products_Existing_Space Heating_Natural Gas_Unit Heater_A_Achievable Technical Potential | F7 | Industrial | Wood and Lumber Products | Existing | Space Heating | Natural Gas | Unit Heater | A | Incremental Energy Savings (MWh or mTherms) | Achievable Technical Potential | 0 | 0 | 0 | 0 | 0 | 0.0049643 | 0.013497 | 0.026084 | 0.044452 | 0.067953 | 0.089445 | 0.11309 | 0.13619 | 0.15649 | 0.20061 | 0.20623 | 0.22745 | 0.2139 | 0.19967 | 0.19096 | 0.16846 | 0.16529 | 0.12424 | 0.10558 | 0.092305 | 0.080923 | 0.047073 | 0.045591 | 0.026993 | 0.037391 | 0.043454
F8_Industrial_Wood and Lumber Products_Existing_Space Heating_Natural Gas_Unit Heater_A_Achievable Technical Potential | F8 | Industrial | Wood and Lumber Products | Existing | Space Heating | Natural Gas | Unit Heater | A | Incremental Summer Peak Savings (MW) | Achievable Technical Potential | 0 | 0 | 0 | 0 | 0 | 0 | 0 | 0 | 0 | 0 | 0 | 0 | 0 | 0 | 0 | 0 | 0 | 0 | 0 | 0 | 0 | 0 | 0 | 0 | 0 | 0 | 0 | 0 | 0 | 0 | 0
F9_Industrial_Wood and Lumber Products_Existing_Space Heating_Natural Gas_Unit Heater_A_Achievable Technical Potential | F9 | Industrial | Wood and Lumber Products | Existing | Space Heating | Natural Gas | Unit Heater | A | Incremental Winter Peak Savings (MW) | Achievable Technical Potential | 0 | 0 | 0 | 0 | 0 | 0 | 0 | 0 | 0 | 0 | 0 | 0 | 0 | 0 | 0 | 0 | 0 | 0 | 0 | 0 | 0 | 0 | 0 | 0 | 0 | 0 | 0 | 0 | 0 | 0 | 0
F10_Industrial_Wood and Lumber Products_Existing_Space Heating_Natural Gas_Unit Heater_A_Achievable Technical Potential | F10 | Industrial | Wood and Lumber Products | Existing | Space Heating | Natural Gas | Unit Heater | A | Cumulative Energy Savings (MWh or mTherms) | Achievable Technical Potential | 0 | 0 | 0 | 0 | 0 | 0.0049643 | 0.018461 | 0.044545 | 0.088997 | 0.15695 | 0.2464 | 0.35948 | 0.49567 | 0.65216 | 0.85278 | 1.059 | 1.2865 | 1.5004 | 1.7 | 1.891 | 2.0594 | 2.2247 | 2.349 | 2.4546 | 2.5469 | 2.6278 | 2.6749 | 2.7205 | 2.7474 | 2.7848 | 2.8283
F11_Industrial_Wood and Lumber Products_Existing_Space Heating_Natural Gas_Unit Heater_A_Achievable Technical Potential | F11 | Industrial | Wood and Lumber Products | Existing | Space Heating | Natural Gas | Unit Heater | A | Cumulative Summer Peak Savings (MW) | Achievable Technical Potential | 0 | 0 | 0 | 0 | 0 | 0 | 0 | 0 | 0 | 0 | 0 | 0 | 0 | 0 | 0 | 0 | 0 | 0 | 0 | 0 | 0 | 0 | 0 | 0 | 0 | 0 | 0 | 0 | 0 | 0 | 0
F12_Industrial_Wood and Lumber Products_Existing_Space Heating_Natural Gas_Unit Heater_A_Achievable Technical Potential | F12 | Industrial | Wood and Lumber Products | Existing | Space Heating | Natural Gas | Unit Heater | A | Cumulative Winter Peak Savings (MW) | Achievable Technical Potential | 0 | 0 | 0 | 0 | 0 | 0 | 0 | 0 | 0 | 0 | 0 | 0 | 0 | 0 | 0 | 0 | 0 | 0 | 0 | 0 | 0 | 0 | 0 | 0 | 0 | 0 | 0 | 0 | 0 | 0 | 0
F13_Industrial_Wood and Lumber Products_Existing_Space Heating_Natural Gas_Unit Heater_A_Achievable Technical Potential | F13 | Industrial | Wood and Lumber Products | Existing | Space Heating | Natural Gas | Unit Heater | A | Purchases (Incremental) | Achievable Technical Potential | 0 | 0 | 0 | 0 | 0 | 0.00031474 | 0.00085574 | 0.0016537 | 0.0028183 | 0.0043084 | 0.005671 | 0.0071698 | 0.0086347 | 0.0099219 | 0.012719 | 0.013076 | 0.014421 | 0.013876 | 0.013515 | 0.013761 | 0.013499 | 0.014788 | 0.013548 | 0.013864 | 0.014487 | 0.015053 | 0.015704 | 0.015966 | 0.016132 | 0.016247 | 0.01627
F14_Industrial_Wood and Lumber Products_Existing_Space Heating_Natural Gas_Unit Heater_A_Achievable Technical Potential | F14 | Industrial | Wood and Lumber Products | Existing | Space Heating | Natural Gas | Unit Heater | A | Purchases (Cumulative) | Achievable Technical Potential | 0 | 0 | 0 | 0 | 0 | 0.00031474 | 0.0011705 | 0.0028242 | 0.0056426 | 0.0099509 | 0.015622 | 0.022792 | 0.031426 | 0.041348 | 0.054068 | 0.067143 | 0.081564 | 0.095126 | 0.10778 | 0.11989 | 0.13057 | 0.14105 | 0.14893 | 0.15562 | 0.16148 | 0.16661 | 0.16959 | 0.17248 | 0.17419 | 0.17656 | 0.17932
F1_Industrial_Wood and Lumber Products_New_Space Heating_Natural Gas_Furnace_A_Achievable Technical Potential | F1 | Industrial | Wood and Lumber Products | New | Space Heating | Natural Gas | Furnace | A | Original Unit Energy Savings (kWh or therms) | Achievable Technical Potential | 0 | 0 | 0 | 0 | 0 | 0 | 0 | 0 | 0 | 0 | 0 | 0 | 0 | 0 | 0 | 0 | 0 | 0 | 0 | 0 | 0 | 0 | 0 | 0 | 0 | 0 | 0 | 0 | 0 | 0 | 0
F2_Industrial_Wood and Lumber Products_New_Space Heating_Natural Gas_Furnace_A_Achievable Technical Potential | F2 | Industrial | Wood and Lumber Products | New | Space Heating | Natural Gas | Furnace | A | Original Unit Summer Peak Savings (kW) | Achievable Technical Potential | 0 | 0 | 0 | 0 | 0 | 0 | 0 | 0 | 0 | 0 | 0 | 0 | 0 | 0 | 0 | 0 | 0 | 0 | 0 | 0 | 0 | 0 | 0 | 0 | 0 | 0 | 0 | 0 | 0 | 0 | 0
F3_Industrial_Wood and Lumber Products_New_Space Heating_Natural Gas_Furnace_A_Achievable Technical Potential | F3 | Industrial | Wood and Lumber Products | New | Space Heating | Natural Gas | Furnace | A | Original Unit Winter Peak Savings (kW) | Achievable Technical Potential | 0 | 0 | 0 | 0 | 0 | 0 | 0 | 0 | 0 | 0 | 0 | 0 | 0 | 0 | 0 | 0 | 0 | 0 | 0 | 0 | 0 | 0 | 0 | 0 | 0 | 0 | 0 | 0 | 0 | 0 | 0
F4_Industrial_Wood and Lumber Products_New_Space Heating_Natural Gas_Furnace_A_Achievable Technical Potential | F4 | Industrial | Wood and Lumber Products | New | Space Heating | Natural Gas | Furnace | A | Standalone Impact on Baseline Energy (%) | Achievable Technical Potential | 0% | 0% | 0% | 0% | 0% | 0% | 0% | 0% | 0% | 0% | 0% | 0% | 0% | 0% | 0% | 0% | 0% | 0% | 0% | 0% | 0% | 0% | 0% | 0% | 0 | 0 | 0 | 0 | 0 | 0 | 0
F5_Industrial_Wood and Lumber Products_New_Space Heating_Natural Gas_Furnace_A_Achievable Technical Potential | F5 | Industrial | Wood and Lumber Products | New | Space Heating | Natural Gas | Furnace | A | Standalone Impact on Baseline Summer Peak (%) | Achievable Technical Potential | 0% | 0% | 0% | 0% | 0% | 0% | 0% | 0% | 0% | 0% | 0% | 0% | 0% | 0% | 0% | 0% | 0% | 0% | 0% | 0% | 0% | 0% | 0% | 0% | 0 | 0 | 0 | 0 | 0 | 0 | 0
F6_Industrial_Wood and Lumber Products_New_Space Heating_Natural Gas_Furnace_A_Achievable Technical Potential | F6 | Industrial | Wood and Lumber Products | New | Space Heating | Natural Gas | Furnace | A | Standalone Impact on Baseline Winter Peak (%) | Achievable Technical Potential | 0% | 0% | 0% | 0% | 0% | 0% | 0% | 0% | 0% | 0% | 0% | 0% | 0% | 0% | 0% | 0% | 0% | 0% | 0% | 0% | 0% | 0% | 0% | 0% | 0 | 0 | 0 | 0 | 0 | 0 | 0
F7_Industrial_Wood and Lumber Products_New_Space Heating_Natural Gas_Furnace_A_Achievable Technical Potential | F7 | Industrial | Wood and Lumber Products | New | Space Heating | Natural Gas | Furnace | A | Incremental Energy Savings (MWh or mTherms) | Achievable Technical Potential | 0 | 0 | 0 | 0 | 0 | 0 | 0 | 0 | 0 | 0 | 0 | 0 | 0 | 0 | 0 | 0 | 0 | 0 | 0 | 0 | 0 | 0 | 0 | 0 | 0 | 0 | 0 | 0 | 0 | 0 | 0
F8_Industrial_Wood and Lumber Products_New_Space Heating_Natural Gas_Furnace_A_Achievable Technical Potential | F8 | Industrial | Wood and Lumber Products | New | Space Heating | Natural Gas | Furnace | A | Incremental Summer Peak Savings (MW) | Achievable Technical Potential | 0 | 0 | 0 | 0 | 0 | 0 | 0 | 0 | 0 | 0 | 0 | 0 | 0 | 0 | 0 | 0 | 0 | 0 | 0 | 0 | 0 | 0 | 0 | 0 | 0 | 0 | 0 | 0 | 0 | 0 | 0
F9_Industrial_Wood and Lumber Products_New_Space Heating_Natural Gas_Furnace_A_Achievable Technical Potential | F9 | Industrial | Wood and Lumber Products | New | Space Heating | Natural Gas | Furnace | A | Incremental Winter Peak Savings (MW) | Achievable Technical Potential | 0 | 0 | 0 | 0 | 0 | 0 | 0 | 0 | 0 | 0 | 0 | 0 | 0 | 0 | 0 | 0 | 0 | 0 | 0 | 0 | 0 | 0 | 0 | 0 | 0 | 0 | 0 | 0 | 0 | 0 | 0
F10_Industrial_Wood and Lumber Products_New_Space Heating_Natural Gas_Furnace_A_Achievable Technical Potential | F10 | Industrial | Wood and Lumber Products | New | Space Heating | Natural Gas | Furnace | A | Cumulative Energy Savings (MWh or mTherms) | Achievable Technical Potential | 0 | 0 | 0 | 0 | 0 | 0 | 0 | 0 | 0 | 0 | 0 | 0 | 0 | 0 | 0 | 0 | 0 | 0 | 0 | 0 | 0 | 0 | 0 | 0 | 0 | 0 | 0 | 0 | 0 | 0 | 0
F11_Industrial_Wood and Lumber Products_New_Space Heating_Natural Gas_Furnace_A_Achievable Technical Potential | F11 | Industrial | Wood and Lumber Products | New | Space Heating | Natural Gas | Furnace | A | Cumulative Summer Peak Savings (MW) | Achievable Technical Potential | 0 | 0 | 0 | 0 | 0 | 0 | 0 | 0 | 0 | 0 | 0 | 0 | 0 | 0 | 0 | 0 | 0 | 0 | 0 | 0 | 0 | 0 | 0 | 0 | 0 | 0 | 0 | 0 | 0 | 0 | 0
F12_Industrial_Wood and Lumber Products_New_Space Heating_Natural Gas_Furnace_A_Achievable Technical Potential | F12 | Industrial | Wood and Lumber Products | New | Space Heating | Natural Gas | Furnace | A | Cumulative Winter Peak Savings (MW) | Achievable Technical Potential | 0 | 0 | 0 | 0 | 0 | 0 | 0 | 0 | 0 | 0 | 0 | 0 | 0 | 0 | 0 | 0 | 0 | 0 | 0 | 0 | 0 | 0 | 0 | 0 | 0 | 0 | 0 | 0 | 0 | 0 | 0
F13_Industrial_Wood and Lumber Products_New_Space Heating_Natural Gas_Furnace_A_Achievable Technical Potential | F13 | Industrial | Wood and Lumber Products | New | Space Heating | Natural Gas | Furnace | A | Purchases (Incremental) | Achievable Technical Potential | 0 | 0 | 0 | 0 | 0 | 0 | 0 | 0 | 0 | 0 | 0 | 0 | 0 | 0 | 0 | 0 | 0 | 0 | 0 | 0 | 0 | 0 | 0 | 0 | 0 | 0 | 0 | 0 | 0 | 0 | 0
F14_Industrial_Wood and Lumber Products_New_Space Heating_Natural Gas_Furnace_A_Achievable Technical Potential | F14 | Industrial | Wood and Lumber Products | New | Space Heating | Natural Gas | Furnace | A | Purchases (Cumulative) | Achievable Technical Potential | 0 | 0 | 0 | 0 | 0 | 0 | 0 | 0 | 0 | 0 | 0 | 0 | 0 | 0 | 0 | 0 | 0 | 0 | 0 | 0 | 0 | 0 | 0 | 0 | 0 | 0 | 0 | 0 | 0 | 0 | 0
F1_Industrial_Wood and Lumber Products_New_Space Heating_Natural Gas_Boiler_A_Achievable Technical Potential | F1 | Industrial | Wood and Lumber Products | New | Space Heating | Natural Gas | Boiler | A | Original Unit Energy Savings (kWh or therms) | Achievable Technical Potential | 0 | 0 | 0 | 0 | 0 | 0 | 0 | 0 | 0 | 0 | 0 | 0 | 0 | 0 | 0 | 0 | 0 | 0 | 0 | 0 | 0 | 0 | 0 | 0 | 0 | 0 | 0 | 0 | 0 | 0 | 0
F2_Industrial_Wood and Lumber Products_New_Space Heating_Natural Gas_Boiler_A_Achievable Technical Potential | F2 | Industrial | Wood and Lumber Products | New | Space Heating | Natural Gas | Boiler | A | Original Unit Summer Peak Savings (kW) | Achievable Technical Potential | 0 | 0 | 0 | 0 | 0 | 0 | 0 | 0 | 0 | 0 | 0 | 0 | 0 | 0 | 0 | 0 | 0 | 0 | 0 | 0 | 0 | 0 | 0 | 0 | 0 | 0 | 0 | 0 | 0 | 0 | 0
F3_Industrial_Wood and Lumber Products_New_Space Heating_Natural Gas_Boiler_A_Achievable Technical Potential | F3 | Industrial | Wood and Lumber Products | New | Space Heating | Natural Gas | Boiler | A | Original Unit Winter Peak Savings (kW) | Achievable Technical Potential | 0 | 0 | 0 | 0 | 0 | 0 | 0 | 0 | 0 | 0 | 0 | 0 | 0 | 0 | 0 | 0 | 0 | 0 | 0 | 0 | 0 | 0 | 0 | 0 | 0 | 0 | 0 | 0 | 0 | 0 | 0
F4_Industrial_Wood and Lumber Products_New_Space Heating_Natural Gas_Boiler_A_Achievable Technical Potential | F4 | Industrial | Wood and Lumber Products | New | Space Heating | Natural Gas | Boiler | A | Standalone Impact on Baseline Energy (%) | Achievable Technical Potential | 0% | 0% | 0% | 0% | 0% | 0% | 0% | 0% | 0% | 0% | 0% | 0% | 0% | 0% | 0% | 0% | 0% | 0% | 0% | 0% | 0% | 0% | 0% | 0% | 0 | 0 | 0 | 0 | 0 | 0 | 0
F5_Industrial_Wood and Lumber Products_New_Space Heating_Natural Gas_Boiler_A_Achievable Technical Potential | F5 | Industrial | Wood and Lumber Products | New | Space Heating | Natural Gas | Boiler | A | Standalone Impact on Baseline Summer Peak (%) | Achievable Technical Potential | 0% | 0% | 0% | 0% | 0% | 0% | 0% | 0% | 0% | 0% | 0% | 0% | 0% | 0% | 0% | 0% | 0% | 0% | 0% | 0% | 0% | 0% | 0% | 0% | 0 | 0 | 0 | 0 | 0 | 0 | 0
F6_Industrial_Wood and Lumber Products_New_Space Heating_Natural Gas_Boiler_A_Achievable Technical Potential | F6 | Industrial | Wood and Lumber Products | New | Space Heating | Natural Gas | Boiler | A | Standalone Impact on Baseline Winter Peak (%) | Achievable Technical Potential | 0% | 0% | 0% | 0% | 0% | 0% | 0% | 0% | 0% | 0% | 0% | 0% | 0% | 0% | 0% | 0% | 0% | 0% | 0% | 0% | 0% | 0% | 0% | 0% | 0 | 0 | 0 | 0 | 0 | 0 | 0
F7_Industrial_Wood and Lumber Products_New_Space Heating_Natural Gas_Boiler_A_Achievable Technical Potential | F7 | Industrial | Wood and Lumber Products | New | Space Heating | Natural Gas | Boiler | A | Incremental Energy Savings (MWh or mTherms) | Achievable Technical Potential | 0 | 0 | 0 | 0 | 0 | 0 | 0 | 0 | 0 | 0 | 0 | 0 | 0 | 0 | 0 | 0 | 0 | 0 | 0 | 0 | 0 | 0 | 0 | 0 | 0 | 0 | 0 | 0 | 0 | 0 | 0
F8_Industrial_Wood and Lumber Products_New_Space Heating_Natural Gas_Boiler_A_Achievable Technical Potential | F8 | Industrial | Wood and Lumber Products | New | Space Heating | Natural Gas | Boiler | A | Incremental Summer Peak Savings (MW) | Achievable Technical Potential | 0 | 0 | 0 | 0 | 0 | 0 | 0 | 0 | 0 | 0 | 0 | 0 | 0 | 0 | 0 | 0 | 0 | 0 | 0 | 0 | 0 | 0 | 0 | 0 | 0 | 0 | 0 | 0 | 0 | 0 | 0
F9_Industrial_Wood and Lumber Products_New_Space Heating_Natural Gas_Boiler_A_Achievable Technical Potential | F9 | Industrial | Wood and Lumber Products | New | Space Heating | Natural Gas | Boiler | A | Incremental Winter Peak Savings (MW) | Achievable Technical Potential | 0 | 0 | 0 | 0 | 0 | 0 | 0 | 0 | 0 | 0 | 0 | 0 | 0 | 0 | 0 | 0 | 0 | 0 | 0 | 0 | 0 | 0 | 0 | 0 | 0 | 0 | 0 | 0 | 0 | 0 | 0
F10_Industrial_Wood and Lumber Products_New_Space Heating_Natural Gas_Boiler_A_Achievable Technical Potential | F10 | Industrial | Wood and Lumber Products | New | Space Heating | Natural Gas | Boiler | A | Cumulative Energy Savings (MWh or mTherms) | Achievable Technical Potential | 0 | 0 | 0 | 0 | 0 | 0 | 0 | 0 | 0 | 0 | 0 | 0 | 0 | 0 | 0 | 0 | 0 | 0 | 0 | 0 | 0 | 0 | 0 | 0 | 0 | 0 | 0 | 0 | 0 | 0 | 0
F11_Industrial_Wood and Lumber Products_New_Space Heating_Natural Gas_Boiler_A_Achievable Technical Potential | F11 | Industrial | Wood and Lumber Products | New | Space Heating | Natural Gas | Boiler | A | Cumulative Summer Peak Savings (MW) | Achievable Technical Potential | 0 | 0 | 0 | 0 | 0 | 0 | 0 | 0 | 0 | 0 | 0 | 0 | 0 | 0 | 0 | 0 | 0 | 0 | 0 | 0 | 0 | 0 | 0 | 0 | 0 | 0 | 0 | 0 | 0 | 0 | 0
F12_Industrial_Wood and Lumber Products_New_Space Heating_Natural Gas_Boiler_A_Achievable Technical Potential | F12 | Industrial | Wood and Lumber Products | New | Space Heating | Natural Gas | Boiler | A | Cumulative Winter Peak Savings (MW) | Achievable Technical Potential | 0 | 0 | 0 | 0 | 0 | 0 | 0 | 0 | 0 | 0 | 0 | 0 | 0 | 0 | 0 | 0 | 0 | 0 | 0 | 0 | 0 | 0 | 0 | 0 | 0 | 0 | 0 | 0 | 0 | 0 | 0
F13_Industrial_Wood and Lumber Products_New_Space Heating_Natural Gas_Boiler_A_Achievable Technical Potential | F13 | Industrial | Wood and Lumber Products | New | Space Heating | Natural Gas | Boiler | A | Purchases (Incremental) | Achievable Technical Potential | 0 | 0 | 0 | 0 | 0 | 0 | 0 | 0 | 0 | 0 | 0 | 0 | 0 | 0 | 0 | 0 | 0 | 0 | 0 | 0 | 0 | 0 | 0 | 0 | 0 | 0 | 0 | 0 | 0 | 0 | 0
F14_Industrial_Wood and Lumber Products_New_Space Heating_Natural Gas_Boiler_A_Achievable Technical Potential | F14 | Industrial | Wood and Lumber Products | New | Space Heating | Natural Gas | Boiler | A | Purchases (Cumulative) | Achievable Technical Potential | 0 | 0 | 0 | 0 | 0 | 0 | 0 | 0 | 0 | 0 | 0 | 0 | 0 | 0 | 0 | 0 | 0 | 0 | 0 | 0 | 0 | 0 | 0 | 0 | 0 | 0 | 0 | 0 | 0 | 0 | 0
F1_Industrial_Wood and Lumber Products_New_Space Heating_Natural Gas_Unit Heater_A_Achievable Technical Potential | F1 | Industrial | Wood and Lumber Products | New | Space Heating | Natural Gas | Unit Heater | A | Original Unit Energy Savings (kWh or therms) | Achievable Technical Potential | 0 | 28641.12 | 28641.12 | 28641.12 | 28641.12 | 15772.4108 | 15772.4108 | 15772.4108 | 15772.4108 | 15772.4108 | 15772.4108 | 15772.4108 | 15772.4108 | 15772.4108 | 15772.4108 | 15772.4108 | 15772.4108 | 15772.4108 | 15772.4108 | 15772.4108 | 15772.4108 | 15772.4108 | 15772.4108 | 15772.4108 | 15772.4108 | 15772.4108 | 15772.4108 | 15772.4108 | 15772.4108 | 15772.4108 | 15772.4108
F2_Industrial_Wood and Lumber Products_New_Space Heating_Natural Gas_Unit Heater_A_Achievable Technical Potential | F2 | Industrial | Wood and Lumber Products | New | Space Heating | Natural Gas | Unit Heater | A | Original Unit Summer Peak Savings (kW) | Achievable Technical Potential | 0 | 0 | 0 | 0 | 0 | 0 | 0 | 0 | 0 | 0 | 0 | 0 | 0 | 0 | 0 | 0 | 0 | 0 | 0 | 0 | 0 | 0 | 0 | 0 | 0 | 0 | 0 | 0 | 0 | 0 | 0
F3_Industrial_Wood and Lumber Products_New_Space Heating_Natural Gas_Unit Heater_A_Achievable Technical Potential | F3 | Industrial | Wood and Lumber Products | New | Space Heating | Natural Gas | Unit Heater | A | Original Unit Winter Peak Savings (kW) | Achievable Technical Potential | 0 | 0 | 0 | 0 | 0 | 0 | 0 | 0 | 0 | 0 | 0 | 0 | 0 | 0 | 0 | 0 | 0 | 0 | 0 | 0 | 0 | 0 | 0 | 0 | 0 | 0 | 0 | 0 | 0 | 0 | 0
F4_Industrial_Wood and Lumber Products_New_Space Heating_Natural Gas_Unit Heater_A_Achievable Technical Potential | F4 | Industrial | Wood and Lumber Products | New | Space Heating | Natural Gas | Unit Heater | A | Standalone Impact on Baseline Energy (%) | Achievable Technical Potential | 0% | 0% | 0% | 0% | 0% | 0.2185% | 0.5542% | 0.9651% | 1.424% | 1.918% | 2.426% | 3.053% | 3.751% | 4.481% | 5.219% | 5.954% | 6.67% | 7.289% | 8.064% | 8.678% | 9.158% | 9.545% | 9.853% | 10.06% | 0.10181 | 0.10252 | 0.10292 | 0.10302 | 0 | 0 | 0
F5_Industrial_Wood and Lumber Products_New_Space Heating_Natural Gas_Unit Heater_A_Achievable Technical Potential | F5 | Industrial | Wood and Lumber Products | New | Space Heating | Natural Gas | Unit Heater | A | Standalone Impact on Baseline Summer Peak (%) | Achievable Technical Potential | 0% | 0% | 0% | 0% | 0% | 0% | 0% | 0% | 0% | 0% | 0% | 0% | 0% | 0% | 0% | 0% | 0% | 0% | 0% | 0% | 0% | 0% | 0% | 0% | 0 | 0 | 0 | 0 | 0 | 0 | 0
F6_Industrial_Wood and Lumber Products_New_Space Heating_Natural Gas_Unit Heater_A_Achievable Technical Potential | F6 | Industrial | Wood and Lumber Products | New | Space Heating | Natural Gas | Unit Heater | A | Standalone Impact on Baseline Winter Peak (%) | Achievable Technical Potential | 0% | 0% | 0% | 0% | 0% | 0% | 0% | 0% | 0% | 0% | 0% | 0% | 0% | 0% | 0% | 0% | 0% | 0% | 0% | 0% | 0% | 0% | 0% | 0% | 0 | 0 | 0 | 0 | 0 | 0 | 0
F7_Industrial_Wood and Lumber Products_New_Space Heating_Natural Gas_Unit Heater_A_Achievable Technical Potential | F7 | Industrial | Wood and Lumber Products | New | Space Heating | Natural Gas | Unit Heater | A | Incremental Energy Savings (MWh or mTherms) | Achievable Technical Potential | 0 | 0 | 0 | 0 | 0 | 0.0018368 | 0.0036104 | 0.0054127 | 0.0071744 | 0.0089728 | 0.010597 | 0.013894 | 0.016832 | 0.019239 | 0.021152 | 0.023099 | 0.024556 | 0.024089 | 0.029297 | 0.026943 | 0.024815 | 0.023321 | 0.022367 | 0.019695 | 0.017529 | 0.015939 | 0.014988 | 0.013893 | 0.014927 | 0.015381 | 0.0096792
F8_Industrial_Wood and Lumber Products_New_Space Heating_Natural Gas_Unit Heater_A_Achievable Technical Potential | F8 | Industrial | Wood and Lumber Products | New | Space Heating | Natural Gas | Unit Heater | A | Incremental Summer Peak Savings (MW) | Achievable Technical Potential | 0 | 0 | 0 | 0 | 0 | 0 | 0 | 0 | 0 | 0 | 0 | 0 | 0 | 0 | 0 | 0 | 0 | 0 | 0 | 0 | 0 | 0 | 0 | 0 | 0 | 0 | 0 | 0 | 0 | 0 | 0
F9_Industrial_Wood and Lumber Products_New_Space Heating_Natural Gas_Unit Heater_A_Achievable Technical Potential | F9 | Industrial | Wood and Lumber Products | New | Space Heating | Natural Gas | Unit Heater | A | Incremental Winter Peak Savings (MW) | Achievable Technical Potential | 0 | 0 | 0 | 0 | 0 | 0 | 0 | 0 | 0 | 0 | 0 | 0 | 0 | 0 | 0 | 0 | 0 | 0 | 0 | 0 | 0 | 0 | 0 | 0 | 0 | 0 | 0 | 0 | 0 | 0 | 0
F10_Industrial_Wood and Lumber Products_New_Space Heating_Natural Gas_Unit Heater_A_Achievable Technical Potential | F10 | Industrial | Wood and Lumber Products | New | Space Heating | Natural Gas | Unit Heater | A | Cumulative Energy Savings (MWh or mTherms) | Achievable Technical Potential | 0 | 0 | 0 | 0 | 0 | 0.0018368 | 0.0054472 | 0.01086 | 0.018034 | 0.027007 | 0.037604 | 0.051497 | 0.06833 | 0.087568 | 0.10872 | 0.13182 | 0.15637 | 0.18046 | 0.20976 | 0.2367 | 0.26152 | 0.28484 | 0.30721 | 0.3269 | 0.34443 | 0.36037 | 0.37536 | 0.38925 | 0.40418 | 0.41956 | 0.42924
F11_Industrial_Wood and Lumber Products_New_Space Heating_Natural Gas_Unit Heater_A_Achievable Technical Potential | F11 | Industrial | Wood and Lumber Products | New | Space Heating | Natural Gas | Unit Heater | A | Cumulative Summer Peak Savings (MW) | Achievable Technical Potential | 0 | 0 | 0 | 0 | 0 | 0 | 0 | 0 | 0 | 0 | 0 | 0 | 0 | 0 | 0 | 0 | 0 | 0 | 0 | 0 | 0 | 0 | 0 | 0 | 0 | 0 | 0 | 0 | 0 | 0 | 0
F12_Industrial_Wood and Lumber Products_New_Space Heating_Natural Gas_Unit Heater_A_Achievable Technical Potential | F12 | Industrial | Wood and Lumber Products | New | Space Heating | Natural Gas | Unit Heater | A | Cumulative Winter Peak Savings (MW) | Achievable Technical Potential | 0 | 0 | 0 | 0 | 0 | 0 | 0 | 0 | 0 | 0 | 0 | 0 | 0 | 0 | 0 | 0 | 0 | 0 | 0 | 0 | 0 | 0 | 0 | 0 | 0 | 0 | 0 | 0 | 0 | 0 | 0
F13_Industrial_Wood and Lumber Products_New_Space Heating_Natural Gas_Unit Heater_A_Achievable Technical Potential | F13 | Industrial | Wood and Lumber Products | New | Space Heating | Natural Gas | Unit Heater | A | Purchases (Incremental) | Achievable Technical Potential | 0 | 0 | 0 | 0 | 0 | 0.00011646 | 0.00022891 | 0.00034317 | 0.00045487 | 0.00056889 | 0.00067185 | 0.00088088 | 0.0010672 | 0.0012198 | 0.001341 | 0.0014645 | 0.0015569 | 0.0016437 | 0.0020864 | 0.0020514 | 0.0020282 | 0.0020475 | 0.0020899 | 0.0021296 | 0.0021786 | 0.0022303 | 0.0022913 | 0.0023454 | 0.0025033 | 0.0026189 | 0.0027001
F14_Industrial_Wood and Lumber Products_New_Space Heating_Natural Gas_Unit Heater_A_Achievable Technical Potential | F14 | Industrial | Wood and Lumber Products | New | Space Heating | Natural Gas | Unit Heater | A | Purchases (Cumulative) | Achievable Technical Potential | 0 | 0 | 0 | 0 | 0 | 0.00011646 | 0.00034536 | 0.00068854 | 0.0011434 | 0.0017123 | 0.0023841 | 0.003265 | 0.0043322 | 0.005552 | 0.006893 | 0.0083576 | 0.0099144 | 0.011442 | 0.013299 | 0.015007 | 0.016581 | 0.018059 | 0.019477 | 0.020726 | 0.021837 | 0.022848 | 0.023798 | 0.024679 | 0.025626 | 0.026601 | 0.027214
F1_Industrial_Other Industrial_Existing_Space Heating_Natural Gas_Furnace_A_Achievable Technical Potential | F1 | Industrial | Other Industrial | Existing | Space Heating | Natural Gas | Furnace | A | Original Unit Energy Savings (kWh or therms) | Achievable Technical Potential | 0 | 505.0924 | 505.0924 | 505.0924 | 505.0924 | 138.7616 | 138.7616 | 138.7616 | 138.7616 | 138.7616 | 138.7616 | 138.7616 | 138.7616 | 138.7616 | 138.7616 | 138.7616 | 138.7616 | 138.7616 | 138.7616 | 138.7616 | 138.7616 | 138.7616 | 138.7616 | 138.7616 | 138.7616 | 138.7616 | 138.7616 | 138.7616 | 138.7616 | 138.7616 | 138.7616
F2_Industrial_Other Industrial_Existing_Space Heating_Natural Gas_Furnace_A_Achievable Technical Potential | F2 | Industrial | Other Industrial | Existing | Space Heating | Natural Gas | Furnace | A | Original Unit Summer Peak Savings (kW) | Achievable Technical Potential | 0 | 0 | 0 | 0 | 0 | 0 | 0 | 0 | 0 | 0 | 0 | 0 | 0 | 0 | 0 | 0 | 0 | 0 | 0 | 0 | 0 | 0 | 0 | 0 | 0 | 0 | 0 | 0 | 0 | 0 | 0
F3_Industrial_Other Industrial_Existing_Space Heating_Natural Gas_Furnace_A_Achievable Technical Potential | F3 | Industrial | Other Industrial | Existing | Space Heating | Natural Gas | Furnace | A | Original Unit Winter Peak Savings (kW) | Achievable Technical Potential | 0 | 0 | 0 | 0 | 0 | 0 | 0 | 0 | 0 | 0 | 0 | 0 | 0 | 0 | 0 | 0 | 0 | 0 | 0 | 0 | 0 | 0 | 0 | 0 | 0 | 0 | 0 | 0 | 0 | 0 | 0
F4_Industrial_Other Industrial_Existing_Space Heating_Natural Gas_Furnace_A_Achievable Technical Potential | F4 | Industrial | Other Industrial | Existing | Space Heating | Natural Gas | Furnace | A | Standalone Impact on Baseline Energy (%) | Achievable Technical Potential | 0% | 0% | 0% | 0% | 0% | 0.0004194% | 0.0013% | 0.00228% | 0.003653% | 0.005449% | 0.007679% | 0.01022% | 0.01285% | 0.0157% | 0.0186% | 0.02141% | 0.024% | 0.02664% | 0.02931% | 0.03192% | 0.03469% | 0.03755% | 0.04062% | 0.04375% | 0.00046972 | 0.00050263 | 0.00053639 | 0.00057094 | 0 | 0 | 0
F5_Industrial_Other Industrial_Existing_Space Heating_Natural Gas_Furnace_A_Achievable Technical Potential | F5 | Industrial | Other Industrial | Existing | Space Heating | Natural Gas | Furnace | A | Standalone Impact on Baseline Summer Peak (%) | Achievable Technical Potential | 0% | 0% | 0% | 0% | 0% | 0% | 0% | 0% | 0% | 0% | 0% | 0% | 0% | 0% | 0% | 0% | 0% | 0% | 0% | 0% | 0% | 0% | 0% | 0% | 0 | 0 | 0 | 0 | 0 | 0 | 0
F6_Industrial_Other Industrial_Existing_Space Heating_Natural Gas_Furnace_A_Achievable Technical Potential | F6 | Industrial | Other Industrial | Existing | Space Heating | Natural Gas | Furnace | A | Standalone Impact on Baseline Winter Peak (%) | Achievable Technical Potential | 0% | 0% | 0% | 0% | 0% | 0% | 0% | 0% | 0% | 0% | 0% | 0% | 0% | 0% | 0% | 0% | 0% | 0% | 0% | 0% | 0% | 0% | 0% | 0% | 0 | 0 | 0 | 0 | 0 | 0 | 0
F7_Industrial_Other Industrial_Existing_Space Heating_Natural Gas_Furnace_A_Achievable Technical Potential | F7 | Industrial | Other Industrial | Existing | Space Heating | Natural Gas | Furnace | A | Incremental Energy Savings (MWh or mTherms) | Achievable Technical Potential | 0 | 0 | 0 | 0 | 0 | 0.0031719 | 0.0066053 | 0.0071709 | 0.010039 | 0.013033 | 0.015272 | 0.017534 | 0.017902 | 0.017643 | 0.01946 | 0.016821 | 0.016354 | 0.015582 | 0.014785 | 0.015973 | 0.015696 | 0.015993 | 0.017115 | 0.017399 | 0.017706 | 0.018033 | 0.018457 | 0.018847 | 0.0086339 | 0 | 0
F8_Industrial_Other Industrial_Existing_Space Heating_Natural Gas_Furnace_A_Achievable Technical Potential | F8 | Industrial | Other Industrial | Existing | Space Heating | Natural Gas | Furnace | A | Incremental Summer Peak Savings (MW) | Achievable Technical Potential | 0 | 0 | 0 | 0 | 0 | 0 | 0 | 0 | 0 | 0 | 0 | 0 | 0 | 0 | 0 | 0 | 0 | 0 | 0 | 0 | 0 | 0 | 0 | 0 | 0 | 0 | 0 | 0 | 0 | 0 | 0
F9_Industrial_Other Industrial_Existing_Space Heating_Natural Gas_Furnace_A_Achievable Technical Potential | F9 | Industrial | Other Industrial | Existing | Space Heating | Natural Gas | Furnace | A | Incremental Winter Peak Savings (MW) | Achievable Technical Potential | 0 | 0 | 0 | 0 | 0 | 0 | 0 | 0 | 0 | 0 | 0 | 0 | 0 | 0 | 0 | 0 | 0 | 0 | 0 | 0 | 0 | 0 | 0 | 0 | 0 | 0 | 0 | 0 | 0 | 0 | 0
F10_Industrial_Other Industrial_Existing_Space Heating_Natural Gas_Furnace_A_Achievable Technical Potential | F10 | Industrial | Other Industrial | Existing | Space Heating | Natural Gas | Furnace | A | Cumulative Energy Savings (MWh or mTherms) | Achievable Technical Potential | 0 | 0 | 0 | 0 | 0 | 0.0031719 | 0.0097772 | 0.016948 | 0.026987 | 0.040019 | 0.055291 | 0.072825 | 0.090726 | 0.10837 | 0.12783 | 0.14465 | 0.161 | 0.17659 | 0.19137 | 0.20734 | 0.22304 | 0.23903 | 0.25615 | 0.27355 | 0.29125 | 0.30929 | 0.32774 | 0.34659 | 0.35522 | 0.35522 | 0.35522
F11_Industrial_Other Industrial_Existing_Space Heating_Natural Gas_Furnace_A_Achievable Technical Potential | F11 | Industrial | Other Industrial | Existing | Space Heating | Natural Gas | Furnace | A | Cumulative Summer Peak Savings (MW) | Achievable Technical Potential | 0 | 0 | 0 | 0 | 0 | 0 | 0 | 0 | 0 | 0 | 0 | 0 | 0 | 0 | 0 | 0 | 0 | 0 | 0 | 0 | 0 | 0 | 0 | 0 | 0 | 0 | 0 | 0 | 0 | 0 | 0
F12_Industrial_Other Industrial_Existing_Space Heating_Natural Gas_Furnace_A_Achievable Technical Potential | F12 | Industrial | Other Industrial | Existing | Space Heating | Natural Gas | Furnace | A | Cumulative Winter Peak Savings (MW) | Achievable Technical Potential | 0 | 0 | 0 | 0 | 0 | 0 | 0 | 0 | 0 | 0 | 0 | 0 | 0 | 0 | 0 | 0 | 0 | 0 | 0 | 0 | 0 | 0 | 0 | 0 | 0 | 0 | 0 | 0 | 0 | 0 | 0
F13_Industrial_Other Industrial_Existing_Space Heating_Natural Gas_Furnace_A_Achievable Technical Potential | F13 | Industrial | Other Industrial | Existing | Space Heating | Natural Gas | Furnace | A | Purchases (Incremental) | Achievable Technical Potential | 0 | 0 | 0 | 0 | 0 | 0.022858 | 0.047602 | 0.051678 | 0.072344 | 0.093922 | 0.11006 | 0.12636 | 0.12901 | 0.12714 | 0.14024 | 0.12122 | 0.11786 | 0.11229 | 0.10655 | 0.11511 | 0.11311 | 0.11526 | 0.12334 | 0.12539 | 0.1276 | 0.12996 | 0.13301 | 0.13582 | 0.13842 | 0.15867 | 0.17226
F14_Industrial_Other Industrial_Existing_Space Heating_Natural Gas_Furnace_A_Achievable Technical Potential | F14 | Industrial | Other Industrial | Existing | Space Heating | Natural Gas | Furnace | A | Purchases (Cumulative) | Achievable Technical Potential | 0 | 0 | 0 | 0 | 0 | 0.022858 | 0.07046 | 0.12214 | 0.19448 | 0.2884 | 0.39846 | 0.52482 | 0.65383 | 0.78097 | 0.92122 | 1.0424 | 1.1603 | 1.2726 | 1.3791 | 1.4942 | 1.6074 | 1.7226 | 1.846 | 1.9713 | 2.0989 | 2.2289 | 2.3619 | 2.4977 | 2.56 | 2.56 | 2.56
F1_Industrial_Other Industrial_Existing_Space Heating_Natural Gas_Boiler_A_Achievable Technical Potential | F1 | Industrial | Other Industrial | Existing | Space Heating | Natural Gas | Boiler | A | Original Unit Energy Savings (kWh or therms) | Achievable Technical Potential | 0 | 8772.191 | 8772.191 | 8772.191 | 8772.191 | 5375.3 | 5375.3 | 5375.3 | 5375.3 | 5375.3 | 5375.3 | 5375.3 | 5375.3 | 5375.3 | 5375.3 | 5375.3 | 5375.3 | 5375.3 | 5375.3 | 5375.3 | 5375.3 | 5375.3 | 5375.3 | 792.2778 | 792.2778 | 792.2778 | 792.2778 | 792.2778 | 792.2778 | 792.2778 | 792.2778
F2_Industrial_Other Industrial_Existing_Space Heating_Natural Gas_Boiler_A_Achievable Technical Potential | F2 | Industrial | Other Industrial | Existing | Space Heating | Natural Gas | Boiler | A | Original Unit Summer Peak Savings (kW) | Achievable Technical Potential | 0 | 0 | 0 | 0 | 0 | 0 | 0 | 0 | 0 | 0 | 0 | 0 | 0 | 0 | 0 | 0 | 0 | 0 | 0 | 0 | 0 | 0 | 0 | 0 | 0 | 0 | 0 | 0 | 0 | 0 | 0
F3_Industrial_Other Industrial_Existing_Space Heating_Natural Gas_Boiler_A_Achievable Technical Potential | F3 | Industrial | Other Industrial | Existing | Space Heating | Natural Gas | Boiler | A | Original Unit Winter Peak Savings (kW) | Achievable Technical Potential | 0 | 0 | 0 | 0 | 0 | 0 | 0 | 0 | 0 | 0 | 0 | 0 | 0 | 0 | 0 | 0 | 0 | 0 | 0 | 0 | 0 | 0 | 0 | 0 | 0 | 0 | 0 | 0 | 0 | 0 | 0
F4_Industrial_Other Industrial_Existing_Space Heating_Natural Gas_Boiler_A_Achievable Technical Potential | F4 | Industrial | Other Industrial | Existing | Space Heating | Natural Gas | Boiler | A | Standalone Impact on Baseline Energy (%) | Achievable Technical Potential | 0% | 0% | 0% | 0% | 0% | 0.02705% | 0.0673% | 0.1173% | 0.1743% | 0.2365% | 0.3034% | 0.3701% | 0.4383% | 0.5141% | 0.5901% | 0.6668% | 0.7392% | 0.8159% | 0.8969% | 0.9729% | 1.052% | 1.138% | 1.222% | 1.243% | 0.012645 | 0.012851 | 0.013049 | 0.013241 | 0 | 0 | 0
F5_Industrial_Other Industrial_Existing_Space Heating_Natural Gas_Boiler_A_Achievable Technical Potential | F5 | Industrial | Other Industrial | Existing | Space Heating | Natural Gas | Boiler | A | Standalone Impact on Baseline Summer Peak (%) | Achievable Technical Potential | 0% | 0% | 0% | 0% | 0% | 0% | 0% | 0% | 0% | 0% | 0% | 0% | 0% | 0% | 0% | 0% | 0% | 0% | 0% | 0% | 0% | 0% | 0% | 0% | 0 | 0 | 0 | 0 | 0 | 0 | 0
F6_Industrial_Other Industrial_Existing_Space Heating_Natural Gas_Boiler_A_Achievable Technical Potential | F6 | Industrial | Other Industrial | Existing | Space Heating | Natural Gas | Boiler | A | Standalone Impact on Baseline Winter Peak (%) | Achievable Technical Potential | 0% | 0% | 0% | 0% | 0% | 0% | 0% | 0% | 0% | 0% | 0% | 0% | 0% | 0% | 0% | 0% | 0% | 0% | 0% | 0% | 0% | 0% | 0% | 0% | 0 | 0 | 0 | 0 | 0 | 0 | 0
F7_Industrial_Other Industrial_Existing_Space Heating_Natural Gas_Boiler_A_Achievable Technical Potential | F7 | Industrial | Other Industrial | Existing | Space Heating | Natural Gas | Boiler | A | Incremental Energy Savings (MWh or mTherms) | Achievable Technical Potential | 0 | 0 | 0 | 0 | 0 | 0.20457 | 0.30167 | 0.36548 | 0.41567 | 0.44942 | 0.44766 | 0.45412 | 0.45712 | 0.45207 | 0.50777 | 0.45019 | 0.45303 | 0.44983 | 0.44663 | 0.46392 | 0.4462 | 0.47663 | 0.46388 | 0.066768 | 0.06812 | 0.066752 | 0.065587 | 0.064601 | 0.063855 | 0.063285 | 0.03255
F8_Industrial_Other Industrial_Existing_Space Heating_Natural Gas_Boiler_A_Achievable Technical Potential | F8 | Industrial | Other Industrial | Existing | Space Heating | Natural Gas | Boiler | A | Incremental Summer Peak Savings (MW) | Achievable Technical Potential | 0 | 0 | 0 | 0 | 0 | 0 | 0 | 0 | 0 | 0 | 0 | 0 | 0 | 0 | 0 | 0 | 0 | 0 | 0 | 0 | 0 | 0 | 0 | 0 | 0 | 0 | 0 | 0 | 0 | 0 | 0
F9_Industrial_Other Industrial_Existing_Space Heating_Natural Gas_Boiler_A_Achievable Technical Potential | F9 | Industrial | Other Industrial | Existing | Space Heating | Natural Gas | Boiler | A | Incremental Winter Peak Savings (MW) | Achievable Technical Potential | 0 | 0 | 0 | 0 | 0 | 0 | 0 | 0 | 0 | 0 | 0 | 0 | 0 | 0 | 0 | 0 | 0 | 0 | 0 | 0 | 0 | 0 | 0 | 0 | 0 | 0 | 0 | 0 | 0 | 0 | 0
F10_Industrial_Other Industrial_Existing_Space Heating_Natural Gas_Boiler_A_Achievable Technical Potential | F10 | Industrial | Other Industrial | Existing | Space Heating | Natural Gas | Boiler | A | Cumulative Energy Savings (MWh or mTherms) | Achievable Technical Potential | 0 | 0 | 0 | 0 | 0 | 0.20457 | 0.50623 | 0.87171 | 1.2874 | 1.7368 | 2.1845 | 2.6386 | 3.0957 | 3.5478 | 4.0555 | 4.5057 | 4.9588 | 5.4086 | 5.8552 | 6.3191 | 6.7653 | 7.242 | 7.7059 | 7.7726 | 7.8407 | 7.9075 | 7.9731 | 8.0377 | 8.1015 | 8.1648 | 7.9928
F11_Industrial_Other Industrial_Existing_Space Heating_Natural Gas_Boiler_A_Achievable Technical Potential | F11 | Industrial | Other Industrial | Existing | Space Heating | Natural Gas | Boiler | A | Cumulative Summer Peak Savings (MW) | Achievable Technical Potential | 0 | 0 | 0 | 0 | 0 | 0 | 0 | 0 | 0 | 0 | 0 | 0 | 0 | 0 | 0 | 0 | 0 | 0 | 0 | 0 | 0 | 0 | 0 | 0 | 0 | 0 | 0 | 0 | 0 | 0 | 0
F12_Industrial_Other Industrial_Existing_Space Heating_Natural Gas_Boiler_A_Achievable Technical Potential | F12 | Industrial | Other Industrial | Existing | Space Heating | Natural Gas | Boiler | A | Cumulative Winter Peak Savings (MW) | Achievable Technical Potential | 0 | 0 | 0 | 0 | 0 | 0 | 0 | 0 | 0 | 0 | 0 | 0 | 0 | 0 | 0 | 0 | 0 | 0 | 0 | 0 | 0 | 0 | 0 | 0 | 0 | 0 | 0 | 0 | 0 | 0 | 0
F13_Industrial_Other Industrial_Existing_Space Heating_Natural Gas_Boiler_A_Achievable Technical Potential | F13 | Industrial | Other Industrial | Existing | Space Heating | Natural Gas | Boiler | A | Purchases (Incremental) | Achievable Technical Potential | 0 | 0 | 0 | 0 | 0 | 0.038057 | 0.056121 | 0.067993 | 0.07733 | 0.083609 | 0.083281 | 0.084482 | 0.08504 | 0.084102 | 0.094464 | 0.083751 | 0.08428 | 0.083684 | 0.08309 | 0.086305 | 0.08301 | 0.08867 | 0.086298 | 0.084273 | 0.08598 | 0.084253 | 0.082783 | 0.081538 | 0.080597 | 0.079877 | 0.07914
F14_Industrial_Other Industrial_Existing_Space Heating_Natural Gas_Boiler_A_Achievable Technical Potential | F14 | Industrial | Other Industrial | Existing | Space Heating | Natural Gas | Boiler | A | Purchases (Cumulative) | Achievable Technical Potential | 0 | 0 | 0 | 0 | 0 | 0.038057 | 0.094178 | 0.16217 | 0.2395 | 0.32311 | 0.40639 | 0.49087 | 0.57591 | 0.66001 | 0.75448 | 0.83823 | 0.92251 | 1.0062 | 1.0893 | 1.1756 | 1.2586 | 1.3473 | 1.4336 | 1.5178 | 1.6038 | 1.6881 | 1.7709 | 1.8524 | 1.933 | 2.0129 | 2.054
F1_Industrial_Other Industrial_Existing_Space Heating_Natural Gas_Unit Heater_A_Achievable Technical Potential | F1 | Industrial | Other Industrial | Existing | Space Heating | Natural Gas | Unit Heater | A | Original Unit Energy Savings (kWh or therms) | Achievable Technical Potential | 0 | 28641.12 | 28641.12 | 28641.12 | 28641.12 | 15772.4108 | 15772.4108 | 15772.4108 | 15772.4108 | 15772.4108 | 15772.4108 | 15772.4108 | 15772.4108 | 15772.4108 | 15772.4108 | 15772.4108 | 15772.4108 | 15772.4108 | 15772.4108 | 15772.4108 | 15772.4108 | 15772.4108 | 15772.4108 | 15772.4108 | 15772.4108 | 15772.4108 | 15772.4108 | 15772.4108 | 15772.4108 | 15772.4108 | 15772.4108
F2_Industrial_Other Industrial_Existing_Space Heating_Natural Gas_Unit Heater_A_Achievable Technical Potential | F2 | Industrial | Other Industrial | Existing | Space Heating | Natural Gas | Unit Heater | A | Original Unit Summer Peak Savings (kW) | Achievable Technical Potential | 0 | 0 | 0 | 0 | 0 | 0 | 0 | 0 | 0 | 0 | 0 | 0 | 0 | 0 | 0 | 0 | 0 | 0 | 0 | 0 | 0 | 0 | 0 | 0 | 0 | 0 | 0 | 0 | 0 | 0 | 0
F3_Industrial_Other Industrial_Existing_Space Heating_Natural Gas_Unit Heater_A_Achievable Technical Potential | F3 | Industrial | Other Industrial | Existing | Space Heating | Natural Gas | Unit Heater | A | Original Unit Winter Peak Savings (kW) | Achievable Technical Potential | 0 | 0 | 0 | 0 | 0 | 0 | 0 | 0 | 0 | 0 | 0 | 0 | 0 | 0 | 0 | 0 | 0 | 0 | 0 | 0 | 0 | 0 | 0 | 0 | 0 | 0 | 0 | 0 | 0 | 0 | 0
F4_Industrial_Other Industrial_Existing_Space Heating_Natural Gas_Unit Heater_A_Achievable Technical Potential | F4 | Industrial | Other Industrial | Existing | Space Heating | Natural Gas | Unit Heater | A | Standalone Impact on Baseline Energy (%) | Achievable Technical Potential | 0% | 0% | 0% | 0% | 0% | 0.006526% | 0.0244% | 0.05959% | 0.1198% | 0.2125% | 0.3402% | 0.5013% | 0.6977% | 0.9396% | 1.234% | 1.558% | 1.907% | 2.25% | 2.589% | 2.895% | 3.185% | 3.475% | 3.703% | 3.903% | 0.040837 | 0.042457 | 0.043524 | 0.044555 | 0 | 0 | 0
F5_Industrial_Other Industrial_Existing_Space Heating_Natural Gas_Unit Heater_A_Achievable Technical Potential | F5 | Industrial | Other Industrial | Existing | Space Heating | Natural Gas | Unit Heater | A | Standalone Impact on Baseline Summer Peak (%) | Achievable Technical Potential | 0% | 0% | 0% | 0% | 0% | 0% | 0% | 0% | 0% | 0% | 0% | 0% | 0% | 0% | 0% | 0% | 0% | 0% | 0% | 0% | 0% | 0% | 0% | 0% | 0 | 0 | 0 | 0 | 0 | 0 | 0
F6_Industrial_Other Industrial_Existing_Space Heating_Natural Gas_Unit Heater_A_Achievable Technical Potential | F6 | Industrial | Other Industrial | Existing | Space Heating | Natural Gas | Unit Heater | A | Standalone Impact on Baseline Winter Peak (%) | Achievable Technical Potential | 0% | 0% | 0% | 0% | 0% | 0% | 0% | 0% | 0% | 0% | 0% | 0% | 0% | 0% | 0% | 0% | 0% | 0% | 0% | 0% | 0% | 0% | 0% | 0% | 0 | 0 | 0 | 0 | 0 | 0 | 0
F7_Industrial_Other Industrial_Existing_Space Heating_Natural Gas_Unit Heater_A_Achievable Technical Potential | F7 | Industrial | Other Industrial | Existing | Space Heating | Natural Gas | Unit Heater | A | Incremental Energy Savings (MWh or mTherms) | Achievable Technical Potential | 0 | 0 | 0 | 0 | 0 | 0.049355 | 0.13419 | 0.25932 | 0.44194 | 0.67559 | 0.88926 | 1.1243 | 1.354 | 1.5559 | 1.9945 | 2.0504 | 2.2613 | 2.1266 | 1.9851 | 1.8985 | 1.6749 | 1.6433 | 1.2352 | 1.0497 | 0.9177 | 0.80454 | 0.468 | 0.45327 | 0.26836 | 0.37174 | 0.43202
F8_Industrial_Other Industrial_Existing_Space Heating_Natural Gas_Unit Heater_A_Achievable Technical Potential | F8 | Industrial | Other Industrial | Existing | Space Heating | Natural Gas | Unit Heater | A | Incremental Summer Peak Savings (MW) | Achievable Technical Potential | 0 | 0 | 0 | 0 | 0 | 0 | 0 | 0 | 0 | 0 | 0 | 0 | 0 | 0 | 0 | 0 | 0 | 0 | 0 | 0 | 0 | 0 | 0 | 0 | 0 | 0 | 0 | 0 | 0 | 0 | 0
F9_Industrial_Other Industrial_Existing_Space Heating_Natural Gas_Unit Heater_A_Achievable Technical Potential | F9 | Industrial | Other Industrial | Existing | Space Heating | Natural Gas | Unit Heater | A | Incremental Winter Peak Savings (MW) | Achievable Technical Potential | 0 | 0 | 0 | 0 | 0 | 0 | 0 | 0 | 0 | 0 | 0 | 0 | 0 | 0 | 0 | 0 | 0 | 0 | 0 | 0 | 0 | 0 | 0 | 0 | 0 | 0 | 0 | 0 | 0 | 0 | 0
F10_Industrial_Other Industrial_Existing_Space Heating_Natural Gas_Unit Heater_A_Achievable Technical Potential | F10 | Industrial | Other Industrial | Existing | Space Heating | Natural Gas | Unit Heater | A | Cumulative Energy Savings (MWh or mTherms) | Achievable Technical Potential | 0 | 0 | 0 | 0 | 0 | 0.049355 | 0.18354 | 0.44287 | 0.88481 | 1.5604 | 2.4497 | 3.574 | 4.928 | 6.4838 | 8.4784 | 10.5287 | 12.79 | 14.9166 | 16.9017 | 18.8002 | 20.4751 | 22.1184 | 23.3537 | 24.4033 | 25.321 | 26.1256 | 26.5936 | 27.0468 | 27.3152 | 27.6869 | 28.119
F11_Industrial_Other Industrial_Existing_Space Heating_Natural Gas_Unit Heater_A_Achievable Technical Potential | F11 | Industrial | Other Industrial | Existing | Space Heating | Natural Gas | Unit Heater | A | Cumulative Summer Peak Savings (MW) | Achievable Technical Potential | 0 | 0 | 0 | 0 | 0 | 0 | 0 | 0 | 0 | 0 | 0 | 0 | 0 | 0 | 0 | 0 | 0 | 0 | 0 | 0 | 0 | 0 | 0 | 0 | 0 | 0 | 0 | 0 | 0 | 0 | 0
F12_Industrial_Other Industrial_Existing_Space Heating_Natural Gas_Unit Heater_A_Achievable Technical Potential | F12 | Industrial | Other Industrial | Existing | Space Heating | Natural Gas | Unit Heater | A | Cumulative Winter Peak Savings (MW) | Achievable Technical Potential | 0 | 0 | 0 | 0 | 0 | 0 | 0 | 0 | 0 | 0 | 0 | 0 | 0 | 0 | 0 | 0 | 0 | 0 | 0 | 0 | 0 | 0 | 0 | 0 | 0 | 0 | 0 | 0 | 0 | 0 | 0
F13_Industrial_Other Industrial_Existing_Space Heating_Natural Gas_Unit Heater_A_Achievable Technical Potential | F13 | Industrial | Other Industrial | Existing | Space Heating | Natural Gas | Unit Heater | A | Purchases (Incremental) | Achievable Technical Potential | 0 | 0 | 0 | 0 | 0 | 0.0031292 | 0.0085078 | 0.016442 | 0.02802 | 0.042834 | 0.056381 | 0.071283 | 0.085847 | 0.098644 | 0.12646 | 0.13 | 0.14337 | 0.13796 | 0.13437 | 0.13681 | 0.13421 | 0.14702 | 0.1347 | 0.13783 | 0.14403 | 0.14965 | 0.15613 | 0.15874 | 0.16039 | 0.16153 | 0.16176
F14_Industrial_Other Industrial_Existing_Space Heating_Natural Gas_Unit Heater_A_Achievable Technical Potential | F14 | Industrial | Other Industrial | Existing | Space Heating | Natural Gas | Unit Heater | A | Purchases (Cumulative) | Achievable Technical Potential | 0 | 0 | 0 | 0 | 0 | 0.0031292 | 0.011637 | 0.028079 | 0.056099 | 0.098932 | 0.15531 | 0.2266 | 0.31244 | 0.41109 | 0.53754 | 0.66754 | 0.81091 | 0.94574 | 1.0716 | 1.192 | 1.2982 | 1.4024 | 1.4807 | 1.5472 | 1.6054 | 1.6564 | 1.6861 | 1.7148 | 1.7318 | 1.7554 | 1.7828
F1_Industrial_Other Industrial_New_Space Heating_Natural Gas_Furnace_A_Achievable Technical Potential | F1 | Industrial | Other Industrial | New | Space Heating | Natural Gas | Furnace | A | Original Unit Energy Savings (kWh or therms) | Achievable Technical Potential | 0 | 0 | 0 | 0 | 0 | 0 | 0 | 0 | 0 | 0 | 0 | 0 | 0 | 0 | 0 | 0 | 0 | 0 | 0 | 0 | 0 | 0 | 0 | 0 | 0 | 0 | 0 | 0 | 0 | 0 | 0
F2_Industrial_Other Industrial_New_Space Heating_Natural Gas_Furnace_A_Achievable Technical Potential | F2 | Industrial | Other Industrial | New | Space Heating | Natural Gas | Furnace | A | Original Unit Summer Peak Savings (kW) | Achievable Technical Potential | 0 | 0 | 0 | 0 | 0 | 0 | 0 | 0 | 0 | 0 | 0 | 0 | 0 | 0 | 0 | 0 | 0 | 0 | 0 | 0 | 0 | 0 | 0 | 0 | 0 | 0 | 0 | 0 | 0 | 0 | 0
F3_Industrial_Other Industrial_New_Space Heating_Natural Gas_Furnace_A_Achievable Technical Potential | F3 | Industrial | Other Industrial | New | Space Heating | Natural Gas | Furnace | A | Original Unit Winter Peak Savings (kW) | Achievable Technical Potential | 0 | 0 | 0 | 0 | 0 | 0 | 0 | 0 | 0 | 0 | 0 | 0 | 0 | 0 | 0 | 0 | 0 | 0 | 0 | 0 | 0 | 0 | 0 | 0 | 0 | 0 | 0 | 0 | 0 | 0 | 0
F4_Industrial_Other Industrial_New_Space Heating_Natural Gas_Furnace_A_Achievable Technical Potential | F4 | Industrial | Other Industrial | New | Space Heating | Natural Gas | Furnace | A | Standalone Impact on Baseline Energy (%) | Achievable Technical Potential | 0% | 0% | 0% | 0% | 0% | 0% | 0% | 0% | 0% | 0% | 0% | 0% | 0% | 0% | 0% | 0% | 0% | 0% | 0% | 0% | 0% | 0% | 0% | 0% | 0 | 0 | 0 | 0 | 0 | 0 | 0
F5_Industrial_Other Industrial_New_Space Heating_Natural Gas_Furnace_A_Achievable Technical Potential | F5 | Industrial | Other Industrial | New | Space Heating | Natural Gas | Furnace | A | Standalone Impact on Baseline Summer Peak (%) | Achievable Technical Potential | 0% | 0% | 0% | 0% | 0% | 0% | 0% | 0% | 0% | 0% | 0% | 0% | 0% | 0% | 0% | 0% | 0% | 0% | 0% | 0% | 0% | 0% | 0% | 0% | 0 | 0 | 0 | 0 | 0 | 0 | 0
F6_Industrial_Other Industrial_New_Space Heating_Natural Gas_Furnace_A_Achievable Technical Potential | F6 | Industrial | Other Industrial | New | Space Heating | Natural Gas | Furnace | A | Standalone Impact on Baseline Winter Peak (%) | Achievable Technical Potential | 0% | 0% | 0% | 0% | 0% | 0% | 0% | 0% | 0% | 0% | 0% | 0% | 0% | 0% | 0% | 0% | 0% | 0% | 0% | 0% | 0% | 0% | 0% | 0% | 0 | 0 | 0 | 0 | 0 | 0 | 0
F7_Industrial_Other Industrial_New_Space Heating_Natural Gas_Furnace_A_Achievable Technical Potential | F7 | Industrial | Other Industrial | New | Space Heating | Natural Gas | Furnace | A | Incremental Energy Savings (MWh or mTherms) | Achievable Technical Potential | 0 | 0 | 0 | 0 | 0 | 0 | 0 | 0 | 0 | 0 | 0 | 0 | 0 | 0 | 0 | 0 | 0 | 0 | 0 | 0 | 0 | 0 | 0 | 0 | 0 | 0 | 0 | 0 | 0 | 0 | 0
F8_Industrial_Other Industrial_New_Space Heating_Natural Gas_Furnace_A_Achievable Technical Potential | F8 | Industrial | Other Industrial | New | Space Heating | Natural Gas | Furnace | A | Incremental Summer Peak Savings (MW) | Achievable Technical Potential | 0 | 0 | 0 | 0 | 0 | 0 | 0 | 0 | 0 | 0 | 0 | 0 | 0 | 0 | 0 | 0 | 0 | 0 | 0 | 0 | 0 | 0 | 0 | 0 | 0 | 0 | 0 | 0 | 0 | 0 | 0
F9_Industrial_Other Industrial_New_Space Heating_Natural Gas_Furnace_A_Achievable Technical Potential | F9 | Industrial | Other Industrial | New | Space Heating | Natural Gas | Furnace | A | Incremental Winter Peak Savings (MW) | Achievable Technical Potential | 0 | 0 | 0 | 0 | 0 | 0 | 0 | 0 | 0 | 0 | 0 | 0 | 0 | 0 | 0 | 0 | 0 | 0 | 0 | 0 | 0 | 0 | 0 | 0 | 0 | 0 | 0 | 0 | 0 | 0 | 0
F10_Industrial_Other Industrial_New_Space Heating_Natural Gas_Furnace_A_Achievable Technical Potential | F10 | Industrial | Other Industrial | New | Space Heating | Natural Gas | Furnace | A | Cumulative Energy Savings (MWh or mTherms) | Achievable Technical Potential | 0 | 0 | 0 | 0 | 0 | 0 | 0 | 0 | 0 | 0 | 0 | 0 | 0 | 0 | 0 | 0 | 0 | 0 | 0 | 0 | 0 | 0 | 0 | 0 | 0 | 0 | 0 | 0 | 0 | 0 | 0
F11_Industrial_Other Industrial_New_Space Heating_Natural Gas_Furnace_A_Achievable Technical Potential | F11 | Industrial | Other Industrial | New | Space Heating | Natural Gas | Furnace | A | Cumulative Summer Peak Savings (MW) | Achievable Technical Potential | 0 | 0 | 0 | 0 | 0 | 0 | 0 | 0 | 0 | 0 | 0 | 0 | 0 | 0 | 0 | 0 | 0 | 0 | 0 | 0 | 0 | 0 | 0 | 0 | 0 | 0 | 0 | 0 | 0 | 0 | 0
F12_Industrial_Other Industrial_New_Space Heating_Natural Gas_Furnace_A_Achievable Technical Potential | F12 | Industrial | Other Industrial | New | Space Heating | Natural Gas | Furnace | A | Cumulative Winter Peak Savings (MW) | Achievable Technical Potential | 0 | 0 | 0 | 0 | 0 | 0 | 0 | 0 | 0 | 0 | 0 | 0 | 0 | 0 | 0 | 0 | 0 | 0 | 0 | 0 | 0 | 0 | 0 | 0 | 0 | 0 | 0 | 0 | 0 | 0 | 0
F13_Industrial_Other Industrial_New_Space Heating_Natural Gas_Furnace_A_Achievable Technical Potential | F13 | Industrial | Other Industrial | New | Space Heating | Natural Gas | Furnace | A | Purchases (Incremental) | Achievable Technical Potential | 0 | 0 | 0 | 0 | 0 | 0 | 0 | 0 | 0 | 0 | 0 | 0 | 0 | 0 | 0 | 0 | 0 | 0 | 0 | 0 | 0 | 0 | 0 | 0 | 0 | 0 | 0 | 0 | 0 | 0 | 0
F14_Industrial_Other Industrial_New_Space Heating_Natural Gas_Furnace_A_Achievable Technical Potential | F14 | Industrial | Other Industrial | New | Space Heating | Natural Gas | Furnace | A | Purchases (Cumulative) | Achievable Technical Potential | 0 | 0 | 0 | 0 | 0 | 0 | 0 | 0 | 0 | 0 | 0 | 0 | 0 | 0 | 0 | 0 | 0 | 0 | 0 | 0 | 0 | 0 | 0 | 0 | 0 | 0 | 0 | 0 | 0 | 0 | 0
F1_Industrial_Other Industrial_New_Space Heating_Natural Gas_Boiler_A_Achievable Technical Potential | F1 | Industrial | Other Industrial | New | Space Heating | Natural Gas | Boiler | A | Original Unit Energy Savings (kWh or therms) | Achievable Technical Potential | 0 | 0 | 0 | 0 | 0 | 0 | 0 | 0 | 0 | 0 | 0 | 0 | 0 | 0 | 0 | 0 | 0 | 0 | 0 | 0 | 0 | 0 | 0 | 0 | 0 | 0 | 0 | 0 | 0 | 0 | 0
F2_Industrial_Other Industrial_New_Space Heating_Natural Gas_Boiler_A_Achievable Technical Potential | F2 | Industrial | Other Industrial | New | Space Heating | Natural Gas | Boiler | A | Original Unit Summer Peak Savings (kW) | Achievable Technical Potential | 0 | 0 | 0 | 0 | 0 | 0 | 0 | 0 | 0 | 0 | 0 | 0 | 0 | 0 | 0 | 0 | 0 | 0 | 0 | 0 | 0 | 0 | 0 | 0 | 0 | 0 | 0 | 0 | 0 | 0 | 0
F3_Industrial_Other Industrial_New_Space Heating_Natural Gas_Boiler_A_Achievable Technical Potential | F3 | Industrial | Other Industrial | New | Space Heating | Natural Gas | Boiler | A | Original Unit Winter Peak Savings (kW) | Achievable Technical Potential | 0 | 0 | 0 | 0 | 0 | 0 | 0 | 0 | 0 | 0 | 0 | 0 | 0 | 0 | 0 | 0 | 0 | 0 | 0 | 0 | 0 | 0 | 0 | 0 | 0 | 0 | 0 | 0 | 0 | 0 | 0
F4_Industrial_Other Industrial_New_Space Heating_Natural Gas_Boiler_A_Achievable Technical Potential | F4 | Industrial | Other Industrial | New | Space Heating | Natural Gas | Boiler | A | Standalone Impact on Baseline Energy (%) | Achievable Technical Potential | 0% | 0% | 0% | 0% | 0% | 0% | 0% | 0% | 0% | 0% | 0% | 0% | 0% | 0% | 0% | 0% | 0% | 0% | 0% | 0% | 0% | 0% | 0% | 0% | 0 | 0 | 0 | 0 | 0 | 0 | 0
F5_Industrial_Other Industrial_New_Space Heating_Natural Gas_Boiler_A_Achievable Technical Potential | F5 | Industrial | Other Industrial | New | Space Heating | Natural Gas | Boiler | A | Standalone Impact on Baseline Summer Peak (%) | Achievable Technical Potential | 0% | 0% | 0% | 0% | 0% | 0% | 0% | 0% | 0% | 0% | 0% | 0% | 0% | 0% | 0% | 0% | 0% | 0% | 0% | 0% | 0% | 0% | 0% | 0% | 0 | 0 | 0 | 0 | 0 | 0 | 0
F6_Industrial_Other Industrial_New_Space Heating_Natural Gas_Boiler_A_Achievable Technical Potential | F6 | Industrial | Other Industrial | New | Space Heating | Natural Gas | Boiler | A | Standalone Impact on Baseline Winter Peak (%) | Achievable Technical Potential | 0% | 0% | 0% | 0% | 0% | 0% | 0% | 0% | 0% | 0% | 0% | 0% | 0% | 0% | 0% | 0% | 0% | 0% | 0% | 0% | 0% | 0% | 0% | 0% | 0 | 0 | 0 | 0 | 0 | 0 | 0
F7_Industrial_Other Industrial_New_Space Heating_Natural Gas_Boiler_A_Achievable Technical Potential | F7 | Industrial | Other Industrial | New | Space Heating | Natural Gas | Boiler | A | Incremental Energy Savings (MWh or mTherms) | Achievable Technical Potential | 0 | 0 | 0 | 0 | 0 | 0 | 0 | 0 | 0 | 0 | 0 | 0 | 0 | 0 | 0 | 0 | 0 | 0 | 0 | 0 | 0 | 0 | 0 | 0 | 0 | 0 | 0 | 0 | 0 | 0 | 0
F8_Industrial_Other Industrial_New_Space Heating_Natural Gas_Boiler_A_Achievable Technical Potential | F8 | Industrial | Other Industrial | New | Space Heating | Natural Gas | Boiler | A | Incremental Summer Peak Savings (MW) | Achievable Technical Potential | 0 | 0 | 0 | 0 | 0 | 0 | 0 | 0 | 0 | 0 | 0 | 0 | 0 | 0 | 0 | 0 | 0 | 0 | 0 | 0 | 0 | 0 | 0 | 0 | 0 | 0 | 0 | 0 | 0 | 0 | 0
F9_Industrial_Other Industrial_New_Space Heating_Natural Gas_Boiler_A_Achievable Technical Potential | F9 | Industrial | Other Industrial | New | Space Heating | Natural Gas | Boiler | A | Incremental Winter Peak Savings (MW) | Achievable Technical Potential | 0 | 0 | 0 | 0 | 0 | 0 | 0 | 0 | 0 | 0 | 0 | 0 | 0 | 0 | 0 | 0 | 0 | 0 | 0 | 0 | 0 | 0 | 0 | 0 | 0 | 0 | 0 | 0 | 0 | 0 | 0
F10_Industrial_Other Industrial_New_Space Heating_Natural Gas_Boiler_A_Achievable Technical Potential | F10 | Industrial | Other Industrial | New | Space Heating | Natural Gas | Boiler | A | Cumulative Energy Savings (MWh or mTherms) | Achievable Technical Potential | 0 | 0 | 0 | 0 | 0 | 0 | 0 | 0 | 0 | 0 | 0 | 0 | 0 | 0 | 0 | 0 | 0 | 0 | 0 | 0 | 0 | 0 | 0 | 0 | 0 | 0 | 0 | 0 | 0 | 0 | 0
F11_Industrial_Other Industrial_New_Space Heating_Natural Gas_Boiler_A_Achievable Technical Potential | F11 | Industrial | Other Industrial | New | Space Heating | Natural Gas | Boiler | A | Cumulative Summer Peak Savings (MW) | Achievable Technical Potential | 0 | 0 | 0 | 0 | 0 | 0 | 0 | 0 | 0 | 0 | 0 | 0 | 0 | 0 | 0 | 0 | 0 | 0 | 0 | 0 | 0 | 0 | 0 | 0 | 0 | 0 | 0 | 0 | 0 | 0 | 0
F12_Industrial_Other Industrial_New_Space Heating_Natural Gas_Boiler_A_Achievable Technical Potential | F12 | Industrial | Other Industrial | New | Space Heating | Natural Gas | Boiler | A | Cumulative Winter Peak Savings (MW) | Achievable Technical Potential | 0 | 0 | 0 | 0 | 0 | 0 | 0 | 0 | 0 | 0 | 0 | 0 | 0 | 0 | 0 | 0 | 0 | 0 | 0 | 0 | 0 | 0 | 0 | 0 | 0 | 0 | 0 | 0 | 0 | 0 | 0
F13_Industrial_Other Industrial_New_Space Heating_Natural Gas_Boiler_A_Achievable Technical Potential | F13 | Industrial | Other Industrial | New | Space Heating | Natural Gas | Boiler | A | Purchases (Incremental) | Achievable Technical Potential | 0 | 0 | 0 | 0 | 0 | 0 | 0 | 0 | 0 | 0 | 0 | 0 | 0 | 0 | 0 | 0 | 0 | 0 | 0 | 0 | 0 | 0 | 0 | 0 | 0 | 0 | 0 | 0 | 0 | 0 | 0
F14_Industrial_Other Industrial_New_Space Heating_Natural Gas_Boiler_A_Achievable Technical Potential | F14 | Industrial | Other Industrial | New | Space Heating | Natural Gas | Boiler | A | Purchases (Cumulative) | Achievable Technical Potential | 0 | 0 | 0 | 0 | 0 | 0 | 0 | 0 | 0 | 0 | 0 | 0 | 0 | 0 | 0 | 0 | 0 | 0 | 0 | 0 | 0 | 0 | 0 | 0 | 0 | 0 | 0 | 0 | 0 | 0 | 0
F1_Industrial_Other Industrial_New_Space Heating_Natural Gas_Unit Heater_A_Achievable Technical Potential | F1 | Industrial | Other Industrial | New | Space Heating | Natural Gas | Unit Heater | A | Original Unit Energy Savings (kWh or therms) | Achievable Technical Potential | 0 | 28641.12 | 28641.12 | 28641.12 | 28641.12 | 15772.4108 | 15772.4108 | 15772.4108 | 15772.4108 | 15772.4108 | 15772.4108 | 15772.4108 | 15772.4108 | 15772.4108 | 15772.4108 | 15772.4108 | 15772.4108 | 15772.4108 | 15772.4108 | 15772.4108 | 15772.4108 | 15772.4108 | 15772.4108 | 15772.4108 | 15772.4108 | 15772.4108 | 15772.4108 | 15772.4108 | 15772.4108 | 15772.4108 | 15772.4108
F2_Industrial_Other Industrial_New_Space Heating_Natural Gas_Unit Heater_A_Achievable Technical Potential | F2 | Industrial | Other Industrial | New | Space Heating | Natural Gas | Unit Heater | A | Original Unit Summer Peak Savings (kW) | Achievable Technical Potential | 0 | 0 | 0 | 0 | 0 | 0 | 0 | 0 | 0 | 0 | 0 | 0 | 0 | 0 | 0 | 0 | 0 | 0 | 0 | 0 | 0 | 0 | 0 | 0 | 0 | 0 | 0 | 0 | 0 | 0 | 0
F3_Industrial_Other Industrial_New_Space Heating_Natural Gas_Unit Heater_A_Achievable Technical Potential | F3 | Industrial | Other Industrial | New | Space Heating | Natural Gas | Unit Heater | A | Original Unit Winter Peak Savings (kW) | Achievable Technical Potential | 0 | 0 | 0 | 0 | 0 | 0 | 0 | 0 | 0 | 0 | 0 | 0 | 0 | 0 | 0 | 0 | 0 | 0 | 0 | 0 | 0 | 0 | 0 | 0 | 0 | 0 | 0 | 0 | 0 | 0 | 0
F4_Industrial_Other Industrial_New_Space Heating_Natural Gas_Unit Heater_A_Achievable Technical Potential | F4 | Industrial | Other Industrial | New | Space Heating | Natural Gas | Unit Heater | A | Standalone Impact on Baseline Energy (%) | Achievable Technical Potential | 0% | 0% | 0% | 0% | 0% | 0.2185% | 0.5542% | 0.9651% | 1.424% | 1.918% | 2.426% | 3.053% | 3.751% | 4.481% | 5.219% | 5.954% | 6.67% | 7.289% | 8.064% | 8.678% | 9.158% | 9.545% | 9.853% | 10.06% | 0.10181 | 0.10252 | 0.10292 | 0.10302 | 0 | 0 | 0
F5_Industrial_Other Industrial_New_Space Heating_Natural Gas_Unit Heater_A_Achievable Technical Potential | F5 | Industrial | Other Industrial | New | Space Heating | Natural Gas | Unit Heater | A | Standalone Impact on Baseline Summer Peak (%) | Achievable Technical Potential | 0% | 0% | 0% | 0% | 0% | 0% | 0% | 0% | 0% | 0% | 0% | 0% | 0% | 0% | 0% | 0% | 0% | 0% | 0% | 0% | 0% | 0% | 0% | 0% | 0 | 0 | 0 | 0 | 0 | 0 | 0
F6_Industrial_Other Industrial_New_Space Heating_Natural Gas_Unit Heater_A_Achievable Technical Potential | F6 | Industrial | Other Industrial | New | Space Heating | Natural Gas | Unit Heater | A | Standalone Impact on Baseline Winter Peak (%) | Achievable Technical Potential | 0% | 0% | 0% | 0% | 0% | 0% | 0% | 0% | 0% | 0% | 0% | 0% | 0% | 0% | 0% | 0% | 0% | 0% | 0% | 0% | 0% | 0% | 0% | 0% | 0 | 0 | 0 | 0 | 0 | 0 | 0
F7_Industrial_Other Industrial_New_Space Heating_Natural Gas_Unit Heater_A_Achievable Technical Potential | F7 | Industrial | Other Industrial | New | Space Heating | Natural Gas | Unit Heater | A | Incremental Energy Savings (MWh or mTherms) | Achievable Technical Potential | 0 | 0 | 0 | 0 | 0 | 0.018261 | 0.035895 | 0.053813 | 0.071328 | 0.089208 | 0.10535 | 0.13813 | 0.16735 | 0.19127 | 0.21029 | 0.22965 | 0.24413 | 0.23949 | 0.29128 | 0.26787 | 0.24671 | 0.23186 | 0.22237 | 0.1958 | 0.17427 | 0.15846 | 0.14901 | 0.13813 | 0.14841 | 0.15292 | 0.096231
F8_Industrial_Other Industrial_New_Space Heating_Natural Gas_Unit Heater_A_Achievable Technical Potential | F8 | Industrial | Other Industrial | New | Space Heating | Natural Gas | Unit Heater | A | Incremental Summer Peak Savings (MW) | Achievable Technical Potential | 0 | 0 | 0 | 0 | 0 | 0 | 0 | 0 | 0 | 0 | 0 | 0 | 0 | 0 | 0 | 0 | 0 | 0 | 0 | 0 | 0 | 0 | 0 | 0 | 0 | 0 | 0 | 0 | 0 | 0 | 0
F9_Industrial_Other Industrial_New_Space Heating_Natural Gas_Unit Heater_A_Achievable Technical Potential | F9 | Industrial | Other Industrial | New | Space Heating | Natural Gas | Unit Heater | A | Incremental Winter Peak Savings (MW) | Achievable Technical Potential | 0 | 0 | 0 | 0 | 0 | 0 | 0 | 0 | 0 | 0 | 0 | 0 | 0 | 0 | 0 | 0 | 0 | 0 | 0 | 0 | 0 | 0 | 0 | 0 | 0 | 0 | 0 | 0 | 0 | 0 | 0
F10_Industrial_Other Industrial_New_Space Heating_Natural Gas_Unit Heater_A_Achievable Technical Potential | F10 | Industrial | Other Industrial | New | Space Heating | Natural Gas | Unit Heater | A | Cumulative Energy Savings (MWh or mTherms) | Achievable Technical Potential | 0 | 0 | 0 | 0 | 0 | 0.018261 | 0.054157 | 0.10797 | 0.1793 | 0.26851 | 0.37386 | 0.51199 | 0.67934 | 0.87061 | 1.0809 | 1.3105 | 1.5547 | 1.7942 | 2.0854 | 2.3533 | 2.6 | 2.8319 | 3.0543 | 3.2501 | 3.4243 | 3.5828 | 3.7318 | 3.8699 | 4.0183 | 4.1713 | 4.2675
F11_Industrial_Other Industrial_New_Space Heating_Natural Gas_Unit Heater_A_Achievable Technical Potential | F11 | Industrial | Other Industrial | New | Space Heating | Natural Gas | Unit Heater | A | Cumulative Summer Peak Savings (MW) | Achievable Technical Potential | 0 | 0 | 0 | 0 | 0 | 0 | 0 | 0 | 0 | 0 | 0 | 0 | 0 | 0 | 0 | 0 | 0 | 0 | 0 | 0 | 0 | 0 | 0 | 0 | 0 | 0 | 0 | 0 | 0 | 0 | 0
F12_Industrial_Other Industrial_New_Space Heating_Natural Gas_Unit Heater_A_Achievable Technical Potential | F12 | Industrial | Other Industrial | New | Space Heating | Natural Gas | Unit Heater | A | Cumulative Winter Peak Savings (MW) | Achievable Technical Potential | 0 | 0 | 0 | 0 | 0 | 0 | 0 | 0 | 0 | 0 | 0 | 0 | 0 | 0 | 0 | 0 | 0 | 0 | 0 | 0 | 0 | 0 | 0 | 0 | 0 | 0 | 0 | 0 | 0 | 0 | 0
F13_Industrial_Other Industrial_New_Space Heating_Natural Gas_Unit Heater_A_Achievable Technical Potential | F13 | Industrial | Other Industrial | New | Space Heating | Natural Gas | Unit Heater | A | Purchases (Incremental) | Achievable Technical Potential | 0 | 0 | 0 | 0 | 0 | 0.0011578 | 0.0022758 | 0.0034119 | 0.0045223 | 0.0056559 | 0.0066795 | 0.0087578 | 0.01061 | 0.012127 | 0.013333 | 0.01456 | 0.015479 | 0.016342 | 0.020743 | 0.020395 | 0.020164 | 0.020356 | 0.020778 | 0.021172 | 0.021659 | 0.022174 | 0.02278 | 0.023318 | 0.024888 | 0.026037 | 0.026845
F14_Industrial_Other Industrial_New_Space Heating_Natural Gas_Unit Heater_A_Achievable Technical Potential | F14 | Industrial | Other Industrial | New | Space Heating | Natural Gas | Unit Heater | A | Purchases (Cumulative) | Achievable Technical Potential | 0 | 0 | 0 | 0 | 0 | 0.0011578 | 0.0034336 | 0.0068455 | 0.011368 | 0.017024 | 0.023703 | 0.032461 | 0.043071 | 0.055198 | 0.068531 | 0.083091 | 0.09857 | 0.11375 | 0.13222 | 0.1492 | 0.16485 | 0.17955 | 0.19365 | 0.20606 | 0.21711 | 0.22716 | 0.2366 | 0.24536 | 0.25477 | 0.26447 | 0.27057
F1_Industrial_Food Products_Existing_Space Heating_Natural Gas_Insulation - Roof/Ceiling_A_Achievable Technical Potential | F1 | Industrial | Food Products | Existing | Space Heating | Natural Gas | Insulation - Roof/Ceiling | A | Original Unit Energy Savings (kWh or therms) | Achievable Technical Potential | 0 | 0 | 0 | 0 | 0 | 0.099591 | 0.099104 | 0.098502 | 0.097865 | 0.097198 | 0.096522 | 0.095828 | 0.095137 | 0.094449 | 0.093706 | 0.093019 | 0.09234 | 0.09171 | 0.091123 | 0.090551 | 0.090011 | 0.089458 | 0.08896 | 0.088489 | 0.088041 | 0.087626 | 0.087242 | 0.086887 | 0 | 0 | 0
F2_Industrial_Food Products_Existing_Space Heating_Natural Gas_Insulation - Roof/Ceiling_A_Achievable Technical Potential | F2 | Industrial | Food Products | Existing | Space Heating | Natural Gas | Insulation - Roof/Ceiling | A | Original Unit Summer Peak Savings (kW) | Achievable Technical Potential | 0 | 0 | 0 | 0 | 0 | 0 | 0 | 0 | 0 | 0 | 0 | 0 | 0 | 0 | 0 | 0 | 0 | 0 | 0 | 0 | 0 | 0 | 0 | 0 | 0 | 0 | 0 | 0 | 0 | 0 | 0
F3_Industrial_Food Products_Existing_Space Heating_Natural Gas_Insulation - Roof/Ceiling_A_Achievable Technical Potential | F3 | Industrial | Food Products | Existing | Space Heating | Natural Gas | Insulation - Roof/Ceiling | A | Original Unit Winter Peak Savings (kW) | Achievable Technical Potential | 0 | 0 | 0 | 0 | 0 | 0 | 0 | 0 | 0 | 0 | 0 | 0 | 0 | 0 | 0 | 0 | 0 | 0 | 0 | 0 | 0 | 0 | 0 | 0 | 0 | 0 | 0 | 0 | 0 | 0 | 0
F4_Industrial_Food Products_Existing_Space Heating_Natural Gas_Insulation - Roof/Ceiling_A_Achievable Technical Potential | F4 | Industrial | Food Products | Existing | Space Heating | Natural Gas | Insulation - Roof/Ceiling | A | Standalone Impact on Baseline Energy (%) | Achievable Technical Potential | 0% | 0% | 0% | 0% | 0% | 0.3808% | 1.047% | 2.09% | 3.54% | 5.384% | 7.608% | 9.95% | 12.29% | 14.65% | 16.49% | 18.21% | 19.42% | 20.42% | 21.23% | 21.62% | 21.97% | 22.22% | 22.41% | 22.49% | 0.22561 | 0.22627 | 0.22687 | 0.22742 | 0 | 0 | 0
F5_Industrial_Food Products_Existing_Space Heating_Natural Gas_Insulation - Roof/Ceiling_A_Achievable Technical Potential | F5 | Industrial | Food Products | Existing | Space Heating | Natural Gas | Insulation - Roof/Ceiling | A | Standalone Impact on Baseline Summer Peak (%) | Achievable Technical Potential | 0% | 0% | 0% | 0% | 0% | 0% | 0% | 0% | 0% | 0% | 0% | 0% | 0% | 0% | 0% | 0% | 0% | 0% | 0% | 0% | 0% | 0% | 0% | 0% | 0 | 0 | 0 | 0 | 0 | 0 | 0
F6_Industrial_Food Products_Existing_Space Heating_Natural Gas_Insulation - Roof/Ceiling_A_Achievable Technical Potential | F6 | Industrial | Food Products | Existing | Space Heating | Natural Gas | Insulation - Roof/Ceiling | A | Standalone Impact on Baseline Winter Peak (%) | Achievable Technical Potential | 0% | 0% | 0% | 0% | 0% | 0% | 0% | 0% | 0% | 0% | 0% | 0% | 0% | 0% | 0% | 0% | 0% | 0% | 0% | 0% | 0% | 0% | 0% | 0% | 0 | 0 | 0 | 0 | 0 | 0 | 0
F7_Industrial_Food Products_Existing_Space Heating_Natural Gas_Insulation - Roof/Ceiling_A_Achievable Technical Potential | F7 | Industrial | Food Products | Existing | Space Heating | Natural Gas | Insulation - Roof/Ceiling | A | Incremental Energy Savings (MWh or mTherms) | Achievable Technical Potential | 0 | 0 | 0 | 0 | 0 | 1.2694 | 2.2094 | 3.3959 | 4.7261 | 5.9789 | 6.839 | 7.2921 | 7.2248 | 6.5881 | 5.741 | 4.6485 | 3.5896 | 2.6137 | 1.8017 | 1.195 | 0.75277 | 0.45363 | 0.30432 | 0 | 0 | 0 | 0 | 0 | 0 | 0 | 0
F8_Industrial_Food Products_Existing_Space Heating_Natural Gas_Insulation - Roof/Ceiling_A_Achievable Technical Potential | F8 | Industrial | Food Products | Existing | Space Heating | Natural Gas | Insulation - Roof/Ceiling | A | Incremental Summer Peak Savings (MW) | Achievable Technical Potential | 0 | 0 | 0 | 0 | 0 | 0 | 0 | 0 | 0 | 0 | 0 | 0 | 0 | 0 | 0 | 0 | 0 | 0 | 0 | 0 | 0 | 0 | 0 | 0 | 0 | 0 | 0 | 0 | 0 | 0 | 0
F9_Industrial_Food Products_Existing_Space Heating_Natural Gas_Insulation - Roof/Ceiling_A_Achievable Technical Potential | F9 | Industrial | Food Products | Existing | Space Heating | Natural Gas | Insulation - Roof/Ceiling | A | Incremental Winter Peak Savings (MW) | Achievable Technical Potential | 0 | 0 | 0 | 0 | 0 | 0 | 0 | 0 | 0 | 0 | 0 | 0 | 0 | 0 | 0 | 0 | 0 | 0 | 0 | 0 | 0 | 0 | 0 | 0 | 0 | 0 | 0 | 0 | 0 | 0 | 0
F10_Industrial_Food Products_Existing_Space Heating_Natural Gas_Insulation - Roof/Ceiling_A_Achievable Technical Potential | F10 | Industrial | Food Products | Existing | Space Heating | Natural Gas | Insulation - Roof/Ceiling | A | Cumulative Energy Savings (MWh or mTherms) | Achievable Technical Potential | 0 | 0 | 0 | 0 | 0 | 1.2694 | 3.4727 | 6.8475 | 11.5292 | 17.4296 | 24.1474 | 31.2657 | 38.2651 | 44.5764 | 49.9667 | 54.2488 | 57.4425 | 59.6645 | 61.0842 | 61.8956 | 62.2789 | 62.3505 | 62.3073 | 61.9774 | 61.6636 | 61.3732 | 61.1044 | 60.8554 | 0 | 0 | 0
F11_Industrial_Food Products_Existing_Space Heating_Natural Gas_Insulation - Roof/Ceiling_A_Achievable Technical Potential | F11 | Industrial | Food Products | Existing | Space Heating | Natural Gas | Insulation - Roof/Ceiling | A | Cumulative Summer Peak Savings (MW) | Achievable Technical Potential | 0 | 0 | 0 | 0 | 0 | 0 | 0 | 0 | 0 | 0 | 0 | 0 | 0 | 0 | 0 | 0 | 0 | 0 | 0 | 0 | 0 | 0 | 0 | 0 | 0 | 0 | 0 | 0 | 0 | 0 | 0
F12_Industrial_Food Products_Existing_Space Heating_Natural Gas_Insulation - Roof/Ceiling_A_Achievable Technical Potential | F12 | Industrial | Food Products | Existing | Space Heating | Natural Gas | Insulation - Roof/Ceiling | A | Cumulative Winter Peak Savings (MW) | Achievable Technical Potential | 0 | 0 | 0 | 0 | 0 | 0 | 0 | 0 | 0 | 0 | 0 | 0 | 0 | 0 | 0 | 0 | 0 | 0 | 0 | 0 | 0 | 0 | 0 | 0 | 0 | 0 | 0 | 0 | 0 | 0 | 0
F13_Industrial_Food Products_Existing_Space Heating_Natural Gas_Insulation - Roof/Ceiling_A_Achievable Technical Potential | F13 | Industrial | Food Products | Existing | Space Heating | Natural Gas | Insulation - Roof/Ceiling | A | Purchases (Incremental) | Achievable Technical Potential | 0 | 0 | 0 | 0 | 0 | 12746.5316 | 22294.1877 | 34475.328 | 48291.5535 | 61512.7989 | 70853.5912 | 76095.3542 | 75940.8478 | 69752.6044 | 61266.557 | 49973.6592 | 38873.4458 | 28499.4272 | 19771.6498 | 13196.7136 | 8363.1813 | 5070.8329 | 3420.8683 | 0 | 0 | 0 | 0 | 0 | 0 | 0 | 0
F14_Industrial_Food Products_Existing_Space Heating_Natural Gas_Insulation - Roof/Ceiling_A_Achievable Technical Potential | F14 | Industrial | Food Products | Existing | Space Heating | Natural Gas | Insulation - Roof/Ceiling | A | Purchases (Cumulative) | Achievable Technical Potential | 0 | 0 | 0 | 0 | 0 | 12746.5316 | 35040.7193 | 69516.0473 | 117807.6008 | 179320.3998 | 250173.991 | 326269.3452 | 402210.193 | 471962.7974 | 533229.3544 | 583203.0137 | 622076.4595 | 650575.8866 | 670347.5364 | 683544.25 | 691907.4313 | 696978.2643 | 700399.1326 | 700399.1326 | 700399.1326 | 700399.1326 | 700399.1326 | 700399.1326 | 700399.1326 | 700399.1326 | 700399.1326
F1_Industrial_Food Products_Existing_Space Heating_Natural Gas_Insulation - Wall Cavity_A_Achievable Technical Potential | F1 | Industrial | Food Products | Existing | Space Heating | Natural Gas | Insulation - Wall Cavity | A | Original Unit Energy Savings (kWh or therms) | Achievable Technical Potential | 0 | 0 | 0 | 0 | 0 | 0.017935 | 0.017848 | 0.017739 | 0.017625 | 0.017505 | 0.017383 | 0.017258 | 0.017133 | 0.017009 | 0.016876 | 0.016752 | 0.01663 | 0.016516 | 0.01641 | 0.016307 | 0.01621 | 0.016111 | 0.016021 | 0.015936 | 0.015855 | 0.015781 | 0.015712 | 0.015648 | 0 | 0 | 0
F2_Industrial_Food Products_Existing_Space Heating_Natural Gas_Insulation - Wall Cavity_A_Achievable Technical Potential | F2 | Industrial | Food Products | Existing | Space Heating | Natural Gas | Insulation - Wall Cavity | A | Original Unit Summer Peak Savings (kW) | Achievable Technical Potential | 0 | 0 | 0 | 0 | 0 | 0 | 0 | 0 | 0 | 0 | 0 | 0 | 0 | 0 | 0 | 0 | 0 | 0 | 0 | 0 | 0 | 0 | 0 | 0 | 0 | 0 | 0 | 0 | 0 | 0 | 0
F3_Industrial_Food Products_Existing_Space Heating_Natural Gas_Insulation - Wall Cavity_A_Achievable Technical Potential | F3 | Industrial | Food Products | Existing | Space Heating | Natural Gas | Insulation - Wall Cavity | A | Original Unit Winter Peak Savings (kW) | Achievable Technical Potential | 0 | 0 | 0 | 0 | 0 | 0 | 0 | 0 | 0 | 0 | 0 | 0 | 0 | 0 | 0 | 0 | 0 | 0 | 0 | 0 | 0 | 0 | 0 | 0 | 0 | 0 | 0 | 0 | 0 | 0 | 0
F4_Industrial_Food Products_Existing_Space Heating_Natural Gas_Insulation - Wall Cavity_A_Achievable Technical Potential | F4 | Industrial | Food Products | Existing | Space Heating | Natural Gas | Insulation - Wall Cavity | A | Standalone Impact on Baseline Energy (%) | Achievable Technical Potential | 0% | 0% | 0% | 0% | 0% | 0.06857% | 0.1886% | 0.3764% | 0.6376% | 0.9696% | 1.37% | 1.792% | 2.213% | 2.639% | 2.97% | 3.28% | 3.498% | 3.677% | 3.823% | 3.894% | 3.958% | 4.002% | 4.036% | 4.05% | 0.04063 | 0.040749 | 0.040857 | 0.040957 | 0 | 0 | 0
F5_Industrial_Food Products_Existing_Space Heating_Natural Gas_Insulation - Wall Cavity_A_Achievable Technical Potential | F5 | Industrial | Food Products | Existing | Space Heating | Natural Gas | Insulation - Wall Cavity | A | Standalone Impact on Baseline Summer Peak (%) | Achievable Technical Potential | 0% | 0% | 0% | 0% | 0% | 0% | 0% | 0% | 0% | 0% | 0% | 0% | 0% | 0% | 0% | 0% | 0% | 0% | 0% | 0% | 0% | 0% | 0% | 0% | 0 | 0 | 0 | 0 | 0 | 0 | 0
F6_Industrial_Food Products_Existing_Space Heating_Natural Gas_Insulation - Wall Cavity_A_Achievable Technical Potential | F6 | Industrial | Food Products | Existing | Space Heating | Natural Gas | Insulation - Wall Cavity | A | Standalone Impact on Baseline Winter Peak (%) | Achievable Technical Potential | 0% | 0% | 0% | 0% | 0% | 0% | 0% | 0% | 0% | 0% | 0% | 0% | 0% | 0% | 0% | 0% | 0% | 0% | 0% | 0% | 0% | 0% | 0% | 0% | 0 | 0 | 0 | 0 | 0 | 0 | 0
F7_Industrial_Food Products_Existing_Space Heating_Natural Gas_Insulation - Wall Cavity_A_Achievable Technical Potential | F7 | Industrial | Food Products | Existing | Space Heating | Natural Gas | Insulation - Wall Cavity | A | Incremental Energy Savings (MWh or mTherms) | Achievable Technical Potential | 0 | 0 | 0 | 0 | 0 | 0.22861 | 0.3979 | 0.61157 | 0.85112 | 1.0768 | 1.2316 | 1.3132 | 1.3011 | 1.1865 | 1.0339 | 0.83715 | 0.64645 | 0.4707 | 0.32446 | 0.2152 | 0.13557 | 0.081694 | 0.054805 | 0 | 0 | 0 | 0 | 0 | 0 | 0 | 0
F8_Industrial_Food Products_Existing_Space Heating_Natural Gas_Insulation - Wall Cavity_A_Achievable Technical Potential | F8 | Industrial | Food Products | Existing | Space Heating | Natural Gas | Insulation - Wall Cavity | A | Incremental Summer Peak Savings (MW) | Achievable Technical Potential | 0 | 0 | 0 | 0 | 0 | 0 | 0 | 0 | 0 | 0 | 0 | 0 | 0 | 0 | 0 | 0 | 0 | 0 | 0 | 0 | 0 | 0 | 0 | 0 | 0 | 0 | 0 | 0 | 0 | 0 | 0
F9_Industrial_Food Products_Existing_Space Heating_Natural Gas_Insulation - Wall Cavity_A_Achievable Technical Potential | F9 | Industrial | Food Products | Existing | Space Heating | Natural Gas | Insulation - Wall Cavity | A | Incremental Winter Peak Savings (MW) | Achievable Technical Potential | 0 | 0 | 0 | 0 | 0 | 0 | 0 | 0 | 0 | 0 | 0 | 0 | 0 | 0 | 0 | 0 | 0 | 0 | 0 | 0 | 0 | 0 | 0 | 0 | 0 | 0 | 0 | 0 | 0 | 0 | 0
F10_Industrial_Food Products_Existing_Space Heating_Natural Gas_Insulation - Wall Cavity_A_Achievable Technical Potential | F10 | Industrial | Food Products | Existing | Space Heating | Natural Gas | Insulation - Wall Cavity | A | Cumulative Energy Savings (MWh or mTherms) | Achievable Technical Potential | 0 | 0 | 0 | 0 | 0 | 0.22861 | 0.6254 | 1.2332 | 2.0763 | 3.1389 | 4.3487 | 5.6307 | 6.8912 | 8.0278 | 8.9986 | 9.7697 | 10.3449 | 10.7451 | 11.0007 | 11.1469 | 11.2159 | 11.2288 | 11.221 | 11.1616 | 11.1051 | 11.0528 | 11.0044 | 10.9595 | 0 | 0 | 0
F11_Industrial_Food Products_Existing_Space Heating_Natural Gas_Insulation - Wall Cavity_A_Achievable Technical Potential | F11 | Industrial | Food Products | Existing | Space Heating | Natural Gas | Insulation - Wall Cavity | A | Cumulative Summer Peak Savings (MW) | Achievable Technical Potential | 0 | 0 | 0 | 0 | 0 | 0 | 0 | 0 | 0 | 0 | 0 | 0 | 0 | 0 | 0 | 0 | 0 | 0 | 0 | 0 | 0 | 0 | 0 | 0 | 0 | 0 | 0 | 0 | 0 | 0 | 0
F12_Industrial_Food Products_Existing_Space Heating_Natural Gas_Insulation - Wall Cavity_A_Achievable Technical Potential | F12 | Industrial | Food Products | Existing | Space Heating | Natural Gas | Insulation - Wall Cavity | A | Cumulative Winter Peak Savings (MW) | Achievable Technical Potential | 0 | 0 | 0 | 0 | 0 | 0 | 0 | 0 | 0 | 0 | 0 | 0 | 0 | 0 | 0 | 0 | 0 | 0 | 0 | 0 | 0 | 0 | 0 | 0 | 0 | 0 | 0 | 0 | 0 | 0 | 0
F13_Industrial_Food Products_Existing_Space Heating_Natural Gas_Insulation - Wall Cavity_A_Achievable Technical Potential | F13 | Industrial | Food Products | Existing | Space Heating | Natural Gas | Insulation - Wall Cavity | A | Purchases (Incremental) | Achievable Technical Potential | 0 | 0 | 0 | 0 | 0 | 12746.5316 | 22294.1877 | 34475.328 | 48291.5535 | 61512.7989 | 70853.5912 | 76095.3542 | 75940.8478 | 69752.6044 | 61266.557 | 49973.6592 | 38873.4458 | 28499.4272 | 19771.6498 | 13196.7136 | 8363.1813 | 5070.8329 | 3420.8683 | 0 | 0 | 0 | 0 | 0 | 0 | 0 | 0
F14_Industrial_Food Products_Existing_Space Heating_Natural Gas_Insulation - Wall Cavity_A_Achievable Technical Potential | F14 | Industrial | Food Products | Existing | Space Heating | Natural Gas | Insulation - Wall Cavity | A | Purchases (Cumulative) | Achievable Technical Potential | 0 | 0 | 0 | 0 | 0 | 12746.5316 | 35040.7193 | 69516.0473 | 117807.6008 | 179320.3998 | 250173.991 | 326269.3452 | 402210.193 | 471962.7974 | 533229.3544 | 583203.0137 | 622076.4595 | 650575.8866 | 670347.5364 | 683544.25 | 691907.4313 | 696978.2643 | 700399.1326 | 700399.1326 | 700399.1326 | 700399.1326 | 700399.1326 | 700399.1326 | 700399.1326 | 700399.1326 | 700399.1326
F1_Industrial_Food Products_Existing_Space Heating_Natural Gas_Insulation - Ducting_A_Achievable Technical Potential | F1 | Industrial | Food Products | Existing | Space Heating | Natural Gas | Insulation - Ducting | A | Original Unit Energy Savings (kWh or therms) | Achievable Technical Potential | 0 | 0 | 0 | 0 | 0 | 0.0016309 | 0.0016162 | 0.0015975 | 0.0015784 | 0.0015594 | 0.0015407 | 0.0015222 | 0.0015048 | 0.0014884 | 0.0014718 | 0.0014574 | 0.0014437 | 0.0014309 | 0.0014188 | 0.0014066 | 0.0013948 | 0.001383 | 0.0013709 | 0.0013593 | 0.0013481 | 0.0013376 | 0.0013278 | 0.0013186 | 0.00131 | 0.0013019 | 0.0012943
F2_Industrial_Food Products_Existing_Space Heating_Natural Gas_Insulation - Ducting_A_Achievable Technical Potential | F2 | Industrial | Food Products | Existing | Space Heating | Natural Gas | Insulation - Ducting | A | Original Unit Summer Peak Savings (kW) | Achievable Technical Potential | 0 | 0 | 0 | 0 | 0 | 0 | 0 | 0 | 0 | 0 | 0 | 0 | 0 | 0 | 0 | 0 | 0 | 0 | 0 | 0 | 0 | 0 | 0 | 0 | 0 | 0 | 0 | 0 | 0 | 0 | 0
F3_Industrial_Food Products_Existing_Space Heating_Natural Gas_Insulation - Ducting_A_Achievable Technical Potential | F3 | Industrial | Food Products | Existing | Space Heating | Natural Gas | Insulation - Ducting | A | Original Unit Winter Peak Savings (kW) | Achievable Technical Potential | 0 | 0 | 0 | 0 | 0 | 0 | 0 | 0 | 0 | 0 | 0 | 0 | 0 | 0 | 0 | 0 | 0 | 0 | 0 | 0 | 0 | 0 | 0 | 0 | 0 | 0 | 0 | 0 | 0 | 0 | 0
F4_Industrial_Food Products_Existing_Space Heating_Natural Gas_Insulation - Ducting_A_Achievable Technical Potential | F4 | Industrial | Food Products | Existing | Space Heating | Natural Gas | Insulation - Ducting | A | Standalone Impact on Baseline Energy (%) | Achievable Technical Potential | 0% | 0% | 0% | 0% | 0% | 0.0007873% | 0.001747% | 0.002919% | 0.004254% | 0.005763% | 0.007592% | 0.009525% | 0.01149% | 0.01349% | 0.01499% | 0.01632% | 0.0171% | 0.01762% | 0.01797% | 0.018% | 0.01807% | 0.01811% | 0.01812% | 0.01812% | 0.00018123 | 0.00018119 | 0.00018114 | 0.00018106 | 0 | 0 | 0
F5_Industrial_Food Products_Existing_Space Heating_Natural Gas_Insulation - Ducting_A_Achievable Technical Potential | F5 | Industrial | Food Products | Existing | Space Heating | Natural Gas | Insulation - Ducting | A | Standalone Impact on Baseline Summer Peak (%) | Achievable Technical Potential | 0% | 0% | 0% | 0% | 0% | 0% | 0% | 0% | 0% | 0% | 0% | 0% | 0% | 0% | 0% | 0% | 0% | 0% | 0% | 0% | 0% | 0% | 0% | 0% | 0 | 0 | 0 | 0 | 0 | 0 | 0
F6_Industrial_Food Products_Existing_Space Heating_Natural Gas_Insulation - Ducting_A_Achievable Technical Potential | F6 | Industrial | Food Products | Existing | Space Heating | Natural Gas | Insulation - Ducting | A | Standalone Impact on Baseline Winter Peak (%) | Achievable Technical Potential | 0% | 0% | 0% | 0% | 0% | 0% | 0% | 0% | 0% | 0% | 0% | 0% | 0% | 0% | 0% | 0% | 0% | 0% | 0% | 0% | 0% | 0% | 0% | 0% | 0 | 0 | 0 | 0 | 0 | 0 | 0
F7_Industrial_Food Products_Existing_Space Heating_Natural Gas_Insulation - Ducting_A_Achievable Technical Potential | F7 | Industrial | Food Products | Existing | Space Heating | Natural Gas | Insulation - Ducting | A | Incremental Energy Savings (MWh or mTherms) | Achievable Technical Potential | 0 | 0 | 0 | 0 | 0 | 0.0026248 | 0.003192 | 0.003838 | 0.0044047 | 0.0049675 | 0.0056652 | 0.0061234 | 0.0061713 | 0.005661 | 0.0048304 | 0.0036659 | 0.0024038 | 0.0013764 | 0.00065125 | 0.00027348 | 9.8205e-05 | 3.0298e-05 | 6.5219e-06 | 1.0593e-06 | 1.2571e-07 | 0 | 0 | 0 | 0 | 0 | 0
F8_Industrial_Food Products_Existing_Space Heating_Natural Gas_Insulation - Ducting_A_Achievable Technical Potential | F8 | Industrial | Food Products | Existing | Space Heating | Natural Gas | Insulation - Ducting | A | Incremental Summer Peak Savings (MW) | Achievable Technical Potential | 0 | 0 | 0 | 0 | 0 | 0 | 0 | 0 | 0 | 0 | 0 | 0 | 0 | 0 | 0 | 0 | 0 | 0 | 0 | 0 | 0 | 0 | 0 | 0 | 0 | 0 | 0 | 0 | 0 | 0 | 0
F9_Industrial_Food Products_Existing_Space Heating_Natural Gas_Insulation - Ducting_A_Achievable Technical Potential | F9 | Industrial | Food Products | Existing | Space Heating | Natural Gas | Insulation - Ducting | A | Incremental Winter Peak Savings (MW) | Achievable Technical Potential | 0 | 0 | 0 | 0 | 0 | 0 | 0 | 0 | 0 | 0 | 0 | 0 | 0 | 0 | 0 | 0 | 0 | 0 | 0 | 0 | 0 | 0 | 0 | 0 | 0 | 0 | 0 | 0 | 0 | 0 | 0
F10_Industrial_Food Products_Existing_Space Heating_Natural Gas_Insulation - Ducting_A_Achievable Technical Potential | F10 | Industrial | Food Products | Existing | Space Heating | Natural Gas | Insulation - Ducting | A | Cumulative Energy Savings (MWh or mTherms) | Achievable Technical Potential | 0 | 0 | 0 | 0 | 0 | 0.0026248 | 0.005793 | 0.0095639 | 0.013855 | 0.018655 | 0.024097 | 0.029931 | 0.035759 | 0.041031 | 0.045405 | 0.048624 | 0.050573 | 0.0515 | 0.051717 | 0.051546 | 0.051211 | 0.05081 | 0.050371 | 0.049945 | 0.049533 | 0.049148 | 0.048787 | 0.048449 | 0.048132 | 0.047835 | 0.047557
F11_Industrial_Food Products_Existing_Space Heating_Natural Gas_Insulation - Ducting_A_Achievable Technical Potential | F11 | Industrial | Food Products | Existing | Space Heating | Natural Gas | Insulation - Ducting | A | Cumulative Summer Peak Savings (MW) | Achievable Technical Potential | 0 | 0 | 0 | 0 | 0 | 0 | 0 | 0 | 0 | 0 | 0 | 0 | 0 | 0 | 0 | 0 | 0 | 0 | 0 | 0 | 0 | 0 | 0 | 0 | 0 | 0 | 0 | 0 | 0 | 0 | 0
F12_Industrial_Food Products_Existing_Space Heating_Natural Gas_Insulation - Ducting_A_Achievable Technical Potential | F12 | Industrial | Food Products | Existing | Space Heating | Natural Gas | Insulation - Ducting | A | Cumulative Winter Peak Savings (MW) | Achievable Technical Potential | 0 | 0 | 0 | 0 | 0 | 0 | 0 | 0 | 0 | 0 | 0 | 0 | 0 | 0 | 0 | 0 | 0 | 0 | 0 | 0 | 0 | 0 | 0 | 0 | 0 | 0 | 0 | 0 | 0 | 0 | 0
F13_Industrial_Food Products_Existing_Space Heating_Natural Gas_Insulation - Ducting_A_Achievable Technical Potential | F13 | Industrial | Food Products | Existing | Space Heating | Natural Gas | Insulation - Ducting | A | Purchases (Incremental) | Achievable Technical Potential | 0 | 0 | 0 | 0 | 0 | 1609.4023 | 1975.0049 | 2402.5751 | 2790.519 | 3185.5721 | 3677.0218 | 4022.7271 | 4101.1558 | 3803.4747 | 3281.8914 | 2515.4471 | 1664.9923 | 961.9039 | 459.0078 | 194.4256 | 70.4079 | 21.9067 | 4.7573 | 0.77931 | 0.093248 | 0 | 0 | 0 | 0 | 0 | 0
F14_Industrial_Food Products_Existing_Space Heating_Natural Gas_Insulation - Ducting_A_Achievable Technical Potential | F14 | Industrial | Food Products | Existing | Space Heating | Natural Gas | Insulation - Ducting | A | Purchases (Cumulative) | Achievable Technical Potential | 0 | 0 | 0 | 0 | 0 | 1609.4023 | 3584.4072 | 5986.9823 | 8777.5012 | 11963.0734 | 15640.0951 | 19662.8222 | 23763.978 | 27567.4527 | 30849.3441 | 33364.7912 | 35029.7835 | 35991.6875 | 36450.6952 | 36645.1208 | 36715.5287 | 36737.4354 | 36742.1927 | 36742.972 | 36743.0652 | 36743.0652 | 36743.0652 | 36743.0652 | 36743.0652 | 36743.0652 | 36743.0652
F1_Industrial_Food Products_Existing_Space Heating_Natural Gas_HVAC - Duct Repair and Sealing_A_Achievable Technical Potential | F1 | Industrial | Food Products | Existing | Space Heating | Natural Gas | HVAC - Duct Repair and Sealing | A | Original Unit Energy Savings (kWh or therms) | Achievable Technical Potential | 0 | 0 | 0 | 0 | 0 | 0.0038394 | 0.0038048 | 0.0037607 | 0.003716 | 0.0036711 | 0.0036271 | 0.0035835 | 0.0035425 | 0.0035039 | 0.003465 | 0.0034309 | 0.0033988 | 0.0033686 | 0.0033402 | 0.0033115 | 0.0032836 | 0.003256 | 0.0032274 | 0.0032 | 0.0031737 | 0.003149 | 0.0031259 | 0.0031042 | 0.0030839 | 0.0030649 | 0.0030471
F2_Industrial_Food Products_Existing_Space Heating_Natural Gas_HVAC - Duct Repair and Sealing_A_Achievable Technical Potential | F2 | Industrial | Food Products | Existing | Space Heating | Natural Gas | HVAC - Duct Repair and Sealing | A | Original Unit Summer Peak Savings (kW) | Achievable Technical Potential | 0 | 0 | 0 | 0 | 0 | 0 | 0 | 0 | 0 | 0 | 0 | 0 | 0 | 0 | 0 | 0 | 0 | 0 | 0 | 0 | 0 | 0 | 0 | 0 | 0 | 0 | 0 | 0 | 0 | 0 | 0
F3_Industrial_Food Products_Existing_Space Heating_Natural Gas_HVAC - Duct Repair and Sealing_A_Achievable Technical Potential | F3 | Industrial | Food Products | Existing | Space Heating | Natural Gas | HVAC - Duct Repair and Sealing | A | Original Unit Winter Peak Savings (kW) | Achievable Technical Potential | 0 | 0 | 0 | 0 | 0 | 0 | 0 | 0 | 0 | 0 | 0 | 0 | 0 | 0 | 0 | 0 | 0 | 0 | 0 | 0 | 0 | 0 | 0 | 0 | 0 | 0 | 0 | 0 | 0 | 0 | 0
F4_Industrial_Food Products_Existing_Space Heating_Natural Gas_HVAC - Duct Repair and Sealing_A_Achievable Technical Potential | F4 | Industrial | Food Products | Existing | Space Heating | Natural Gas | HVAC - Duct Repair and Sealing | A | Standalone Impact on Baseline Energy (%) | Achievable Technical Potential | 0% | 0% | 0% | 0% | 0% | 0.003772% | 0.007514% | 0.01125% | 0.0149% | 0.0185% | 0.02232% | 0.02593% | 0.02952% | 0.03351% | 0.03689% | 0.04076% | 0.04427% | 0.048% | 0.05192% | 0.05531% | 0.05898% | 0.06263% | 0.06621% | 0.06976% | 0.00073282 | 0.00073269 | 0.00073246 | 0.00073213 | 0 | 0 | 0
F5_Industrial_Food Products_Existing_Space Heating_Natural Gas_HVAC - Duct Repair and Sealing_A_Achievable Technical Potential | F5 | Industrial | Food Products | Existing | Space Heating | Natural Gas | HVAC - Duct Repair and Sealing | A | Standalone Impact on Baseline Summer Peak (%) | Achievable Technical Potential | 0% | 0% | 0% | 0% | 0% | 0% | 0% | 0% | 0% | 0% | 0% | 0% | 0% | 0% | 0% | 0% | 0% | 0% | 0% | 0% | 0% | 0% | 0% | 0% | 0 | 0 | 0 | 0 | 0 | 0 | 0
F6_Industrial_Food Products_Existing_Space Heating_Natural Gas_HVAC - Duct Repair and Sealing_A_Achievable Technical Potential | F6 | Industrial | Food Products | Existing | Space Heating | Natural Gas | HVAC - Duct Repair and Sealing | A | Standalone Impact on Baseline Winter Peak (%) | Achievable Technical Potential | 0% | 0% | 0% | 0% | 0% | 0% | 0% | 0% | 0% | 0% | 0% | 0% | 0% | 0% | 0% | 0% | 0% | 0% | 0% | 0% | 0% | 0% | 0% | 0% | 0 | 0 | 0 | 0 | 0 | 0 | 0
F7_Industrial_Food Products_Existing_Space Heating_Natural Gas_HVAC - Duct Repair and Sealing_A_Achievable Technical Potential | F7 | Industrial | Food Products | Existing | Space Heating | Natural Gas | HVAC - Duct Repair and Sealing | A | Incremental Energy Savings (MWh or mTherms) | Achievable Technical Potential | 0 | 0 | 0 | 0 | 0 | 0.012574 | 0.012454 | 0.012237 | 0.012098 | 0.011961 | 0.011668 | 0.011496 | 0.011342 | 0.01104 | 0.010959 | 0.010748 | 0.010648 | 0.010501 | 0.010319 | 0.010243 | 0.010115 | 0.0099905 | 0.0098669 | 0.0097499 | 0.0096391 | 0 | 0 | 0 | 0 | 0 | 0
F8_Industrial_Food Products_Existing_Space Heating_Natural Gas_HVAC - Duct Repair and Sealing_A_Achievable Technical Potential | F8 | Industrial | Food Products | Existing | Space Heating | Natural Gas | HVAC - Duct Repair and Sealing | A | Incremental Summer Peak Savings (MW) | Achievable Technical Potential | 0 | 0 | 0 | 0 | 0 | 0 | 0 | 0 | 0 | 0 | 0 | 0 | 0 | 0 | 0 | 0 | 0 | 0 | 0 | 0 | 0 | 0 | 0 | 0 | 0 | 0 | 0 | 0 | 0 | 0 | 0
F9_Industrial_Food Products_Existing_Space Heating_Natural Gas_HVAC - Duct Repair and Sealing_A_Achievable Technical Potential | F9 | Industrial | Food Products | Existing | Space Heating | Natural Gas | HVAC - Duct Repair and Sealing | A | Incremental Winter Peak Savings (MW) | Achievable Technical Potential | 0 | 0 | 0 | 0 | 0 | 0 | 0 | 0 | 0 | 0 | 0 | 0 | 0 | 0 | 0 | 0 | 0 | 0 | 0 | 0 | 0 | 0 | 0 | 0 | 0 | 0 | 0 | 0 | 0 | 0 | 0
F10_Industrial_Food Products_Existing_Space Heating_Natural Gas_HVAC - Duct Repair and Sealing_A_Achievable Technical Potential | F10 | Industrial | Food Products | Existing | Space Heating | Natural Gas | HVAC - Duct Repair and Sealing | A | Cumulative Energy Savings (MWh or mTherms) | Achievable Technical Potential | 0 | 0 | 0 | 0 | 0 | 0.012574 | 0.024914 | 0.036862 | 0.048521 | 0.059896 | 0.070848 | 0.081493 | 0.091902 | 0.10194 | 0.11177 | 0.12142 | 0.13093 | 0.14026 | 0.1494 | 0.15836 | 0.16714 | 0.17573 | 0.18405 | 0.19224 | 0.2003 | 0.19874 | 0.19728 | 0.19591 | 0.19463 | 0.19343 | 0.19231
F11_Industrial_Food Products_Existing_Space Heating_Natural Gas_HVAC - Duct Repair and Sealing_A_Achievable Technical Potential | F11 | Industrial | Food Products | Existing | Space Heating | Natural Gas | HVAC - Duct Repair and Sealing | A | Cumulative Summer Peak Savings (MW) | Achievable Technical Potential | 0 | 0 | 0 | 0 | 0 | 0 | 0 | 0 | 0 | 0 | 0 | 0 | 0 | 0 | 0 | 0 | 0 | 0 | 0 | 0 | 0 | 0 | 0 | 0 | 0 | 0 | 0 | 0 | 0 | 0 | 0
F12_Industrial_Food Products_Existing_Space Heating_Natural Gas_HVAC - Duct Repair and Sealing_A_Achievable Technical Potential | F12 | Industrial | Food Products | Existing | Space Heating | Natural Gas | HVAC - Duct Repair and Sealing | A | Cumulative Winter Peak Savings (MW) | Achievable Technical Potential | 0 | 0 | 0 | 0 | 0 | 0 | 0 | 0 | 0 | 0 | 0 | 0 | 0 | 0 | 0 | 0 | 0 | 0 | 0 | 0 | 0 | 0 | 0 | 0 | 0 | 0 | 0 | 0 | 0 | 0 | 0
F13_Industrial_Food Products_Existing_Space Heating_Natural Gas_HVAC - Duct Repair and Sealing_A_Achievable Technical Potential | F13 | Industrial | Food Products | Existing | Space Heating | Natural Gas | HVAC - Duct Repair and Sealing | A | Purchases (Incremental) | Achievable Technical Potential | 0 | 0 | 0 | 0 | 0 | 3274.9466 | 3273.1492 | 3253.8463 | 3255.6054 | 3258.2974 | 3216.9204 | 3208.1296 | 3201.6157 | 3150.7752 | 3162.805 | 3132.6435 | 3133.05 | 3117.2813 | 3089.4753 | 3093.1349 | 3080.3441 | 3068.3636 | 3057.1836 | 3046.7943 | 3037.1864 | 0 | 0 | 0 | 0 | 0 | 0
F14_Industrial_Food Products_Existing_Space Heating_Natural Gas_HVAC - Duct Repair and Sealing_A_Achievable Technical Potential | F14 | Industrial | Food Products | Existing | Space Heating | Natural Gas | HVAC - Duct Repair and Sealing | A | Purchases (Cumulative) | Achievable Technical Potential | 0 | 0 | 0 | 0 | 0 | 3274.9466 | 6548.0959 | 9801.9421 | 13057.5476 | 16315.845 | 19532.7654 | 22740.8951 | 25942.5108 | 29093.286 | 32256.091 | 35388.7345 | 38521.7845 | 41639.0658 | 44728.541 | 47821.676 | 50902.0201 | 53970.3837 | 57027.5673 | 60074.3616 | 63111.5479 | 63111.5479 | 63111.5479 | 63111.5479 | 63111.5479 | 63111.5479 | 63111.5479
F1_Industrial_Food Products_Existing_Space Heating_Natural Gas_Windows - High Efficiency_A_Achievable Technical Potential | F1 | Industrial | Food Products | Existing | Space Heating | Natural Gas | Windows - High Efficiency | A | Original Unit Energy Savings (kWh or therms) | Achievable Technical Potential | 0 | 0 | 0 | 0 | 0 | 0.0056921 | 0.0056642 | 0.0056298 | 0.0055934 | 0.0055553 | 0.0055167 | 0.005477 | 0.0054375 | 0.0053982 | 0.0053557 | 0.0053164 | 0.0052777 | 0.0052417 | 0.0052081 | 0.0051754 | 0.0051445 | 0.005113 | 0.0050845 | 0.0050575 | 0.0050319 | 0.0050082 | 0.0049863 | 0.004966 | 0 | 0 | 0
F2_Industrial_Food Products_Existing_Space Heating_Natural Gas_Windows - High Efficiency_A_Achievable Technical Potential | F2 | Industrial | Food Products | Existing | Space Heating | Natural Gas | Windows - High Efficiency | A | Original Unit Summer Peak Savings (kW) | Achievable Technical Potential | 0 | 0 | 0 | 0 | 0 | 0 | 0 | 0 | 0 | 0 | 0 | 0 | 0 | 0 | 0 | 0 | 0 | 0 | 0 | 0 | 0 | 0 | 0 | 0 | 0 | 0 | 0 | 0 | 0 | 0 | 0
F3_Industrial_Food Products_Existing_Space Heating_Natural Gas_Windows - High Efficiency_A_Achievable Technical Potential | F3 | Industrial | Food Products | Existing | Space Heating | Natural Gas | Windows - High Efficiency | A | Original Unit Winter Peak Savings (kW) | Achievable Technical Potential | 0 | 0 | 0 | 0 | 0 | 0 | 0 | 0 | 0 | 0 | 0 | 0 | 0 | 0 | 0 | 0 | 0 | 0 | 0 | 0 | 0 | 0 | 0 | 0 | 0 | 0 | 0 | 0 | 0 | 0 | 0
F4_Industrial_Food Products_Existing_Space Heating_Natural Gas_Windows - High Efficiency_A_Achievable Technical Potential | F4 | Industrial | Food Products | Existing | Space Heating | Natural Gas | Windows - High Efficiency | A | Standalone Impact on Baseline Energy (%) | Achievable Technical Potential | 0% | 0% | 0% | 0% | 0% | 0.004412% | 0.01323% | 0.02897% | 0.05443% | 0.09305% | 0.1496% | 0.2254% | 0.3235% | 0.4495% | 0.5902% | 0.7557% | 0.9255% | 1.101% | 1.272% | 1.412% | 1.535% | 1.63% | 1.698% | 1.743% | 0.017746 | 0.017798 | 0.017846 | 0.017889 | 0 | 0 | 0
F5_Industrial_Food Products_Existing_Space Heating_Natural Gas_Windows - High Efficiency_A_Achievable Technical Potential | F5 | Industrial | Food Products | Existing | Space Heating | Natural Gas | Windows - High Efficiency | A | Standalone Impact on Baseline Summer Peak (%) | Achievable Technical Potential | 0% | 0% | 0% | 0% | 0% | 0% | 0% | 0% | 0% | 0% | 0% | 0% | 0% | 0% | 0% | 0% | 0% | 0% | 0% | 0% | 0% | 0% | 0% | 0% | 0 | 0 | 0 | 0 | 0 | 0 | 0
F6_Industrial_Food Products_Existing_Space Heating_Natural Gas_Windows - High Efficiency_A_Achievable Technical Potential | F6 | Industrial | Food Products | Existing | Space Heating | Natural Gas | Windows - High Efficiency | A | Standalone Impact on Baseline Winter Peak (%) | Achievable Technical Potential | 0% | 0% | 0% | 0% | 0% | 0% | 0% | 0% | 0% | 0% | 0% | 0% | 0% | 0% | 0% | 0% | 0% | 0% | 0% | 0% | 0% | 0% | 0% | 0% | 0 | 0 | 0 | 0 | 0 | 0 | 0
F7_Industrial_Food Products_Existing_Space Heating_Natural Gas_Windows - High Efficiency_A_Achievable Technical Potential | F7 | Industrial | Food Products | Existing | Space Heating | Natural Gas | Windows - High Efficiency | A | Incremental Energy Savings (MWh or mTherms) | Achievable Technical Potential | 0 | 0 | 0 | 0 | 0 | 0.01471 | 0.029244 | 0.051305 | 0.082959 | 0.12517 | 0.17576 | 0.23671 | 0.30403 | 0.36738 | 0.43147 | 0.47595 | 0.50269 | 0.49882 | 0.46304 | 0.40504 | 0.33159 | 0.25103 | 0.17219 | 0.10906 | 0.070541 | 0 | 0 | 0 | 0 | 0 | 0
F8_Industrial_Food Products_Existing_Space Heating_Natural Gas_Windows - High Efficiency_A_Achievable Technical Potential | F8 | Industrial | Food Products | Existing | Space Heating | Natural Gas | Windows - High Efficiency | A | Incremental Summer Peak Savings (MW) | Achievable Technical Potential | 0 | 0 | 0 | 0 | 0 | 0 | 0 | 0 | 0 | 0 | 0 | 0 | 0 | 0 | 0 | 0 | 0 | 0 | 0 | 0 | 0 | 0 | 0 | 0 | 0 | 0 | 0 | 0 | 0 | 0 | 0
F9_Industrial_Food Products_Existing_Space Heating_Natural Gas_Windows - High Efficiency_A_Achievable Technical Potential | F9 | Industrial | Food Products | Existing | Space Heating | Natural Gas | Windows - High Efficiency | A | Incremental Winter Peak Savings (MW) | Achievable Technical Potential | 0 | 0 | 0 | 0 | 0 | 0 | 0 | 0 | 0 | 0 | 0 | 0 | 0 | 0 | 0 | 0 | 0 | 0 | 0 | 0 | 0 | 0 | 0 | 0 | 0 | 0 | 0 | 0 | 0 | 0 | 0
F10_Industrial_Food Products_Existing_Space Heating_Natural Gas_Windows - High Efficiency_A_Achievable Technical Potential | F10 | Industrial | Food Products | Existing | Space Heating | Natural Gas | Windows - High Efficiency | A | Cumulative Energy Savings (MWh or mTherms) | Achievable Technical Potential | 0 | 0 | 0 | 0 | 0 | 0.01471 | 0.043882 | 0.09492 | 0.17727 | 0.30122 | 0.47489 | 0.70818 | 1.0071 | 1.3672 | 1.7879 | 2.2507 | 2.737 | 3.2172 | 3.6596 | 4.0417 | 4.3491 | 4.5735 | 4.7202 | 4.8043 | 4.8505 | 4.8276 | 4.8065 | 4.7869 | 0 | 0 | 0
F11_Industrial_Food Products_Existing_Space Heating_Natural Gas_Windows - High Efficiency_A_Achievable Technical Potential | F11 | Industrial | Food Products | Existing | Space Heating | Natural Gas | Windows - High Efficiency | A | Cumulative Summer Peak Savings (MW) | Achievable Technical Potential | 0 | 0 | 0 | 0 | 0 | 0 | 0 | 0 | 0 | 0 | 0 | 0 | 0 | 0 | 0 | 0 | 0 | 0 | 0 | 0 | 0 | 0 | 0 | 0 | 0 | 0 | 0 | 0 | 0 | 0 | 0
F12_Industrial_Food Products_Existing_Space Heating_Natural Gas_Windows - High Efficiency_A_Achievable Technical Potential | F12 | Industrial | Food Products | Existing | Space Heating | Natural Gas | Windows - High Efficiency | A | Cumulative Winter Peak Savings (MW) | Achievable Technical Potential | 0 | 0 | 0 | 0 | 0 | 0 | 0 | 0 | 0 | 0 | 0 | 0 | 0 | 0 | 0 | 0 | 0 | 0 | 0 | 0 | 0 | 0 | 0 | 0 | 0 | 0 | 0 | 0 | 0 | 0 | 0
F13_Industrial_Food Products_Existing_Space Heating_Natural Gas_Windows - High Efficiency_A_Achievable Technical Potential | F13 | Industrial | Food Products | Existing | Space Heating | Natural Gas | Windows - High Efficiency | A | Purchases (Incremental) | Achievable Technical Potential | 0 | 0 | 0 | 0 | 0 | 2584.2649 | 5162.9409 | 9112.974 | 14831.5155 | 22530.7839 | 31859.115 | 43218.7195 | 55913.3109 | 68056.9695 | 80561.7516 | 89523.1106 | 95248.0936 | 95164.3526 | 88908.2575 | 78262.8401 | 64454.861 | 49097.3101 | 33866.5962 | 21563.4626 | 14018.7804 | 0 | 0 | 0 | 0 | 0 | 0
F14_Industrial_Food Products_Existing_Space Heating_Natural Gas_Windows - High Efficiency_A_Achievable Technical Potential | F14 | Industrial | Food Products | Existing | Space Heating | Natural Gas | Windows - High Efficiency | A | Purchases (Cumulative) | Achievable Technical Potential | 0 | 0 | 0 | 0 | 0 | 2584.2649 | 7747.2058 | 16860.1799 | 31691.6954 | 54222.4793 | 86081.5943 | 129300.3139 | 185213.6248 | 253270.5943 | 333832.3459 | 423355.4564 | 518603.5501 | 613767.9027 | 702676.1602 | 780939.0003 | 845393.8613 | 894491.1714 | 928357.7675 | 949921.2302 | 963940.0106 | 963940.0106 | 963940.0106 | 963940.0106 | 963940.0106 | 963940.0106 | 963940.0106
F1_Industrial_Food Products_Existing_Space Heating_Natural Gas_Gas Boiler - Maintenance_A_Achievable Technical Potential | F1 | Industrial | Food Products | Existing | Space Heating | Natural Gas | Gas Boiler - Maintenance | A | Original Unit Energy Savings (kWh or therms) | Achievable Technical Potential | 0 | 0 | 0 | 0 | 0 | 0.94059 | 0.93421 | 0.92788 | 0.92151 | 0.91517 | 0.909 | 0.90289 | 0.89684 | 0.89087 | 0.88455 | 0.87874 | 0.873 | 0.86736 | 0.8618 | 0.85622 | 0.85084 | 0.84524 | 0.83983 | 0.83459 | 0.82932 | 0.82451 | 0.82012 | 0.81611 | 0.81246 | 0.80912 | 0.80607
F2_Industrial_Food Products_Existing_Space Heating_Natural Gas_Gas Boiler - Maintenance_A_Achievable Technical Potential | F2 | Industrial | Food Products | Existing | Space Heating | Natural Gas | Gas Boiler - Maintenance | A | Original Unit Summer Peak Savings (kW) | Achievable Technical Potential | 0 | 0 | 0 | 0 | 0 | 0 | 0 | 0 | 0 | 0 | 0 | 0 | 0 | 0 | 0 | 0 | 0 | 0 | 0 | 0 | 0 | 0 | 0 | 0 | 0 | 0 | 0 | 0 | 0 | 0 | 0
F3_Industrial_Food Products_Existing_Space Heating_Natural Gas_Gas Boiler - Maintenance_A_Achievable Technical Potential | F3 | Industrial | Food Products | Existing | Space Heating | Natural Gas | Gas Boiler - Maintenance | A | Original Unit Winter Peak Savings (kW) | Achievable Technical Potential | 0 | 0 | 0 | 0 | 0 | 0 | 0 | 0 | 0 | 0 | 0 | 0 | 0 | 0 | 0 | 0 | 0 | 0 | 0 | 0 | 0 | 0 | 0 | 0 | 0 | 0 | 0 | 0 | 0 | 0 | 0
F4_Industrial_Food Products_Existing_Space Heating_Natural Gas_Gas Boiler - Maintenance_A_Achievable Technical Potential | F4 | Industrial | Food Products | Existing | Space Heating | Natural Gas | Gas Boiler - Maintenance | A | Standalone Impact on Baseline Energy (%) | Achievable Technical Potential | 0% | 0% | 0% | 0% | 0% | 0.004179% | 0.007097% | 0.009157% | 0.01072% | 0.01209% | 0.01344% | 0.01451% | 0.01542% | 0.01641% | 0.01698% | 0.01767% | 0.01808% | 0.01849% | 0.0189% | 0.01906% | 0.01931% | 0.01951% | 0.01969% | 0.01983% | 0.00019949 | 0.00019985 | 0.0002002 | 0.00020052 | 0 | 0 | 0
F5_Industrial_Food Products_Existing_Space Heating_Natural Gas_Gas Boiler - Maintenance_A_Achievable Technical Potential | F5 | Industrial | Food Products | Existing | Space Heating | Natural Gas | Gas Boiler - Maintenance | A | Standalone Impact on Baseline Summer Peak (%) | Achievable Technical Potential | 0% | 0% | 0% | 0% | 0% | 0% | 0% | 0% | 0% | 0% | 0% | 0% | 0% | 0% | 0% | 0% | 0% | 0% | 0% | 0% | 0% | 0% | 0% | 0% | 0 | 0 | 0 | 0 | 0 | 0 | 0
F6_Industrial_Food Products_Existing_Space Heating_Natural Gas_Gas Boiler - Maintenance_A_Achievable Technical Potential | F6 | Industrial | Food Products | Existing | Space Heating | Natural Gas | Gas Boiler - Maintenance | A | Standalone Impact on Baseline Winter Peak (%) | Achievable Technical Potential | 0% | 0% | 0% | 0% | 0% | 0% | 0% | 0% | 0% | 0% | 0% | 0% | 0% | 0% | 0% | 0% | 0% | 0% | 0% | 0% | 0% | 0% | 0% | 0% | 0 | 0 | 0 | 0 | 0 | 0 | 0
F7_Industrial_Food Products_Existing_Space Heating_Natural Gas_Gas Boiler - Maintenance_A_Achievable Technical Potential | F7 | Industrial | Food Products | Existing | Space Heating | Natural Gas | Gas Boiler - Maintenance | A | Incremental Energy Savings (MWh or mTherms) | Achievable Technical Potential | 0 | 0 | 0 | 0 | 0 | 0.013932 | 0.0096938 | 0.0066259 | 0.0051276 | 0.0044653 | 0.0037892 | 0.0032155 | 0.0027081 | 0.0022336 | 0.0018671 | 0.001533 | 0.0011863 | 0.00091327 | 0.00070039 | 0.00054258 | 0.00049302 | 0.00038181 | 0.00032549 | 0.00027037 | 0.00021631 | 0 | 0 | 0 | 0 | 0 | 0
F8_Industrial_Food Products_Existing_Space Heating_Natural Gas_Gas Boiler - Maintenance_A_Achievable Technical Potential | F8 | Industrial | Food Products | Existing | Space Heating | Natural Gas | Gas Boiler - Maintenance | A | Incremental Summer Peak Savings (MW) | Achievable Technical Potential | 0 | 0 | 0 | 0 | 0 | 0 | 0 | 0 | 0 | 0 | 0 | 0 | 0 | 0 | 0 | 0 | 0 | 0 | 0 | 0 | 0 | 0 | 0 | 0 | 0 | 0 | 0 | 0 | 0 | 0 | 0
F9_Industrial_Food Products_Existing_Space Heating_Natural Gas_Gas Boiler - Maintenance_A_Achievable Technical Potential | F9 | Industrial | Food Products | Existing | Space Heating | Natural Gas | Gas Boiler - Maintenance | A | Incremental Winter Peak Savings (MW) | Achievable Technical Potential | 0 | 0 | 0 | 0 | 0 | 0 | 0 | 0 | 0 | 0 | 0 | 0 | 0 | 0 | 0 | 0 | 0 | 0 | 0 | 0 | 0 | 0 | 0 | 0 | 0 | 0 | 0 | 0 | 0 | 0 | 0
F10_Industrial_Food Products_Existing_Space Heating_Natural Gas_Gas Boiler - Maintenance_A_Achievable Technical Potential | F10 | Industrial | Food Products | Existing | Space Heating | Natural Gas | Gas Boiler - Maintenance | A | Cumulative Energy Savings (MWh or mTherms) | Achievable Technical Potential | 0 | 0 | 0 | 0 | 0 | 0.013932 | 0.023532 | 0.029998 | 0.03492 | 0.039145 | 0.04267 | 0.045599 | 0.048002 | 0.049915 | 0.051428 | 0.052624 | 0.053466 | 0.054034 | 0.054388 | 0.054579 | 0.054729 | 0.05475 | 0.054725 | 0.054654 | 0.054525 | 0.054209 | 0.05392 | 0.053657 | 0.053417 | 0.053197 | 0.052997
F11_Industrial_Food Products_Existing_Space Heating_Natural Gas_Gas Boiler - Maintenance_A_Achievable Technical Potential | F11 | Industrial | Food Products | Existing | Space Heating | Natural Gas | Gas Boiler - Maintenance | A | Cumulative Summer Peak Savings (MW) | Achievable Technical Potential | 0 | 0 | 0 | 0 | 0 | 0 | 0 | 0 | 0 | 0 | 0 | 0 | 0 | 0 | 0 | 0 | 0 | 0 | 0 | 0 | 0 | 0 | 0 | 0 | 0 | 0 | 0 | 0 | 0 | 0 | 0
F12_Industrial_Food Products_Existing_Space Heating_Natural Gas_Gas Boiler - Maintenance_A_Achievable Technical Potential | F12 | Industrial | Food Products | Existing | Space Heating | Natural Gas | Gas Boiler - Maintenance | A | Cumulative Winter Peak Savings (MW) | Achievable Technical Potential | 0 | 0 | 0 | 0 | 0 | 0 | 0 | 0 | 0 | 0 | 0 | 0 | 0 | 0 | 0 | 0 | 0 | 0 | 0 | 0 | 0 | 0 | 0 | 0 | 0 | 0 | 0 | 0 | 0 | 0 | 0
F13_Industrial_Food Products_Existing_Space Heating_Natural Gas_Gas Boiler - Maintenance_A_Achievable Technical Potential | F13 | Industrial | Food Products | Existing | Space Heating | Natural Gas | Gas Boiler - Maintenance | A | Purchases (Incremental) | Achievable Technical Potential | 0 | 0 | 0 | 0 | 0 | 14.8122 | 10.3765 | 7.1409 | 5.5644 | 4.8793 | 4.1686 | 3.5614 | 3.0196 | 2.5072 | 2.1108 | 1.7445 | 1.3588 | 1.0529 | 0.81271 | 0.63369 | 0.57945 | 0.45172 | 0.38757 | 0.32395 | 0.26083 | 0 | 0 | 0 | 0 | 0 | 0
F14_Industrial_Food Products_Existing_Space Heating_Natural Gas_Gas Boiler - Maintenance_A_Achievable Technical Potential | F14 | Industrial | Food Products | Existing | Space Heating | Natural Gas | Gas Boiler - Maintenance | A | Purchases (Cumulative) | Achievable Technical Potential | 0 | 0 | 0 | 0 | 0 | 14.8122 | 25.1887 | 32.3296 | 37.894 | 42.7732 | 46.9418 | 50.5032 | 53.5228 | 56.03 | 58.1408 | 59.8853 | 61.2441 | 62.2971 | 63.1098 | 63.7435 | 64.3229 | 64.7746 | 65.1622 | 65.4862 | 65.747 | 65.747 | 65.747 | 65.747 | 65.747 | 65.747 | 65.747
F1_Industrial_Food Products_Existing_Process_Natural Gas_Gas Boiler - Maintenance_A_Achievable Technical Potential | F1 | Industrial | Food Products | Existing | Process | Natural Gas | Gas Boiler - Maintenance | A | Original Unit Energy Savings (kWh or therms) | Achievable Technical Potential | 0 | 0 | 0 | 0 | 0 | 34.75 | 34.75 | 34.75 | 34.75 | 34.75 | 34.75 | 34.75 | 34.75 | 34.75 | 34.75 | 34.75 | 34.75 | 34.75 | 34.75 | 34.75 | 34.75 | 34.75 | 34.75 | 34.75 | 34.75 | 34.75 | 34.75 | 34.75 | 34.75 | 34.75 | 34.75
F2_Industrial_Food Products_Existing_Process_Natural Gas_Gas Boiler - Maintenance_A_Achievable Technical Potential | F2 | Industrial | Food Products | Existing | Process | Natural Gas | Gas Boiler - Maintenance | A | Original Unit Summer Peak Savings (kW) | Achievable Technical Potential | 0 | 0 | 0 | 0 | 0 | 0 | 0 | 0 | 0 | 0 | 0 | 0 | 0 | 0 | 0 | 0 | 0 | 0 | 0 | 0 | 0 | 0 | 0 | 0 | 0 | 0 | 0 | 0 | 0 | 0 | 0
F3_Industrial_Food Products_Existing_Process_Natural Gas_Gas Boiler - Maintenance_A_Achievable Technical Potential | F3 | Industrial | Food Products | Existing | Process | Natural Gas | Gas Boiler - Maintenance | A | Original Unit Winter Peak Savings (kW) | Achievable Technical Potential | 0 | 0 | 0 | 0 | 0 | 0 | 0 | 0 | 0 | 0 | 0 | 0 | 0 | 0 | 0 | 0 | 0 | 0 | 0 | 0 | 0 | 0 | 0 | 0 | 0 | 0 | 0 | 0 | 0 | 0 | 0
F4_Industrial_Food Products_Existing_Process_Natural Gas_Gas Boiler - Maintenance_A_Achievable Technical Potential | F4 | Industrial | Food Products | Existing | Process | Natural Gas | Gas Boiler - Maintenance | A | Standalone Impact on Baseline Energy (%) | Achievable Technical Potential | 0% | 0% | 0% | 0% | 0% | 0.02325% | 0.03956% | 0.05108% | 0.05984% | 0.06749% | 0.07502% | 0.08093% | 0.08594% | 0.09142% | 0.0945% | 0.09827% | 0.1005% | 0.1027% | 0.105% | 0.1059% | 0.1073% | 0.1085% | 0.1096% | 0.1105% | 0.0011129 | 0.0011161 | 0.0011191 | 0.0011218 | 0 | 0 | 0
F5_Industrial_Food Products_Existing_Process_Natural Gas_Gas Boiler - Maintenance_A_Achievable Technical Potential | F5 | Industrial | Food Products | Existing | Process | Natural Gas | Gas Boiler - Maintenance | A | Standalone Impact on Baseline Summer Peak (%) | Achievable Technical Potential | 0% | 0% | 0% | 0% | 0% | 0% | 0% | 0% | 0% | 0% | 0% | 0% | 0% | 0% | 0% | 0% | 0% | 0% | 0% | 0% | 0% | 0% | 0% | 0% | 0 | 0 | 0 | 0 | 0 | 0 | 0
F6_Industrial_Food Products_Existing_Process_Natural Gas_Gas Boiler - Maintenance_A_Achievable Technical Potential | F6 | Industrial | Food Products | Existing | Process | Natural Gas | Gas Boiler - Maintenance | A | Standalone Impact on Baseline Winter Peak (%) | Achievable Technical Potential | 0% | 0% | 0% | 0% | 0% | 0% | 0% | 0% | 0% | 0% | 0% | 0% | 0% | 0% | 0% | 0% | 0% | 0% | 0% | 0% | 0% | 0% | 0% | 0% | 0 | 0 | 0 | 0 | 0 | 0 | 0
F7_Industrial_Food Products_Existing_Process_Natural Gas_Gas Boiler - Maintenance_A_Achievable Technical Potential | F7 | Industrial | Food Products | Existing | Process | Natural Gas | Gas Boiler - Maintenance | A | Incremental Energy Savings (MWh or mTherms) | Achievable Technical Potential | 0 | 0 | 0 | 0 | 0 | 1.2273 | 0.85979 | 0.59169 | 0.46106 | 0.40429 | 0.34541 | 0.29509 | 0.2502 | 0.20774 | 0.1749 | 0.14455 | 0.11259 | 0.087245 | 0.06734 | 0.052507 | 0.048013 | 0.037429 | 0.032113 | 0.026842 | 0.021612 | 0 | 0 | 0 | 0 | 0 | 0
F8_Industrial_Food Products_Existing_Process_Natural Gas_Gas Boiler - Maintenance_A_Achievable Technical Potential | F8 | Industrial | Food Products | Existing | Process | Natural Gas | Gas Boiler - Maintenance | A | Incremental Summer Peak Savings (MW) | Achievable Technical Potential | 0 | 0 | 0 | 0 | 0 | 0 | 0 | 0 | 0 | 0 | 0 | 0 | 0 | 0 | 0 | 0 | 0 | 0 | 0 | 0 | 0 | 0 | 0 | 0 | 0 | 0 | 0 | 0 | 0 | 0 | 0
F9_Industrial_Food Products_Existing_Process_Natural Gas_Gas Boiler - Maintenance_A_Achievable Technical Potential | F9 | Industrial | Food Products | Existing | Process | Natural Gas | Gas Boiler - Maintenance | A | Incremental Winter Peak Savings (MW) | Achievable Technical Potential | 0 | 0 | 0 | 0 | 0 | 0 | 0 | 0 | 0 | 0 | 0 | 0 | 0 | 0 | 0 | 0 | 0 | 0 | 0 | 0 | 0 | 0 | 0 | 0 | 0 | 0 | 0 | 0 | 0 | 0 | 0
F10_Industrial_Food Products_Existing_Process_Natural Gas_Gas Boiler - Maintenance_A_Achievable Technical Potential | F10 | Industrial | Food Products | Existing | Process | Natural Gas | Gas Boiler - Maintenance | A | Cumulative Energy Savings (MWh or mTherms) | Achievable Technical Potential | 0 | 0 | 0 | 0 | 0 | 1.2273 | 2.0871 | 2.6788 | 3.1399 | 3.5442 | 3.8896 | 4.1847 | 4.4349 | 4.6426 | 4.8175 | 4.9621 | 5.0747 | 5.1619 | 5.2292 | 5.2817 | 5.3298 | 5.3672 | 5.3993 | 5.4261 | 5.4478 | 5.4478 | 5.4478 | 5.4478 | 5.4478 | 5.4478 | 5.4478
F11_Industrial_Food Products_Existing_Process_Natural Gas_Gas Boiler - Maintenance_A_Achievable Technical Potential | F11 | Industrial | Food Products | Existing | Process | Natural Gas | Gas Boiler - Maintenance | A | Cumulative Summer Peak Savings (MW) | Achievable Technical Potential | 0 | 0 | 0 | 0 | 0 | 0 | 0 | 0 | 0 | 0 | 0 | 0 | 0 | 0 | 0 | 0 | 0 | 0 | 0 | 0 | 0 | 0 | 0 | 0 | 0 | 0 | 0 | 0 | 0 | 0 | 0
F12_Industrial_Food Products_Existing_Process_Natural Gas_Gas Boiler - Maintenance_A_Achievable Technical Potential | F12 | Industrial | Food Products | Existing | Process | Natural Gas | Gas Boiler - Maintenance | A | Cumulative Winter Peak Savings (MW) | Achievable Technical Potential | 0 | 0 | 0 | 0 | 0 | 0 | 0 | 0 | 0 | 0 | 0 | 0 | 0 | 0 | 0 | 0 | 0 | 0 | 0 | 0 | 0 | 0 | 0 | 0 | 0 | 0 | 0 | 0 | 0 | 0 | 0
F13_Industrial_Food Products_Existing_Process_Natural Gas_Gas Boiler - Maintenance_A_Achievable Technical Potential | F13 | Industrial | Food Products | Existing | Process | Natural Gas | Gas Boiler - Maintenance | A | Purchases (Incremental) | Achievable Technical Potential | 0 | 0 | 0 | 0 | 0 | 35.3189 | 24.7421 | 17.0272 | 13.2679 | 11.6343 | 9.9397 | 8.4919 | 7.2001 | 5.9783 | 5.0332 | 4.1598 | 3.24 | 2.5107 | 1.9379 | 1.511 | 1.3817 | 1.0771 | 0.92413 | 0.77244 | 0.62193 | 0 | 0 | 0 | 0 | 0 | 0
F14_Industrial_Food Products_Existing_Process_Natural Gas_Gas Boiler - Maintenance_A_Achievable Technical Potential | F14 | Industrial | Food Products | Existing | Process | Natural Gas | Gas Boiler - Maintenance | A | Purchases (Cumulative) | Achievable Technical Potential | 0 | 0 | 0 | 0 | 0 | 35.3189 | 60.061 | 77.0882 | 90.3561 | 101.9904 | 111.9302 | 120.4221 | 127.6222 | 133.6004 | 138.6336 | 142.7934 | 146.0334 | 148.5441 | 150.4819 | 151.9929 | 153.3746 | 154.4517 | 155.3758 | 156.1482 | 156.7702 | 156.7702 | 156.7702 | 156.7702 | 156.7702 | 156.7702 | 156.7702
F1_Industrial_Food Products_Existing_Space Heating_Natural Gas_Gas Furnace - Maintenance_A_Achievable Technical Potential | F1 | Industrial | Food Products | Existing | Space Heating | Natural Gas | Gas Furnace - Maintenance | A | Original Unit Energy Savings (kWh or therms) | Achievable Technical Potential | 0 | 0 | 0 | 0 | 0 | 0.0091939 | 0.0091109 | 0.0090054 | 0.0088982 | 0.0087907 | 0.0086854 | 0.0085811 | 0.0084829 | 0.0083904 | 0.0082972 | 0.0082156 | 0.0081386 | 0.0080664 | 0.0079984 | 0.0079296 | 0.007863 | 0.0077967 | 0.0077284 | 0.0076628 | 0.0075997 | 0.0075405 | 0.0074852 | 0.0074333 | 0.0073847 | 0.0073392 | 0.0072965
F2_Industrial_Food Products_Existing_Space Heating_Natural Gas_Gas Furnace - Maintenance_A_Achievable Technical Potential | F2 | Industrial | Food Products | Existing | Space Heating | Natural Gas | Gas Furnace - Maintenance | A | Original Unit Summer Peak Savings (kW) | Achievable Technical Potential | 0 | 0 | 0 | 0 | 0 | 0 | 0 | 0 | 0 | 0 | 0 | 0 | 0 | 0 | 0 | 0 | 0 | 0 | 0 | 0 | 0 | 0 | 0 | 0 | 0 | 0 | 0 | 0 | 0 | 0 | 0
F3_Industrial_Food Products_Existing_Space Heating_Natural Gas_Gas Furnace - Maintenance_A_Achievable Technical Potential | F3 | Industrial | Food Products | Existing | Space Heating | Natural Gas | Gas Furnace - Maintenance | A | Original Unit Winter Peak Savings (kW) | Achievable Technical Potential | 0 | 0 | 0 | 0 | 0 | 0 | 0 | 0 | 0 | 0 | 0 | 0 | 0 | 0 | 0 | 0 | 0 | 0 | 0 | 0 | 0 | 0 | 0 | 0 | 0 | 0 | 0 | 0 | 0 | 0 | 0
F4_Industrial_Food Products_Existing_Space Heating_Natural Gas_Gas Furnace - Maintenance_A_Achievable Technical Potential | F4 | Industrial | Food Products | Existing | Space Heating | Natural Gas | Gas Furnace - Maintenance | A | Standalone Impact on Baseline Energy (%) | Achievable Technical Potential | 0% | 0% | 0% | 0% | 0% | 3.259e-05% | 5.522e-05% | 7.09e-05% | 8.261e-05% | 9.267e-05% | 0.0001025% | 0.00011% | 0.0001163% | 0.0001233% | 0.000127% | 0.0001318% | 0.0001345% | 0.0001372% | 0.00014% | 0.0001409% | 0.0001424% | 0.0001436% | 0.0001445% | 0.0001453% | 1.4585e-06 | 1.4583e-06 | 1.4578e-06 | 1.4572e-06 | 0 | 0 | 0
F5_Industrial_Food Products_Existing_Space Heating_Natural Gas_Gas Furnace - Maintenance_A_Achievable Technical Potential | F5 | Industrial | Food Products | Existing | Space Heating | Natural Gas | Gas Furnace - Maintenance | A | Standalone Impact on Baseline Summer Peak (%) | Achievable Technical Potential | 0% | 0% | 0% | 0% | 0% | 0% | 0% | 0% | 0% | 0% | 0% | 0% | 0% | 0% | 0% | 0% | 0% | 0% | 0% | 0% | 0% | 0% | 0% | 0% | 0 | 0 | 0 | 0 | 0 | 0 | 0
F6_Industrial_Food Products_Existing_Space Heating_Natural Gas_Gas Furnace - Maintenance_A_Achievable Technical Potential | F6 | Industrial | Food Products | Existing | Space Heating | Natural Gas | Gas Furnace - Maintenance | A | Standalone Impact on Baseline Winter Peak (%) | Achievable Technical Potential | 0% | 0% | 0% | 0% | 0% | 0% | 0% | 0% | 0% | 0% | 0% | 0% | 0% | 0% | 0% | 0% | 0% | 0% | 0% | 0% | 0% | 0% | 0% | 0% | 0 | 0 | 0 | 0 | 0 | 0 | 0
F7_Industrial_Food Products_Existing_Space Heating_Natural Gas_Gas Furnace - Maintenance_A_Achievable Technical Potential | F7 | Industrial | Food Products | Existing | Space Heating | Natural Gas | Gas Furnace - Maintenance | A | Incremental Energy Savings (MWh or mTherms) | Achievable Technical Potential | 0 | 0 | 0 | 0 | 0 | 0.00010865 | 7.5428e-05 | 5.1307e-05 | 3.9504e-05 | 3.4221e-05 | 2.8887e-05 | 2.4383e-05 | 2.0437e-05 | 1.6784e-05 | 1.3973e-05 | 1.1435e-05 | 8.8234e-06 | 6.7764e-06 | 5.1863e-06 | 4.0091e-06 | 3.6352e-06 | 2.81e-06 | 2.3898e-06 | 1.9806e-06 | 1.5815e-06 | 0 | 0 | 0 | 0 | 0 | 0
F8_Industrial_Food Products_Existing_Space Heating_Natural Gas_Gas Furnace - Maintenance_A_Achievable Technical Potential | F8 | Industrial | Food Products | Existing | Space Heating | Natural Gas | Gas Furnace - Maintenance | A | Incremental Summer Peak Savings (MW) | Achievable Technical Potential | 0 | 0 | 0 | 0 | 0 | 0 | 0 | 0 | 0 | 0 | 0 | 0 | 0 | 0 | 0 | 0 | 0 | 0 | 0 | 0 | 0 | 0 | 0 | 0 | 0 | 0 | 0 | 0 | 0 | 0 | 0
F9_Industrial_Food Products_Existing_Space Heating_Natural Gas_Gas Furnace - Maintenance_A_Achievable Technical Potential | F9 | Industrial | Food Products | Existing | Space Heating | Natural Gas | Gas Furnace - Maintenance | A | Incremental Winter Peak Savings (MW) | Achievable Technical Potential | 0 | 0 | 0 | 0 | 0 | 0 | 0 | 0 | 0 | 0 | 0 | 0 | 0 | 0 | 0 | 0 | 0 | 0 | 0 | 0 | 0 | 0 | 0 | 0 | 0 | 0 | 0 | 0 | 0 | 0 | 0
F10_Industrial_Food Products_Existing_Space Heating_Natural Gas_Gas Furnace - Maintenance_A_Achievable Technical Potential | F10 | Industrial | Food Products | Existing | Space Heating | Natural Gas | Gas Furnace - Maintenance | A | Cumulative Energy Savings (MWh or mTherms) | Achievable Technical Potential | 0 | 0 | 0 | 0 | 0 | 0.00010865 | 0.0001831 | 0.00023229 | 0.00026903 | 0.0003 | 0.00032529 | 0.00034577 | 0.00036225 | 0.00037508 | 0.00038489 | 0.00039254 | 0.00039768 | 0.00040093 | 0.00040274 | 0.00040328 | 0.00040353 | 0.00040294 | 0.0004018 | 0.00040037 | 0.00039865 | 0.00039555 | 0.00039264 | 0.00038992 | 0.00038737 | 0.00038499 | 0.00038275
F11_Industrial_Food Products_Existing_Space Heating_Natural Gas_Gas Furnace - Maintenance_A_Achievable Technical Potential | F11 | Industrial | Food Products | Existing | Space Heating | Natural Gas | Gas Furnace - Maintenance | A | Cumulative Summer Peak Savings (MW) | Achievable Technical Potential | 0 | 0 | 0 | 0 | 0 | 0 | 0 | 0 | 0 | 0 | 0 | 0 | 0 | 0 | 0 | 0 | 0 | 0 | 0 | 0 | 0 | 0 | 0 | 0 | 0 | 0 | 0 | 0 | 0 | 0 | 0
F12_Industrial_Food Products_Existing_Space Heating_Natural Gas_Gas Furnace - Maintenance_A_Achievable Technical Potential | F12 | Industrial | Food Products | Existing | Space Heating | Natural Gas | Gas Furnace - Maintenance | A | Cumulative Winter Peak Savings (MW) | Achievable Technical Potential | 0 | 0 | 0 | 0 | 0 | 0 | 0 | 0 | 0 | 0 | 0 | 0 | 0 | 0 | 0 | 0 | 0 | 0 | 0 | 0 | 0 | 0 | 0 | 0 | 0 | 0 | 0 | 0 | 0 | 0 | 0
F13_Industrial_Food Products_Existing_Space Heating_Natural Gas_Gas Furnace - Maintenance_A_Achievable Technical Potential | F13 | Industrial | Food Products | Existing | Space Heating | Natural Gas | Gas Furnace - Maintenance | A | Purchases (Incremental) | Achievable Technical Potential | 0 | 0 | 0 | 0 | 0 | 11.8179 | 8.2789 | 5.6974 | 4.4395 | 3.8929 | 3.3259 | 2.8415 | 2.4092 | 2.0004 | 1.6841 | 1.3919 | 1.0841 | 0.84008 | 0.64842 | 0.50559 | 0.46232 | 0.36041 | 0.30922 | 0.25846 | 0.2081 | 0 | 0 | 0 | 0 | 0 | 0
F14_Industrial_Food Products_Existing_Space Heating_Natural Gas_Gas Furnace - Maintenance_A_Achievable Technical Potential | F14 | Industrial | Food Products | Existing | Space Heating | Natural Gas | Gas Furnace - Maintenance | A | Purchases (Cumulative) | Achievable Technical Potential | 0 | 0 | 0 | 0 | 0 | 11.8179 | 20.0968 | 25.7942 | 30.2338 | 34.1267 | 37.4526 | 40.2941 | 42.7033 | 44.7036 | 46.3878 | 47.7796 | 48.8638 | 49.7039 | 50.3523 | 50.8579 | 51.3202 | 51.6806 | 51.9898 | 52.2483 | 52.4564 | 52.4564 | 52.4564 | 52.4564 | 52.4564 | 52.4564 | 52.4564
F1_Industrial_Food Products_Existing_Space Heating_Natural Gas_Gas Boiler - Hot Water Reset_A_Achievable Technical Potential | F1 | Industrial | Food Products | Existing | Space Heating | Natural Gas | Gas Boiler - Hot Water Reset | A | Original Unit Energy Savings (kWh or therms) | Achievable Technical Potential | 0 | 0 | 0 | 0 | 0 | 3.4203 | 3.3971 | 3.3741 | 3.351 | 3.3279 | 3.3054 | 3.2832 | 3.2613 | 3.2395 | 3.2165 | 3.1954 | 3.1746 | 3.154 | 3.1338 | 3.1135 | 3.094 | 3.0736 | 3.0539 | 3.0349 | 3.0157 | 2.9982 | 2.9823 | 2.9677 | 2.9544 | 2.9423 | 2.9312
F2_Industrial_Food Products_Existing_Space Heating_Natural Gas_Gas Boiler - Hot Water Reset_A_Achievable Technical Potential | F2 | Industrial | Food Products | Existing | Space Heating | Natural Gas | Gas Boiler - Hot Water Reset | A | Original Unit Summer Peak Savings (kW) | Achievable Technical Potential | 0 | 0 | 0 | 0 | 0 | 0 | 0 | 0 | 0 | 0 | 0 | 0 | 0 | 0 | 0 | 0 | 0 | 0 | 0 | 0 | 0 | 0 | 0 | 0 | 0 | 0 | 0 | 0 | 0 | 0 | 0
F3_Industrial_Food Products_Existing_Space Heating_Natural Gas_Gas Boiler - Hot Water Reset_A_Achievable Technical Potential | F3 | Industrial | Food Products | Existing | Space Heating | Natural Gas | Gas Boiler - Hot Water Reset | A | Original Unit Winter Peak Savings (kW) | Achievable Technical Potential | 0 | 0 | 0 | 0 | 0 | 0 | 0 | 0 | 0 | 0 | 0 | 0 | 0 | 0 | 0 | 0 | 0 | 0 | 0 | 0 | 0 | 0 | 0 | 0 | 0 | 0 | 0 | 0 | 0 | 0 | 0
F4_Industrial_Food Products_Existing_Space Heating_Natural Gas_Gas Boiler - Hot Water Reset_A_Achievable Technical Potential | F4 | Industrial | Food Products | Existing | Space Heating | Natural Gas | Gas Boiler - Hot Water Reset | A | Standalone Impact on Baseline Energy (%) | Achievable Technical Potential | 0% | 0% | 0% | 0% | 0% | 0.007385% | 0.01643% | 0.02758% | 0.0404% | 0.05501% | 0.07286% | 0.09189% | 0.1113% | 0.1313% | 0.1465% | 0.1601% | 0.1682% | 0.1738% | 0.1776% | 0.1783% | 0.1793% | 0.18% | 0.1805% | 0.181% | 0.0018133 | 0.0018166 | 0.0018197 | 0.0018227 | 0 | 0 | 0
F5_Industrial_Food Products_Existing_Space Heating_Natural Gas_Gas Boiler - Hot Water Reset_A_Achievable Technical Potential | F5 | Industrial | Food Products | Existing | Space Heating | Natural Gas | Gas Boiler - Hot Water Reset | A | Standalone Impact on Baseline Summer Peak (%) | Achievable Technical Potential | 0% | 0% | 0% | 0% | 0% | 0% | 0% | 0% | 0% | 0% | 0% | 0% | 0% | 0% | 0% | 0% | 0% | 0% | 0% | 0% | 0% | 0% | 0% | 0% | 0 | 0 | 0 | 0 | 0 | 0 | 0
F6_Industrial_Food Products_Existing_Space Heating_Natural Gas_Gas Boiler - Hot Water Reset_A_Achievable Technical Potential | F6 | Industrial | Food Products | Existing | Space Heating | Natural Gas | Gas Boiler - Hot Water Reset | A | Standalone Impact on Baseline Winter Peak (%) | Achievable Technical Potential | 0% | 0% | 0% | 0% | 0% | 0% | 0% | 0% | 0% | 0% | 0% | 0% | 0% | 0% | 0% | 0% | 0% | 0% | 0% | 0% | 0% | 0% | 0% | 0% | 0 | 0 | 0 | 0 | 0 | 0 | 0
F7_Industrial_Food Products_Existing_Space Heating_Natural Gas_Gas Boiler - Hot Water Reset_A_Achievable Technical Potential | F7 | Industrial | Food Products | Existing | Space Heating | Natural Gas | Gas Boiler - Hot Water Reset | A | Incremental Energy Savings (MWh or mTherms) | Achievable Technical Potential | 0 | 0 | 0 | 0 | 0 | 0.024621 | 0.03001 | 0.036259 | 0.041825 | 0.047417 | 0.054363 | 0.059075 | 0.059823 | 0.055111 | 0.047216 | 0.035952 | 0.023641 | 0.01357 | 0.0064339 | 0.0027076 | 0.00097435 | 0.00030116 | 6.4983e-05 | 1.0579e-05 | 1.2578e-06 | 0 | 0 | 0 | 0 | 0 | 0
F8_Industrial_Food Products_Existing_Space Heating_Natural Gas_Gas Boiler - Hot Water Reset_A_Achievable Technical Potential | F8 | Industrial | Food Products | Existing | Space Heating | Natural Gas | Gas Boiler - Hot Water Reset | A | Incremental Summer Peak Savings (MW) | Achievable Technical Potential | 0 | 0 | 0 | 0 | 0 | 0 | 0 | 0 | 0 | 0 | 0 | 0 | 0 | 0 | 0 | 0 | 0 | 0 | 0 | 0 | 0 | 0 | 0 | 0 | 0 | 0 | 0 | 0 | 0 | 0 | 0
F9_Industrial_Food Products_Existing_Space Heating_Natural Gas_Gas Boiler - Hot Water Reset_A_Achievable Technical Potential | F9 | Industrial | Food Products | Existing | Space Heating | Natural Gas | Gas Boiler - Hot Water Reset | A | Incremental Winter Peak Savings (MW) | Achievable Technical Potential | 0 | 0 | 0 | 0 | 0 | 0 | 0 | 0 | 0 | 0 | 0 | 0 | 0 | 0 | 0 | 0 | 0 | 0 | 0 | 0 | 0 | 0 | 0 | 0 | 0 | 0 | 0 | 0 | 0 | 0 | 0
F10_Industrial_Food Products_Existing_Space Heating_Natural Gas_Gas Boiler - Hot Water Reset_A_Achievable Technical Potential | F10 | Industrial | Food Products | Existing | Space Heating | Natural Gas | Gas Boiler - Hot Water Reset | A | Cumulative Energy Savings (MWh or mTherms) | Achievable Technical Potential | 0 | 0 | 0 | 0 | 0 | 0.024621 | 0.054464 | 0.090354 | 0.13156 | 0.17807 | 0.23123 | 0.28875 | 0.34664 | 0.39945 | 0.44383 | 0.47687 | 0.49739 | 0.50775 | 0.51093 | 0.51033 | 0.5081 | 0.50505 | 0.50188 | 0.49876 | 0.49562 | 0.49274 | 0.49012 | 0.48772 | 0.48554 | 0.48354 | 0.48172
F11_Industrial_Food Products_Existing_Space Heating_Natural Gas_Gas Boiler - Hot Water Reset_A_Achievable Technical Potential | F11 | Industrial | Food Products | Existing | Space Heating | Natural Gas | Gas Boiler - Hot Water Reset | A | Cumulative Summer Peak Savings (MW) | Achievable Technical Potential | 0 | 0 | 0 | 0 | 0 | 0 | 0 | 0 | 0 | 0 | 0 | 0 | 0 | 0 | 0 | 0 | 0 | 0 | 0 | 0 | 0 | 0 | 0 | 0 | 0 | 0 | 0 | 0 | 0 | 0 | 0
F12_Industrial_Food Products_Existing_Space Heating_Natural Gas_Gas Boiler - Hot Water Reset_A_Achievable Technical Potential | F12 | Industrial | Food Products | Existing | Space Heating | Natural Gas | Gas Boiler - Hot Water Reset | A | Cumulative Winter Peak Savings (MW) | Achievable Technical Potential | 0 | 0 | 0 | 0 | 0 | 0 | 0 | 0 | 0 | 0 | 0 | 0 | 0 | 0 | 0 | 0 | 0 | 0 | 0 | 0 | 0 | 0 | 0 | 0 | 0 | 0 | 0 | 0 | 0 | 0 | 0
F13_Industrial_Food Products_Existing_Space Heating_Natural Gas_Gas Boiler - Hot Water Reset_A_Achievable Technical Potential | F13 | Industrial | Food Products | Existing | Space Heating | Natural Gas | Gas Boiler - Hot Water Reset | A | Purchases (Incremental) | Achievable Technical Potential | 0 | 0 | 0 | 0 | 0 | 7.1985 | 8.8338 | 10.7462 | 12.4814 | 14.2484 | 16.4466 | 17.9929 | 18.3436 | 17.0122 | 14.6792 | 11.2511 | 7.4472 | 4.3024 | 2.053 | 0.86963 | 0.31492 | 0.097984 | 0.021278 | 0.0034857 | 0.00041708 | 0 | 0 | 0 | 0 | 0 | 0
F14_Industrial_Food Products_Existing_Space Heating_Natural Gas_Gas Boiler - Hot Water Reset_A_Achievable Technical Potential | F14 | Industrial | Food Products | Existing | Space Heating | Natural Gas | Gas Boiler - Hot Water Reset | A | Purchases (Cumulative) | Achievable Technical Potential | 0 | 0 | 0 | 0 | 0 | 7.1985 | 16.0323 | 26.7786 | 39.26 | 53.5084 | 69.955 | 87.9479 | 106.2915 | 123.3037 | 137.9829 | 149.234 | 156.6812 | 160.9836 | 163.0367 | 163.9063 | 164.2212 | 164.3192 | 164.3405 | 164.344 | 164.3444 | 164.3444 | 164.3444 | 164.3444 | 164.3444 | 164.3444 | 164.3444
F1_Industrial_Food Products_Existing_Process_Natural Gas_Gas Boiler - Hot Water Reset_A_Achievable Technical Potential | F1 | Industrial | Food Products | Existing | Process | Natural Gas | Gas Boiler - Hot Water Reset | A | Original Unit Energy Savings (kWh or therms) | Achievable Technical Potential | 0 | 0 | 0 | 0 | 0 | 63.1817 | 63.1817 | 63.1817 | 63.1817 | 63.1817 | 63.1817 | 63.1817 | 63.1817 | 63.1817 | 63.1817 | 63.1817 | 63.1817 | 63.1817 | 63.1817 | 63.1817 | 63.1817 | 63.1817 | 63.1817 | 63.1817 | 63.1817 | 63.1817 | 63.1817 | 63.1817 | 63.1817 | 63.1817 | 63.1817
F2_Industrial_Food Products_Existing_Process_Natural Gas_Gas Boiler - Hot Water Reset_A_Achievable Technical Potential | F2 | Industrial | Food Products | Existing | Process | Natural Gas | Gas Boiler - Hot Water Reset | A | Original Unit Summer Peak Savings (kW) | Achievable Technical Potential | 0 | 0 | 0 | 0 | 0 | 0 | 0 | 0 | 0 | 0 | 0 | 0 | 0 | 0 | 0 | 0 | 0 | 0 | 0 | 0 | 0 | 0 | 0 | 0 | 0 | 0 | 0 | 0 | 0 | 0 | 0
F3_Industrial_Food Products_Existing_Process_Natural Gas_Gas Boiler - Hot Water Reset_A_Achievable Technical Potential | F3 | Industrial | Food Products | Existing | Process | Natural Gas | Gas Boiler - Hot Water Reset | A | Original Unit Winter Peak Savings (kW) | Achievable Technical Potential | 0 | 0 | 0 | 0 | 0 | 0 | 0 | 0 | 0 | 0 | 0 | 0 | 0 | 0 | 0 | 0 | 0 | 0 | 0 | 0 | 0 | 0 | 0 | 0 | 0 | 0 | 0 | 0 | 0 | 0 | 0
F4_Industrial_Food Products_Existing_Process_Natural Gas_Gas Boiler - Hot Water Reset_A_Achievable Technical Potential | F4 | Industrial | Food Products | Existing | Process | Natural Gas | Gas Boiler - Hot Water Reset | A | Standalone Impact on Baseline Energy (%) | Achievable Technical Potential | 0% | 0% | 0% | 0% | 0% | 0.02055% | 0.04578% | 0.07692% | 0.1127% | 0.1535% | 0.2033% | 0.2562% | 0.3103% | 0.3658% | 0.4078% | 0.4453% | 0.4674% | 0.4827% | 0.4933% | 0.4953% | 0.4983% | 0.5006% | 0.5024% | 0.5042% | 0.0050577 | 0.0050725 | 0.005086 | 0.0050984 | 0 | 0 | 0
F5_Industrial_Food Products_Existing_Process_Natural Gas_Gas Boiler - Hot Water Reset_A_Achievable Technical Potential | F5 | Industrial | Food Products | Existing | Process | Natural Gas | Gas Boiler - Hot Water Reset | A | Standalone Impact on Baseline Summer Peak (%) | Achievable Technical Potential | 0% | 0% | 0% | 0% | 0% | 0% | 0% | 0% | 0% | 0% | 0% | 0% | 0% | 0% | 0% | 0% | 0% | 0% | 0% | 0% | 0% | 0% | 0% | 0% | 0 | 0 | 0 | 0 | 0 | 0 | 0
F6_Industrial_Food Products_Existing_Process_Natural Gas_Gas Boiler - Hot Water Reset_A_Achievable Technical Potential | F6 | Industrial | Food Products | Existing | Process | Natural Gas | Gas Boiler - Hot Water Reset | A | Standalone Impact on Baseline Winter Peak (%) | Achievable Technical Potential | 0% | 0% | 0% | 0% | 0% | 0% | 0% | 0% | 0% | 0% | 0% | 0% | 0% | 0% | 0% | 0% | 0% | 0% | 0% | 0% | 0% | 0% | 0% | 0% | 0 | 0 | 0 | 0 | 0 | 0 | 0
F7_Industrial_Food Products_Existing_Process_Natural Gas_Gas Boiler - Hot Water Reset_A_Achievable Technical Potential | F7 | Industrial | Food Products | Existing | Process | Natural Gas | Gas Boiler - Hot Water Reset | A | Incremental Energy Savings (MWh or mTherms) | Achievable Technical Potential | 0 | 0 | 0 | 0 | 0 | 1.0845 | 1.3308 | 1.619 | 1.8804 | 2.1466 | 2.4777 | 2.7107 | 2.7635 | 2.5629 | 2.2115 | 1.695 | 1.1219 | 0.64817 | 0.3093 | 0.13101 | 0.047444 | 0.014762 | 0.0032057 | 0.00052513 | 6.2835e-05 | 0 | 0 | 0 | 0 | 0 | 0
F8_Industrial_Food Products_Existing_Process_Natural Gas_Gas Boiler - Hot Water Reset_A_Achievable Technical Potential | F8 | Industrial | Food Products | Existing | Process | Natural Gas | Gas Boiler - Hot Water Reset | A | Incremental Summer Peak Savings (MW) | Achievable Technical Potential | 0 | 0 | 0 | 0 | 0 | 0 | 0 | 0 | 0 | 0 | 0 | 0 | 0 | 0 | 0 | 0 | 0 | 0 | 0 | 0 | 0 | 0 | 0 | 0 | 0 | 0 | 0 | 0 | 0 | 0 | 0
F9_Industrial_Food Products_Existing_Process_Natural Gas_Gas Boiler - Hot Water Reset_A_Achievable Technical Potential | F9 | Industrial | Food Products | Existing | Process | Natural Gas | Gas Boiler - Hot Water Reset | A | Incremental Winter Peak Savings (MW) | Achievable Technical Potential | 0 | 0 | 0 | 0 | 0 | 0 | 0 | 0 | 0 | 0 | 0 | 0 | 0 | 0 | 0 | 0 | 0 | 0 | 0 | 0 | 0 | 0 | 0 | 0 | 0 | 0 | 0 | 0 | 0 | 0 | 0
F10_Industrial_Food Products_Existing_Process_Natural Gas_Gas Boiler - Hot Water Reset_A_Achievable Technical Potential | F10 | Industrial | Food Products | Existing | Process | Natural Gas | Gas Boiler - Hot Water Reset | A | Cumulative Energy Savings (MWh or mTherms) | Achievable Technical Potential | 0 | 0 | 0 | 0 | 0 | 1.0845 | 2.4153 | 4.0343 | 5.9147 | 8.0612 | 10.539 | 13.2497 | 16.0132 | 18.5761 | 20.7876 | 22.4826 | 23.6046 | 24.2527 | 24.562 | 24.6931 | 24.7405 | 24.7553 | 24.7585 | 24.759 | 24.7591 | 24.7591 | 24.7591 | 24.7591 | 24.7591 | 24.7591 | 24.7591
F11_Industrial_Food Products_Existing_Process_Natural Gas_Gas Boiler - Hot Water Reset_A_Achievable Technical Potential | F11 | Industrial | Food Products | Existing | Process | Natural Gas | Gas Boiler - Hot Water Reset | A | Cumulative Summer Peak Savings (MW) | Achievable Technical Potential | 0 | 0 | 0 | 0 | 0 | 0 | 0 | 0 | 0 | 0 | 0 | 0 | 0 | 0 | 0 | 0 | 0 | 0 | 0 | 0 | 0 | 0 | 0 | 0 | 0 | 0 | 0 | 0 | 0 | 0 | 0
F12_Industrial_Food Products_Existing_Process_Natural Gas_Gas Boiler - Hot Water Reset_A_Achievable Technical Potential | F12 | Industrial | Food Products | Existing | Process | Natural Gas | Gas Boiler - Hot Water Reset | A | Cumulative Winter Peak Savings (MW) | Achievable Technical Potential | 0 | 0 | 0 | 0 | 0 | 0 | 0 | 0 | 0 | 0 | 0 | 0 | 0 | 0 | 0 | 0 | 0 | 0 | 0 | 0 | 0 | 0 | 0 | 0 | 0 | 0 | 0 | 0 | 0 | 0 | 0
F13_Industrial_Food Products_Existing_Process_Natural Gas_Gas Boiler - Hot Water Reset_A_Achievable Technical Potential | F13 | Industrial | Food Products | Existing | Process | Natural Gas | Gas Boiler - Hot Water Reset | A | Purchases (Incremental) | Achievable Technical Potential | 0 | 0 | 0 | 0 | 0 | 17.1645 | 21.0637 | 25.6238 | 29.7613 | 33.9746 | 39.216 | 42.903 | 43.7395 | 40.5646 | 35.0019 | 26.8276 | 17.7574 | 10.2589 | 4.8954 | 2.0736 | 0.75091 | 0.23364 | 0.050737 | 0.0083114 | 0.00099451 | 0 | 0 | 0 | 0 | 0 | 0
F14_Industrial_Food Products_Existing_Process_Natural Gas_Gas Boiler - Hot Water Reset_A_Achievable Technical Potential | F14 | Industrial | Food Products | Existing | Process | Natural Gas | Gas Boiler - Hot Water Reset | A | Purchases (Cumulative) | Achievable Technical Potential | 0 | 0 | 0 | 0 | 0 | 17.1645 | 38.2282 | 63.8521 | 93.6134 | 127.588 | 166.804 | 209.707 | 253.4464 | 294.0111 | 329.013 | 355.8406 | 373.598 | 383.8568 | 388.7522 | 390.8258 | 391.5767 | 391.8103 | 391.8611 | 391.8694 | 391.8704 | 391.8704 | 391.8704 | 391.8704 | 391.8704 | 391.8704 | 391.8704
F1_Industrial_Food Products_Existing_Space Heating_Natural Gas_Steam Trap Maintenance_A_Achievable Technical Potential | F1 | Industrial | Food Products | Existing | Space Heating | Natural Gas | Steam Trap Maintenance | A | Original Unit Energy Savings (kWh or therms) | Achievable Technical Potential | 0 | 0 | 0 | 0 | 0 | 1.2083 | 1.2001 | 1.192 | 1.1838 | 1.1757 | 1.1677 | 1.1599 | 1.1521 | 1.1445 | 1.1363 | 1.1289 | 1.1215 | 1.1143 | 1.1071 | 1.0999 | 1.093 | 1.0858 | 1.0789 | 1.0722 | 1.0654 | 1.0592 | 1.0536 | 1.0484 | 1.0437 | 1.0394 | 1.0355
F2_Industrial_Food Products_Existing_Space Heating_Natural Gas_Steam Trap Maintenance_A_Achievable Technical Potential | F2 | Industrial | Food Products | Existing | Space Heating | Natural Gas | Steam Trap Maintenance | A | Original Unit Summer Peak Savings (kW) | Achievable Technical Potential | 0 | 0 | 0 | 0 | 0 | 0 | 0 | 0 | 0 | 0 | 0 | 0 | 0 | 0 | 0 | 0 | 0 | 0 | 0 | 0 | 0 | 0 | 0 | 0 | 0 | 0 | 0 | 0 | 0 | 0 | 0
F3_Industrial_Food Products_Existing_Space Heating_Natural Gas_Steam Trap Maintenance_A_Achievable Technical Potential | F3 | Industrial | Food Products | Existing | Space Heating | Natural Gas | Steam Trap Maintenance | A | Original Unit Winter Peak Savings (kW) | Achievable Technical Potential | 0 | 0 | 0 | 0 | 0 | 0 | 0 | 0 | 0 | 0 | 0 | 0 | 0 | 0 | 0 | 0 | 0 | 0 | 0 | 0 | 0 | 0 | 0 | 0 | 0 | 0 | 0 | 0 | 0 | 0 | 0
F4_Industrial_Food Products_Existing_Space Heating_Natural Gas_Steam Trap Maintenance_A_Achievable Technical Potential | F4 | Industrial | Food Products | Existing | Space Heating | Natural Gas | Steam Trap Maintenance | A | Standalone Impact on Baseline Energy (%) | Achievable Technical Potential | 0% | 0% | 0% | 0% | 0% | 0.001456% | 0.002908% | 0.004375% | 0.005823% | 0.00727% | 0.008817% | 0.0103% | 0.01178% | 0.01343% | 0.01484% | 0.01645% | 0.01792% | 0.01948% | 0.02111% | 0.02254% | 0.02408% | 0.02562% | 0.02715% | 0.02867% | 0.0003018 | 0.00030235 | 0.00030287 | 0.00030336 | 0 | 0 | 0
F5_Industrial_Food Products_Existing_Space Heating_Natural Gas_Steam Trap Maintenance_A_Achievable Technical Potential | F5 | Industrial | Food Products | Existing | Space Heating | Natural Gas | Steam Trap Maintenance | A | Standalone Impact on Baseline Summer Peak (%) | Achievable Technical Potential | 0% | 0% | 0% | 0% | 0% | 0% | 0% | 0% | 0% | 0% | 0% | 0% | 0% | 0% | 0% | 0% | 0% | 0% | 0% | 0% | 0% | 0% | 0% | 0% | 0 | 0 | 0 | 0 | 0 | 0 | 0
F6_Industrial_Food Products_Existing_Space Heating_Natural Gas_Steam Trap Maintenance_A_Achievable Technical Potential | F6 | Industrial | Food Products | Existing | Space Heating | Natural Gas | Steam Trap Maintenance | A | Standalone Impact on Baseline Winter Peak (%) | Achievable Technical Potential | 0% | 0% | 0% | 0% | 0% | 0% | 0% | 0% | 0% | 0% | 0% | 0% | 0% | 0% | 0% | 0% | 0% | 0% | 0% | 0% | 0% | 0% | 0% | 0% | 0 | 0 | 0 | 0 | 0 | 0 | 0
F7_Industrial_Food Products_Existing_Space Heating_Natural Gas_Steam Trap Maintenance_A_Achievable Technical Potential | F7 | Industrial | Food Products | Existing | Space Heating | Natural Gas | Steam Trap Maintenance | A | Incremental Energy Savings (MWh or mTherms) | Achievable Technical Potential | 0 | 0 | 0 | 0 | 0 | 0.0048548 | 0.0048193 | 0.0047584 | 0.0047283 | 0.0046996 | 0.0046086 | 0.0045651 | 0.0045254 | 0.0044238 | 0.0044092 | 0.0043385 | 0.0043107 | 0.0042613 | 0.0041962 | 0.004174 | 0.0041306 | 0.0040875 | 0.0040465 | 0.0040076 | 0.0039697 | 0 | 0 | 0 | 0 | 0 | 0
F8_Industrial_Food Products_Existing_Space Heating_Natural Gas_Steam Trap Maintenance_A_Achievable Technical Potential | F8 | Industrial | Food Products | Existing | Space Heating | Natural Gas | Steam Trap Maintenance | A | Incremental Summer Peak Savings (MW) | Achievable Technical Potential | 0 | 0 | 0 | 0 | 0 | 0 | 0 | 0 | 0 | 0 | 0 | 0 | 0 | 0 | 0 | 0 | 0 | 0 | 0 | 0 | 0 | 0 | 0 | 0 | 0 | 0 | 0 | 0 | 0 | 0 | 0
F9_Industrial_Food Products_Existing_Space Heating_Natural Gas_Steam Trap Maintenance_A_Achievable Technical Potential | F9 | Industrial | Food Products | Existing | Space Heating | Natural Gas | Steam Trap Maintenance | A | Incremental Winter Peak Savings (MW) | Achievable Technical Potential | 0 | 0 | 0 | 0 | 0 | 0 | 0 | 0 | 0 | 0 | 0 | 0 | 0 | 0 | 0 | 0 | 0 | 0 | 0 | 0 | 0 | 0 | 0 | 0 | 0 | 0 | 0 | 0 | 0 | 0 | 0
F10_Industrial_Food Products_Existing_Space Heating_Natural Gas_Steam Trap Maintenance_A_Achievable Technical Potential | F10 | Industrial | Food Products | Existing | Space Heating | Natural Gas | Steam Trap Maintenance | A | Cumulative Energy Savings (MWh or mTherms) | Achievable Technical Potential | 0 | 0 | 0 | 0 | 0 | 0.0048548 | 0.0096412 | 0.014334 | 0.018964 | 0.023533 | 0.027983 | 0.03236 | 0.036669 | 0.040848 | 0.044968 | 0.049011 | 0.053002 | 0.05692 | 0.060752 | 0.064533 | 0.068258 | 0.071896 | 0.075482 | 0.079019 | 0.08249 | 0.082011 | 0.081574 | 0.081176 | 0.080812 | 0.08048 | 0.080177
F11_Industrial_Food Products_Existing_Space Heating_Natural Gas_Steam Trap Maintenance_A_Achievable Technical Potential | F11 | Industrial | Food Products | Existing | Space Heating | Natural Gas | Steam Trap Maintenance | A | Cumulative Summer Peak Savings (MW) | Achievable Technical Potential | 0 | 0 | 0 | 0 | 0 | 0 | 0 | 0 | 0 | 0 | 0 | 0 | 0 | 0 | 0 | 0 | 0 | 0 | 0 | 0 | 0 | 0 | 0 | 0 | 0 | 0 | 0 | 0 | 0 | 0 | 0
F12_Industrial_Food Products_Existing_Space Heating_Natural Gas_Steam Trap Maintenance_A_Achievable Technical Potential | F12 | Industrial | Food Products | Existing | Space Heating | Natural Gas | Steam Trap Maintenance | A | Cumulative Winter Peak Savings (MW) | Achievable Technical Potential | 0 | 0 | 0 | 0 | 0 | 0 | 0 | 0 | 0 | 0 | 0 | 0 | 0 | 0 | 0 | 0 | 0 | 0 | 0 | 0 | 0 | 0 | 0 | 0 | 0 | 0 | 0 | 0 | 0 | 0 | 0
F13_Industrial_Food Products_Existing_Space Heating_Natural Gas_Steam Trap Maintenance_A_Achievable Technical Potential | F13 | Industrial | Food Products | Existing | Space Heating | Natural Gas | Steam Trap Maintenance | A | Purchases (Incremental) | Achievable Technical Potential | 0 | 0 | 0 | 0 | 0 | 4.0178 | 4.0156 | 3.9919 | 3.9941 | 3.9974 | 3.9466 | 3.9358 | 3.9278 | 3.8654 | 3.8802 | 3.8432 | 3.8437 | 3.8244 | 3.7902 | 3.7947 | 3.779 | 3.7643 | 3.7506 | 3.7379 | 3.7261 | 0 | 0 | 0 | 0 | 0 | 0
F14_Industrial_Food Products_Existing_Space Heating_Natural Gas_Steam Trap Maintenance_A_Achievable Technical Potential | F14 | Industrial | Food Products | Existing | Space Heating | Natural Gas | Steam Trap Maintenance | A | Purchases (Cumulative) | Achievable Technical Potential | 0 | 0 | 0 | 0 | 0 | 4.0178 | 8.0334 | 12.0253 | 16.0193 | 20.0167 | 23.9633 | 27.8991 | 31.8269 | 35.6924 | 39.5726 | 43.4158 | 47.2595 | 51.0838 | 54.8741 | 58.6688 | 62.4479 | 66.2122 | 69.9628 | 73.7007 | 77.4268 | 77.4268 | 77.4268 | 77.4268 | 77.4268 | 77.4268 | 77.4268
F1_Industrial_Food Products_Existing_Process_Natural Gas_Steam Trap Maintenance_A_Achievable Technical Potential | F1 | Industrial | Food Products | Existing | Process | Natural Gas | Steam Trap Maintenance | A | Original Unit Energy Savings (kWh or therms) | Achievable Technical Potential | 0 | 0 | 0 | 0 | 0 | 44.6416 | 44.6416 | 44.6416 | 44.6416 | 44.6416 | 44.6416 | 44.6416 | 44.6416 | 44.6416 | 44.6416 | 44.6416 | 44.6416 | 44.6416 | 44.6416 | 44.6416 | 44.6416 | 44.6416 | 44.6416 | 44.6416 | 44.6416 | 44.6416 | 44.6416 | 44.6416 | 44.6416 | 44.6416 | 44.6416
F2_Industrial_Food Products_Existing_Process_Natural Gas_Steam Trap Maintenance_A_Achievable Technical Potential | F2 | Industrial | Food Products | Existing | Process | Natural Gas | Steam Trap Maintenance | A | Original Unit Summer Peak Savings (kW) | Achievable Technical Potential | 0 | 0 | 0 | 0 | 0 | 0 | 0 | 0 | 0 | 0 | 0 | 0 | 0 | 0 | 0 | 0 | 0 | 0 | 0 | 0 | 0 | 0 | 0 | 0 | 0 | 0 | 0 | 0 | 0 | 0 | 0
F3_Industrial_Food Products_Existing_Process_Natural Gas_Steam Trap Maintenance_A_Achievable Technical Potential | F3 | Industrial | Food Products | Existing | Process | Natural Gas | Steam Trap Maintenance | A | Original Unit Winter Peak Savings (kW) | Achievable Technical Potential | 0 | 0 | 0 | 0 | 0 | 0 | 0 | 0 | 0 | 0 | 0 | 0 | 0 | 0 | 0 | 0 | 0 | 0 | 0 | 0 | 0 | 0 | 0 | 0 | 0 | 0 | 0 | 0 | 0 | 0 | 0
F4_Industrial_Food Products_Existing_Process_Natural Gas_Steam Trap Maintenance_A_Achievable Technical Potential | F4 | Industrial | Food Products | Existing | Process | Natural Gas | Steam Trap Maintenance | A | Standalone Impact on Baseline Energy (%) | Achievable Technical Potential | 0% | 0% | 0% | 0% | 0% | 0.008102% | 0.01621% | 0.02441% | 0.0325% | 0.04057% | 0.0492% | 0.05743% | 0.06565% | 0.07481% | 0.08263% | 0.09153% | 0.09962% | 0.1082% | 0.1173% | 0.1253% | 0.1339% | 0.1425% | 0.1511% | 0.1598% | 0.0016836 | 0.0016885 | 0.001693 | 0.0016971 | 0 | 0 | 0
F5_Industrial_Food Products_Existing_Process_Natural Gas_Steam Trap Maintenance_A_Achievable Technical Potential | F5 | Industrial | Food Products | Existing | Process | Natural Gas | Steam Trap Maintenance | A | Standalone Impact on Baseline Summer Peak (%) | Achievable Technical Potential | 0% | 0% | 0% | 0% | 0% | 0% | 0% | 0% | 0% | 0% | 0% | 0% | 0% | 0% | 0% | 0% | 0% | 0% | 0% | 0% | 0% | 0% | 0% | 0% | 0 | 0 | 0 | 0 | 0 | 0 | 0
F6_Industrial_Food Products_Existing_Process_Natural Gas_Steam Trap Maintenance_A_Achievable Technical Potential | F6 | Industrial | Food Products | Existing | Process | Natural Gas | Steam Trap Maintenance | A | Standalone Impact on Baseline Winter Peak (%) | Achievable Technical Potential | 0% | 0% | 0% | 0% | 0% | 0% | 0% | 0% | 0% | 0% | 0% | 0% | 0% | 0% | 0% | 0% | 0% | 0% | 0% | 0% | 0% | 0% | 0% | 0% | 0 | 0 | 0 | 0 | 0 | 0 | 0
F7_Industrial_Food Products_Existing_Process_Natural Gas_Steam Trap Maintenance_A_Achievable Technical Potential | F7 | Industrial | Food Products | Existing | Process | Natural Gas | Steam Trap Maintenance | A | Incremental Energy Savings (MWh or mTherms) | Achievable Technical Potential | 0 | 0 | 0 | 0 | 0 | 0.42768 | 0.42744 | 0.42492 | 0.42515 | 0.4255 | 0.4201 | 0.41895 | 0.4181 | 0.41146 | 0.41303 | 0.40909 | 0.40914 | 0.40709 | 0.40345 | 0.40393 | 0.40226 | 0.4007 | 0.39924 | 0.39788 | 0.39663 | 0 | 0 | 0 | 0 | 0 | 0
F8_Industrial_Food Products_Existing_Process_Natural Gas_Steam Trap Maintenance_A_Achievable Technical Potential | F8 | Industrial | Food Products | Existing | Process | Natural Gas | Steam Trap Maintenance | A | Incremental Summer Peak Savings (MW) | Achievable Technical Potential | 0 | 0 | 0 | 0 | 0 | 0 | 0 | 0 | 0 | 0 | 0 | 0 | 0 | 0 | 0 | 0 | 0 | 0 | 0 | 0 | 0 | 0 | 0 | 0 | 0 | 0 | 0 | 0 | 0 | 0 | 0
F9_Industrial_Food Products_Existing_Process_Natural Gas_Steam Trap Maintenance_A_Achievable Technical Potential | F9 | Industrial | Food Products | Existing | Process | Natural Gas | Steam Trap Maintenance | A | Incremental Winter Peak Savings (MW) | Achievable Technical Potential | 0 | 0 | 0 | 0 | 0 | 0 | 0 | 0 | 0 | 0 | 0 | 0 | 0 | 0 | 0 | 0 | 0 | 0 | 0 | 0 | 0 | 0 | 0 | 0 | 0 | 0 | 0 | 0 | 0 | 0 | 0
F10_Industrial_Food Products_Existing_Process_Natural Gas_Steam Trap Maintenance_A_Achievable Technical Potential | F10 | Industrial | Food Products | Existing | Process | Natural Gas | Steam Trap Maintenance | A | Cumulative Energy Savings (MWh or mTherms) | Achievable Technical Potential | 0 | 0 | 0 | 0 | 0 | 0.42768 | 0.85512 | 1.28 | 1.7052 | 2.1307 | 2.5508 | 2.9697 | 3.3878 | 3.7993 | 4.2123 | 4.6214 | 5.0306 | 5.4376 | 5.8411 | 6.245 | 6.6473 | 7.048 | 7.4472 | 7.8451 | 8.2417 | 8.2417 | 8.2417 | 8.2417 | 8.2417 | 8.2417 | 8.2417
F11_Industrial_Food Products_Existing_Process_Natural Gas_Steam Trap Maintenance_A_Achievable Technical Potential | F11 | Industrial | Food Products | Existing | Process | Natural Gas | Steam Trap Maintenance | A | Cumulative Summer Peak Savings (MW) | Achievable Technical Potential | 0 | 0 | 0 | 0 | 0 | 0 | 0 | 0 | 0 | 0 | 0 | 0 | 0 | 0 | 0 | 0 | 0 | 0 | 0 | 0 | 0 | 0 | 0 | 0 | 0 | 0 | 0 | 0 | 0 | 0 | 0
F12_Industrial_Food Products_Existing_Process_Natural Gas_Steam Trap Maintenance_A_Achievable Technical Potential | F12 | Industrial | Food Products | Existing | Process | Natural Gas | Steam Trap Maintenance | A | Cumulative Winter Peak Savings (MW) | Achievable Technical Potential | 0 | 0 | 0 | 0 | 0 | 0 | 0 | 0 | 0 | 0 | 0 | 0 | 0 | 0 | 0 | 0 | 0 | 0 | 0 | 0 | 0 | 0 | 0 | 0 | 0 | 0 | 0 | 0 | 0 | 0 | 0
F13_Industrial_Food Products_Existing_Process_Natural Gas_Steam Trap Maintenance_A_Achievable Technical Potential | F13 | Industrial | Food Products | Existing | Process | Natural Gas | Steam Trap Maintenance | A | Purchases (Incremental) | Achievable Technical Potential | 0 | 0 | 0 | 0 | 0 | 9.5802 | 9.5749 | 9.5185 | 9.5236 | 9.5315 | 9.4105 | 9.3847 | 9.3657 | 9.217 | 9.2521 | 9.1639 | 9.1651 | 9.119 | 9.0376 | 9.0483 | 9.0109 | 8.9759 | 8.9432 | 8.9128 | 8.8847 | 0 | 0 | 0 | 0 | 0 | 0
F14_Industrial_Food Products_Existing_Process_Natural Gas_Steam Trap Maintenance_A_Achievable Technical Potential | F14 | Industrial | Food Products | Existing | Process | Natural Gas | Steam Trap Maintenance | A | Purchases (Cumulative) | Achievable Technical Potential | 0 | 0 | 0 | 0 | 0 | 9.5802 | 19.1551 | 28.6736 | 38.1972 | 47.7287 | 57.1392 | 66.5239 | 75.8896 | 85.1066 | 94.3587 | 103.5226 | 112.6877 | 121.8067 | 130.8444 | 139.8927 | 148.9036 | 157.8795 | 166.8227 | 175.7355 | 184.6201 | 184.6201 | 184.6201 | 184.6201 | 184.6201 | 184.6201 | 184.6201
F1_Industrial_Food Products_Existing_Space Heating_Natural Gas_Gas Boiler - High Turndown_A_Achievable Technical Potential | F1 | Industrial | Food Products | Existing | Space Heating | Natural Gas | Gas Boiler - High Turndown | A | Original Unit Energy Savings (kWh or therms) | Achievable Technical Potential | 0 | 0 | 0 | 0 | 0 | 1.2826 | 1.2739 | 1.2653 | 1.2566 | 1.248 | 1.2395 | 1.2312 | 1.223 | 1.2148 | 1.2062 | 1.1983 | 1.1905 | 1.1828 | 1.1752 | 1.1676 | 1.1602 | 1.1526 | 1.1452 | 1.1381 | 1.1309 | 1.1243 | 1.1183 | 1.1129 | 1.1079 | 1.1033 | 1.0992
F2_Industrial_Food Products_Existing_Space Heating_Natural Gas_Gas Boiler - High Turndown_A_Achievable Technical Potential | F2 | Industrial | Food Products | Existing | Space Heating | Natural Gas | Gas Boiler - High Turndown | A | Original Unit Summer Peak Savings (kW) | Achievable Technical Potential | 0 | 0 | 0 | 0 | 0 | 0 | 0 | 0 | 0 | 0 | 0 | 0 | 0 | 0 | 0 | 0 | 0 | 0 | 0 | 0 | 0 | 0 | 0 | 0 | 0 | 0 | 0 | 0 | 0 | 0 | 0
F3_Industrial_Food Products_Existing_Space Heating_Natural Gas_Gas Boiler - High Turndown_A_Achievable Technical Potential | F3 | Industrial | Food Products | Existing | Space Heating | Natural Gas | Gas Boiler - High Turndown | A | Original Unit Winter Peak Savings (kW) | Achievable Technical Potential | 0 | 0 | 0 | 0 | 0 | 0 | 0 | 0 | 0 | 0 | 0 | 0 | 0 | 0 | 0 | 0 | 0 | 0 | 0 | 0 | 0 | 0 | 0 | 0 | 0 | 0 | 0 | 0 | 0 | 0 | 0
F4_Industrial_Food Products_Existing_Space Heating_Natural Gas_Gas Boiler - High Turndown_A_Achievable Technical Potential | F4 | Industrial | Food Products | Existing | Space Heating | Natural Gas | Gas Boiler - High Turndown | A | Standalone Impact on Baseline Energy (%) | Achievable Technical Potential | 0% | 0% | 0% | 0% | 0% | 0.004227% | 0.00844% | 0.0127% | 0.0169% | 0.0211% | 0.02517% | 0.02829% | 0.03079% | 0.03325% | 0.0347% | 0.03631% | 0.03733% | 0.03834% | 0.03932% | 0.03978% | 0.04034% | 0.04048% | 0.04059% | 0.04069% | 0.00040772 | 0.00040847 | 0.00040917 | 0.00040983 | 0 | 0 | 0
F5_Industrial_Food Products_Existing_Space Heating_Natural Gas_Gas Boiler - High Turndown_A_Achievable Technical Potential | F5 | Industrial | Food Products | Existing | Space Heating | Natural Gas | Gas Boiler - High Turndown | A | Standalone Impact on Baseline Summer Peak (%) | Achievable Technical Potential | 0% | 0% | 0% | 0% | 0% | 0% | 0% | 0% | 0% | 0% | 0% | 0% | 0% | 0% | 0% | 0% | 0% | 0% | 0% | 0% | 0% | 0% | 0% | 0% | 0 | 0 | 0 | 0 | 0 | 0 | 0
F6_Industrial_Food Products_Existing_Space Heating_Natural Gas_Gas Boiler - High Turndown_A_Achievable Technical Potential | F6 | Industrial | Food Products | Existing | Space Heating | Natural Gas | Gas Boiler - High Turndown | A | Standalone Impact on Baseline Winter Peak (%) | Achievable Technical Potential | 0% | 0% | 0% | 0% | 0% | 0% | 0% | 0% | 0% | 0% | 0% | 0% | 0% | 0% | 0% | 0% | 0% | 0% | 0% | 0% | 0% | 0% | 0% | 0% | 0 | 0 | 0 | 0 | 0 | 0 | 0
F7_Industrial_Food Products_Existing_Space Heating_Natural Gas_Gas Boiler - High Turndown_A_Achievable Technical Potential | F7 | Industrial | Food Products | Existing | Space Heating | Natural Gas | Gas Boiler - High Turndown | A | Incremental Energy Savings (MWh or mTherms) | Achievable Technical Potential | 0 | 0 | 0 | 0 | 0 | 0.014091 | 0.013988 | 0.013811 | 0.013724 | 0.01364 | 0.012039 | 0.0095402 | 0.0075657 | 0.0059167 | 0.0047177 | 0.0037137 | 0.0029519 | 0.0023345 | 0.001839 | 0.0014634 | 0.0011586 | 7.8199e-06 | 2.7648e-06 | 9.3349e-07 | 3.0152e-07 | 2.5407e-07 | 2.5204e-07 | 2.502e-07 | 2.4854e-07 | 2.4704e-07 | 2.4569e-07
F8_Industrial_Food Products_Existing_Space Heating_Natural Gas_Gas Boiler - High Turndown_A_Achievable Technical Potential | F8 | Industrial | Food Products | Existing | Space Heating | Natural Gas | Gas Boiler - High Turndown | A | Incremental Summer Peak Savings (MW) | Achievable Technical Potential | 0 | 0 | 0 | 0 | 0 | 0 | 0 | 0 | 0 | 0 | 0 | 0 | 0 | 0 | 0 | 0 | 0 | 0 | 0 | 0 | 0 | 0 | 0 | 0 | 0 | 0 | 0 | 0 | 0 | 0 | 0
F9_Industrial_Food Products_Existing_Space Heating_Natural Gas_Gas Boiler - High Turndown_A_Achievable Technical Potential | F9 | Industrial | Food Products | Existing | Space Heating | Natural Gas | Gas Boiler - High Turndown | A | Incremental Winter Peak Savings (MW) | Achievable Technical Potential | 0 | 0 | 0 | 0 | 0 | 0 | 0 | 0 | 0 | 0 | 0 | 0 | 0 | 0 | 0 | 0 | 0 | 0 | 0 | 0 | 0 | 0 | 0 | 0 | 0 | 0 | 0 | 0 | 0 | 0 | 0
F10_Industrial_Food Products_Existing_Space Heating_Natural Gas_Gas Boiler - High Turndown_A_Achievable Technical Potential | F10 | Industrial | Food Products | Existing | Space Heating | Natural Gas | Gas Boiler - High Turndown | A | Cumulative Energy Savings (MWh or mTherms) | Achievable Technical Potential | 0 | 0 | 0 | 0 | 0 | 0.014091 | 0.027983 | 0.041605 | 0.055043 | 0.068304 | 0.079882 | 0.088886 | 0.095856 | 0.10113 | 0.10513 | 0.10816 | 0.1104 | 0.11202 | 0.11315 | 0.11388 | 0.11432 | 0.11357 | 0.11285 | 0.11215 | 0.11144 | 0.11079 | 0.1102 | 0.10967 | 0.10917 | 0.10873 | 0.10832
F11_Industrial_Food Products_Existing_Space Heating_Natural Gas_Gas Boiler - High Turndown_A_Achievable Technical Potential | F11 | Industrial | Food Products | Existing | Space Heating | Natural Gas | Gas Boiler - High Turndown | A | Cumulative Summer Peak Savings (MW) | Achievable Technical Potential | 0 | 0 | 0 | 0 | 0 | 0 | 0 | 0 | 0 | 0 | 0 | 0 | 0 | 0 | 0 | 0 | 0 | 0 | 0 | 0 | 0 | 0 | 0 | 0 | 0 | 0 | 0 | 0 | 0 | 0 | 0
F12_Industrial_Food Products_Existing_Space Heating_Natural Gas_Gas Boiler - High Turndown_A_Achievable Technical Potential | F12 | Industrial | Food Products | Existing | Space Heating | Natural Gas | Gas Boiler - High Turndown | A | Cumulative Winter Peak Savings (MW) | Achievable Technical Potential | 0 | 0 | 0 | 0 | 0 | 0 | 0 | 0 | 0 | 0 | 0 | 0 | 0 | 0 | 0 | 0 | 0 | 0 | 0 | 0 | 0 | 0 | 0 | 0 | 0 | 0 | 0 | 0 | 0 | 0 | 0
F13_Industrial_Food Products_Existing_Space Heating_Natural Gas_Gas Boiler - High Turndown_A_Achievable Technical Potential | F13 | Industrial | Food Products | Existing | Space Heating | Natural Gas | Gas Boiler - High Turndown | A | Purchases (Incremental) | Achievable Technical Potential | 0 | 0 | 0 | 0 | 0 | 10.9861 | 10.9801 | 10.9153 | 10.9212 | 10.9302 | 9.7123 | 7.7486 | 6.1863 | 4.8704 | 3.9112 | 3.0991 | 2.4796 | 1.9737 | 1.5649 | 1.2534 | 0.99858 | 0.0067846 | 0.0024142 | 0.00082024 | 0.00026662 | 0.00022597 | 0.00022537 | 0.00022482 | 0.00022433 | 0.0002239 | 0.00022352
F14_Industrial_Food Products_Existing_Space Heating_Natural Gas_Gas Boiler - High Turndown_A_Achievable Technical Potential | F14 | Industrial | Food Products | Existing | Space Heating | Natural Gas | Gas Boiler - High Turndown | A | Purchases (Cumulative) | Achievable Technical Potential | 0 | 0 | 0 | 0 | 0 | 10.9861 | 21.9662 | 32.8815 | 43.8027 | 54.7329 | 64.4452 | 72.1938 | 78.3801 | 83.2506 | 87.1618 | 90.261 | 92.7406 | 94.7143 | 96.2792 | 97.5326 | 98.5312 | 98.538 | 98.5404 | 98.5412 | 98.5415 | 98.5417 | 98.5419 | 98.5422 | 98.5424 | 98.5426 | 98.5428
F1_Industrial_Food Products_Existing_Process_Natural Gas_Gas Boiler - High Turndown_A_Achievable Technical Potential | F1 | Industrial | Food Products | Existing | Process | Natural Gas | Gas Boiler - High Turndown | A | Original Unit Energy Savings (kWh or therms) | Achievable Technical Potential | 0 | 0 | 0 | 0 | 0 | 47.3863 | 47.3863 | 47.3863 | 47.3863 | 47.3863 | 47.3863 | 47.3863 | 47.3863 | 47.3863 | 47.3863 | 47.3863 | 47.3863 | 47.3863 | 47.3863 | 47.3863 | 47.3863 | 47.3863 | 47.3863 | 47.3863 | 47.3863 | 47.3863 | 47.3863 | 47.3863 | 47.3863 | 47.3863 | 47.3863
F2_Industrial_Food Products_Existing_Process_Natural Gas_Gas Boiler - High Turndown_A_Achievable Technical Potential | F2 | Industrial | Food Products | Existing | Process | Natural Gas | Gas Boiler - High Turndown | A | Original Unit Summer Peak Savings (kW) | Achievable Technical Potential | 0 | 0 | 0 | 0 | 0 | 0 | 0 | 0 | 0 | 0 | 0 | 0 | 0 | 0 | 0 | 0 | 0 | 0 | 0 | 0 | 0 | 0 | 0 | 0 | 0 | 0 | 0 | 0 | 0 | 0 | 0
F3_Industrial_Food Products_Existing_Process_Natural Gas_Gas Boiler - High Turndown_A_Achievable Technical Potential | F3 | Industrial | Food Products | Existing | Process | Natural Gas | Gas Boiler - High Turndown | A | Original Unit Winter Peak Savings (kW) | Achievable Technical Potential | 0 | 0 | 0 | 0 | 0 | 0 | 0 | 0 | 0 | 0 | 0 | 0 | 0 | 0 | 0 | 0 | 0 | 0 | 0 | 0 | 0 | 0 | 0 | 0 | 0 | 0 | 0 | 0 | 0 | 0 | 0
F4_Industrial_Food Products_Existing_Process_Natural Gas_Gas Boiler - High Turndown_A_Achievable Technical Potential | F4 | Industrial | Food Products | Existing | Process | Natural Gas | Gas Boiler - High Turndown | A | Standalone Impact on Baseline Energy (%) | Achievable Technical Potential | 0% | 0% | 0% | 0% | 0% | 0.02352% | 0.04705% | 0.07084% | 0.09432% | 0.1178% | 0.1404% | 0.1578% | 0.1716% | 0.1852% | 0.1932% | 0.202% | 0.2075% | 0.213% | 0.2185% | 0.221% | 0.2242% | 0.2251% | 0.226% | 0.2267% | 0.0022745 | 0.0022811 | 0.0022872 | 0.0022928 | 0 | 0 | 0
F5_Industrial_Food Products_Existing_Process_Natural Gas_Gas Boiler - High Turndown_A_Achievable Technical Potential | F5 | Industrial | Food Products | Existing | Process | Natural Gas | Gas Boiler - High Turndown | A | Standalone Impact on Baseline Summer Peak (%) | Achievable Technical Potential | 0% | 0% | 0% | 0% | 0% | 0% | 0% | 0% | 0% | 0% | 0% | 0% | 0% | 0% | 0% | 0% | 0% | 0% | 0% | 0% | 0% | 0% | 0% | 0% | 0 | 0 | 0 | 0 | 0 | 0 | 0
F6_Industrial_Food Products_Existing_Process_Natural Gas_Gas Boiler - High Turndown_A_Achievable Technical Potential | F6 | Industrial | Food Products | Existing | Process | Natural Gas | Gas Boiler - High Turndown | A | Standalone Impact on Baseline Winter Peak (%) | Achievable Technical Potential | 0% | 0% | 0% | 0% | 0% | 0% | 0% | 0% | 0% | 0% | 0% | 0% | 0% | 0% | 0% | 0% | 0% | 0% | 0% | 0% | 0% | 0% | 0% | 0% | 0 | 0 | 0 | 0 | 0 | 0 | 0
F7_Industrial_Food Products_Existing_Process_Natural Gas_Gas Boiler - High Turndown_A_Achievable Technical Potential | F7 | Industrial | Food Products | Existing | Process | Natural Gas | Gas Boiler - High Turndown | A | Incremental Energy Savings (MWh or mTherms) | Achievable Technical Potential | 0 | 0 | 0 | 0 | 0 | 1.2413 | 1.2406 | 1.2333 | 1.234 | 1.235 | 1.0974 | 0.87552 | 0.69899 | 0.55031 | 0.44193 | 0.35017 | 0.28017 | 0.22301 | 0.17682 | 0.14162 | 0.11283 | 0.00076659 | 0.00027278 | 9.2678e-05 | 3.0126e-05 | 2.5533e-05 | 2.5464e-05 | 2.5403e-05 | 2.5347e-05 | 2.5298e-05 | 2.5255e-05
F8_Industrial_Food Products_Existing_Process_Natural Gas_Gas Boiler - High Turndown_A_Achievable Technical Potential | F8 | Industrial | Food Products | Existing | Process | Natural Gas | Gas Boiler - High Turndown | A | Incremental Summer Peak Savings (MW) | Achievable Technical Potential | 0 | 0 | 0 | 0 | 0 | 0 | 0 | 0 | 0 | 0 | 0 | 0 | 0 | 0 | 0 | 0 | 0 | 0 | 0 | 0 | 0 | 0 | 0 | 0 | 0 | 0 | 0 | 0 | 0 | 0 | 0
F9_Industrial_Food Products_Existing_Process_Natural Gas_Gas Boiler - High Turndown_A_Achievable Technical Potential | F9 | Industrial | Food Products | Existing | Process | Natural Gas | Gas Boiler - High Turndown | A | Incremental Winter Peak Savings (MW) | Achievable Technical Potential | 0 | 0 | 0 | 0 | 0 | 0 | 0 | 0 | 0 | 0 | 0 | 0 | 0 | 0 | 0 | 0 | 0 | 0 | 0 | 0 | 0 | 0 | 0 | 0 | 0 | 0 | 0 | 0 | 0 | 0 | 0
F10_Industrial_Food Products_Existing_Process_Natural Gas_Gas Boiler - High Turndown_A_Achievable Technical Potential | F10 | Industrial | Food Products | Existing | Process | Natural Gas | Gas Boiler - High Turndown | A | Cumulative Energy Savings (MWh or mTherms) | Achievable Technical Potential | 0 | 0 | 0 | 0 | 0 | 1.2413 | 2.482 | 3.7153 | 4.9493 | 6.1843 | 7.2817 | 8.1572 | 8.8562 | 9.4065 | 9.8484 | 10.1986 | 10.4788 | 10.7018 | 10.8786 | 11.0202 | 11.1331 | 11.1338 | 11.1341 | 11.1342 | 11.1342 | 11.1342 | 11.1343 | 11.1343 | 11.1343 | 11.1343 | 11.1344
F11_Industrial_Food Products_Existing_Process_Natural Gas_Gas Boiler - High Turndown_A_Achievable Technical Potential | F11 | Industrial | Food Products | Existing | Process | Natural Gas | Gas Boiler - High Turndown | A | Cumulative Summer Peak Savings (MW) | Achievable Technical Potential | 0 | 0 | 0 | 0 | 0 | 0 | 0 | 0 | 0 | 0 | 0 | 0 | 0 | 0 | 0 | 0 | 0 | 0 | 0 | 0 | 0 | 0 | 0 | 0 | 0 | 0 | 0 | 0 | 0 | 0 | 0
F12_Industrial_Food Products_Existing_Process_Natural Gas_Gas Boiler - High Turndown_A_Achievable Technical Potential | F12 | Industrial | Food Products | Existing | Process | Natural Gas | Gas Boiler - High Turndown | A | Cumulative Winter Peak Savings (MW) | Achievable Technical Potential | 0 | 0 | 0 | 0 | 0 | 0 | 0 | 0 | 0 | 0 | 0 | 0 | 0 | 0 | 0 | 0 | 0 | 0 | 0 | 0 | 0 | 0 | 0 | 0 | 0 | 0 | 0 | 0 | 0 | 0 | 0
F13_Industrial_Food Products_Existing_Process_Natural Gas_Gas Boiler - High Turndown_A_Achievable Technical Potential | F13 | Industrial | Food Products | Existing | Process | Natural Gas | Gas Boiler - High Turndown | A | Purchases (Incremental) | Achievable Technical Potential | 0 | 0 | 0 | 0 | 0 | 26.1958 | 26.1814 | 26.027 | 26.041 | 26.0626 | 23.1585 | 18.4761 | 14.7509 | 11.6133 | 9.3261 | 7.3898 | 5.9126 | 4.7063 | 3.7314 | 2.9887 | 2.381 | 0.016177 | 0.0057566 | 0.0019558 | 0.00063575 | 0.00053882 | 0.00053738 | 0.00053608 | 0.00053491 | 0.00053387 | 0.00053296
F14_Industrial_Food Products_Existing_Process_Natural Gas_Gas Boiler - High Turndown_A_Achievable Technical Potential | F14 | Industrial | Food Products | Existing | Process | Natural Gas | Gas Boiler - High Turndown | A | Purchases (Cumulative) | Achievable Technical Potential | 0 | 0 | 0 | 0 | 0 | 26.1958 | 52.3771 | 78.4041 | 104.4452 | 130.5077 | 153.6662 | 172.1423 | 186.8932 | 198.5066 | 207.8327 | 215.2224 | 221.135 | 225.8413 | 229.5727 | 232.5614 | 234.9424 | 234.9586 | 234.9643 | 234.9663 | 234.9669 | 234.9675 | 234.968 | 234.9685 | 234.9691 | 234.9696 | 234.9701
F1_Industrial_Food Products_Existing_Space Heating_Natural Gas_Gas Boiler - Burner Control Optimization_A_Achievable Technical Potential | F1 | Industrial | Food Products | Existing | Space Heating | Natural Gas | Gas Boiler - Burner Control Optimization | A | Original Unit Energy Savings (kWh or therms) | Achievable Technical Potential | 0 | 0 | 0 | 0 | 0 | 0.37196 | 0.36944 | 0.36693 | 0.36442 | 0.36191 | 0.35947 | 0.35705 | 0.35466 | 0.3523 | 0.3498 | 0.3475 | 0.34523 | 0.343 | 0.3408 | 0.3386 | 0.33647 | 0.33425 | 0.33212 | 0.33004 | 0.32796 | 0.32606 | 0.32432 | 0.32274 | 0.32129 | 0.31997 | 0.31877
F2_Industrial_Food Products_Existing_Space Heating_Natural Gas_Gas Boiler - Burner Control Optimization_A_Achievable Technical Potential | F2 | Industrial | Food Products | Existing | Space Heating | Natural Gas | Gas Boiler - Burner Control Optimization | A | Original Unit Summer Peak Savings (kW) | Achievable Technical Potential | 0 | 0 | 0 | 0 | 0 | 0 | 0 | 0 | 0 | 0 | 0 | 0 | 0 | 0 | 0 | 0 | 0 | 0 | 0 | 0 | 0 | 0 | 0 | 0 | 0 | 0 | 0 | 0 | 0 | 0 | 0
F3_Industrial_Food Products_Existing_Space Heating_Natural Gas_Gas Boiler - Burner Control Optimization_A_Achievable Technical Potential | F3 | Industrial | Food Products | Existing | Space Heating | Natural Gas | Gas Boiler - Burner Control Optimization | A | Original Unit Winter Peak Savings (kW) | Achievable Technical Potential | 0 | 0 | 0 | 0 | 0 | 0 | 0 | 0 | 0 | 0 | 0 | 0 | 0 | 0 | 0 | 0 | 0 | 0 | 0 | 0 | 0 | 0 | 0 | 0 | 0 | 0 | 0 | 0 | 0 | 0 | 0
F4_Industrial_Food Products_Existing_Space Heating_Natural Gas_Gas Boiler - Burner Control Optimization_A_Achievable Technical Potential | F4 | Industrial | Food Products | Existing | Space Heating | Natural Gas | Gas Boiler - Burner Control Optimization | A | Standalone Impact on Baseline Energy (%) | Achievable Technical Potential | 0% | 0% | 0% | 0% | 0% | 0.0003306% | 0.000849% | 0.00189% | 0.003702% | 0.00652% | 0.01056% | 0.01562% | 0.02153% | 0.02822% | 0.03446% | 0.04074% | 0.04594% | 0.05046% | 0.05423% | 0.0566% | 0.05853% | 0.05987% | 0.06076% | 0.06135% | 0.00061767 | 0.00061879 | 0.00061986 | 0.00062085 | 0 | 0 | 0
F5_Industrial_Food Products_Existing_Space Heating_Natural Gas_Gas Boiler - Burner Control Optimization_A_Achievable Technical Potential | F5 | Industrial | Food Products | Existing | Space Heating | Natural Gas | Gas Boiler - Burner Control Optimization | A | Standalone Impact on Baseline Summer Peak (%) | Achievable Technical Potential | 0% | 0% | 0% | 0% | 0% | 0% | 0% | 0% | 0% | 0% | 0% | 0% | 0% | 0% | 0% | 0% | 0% | 0% | 0% | 0% | 0% | 0% | 0% | 0% | 0 | 0 | 0 | 0 | 0 | 0 | 0
F6_Industrial_Food Products_Existing_Space Heating_Natural Gas_Gas Boiler - Burner Control Optimization_A_Achievable Technical Potential | F6 | Industrial | Food Products | Existing | Space Heating | Natural Gas | Gas Boiler - Burner Control Optimization | A | Standalone Impact on Baseline Winter Peak (%) | Achievable Technical Potential | 0% | 0% | 0% | 0% | 0% | 0% | 0% | 0% | 0% | 0% | 0% | 0% | 0% | 0% | 0% | 0% | 0% | 0% | 0% | 0% | 0% | 0% | 0% | 0% | 0 | 0 | 0 | 0 | 0 | 0 | 0
F7_Industrial_Food Products_Existing_Space Heating_Natural Gas_Gas Boiler - Burner Control Optimization_A_Achievable Technical Potential | F7 | Industrial | Food Products | Existing | Space Heating | Natural Gas | Gas Boiler - Burner Control Optimization | A | Incremental Energy Savings (MWh or mTherms) | Achievable Technical Potential | 0 | 0 | 0 | 0 | 0 | 0.0011023 | 0.0017201 | 0.0033966 | 0.0059065 | 0.0091322 | 0.012538 | 0.015806 | 0.01828 | 0.019245 | 0.019181 | 0.017615 | 0.015315 | 0.012467 | 0.0095488 | 0.0069987 | 0.0048482 | 0.0031984 | 0.0020149 | 0.0012147 | 0.00081467 | 0 | 0 | 0 | 0 | 0 | 0
F8_Industrial_Food Products_Existing_Space Heating_Natural Gas_Gas Boiler - Burner Control Optimization_A_Achievable Technical Potential | F8 | Industrial | Food Products | Existing | Space Heating | Natural Gas | Gas Boiler - Burner Control Optimization | A | Incremental Summer Peak Savings (MW) | Achievable Technical Potential | 0 | 0 | 0 | 0 | 0 | 0 | 0 | 0 | 0 | 0 | 0 | 0 | 0 | 0 | 0 | 0 | 0 | 0 | 0 | 0 | 0 | 0 | 0 | 0 | 0 | 0 | 0 | 0 | 0 | 0 | 0
F9_Industrial_Food Products_Existing_Space Heating_Natural Gas_Gas Boiler - Burner Control Optimization_A_Achievable Technical Potential | F9 | Industrial | Food Products | Existing | Space Heating | Natural Gas | Gas Boiler - Burner Control Optimization | A | Incremental Winter Peak Savings (MW) | Achievable Technical Potential | 0 | 0 | 0 | 0 | 0 | 0 | 0 | 0 | 0 | 0 | 0 | 0 | 0 | 0 | 0 | 0 | 0 | 0 | 0 | 0 | 0 | 0 | 0 | 0 | 0 | 0 | 0 | 0 | 0 | 0 | 0
F10_Industrial_Food Products_Existing_Space Heating_Natural Gas_Gas Boiler - Burner Control Optimization_A_Achievable Technical Potential | F10 | Industrial | Food Products | Existing | Space Heating | Natural Gas | Gas Boiler - Burner Control Optimization | A | Cumulative Energy Savings (MWh or mTherms) | Achievable Technical Potential | 0 | 0 | 0 | 0 | 0 | 0.0011023 | 0.0028149 | 0.0061925 | 0.012057 | 0.021106 | 0.033501 | 0.049082 | 0.067034 | 0.085832 | 0.1044 | 0.12133 | 0.13586 | 0.14745 | 0.15605 | 0.16204 | 0.16587 | 0.16797 | 0.16891 | 0.16908 | 0.16882 | 0.16784 | 0.16695 | 0.16613 | 0.16539 | 0.16471 | 0.16409
F11_Industrial_Food Products_Existing_Space Heating_Natural Gas_Gas Boiler - Burner Control Optimization_A_Achievable Technical Potential | F11 | Industrial | Food Products | Existing | Space Heating | Natural Gas | Gas Boiler - Burner Control Optimization | A | Cumulative Summer Peak Savings (MW) | Achievable Technical Potential | 0 | 0 | 0 | 0 | 0 | 0 | 0 | 0 | 0 | 0 | 0 | 0 | 0 | 0 | 0 | 0 | 0 | 0 | 0 | 0 | 0 | 0 | 0 | 0 | 0 | 0 | 0 | 0 | 0 | 0 | 0
F12_Industrial_Food Products_Existing_Space Heating_Natural Gas_Gas Boiler - Burner Control Optimization_A_Achievable Technical Potential | F12 | Industrial | Food Products | Existing | Space Heating | Natural Gas | Gas Boiler - Burner Control Optimization | A | Cumulative Winter Peak Savings (MW) | Achievable Technical Potential | 0 | 0 | 0 | 0 | 0 | 0 | 0 | 0 | 0 | 0 | 0 | 0 | 0 | 0 | 0 | 0 | 0 | 0 | 0 | 0 | 0 | 0 | 0 | 0 | 0 | 0 | 0 | 0 | 0 | 0 | 0
F13_Industrial_Food Products_Existing_Space Heating_Natural Gas_Gas Boiler - Burner Control Optimization_A_Achievable Technical Potential | F13 | Industrial | Food Products | Existing | Space Heating | Natural Gas | Gas Boiler - Burner Control Optimization | A | Purchases (Incremental) | Achievable Technical Potential | 0 | 0 | 0 | 0 | 0 | 2.9635 | 4.6559 | 9.2568 | 16.2082 | 25.2336 | 34.8784 | 44.2694 | 51.5427 | 54.6261 | 54.8347 | 50.691 | 44.3603 | 36.3482 | 28.0186 | 20.6698 | 14.409 | 9.5686 | 6.0669 | 3.6804 | 2.4841 | 0 | 0 | 0 | 0 | 0 | 0
F14_Industrial_Food Products_Existing_Space Heating_Natural Gas_Gas Boiler - Burner Control Optimization_A_Achievable Technical Potential | F14 | Industrial | Food Products | Existing | Space Heating | Natural Gas | Gas Boiler - Burner Control Optimization | A | Purchases (Cumulative) | Achievable Technical Potential | 0 | 0 | 0 | 0 | 0 | 2.9635 | 7.6194 | 16.8762 | 33.0844 | 58.318 | 93.1963 | 137.4657 | 189.0084 | 243.6345 | 298.4692 | 349.1601 | 393.5205 | 429.8687 | 457.8873 | 478.5571 | 492.9661 | 502.5347 | 508.6017 | 512.282 | 514.7661 | 514.7661 | 514.7661 | 514.7661 | 514.7661 | 514.7661 | 514.7661
F1_Industrial_Food Products_Existing_Process_Natural Gas_Gas Boiler - Burner Control Optimization_A_Achievable Technical Potential | F1 | Industrial | Food Products | Existing | Process | Natural Gas | Gas Boiler - Burner Control Optimization | A | Original Unit Energy Savings (kWh or therms) | Achievable Technical Potential | 0 | 0 | 0 | 0 | 0 | 13.742 | 13.742 | 13.742 | 13.742 | 13.742 | 13.742 | 13.742 | 13.742 | 13.742 | 13.742 | 13.742 | 13.742 | 13.742 | 13.742 | 13.742 | 13.742 | 13.742 | 13.742 | 13.742 | 13.742 | 13.742 | 13.742 | 13.742 | 13.742 | 13.742 | 13.742
F2_Industrial_Food Products_Existing_Process_Natural Gas_Gas Boiler - Burner Control Optimization_A_Achievable Technical Potential | F2 | Industrial | Food Products | Existing | Process | Natural Gas | Gas Boiler - Burner Control Optimization | A | Original Unit Summer Peak Savings (kW) | Achievable Technical Potential | 0 | 0 | 0 | 0 | 0 | 0 | 0 | 0 | 0 | 0 | 0 | 0 | 0 | 0 | 0 | 0 | 0 | 0 | 0 | 0 | 0 | 0 | 0 | 0 | 0 | 0 | 0 | 0 | 0 | 0 | 0
F3_Industrial_Food Products_Existing_Process_Natural Gas_Gas Boiler - Burner Control Optimization_A_Achievable Technical Potential | F3 | Industrial | Food Products | Existing | Process | Natural Gas | Gas Boiler - Burner Control Optimization | A | Original Unit Winter Peak Savings (kW) | Achievable Technical Potential | 0 | 0 | 0 | 0 | 0 | 0 | 0 | 0 | 0 | 0 | 0 | 0 | 0 | 0 | 0 | 0 | 0 | 0 | 0 | 0 | 0 | 0 | 0 | 0 | 0 | 0 | 0 | 0 | 0 | 0 | 0
F4_Industrial_Food Products_Existing_Process_Natural Gas_Gas Boiler - Burner Control Optimization_A_Achievable Technical Potential | F4 | Industrial | Food Products | Existing | Process | Natural Gas | Gas Boiler - Burner Control Optimization | A | Standalone Impact on Baseline Energy (%) | Achievable Technical Potential | 0% | 0% | 0% | 0% | 0% | 0.00184% | 0.004732% | 0.01054% | 0.02066% | 0.03639% | 0.0589% | 0.08711% | 0.12% | 0.1572% | 0.1918% | 0.2266% | 0.2553% | 0.2803% | 0.3013% | 0.3145% | 0.3253% | 0.333% | 0.3382% | 0.3418% | 0.0034456 | 0.0034557 | 0.0034649 | 0.0034733 | 0 | 0 | 0
F5_Industrial_Food Products_Existing_Process_Natural Gas_Gas Boiler - Burner Control Optimization_A_Achievable Technical Potential | F5 | Industrial | Food Products | Existing | Process | Natural Gas | Gas Boiler - Burner Control Optimization | A | Standalone Impact on Baseline Summer Peak (%) | Achievable Technical Potential | 0% | 0% | 0% | 0% | 0% | 0% | 0% | 0% | 0% | 0% | 0% | 0% | 0% | 0% | 0% | 0% | 0% | 0% | 0% | 0% | 0% | 0% | 0% | 0% | 0 | 0 | 0 | 0 | 0 | 0 | 0
F6_Industrial_Food Products_Existing_Process_Natural Gas_Gas Boiler - Burner Control Optimization_A_Achievable Technical Potential | F6 | Industrial | Food Products | Existing | Process | Natural Gas | Gas Boiler - Burner Control Optimization | A | Standalone Impact on Baseline Winter Peak (%) | Achievable Technical Potential | 0% | 0% | 0% | 0% | 0% | 0% | 0% | 0% | 0% | 0% | 0% | 0% | 0% | 0% | 0% | 0% | 0% | 0% | 0% | 0% | 0% | 0% | 0% | 0% | 0 | 0 | 0 | 0 | 0 | 0 | 0
F7_Industrial_Food Products_Existing_Process_Natural Gas_Gas Boiler - Burner Control Optimization_A_Achievable Technical Potential | F7 | Industrial | Food Products | Existing | Process | Natural Gas | Gas Boiler - Burner Control Optimization | A | Incremental Energy Savings (MWh or mTherms) | Achievable Technical Potential | 0 | 0 | 0 | 0 | 0 | 0.097107 | 0.15256 | 0.30332 | 0.5311 | 0.82683 | 1.1429 | 1.4506 | 1.6889 | 1.7899 | 1.7968 | 1.661 | 1.4536 | 1.191 | 0.91809 | 0.67729 | 0.47214 | 0.31354 | 0.1988 | 0.1206 | 0.081396 | 0 | 0 | 0 | 0 | 0 | 0
F8_Industrial_Food Products_Existing_Process_Natural Gas_Gas Boiler - Burner Control Optimization_A_Achievable Technical Potential | F8 | Industrial | Food Products | Existing | Process | Natural Gas | Gas Boiler - Burner Control Optimization | A | Incremental Summer Peak Savings (MW) | Achievable Technical Potential | 0 | 0 | 0 | 0 | 0 | 0 | 0 | 0 | 0 | 0 | 0 | 0 | 0 | 0 | 0 | 0 | 0 | 0 | 0 | 0 | 0 | 0 | 0 | 0 | 0 | 0 | 0 | 0 | 0 | 0 | 0
F9_Industrial_Food Products_Existing_Process_Natural Gas_Gas Boiler - Burner Control Optimization_A_Achievable Technical Potential | F9 | Industrial | Food Products | Existing | Process | Natural Gas | Gas Boiler - Burner Control Optimization | A | Incremental Winter Peak Savings (MW) | Achievable Technical Potential | 0 | 0 | 0 | 0 | 0 | 0 | 0 | 0 | 0 | 0 | 0 | 0 | 0 | 0 | 0 | 0 | 0 | 0 | 0 | 0 | 0 | 0 | 0 | 0 | 0 | 0 | 0 | 0 | 0 | 0 | 0
F10_Industrial_Food Products_Existing_Process_Natural Gas_Gas Boiler - Burner Control Optimization_A_Achievable Technical Potential | F10 | Industrial | Food Products | Existing | Process | Natural Gas | Gas Boiler - Burner Control Optimization | A | Cumulative Energy Savings (MWh or mTherms) | Achievable Technical Potential | 0 | 0 | 0 | 0 | 0 | 0.097107 | 0.24967 | 0.55299 | 1.0841 | 1.9109 | 3.0538 | 4.5044 | 6.1933 | 7.9832 | 9.78 | 11.441 | 12.8945 | 14.0856 | 15.0037 | 15.6809 | 16.1531 | 16.4666 | 16.6654 | 16.786 | 16.8674 | 16.8674 | 16.8674 | 16.8674 | 16.8674 | 16.8674 | 16.8674
F11_Industrial_Food Products_Existing_Process_Natural Gas_Gas Boiler - Burner Control Optimization_A_Achievable Technical Potential | F11 | Industrial | Food Products | Existing | Process | Natural Gas | Gas Boiler - Burner Control Optimization | A | Cumulative Summer Peak Savings (MW) | Achievable Technical Potential | 0 | 0 | 0 | 0 | 0 | 0 | 0 | 0 | 0 | 0 | 0 | 0 | 0 | 0 | 0 | 0 | 0 | 0 | 0 | 0 | 0 | 0 | 0 | 0 | 0 | 0 | 0 | 0 | 0 | 0 | 0
F12_Industrial_Food Products_Existing_Process_Natural Gas_Gas Boiler - Burner Control Optimization_A_Achievable Technical Potential | F12 | Industrial | Food Products | Existing | Process | Natural Gas | Gas Boiler - Burner Control Optimization | A | Cumulative Winter Peak Savings (MW) | Achievable Technical Potential | 0 | 0 | 0 | 0 | 0 | 0 | 0 | 0 | 0 | 0 | 0 | 0 | 0 | 0 | 0 | 0 | 0 | 0 | 0 | 0 | 0 | 0 | 0 | 0 | 0 | 0 | 0 | 0 | 0 | 0 | 0
F13_Industrial_Food Products_Existing_Process_Natural Gas_Gas Boiler - Burner Control Optimization_A_Achievable Technical Potential | F13 | Industrial | Food Products | Existing | Process | Natural Gas | Gas Boiler - Burner Control Optimization | A | Purchases (Incremental) | Achievable Technical Potential | 0 | 0 | 0 | 0 | 0 | 7.0664 | 11.1017 | 22.0724 | 38.6475 | 60.1681 | 83.1656 | 105.5579 | 122.9009 | 130.253 | 130.7503 | 120.8699 | 105.7749 | 86.6703 | 66.8089 | 49.286 | 34.3575 | 22.8159 | 14.4663 | 8.7757 | 5.9231 | 0 | 0 | 0 | 0 | 0 | 0
F14_Industrial_Food Products_Existing_Process_Natural Gas_Gas Boiler - Burner Control Optimization_A_Achievable Technical Potential | F14 | Industrial | Food Products | Existing | Process | Natural Gas | Gas Boiler - Burner Control Optimization | A | Purchases (Cumulative) | Achievable Technical Potential | 0 | 0 | 0 | 0 | 0 | 7.0664 | 18.1681 | 40.2404 | 78.888 | 139.0561 | 222.2217 | 327.7796 | 450.6805 | 580.9335 | 711.6838 | 832.5537 | 938.3286 | 1024.9989 | 1091.8078 | 1141.0938 | 1175.4513 | 1198.2672 | 1212.7335 | 1221.5092 | 1227.4323 | 1227.4323 | 1227.4323 | 1227.4323 | 1227.4323 | 1227.4323 | 1227.4323
F1_Industrial_Food Products_Existing_Space Heating_Natural Gas_HVAC - Demand Controlled Ventilation_A_Achievable Technical Potential | F1 | Industrial | Food Products | Existing | Space Heating | Natural Gas | HVAC - Demand Controlled Ventilation | A | Original Unit Energy Savings (kWh or therms) | Achievable Technical Potential | 0 | 0 | 0 | 0 | 0 | 0.045714 | 0.045302 | 0.044777 | 0.044244 | 0.043709 | 0.043186 | 0.042667 | 0.042179 | 0.041719 | 0.041255 | 0.04085 | 0.040467 | 0.040108 | 0.03977 | 0.039428 | 0.039096 | 0.038767 | 0.038427 | 0.038101 | 0.037787 | 0.037493 | 0.037218 | 0.03696 | 0.036718 | 0.036492 | 0.03628
F2_Industrial_Food Products_Existing_Space Heating_Natural Gas_HVAC - Demand Controlled Ventilation_A_Achievable Technical Potential | F2 | Industrial | Food Products | Existing | Space Heating | Natural Gas | HVAC - Demand Controlled Ventilation | A | Original Unit Summer Peak Savings (kW) | Achievable Technical Potential | 0 | 0 | 0 | 0 | 0 | 0 | 0 | 0 | 0 | 0 | 0 | 0 | 0 | 0 | 0 | 0 | 0 | 0 | 0 | 0 | 0 | 0 | 0 | 0 | 0 | 0 | 0 | 0 | 0 | 0 | 0
F3_Industrial_Food Products_Existing_Space Heating_Natural Gas_HVAC - Demand Controlled Ventilation_A_Achievable Technical Potential | F3 | Industrial | Food Products | Existing | Space Heating | Natural Gas | HVAC - Demand Controlled Ventilation | A | Original Unit Winter Peak Savings (kW) | Achievable Technical Potential | 0 | 0 | 0 | 0 | 0 | 0 | 0 | 0 | 0 | 0 | 0 | 0 | 0 | 0 | 0 | 0 | 0 | 0 | 0 | 0 | 0 | 0 | 0 | 0 | 0 | 0 | 0 | 0 | 0 | 0 | 0
F4_Industrial_Food Products_Existing_Space Heating_Natural Gas_HVAC - Demand Controlled Ventilation_A_Achievable Technical Potential | F4 | Industrial | Food Products | Existing | Space Heating | Natural Gas | HVAC - Demand Controlled Ventilation | A | Standalone Impact on Baseline Energy (%) | Achievable Technical Potential | 0% | 0% | 0% | 0% | 0% | 0.02566% | 0.05112% | 0.07655% | 0.1014% | 0.1259% | 0.1519% | 0.1764% | 0.2008% | 0.228% | 0.251% | 0.2773% | 0.3012% | 0.3266% | 0.3532% | 0.3763% | 0.4013% | 0.4261% | 0.4505% | 0.4746% | 0.0049859 | 0.004985 | 0.0049834 | 0.0049812 | 0 | 0 | 0
F5_Industrial_Food Products_Existing_Space Heating_Natural Gas_HVAC - Demand Controlled Ventilation_A_Achievable Technical Potential | F5 | Industrial | Food Products | Existing | Space Heating | Natural Gas | HVAC - Demand Controlled Ventilation | A | Standalone Impact on Baseline Summer Peak (%) | Achievable Technical Potential | 0% | 0% | 0% | 0% | 0% | 0% | 0% | 0% | 0% | 0% | 0% | 0% | 0% | 0% | 0% | 0% | 0% | 0% | 0% | 0% | 0% | 0% | 0% | 0% | 0 | 0 | 0 | 0 | 0 | 0 | 0
F6_Industrial_Food Products_Existing_Space Heating_Natural Gas_HVAC - Demand Controlled Ventilation_A_Achievable Technical Potential | F6 | Industrial | Food Products | Existing | Space Heating | Natural Gas | HVAC - Demand Controlled Ventilation | A | Standalone Impact on Baseline Winter Peak (%) | Achievable Technical Potential | 0% | 0% | 0% | 0% | 0% | 0% | 0% | 0% | 0% | 0% | 0% | 0% | 0% | 0% | 0% | 0% | 0% | 0% | 0% | 0% | 0% | 0% | 0% | 0% | 0 | 0 | 0 | 0 | 0 | 0 | 0
F7_Industrial_Food Products_Existing_Space Heating_Natural Gas_HVAC - Demand Controlled Ventilation_A_Achievable Technical Potential | F7 | Industrial | Food Products | Existing | Space Heating | Natural Gas | HVAC - Demand Controlled Ventilation | A | Incremental Energy Savings (MWh or mTherms) | Achievable Technical Potential | 0 | 0 | 0 | 0 | 0 | 0.085549 | 0.084731 | 0.083255 | 0.082309 | 0.081381 | 0.079386 | 0.078218 | 0.077166 | 0.075113 | 0.074561 | 0.073124 | 0.072449 | 0.071444 | 0.07021 | 0.069689 | 0.068817 | 0.067972 | 0.067131 | 0.066335 | 0.065581 | 0 | 0 | 0 | 0 | 0 | 0
F8_Industrial_Food Products_Existing_Space Heating_Natural Gas_HVAC - Demand Controlled Ventilation_A_Achievable Technical Potential | F8 | Industrial | Food Products | Existing | Space Heating | Natural Gas | HVAC - Demand Controlled Ventilation | A | Incremental Summer Peak Savings (MW) | Achievable Technical Potential | 0 | 0 | 0 | 0 | 0 | 0 | 0 | 0 | 0 | 0 | 0 | 0 | 0 | 0 | 0 | 0 | 0 | 0 | 0 | 0 | 0 | 0 | 0 | 0 | 0 | 0 | 0 | 0 | 0 | 0 | 0
F9_Industrial_Food Products_Existing_Space Heating_Natural Gas_HVAC - Demand Controlled Ventilation_A_Achievable Technical Potential | F9 | Industrial | Food Products | Existing | Space Heating | Natural Gas | HVAC - Demand Controlled Ventilation | A | Incremental Winter Peak Savings (MW) | Achievable Technical Potential | 0 | 0 | 0 | 0 | 0 | 0 | 0 | 0 | 0 | 0 | 0 | 0 | 0 | 0 | 0 | 0 | 0 | 0 | 0 | 0 | 0 | 0 | 0 | 0 | 0 | 0 | 0 | 0 | 0 | 0 | 0
F10_Industrial_Food Products_Existing_Space Heating_Natural Gas_HVAC - Demand Controlled Ventilation_A_Achievable Technical Potential | F10 | Industrial | Food Products | Existing | Space Heating | Natural Gas | HVAC - Demand Controlled Ventilation | A | Cumulative Energy Savings (MWh or mTherms) | Achievable Technical Potential | 0 | 0 | 0 | 0 | 0 | 0.085549 | 0.16951 | 0.2508 | 0.33012 | 0.40751 | 0.48202 | 0.55445 | 0.62527 | 0.69357 | 0.76042 | 0.82607 | 0.89078 | 0.95431 | 1.0165 | 1.0774 | 1.1372 | 1.1956 | 1.2522 | 1.3079 | 1.3627 | 1.3521 | 1.3422 | 1.3329 | 1.3242 | 1.316 | 1.3084
F11_Industrial_Food Products_Existing_Space Heating_Natural Gas_HVAC - Demand Controlled Ventilation_A_Achievable Technical Potential | F11 | Industrial | Food Products | Existing | Space Heating | Natural Gas | HVAC - Demand Controlled Ventilation | A | Cumulative Summer Peak Savings (MW) | Achievable Technical Potential | 0 | 0 | 0 | 0 | 0 | 0 | 0 | 0 | 0 | 0 | 0 | 0 | 0 | 0 | 0 | 0 | 0 | 0 | 0 | 0 | 0 | 0 | 0 | 0 | 0 | 0 | 0 | 0 | 0 | 0 | 0
F12_Industrial_Food Products_Existing_Space Heating_Natural Gas_HVAC - Demand Controlled Ventilation_A_Achievable Technical Potential | F12 | Industrial | Food Products | Existing | Space Heating | Natural Gas | HVAC - Demand Controlled Ventilation | A | Cumulative Winter Peak Savings (MW) | Achievable Technical Potential | 0 | 0 | 0 | 0 | 0 | 0 | 0 | 0 | 0 | 0 | 0 | 0 | 0 | 0 | 0 | 0 | 0 | 0 | 0 | 0 | 0 | 0 | 0 | 0 | 0 | 0 | 0 | 0 | 0 | 0 | 0
F13_Industrial_Food Products_Existing_Space Heating_Natural Gas_HVAC - Demand Controlled Ventilation_A_Achievable Technical Potential | F13 | Industrial | Food Products | Existing | Space Heating | Natural Gas | HVAC - Demand Controlled Ventilation | A | Purchases (Incremental) | Achievable Technical Potential | 0 | 0 | 0 | 0 | 0 | 1871.3981 | 1870.371 | 1859.3407 | 1860.346 | 1861.8843 | 1838.2402 | 1833.2169 | 1829.4947 | 1800.443 | 1807.3171 | 1790.082 | 1790.3143 | 1781.3036 | 1765.4145 | 1767.5057 | 1760.1966 | 1753.3506 | 1746.962 | 1741.0253 | 1735.5351 | 0 | 0 | 0 | 0 | 0 | 0
F14_Industrial_Food Products_Existing_Space Heating_Natural Gas_HVAC - Demand Controlled Ventilation_A_Achievable Technical Potential | F14 | Industrial | Food Products | Existing | Space Heating | Natural Gas | HVAC - Demand Controlled Ventilation | A | Purchases (Cumulative) | Achievable Technical Potential | 0 | 0 | 0 | 0 | 0 | 1871.3981 | 3741.7691 | 5601.1098 | 7461.4558 | 9323.34 | 11161.5803 | 12994.7972 | 14824.2919 | 16624.7349 | 18432.052 | 20222.134 | 22012.4483 | 23793.7519 | 25559.1663 | 27326.672 | 29086.8686 | 30840.2193 | 32587.1813 | 34328.2066 | 36063.7417 | 36063.7417 | 36063.7417 | 36063.7417 | 36063.7417 | 36063.7417 | 36063.7417
F1_Industrial_Food Products_Existing_Space Heating_Natural Gas_Gas Boiler - Stack Economizer_A_Achievable Technical Potential | F1 | Industrial | Food Products | Existing | Space Heating | Natural Gas | Gas Boiler - Stack Economizer | A | Original Unit Energy Savings (kWh or therms) | Achievable Technical Potential | 0 | 0 | 0 | 0 | 0 | 0.93631 | 0.92997 | 0.92366 | 0.91733 | 0.91101 | 0.90486 | 0.89878 | 0.89277 | 0.88682 | 0.88053 | 0.87475 | 0.86904 | 0.86342 | 0.85788 | 0.85233 | 0.84697 | 0.8414 | 0.83601 | 0.8308 | 0.82555 | 0.82076 | 0.81639 | 0.8124 | 0.80876 | 0.80544 | 0.80241
F2_Industrial_Food Products_Existing_Space Heating_Natural Gas_Gas Boiler - Stack Economizer_A_Achievable Technical Potential | F2 | Industrial | Food Products | Existing | Space Heating | Natural Gas | Gas Boiler - Stack Economizer | A | Original Unit Summer Peak Savings (kW) | Achievable Technical Potential | 0 | 0 | 0 | 0 | 0 | 0 | 0 | 0 | 0 | 0 | 0 | 0 | 0 | 0 | 0 | 0 | 0 | 0 | 0 | 0 | 0 | 0 | 0 | 0 | 0 | 0 | 0 | 0 | 0 | 0 | 0
F3_Industrial_Food Products_Existing_Space Heating_Natural Gas_Gas Boiler - Stack Economizer_A_Achievable Technical Potential | F3 | Industrial | Food Products | Existing | Space Heating | Natural Gas | Gas Boiler - Stack Economizer | A | Original Unit Winter Peak Savings (kW) | Achievable Technical Potential | 0 | 0 | 0 | 0 | 0 | 0 | 0 | 0 | 0 | 0 | 0 | 0 | 0 | 0 | 0 | 0 | 0 | 0 | 0 | 0 | 0 | 0 | 0 | 0 | 0 | 0 | 0 | 0 | 0 | 0 | 0
F4_Industrial_Food Products_Existing_Space Heating_Natural Gas_Gas Boiler - Stack Economizer_A_Achievable Technical Potential | F4 | Industrial | Food Products | Existing | Space Heating | Natural Gas | Gas Boiler - Stack Economizer | A | Standalone Impact on Baseline Energy (%) | Achievable Technical Potential | 0% | 0% | 0% | 0% | 0% | 0.008228% | 0.01643% | 0.02472% | 0.0329% | 0.04107% | 0.049% | 0.05506% | 0.05993% | 0.06472% | 0.06756% | 0.07069% | 0.07268% | 0.07463% | 0.07654% | 0.07743% | 0.07852% | 0.0788% | 0.07902% | 0.07922% | 0.0007937 | 0.00079515 | 0.00079652 | 0.0007978 | 0 | 0 | 0
F5_Industrial_Food Products_Existing_Space Heating_Natural Gas_Gas Boiler - Stack Economizer_A_Achievable Technical Potential | F5 | Industrial | Food Products | Existing | Space Heating | Natural Gas | Gas Boiler - Stack Economizer | A | Standalone Impact on Baseline Summer Peak (%) | Achievable Technical Potential | 0% | 0% | 0% | 0% | 0% | 0% | 0% | 0% | 0% | 0% | 0% | 0% | 0% | 0% | 0% | 0% | 0% | 0% | 0% | 0% | 0% | 0% | 0% | 0% | 0 | 0 | 0 | 0 | 0 | 0 | 0
F6_Industrial_Food Products_Existing_Space Heating_Natural Gas_Gas Boiler - Stack Economizer_A_Achievable Technical Potential | F6 | Industrial | Food Products | Existing | Space Heating | Natural Gas | Gas Boiler - Stack Economizer | A | Standalone Impact on Baseline Winter Peak (%) | Achievable Technical Potential | 0% | 0% | 0% | 0% | 0% | 0% | 0% | 0% | 0% | 0% | 0% | 0% | 0% | 0% | 0% | 0% | 0% | 0% | 0% | 0% | 0% | 0% | 0% | 0% | 0 | 0 | 0 | 0 | 0 | 0 | 0
F7_Industrial_Food Products_Existing_Space Heating_Natural Gas_Gas Boiler - Stack Economizer_A_Achievable Technical Potential | F7 | Industrial | Food Products | Existing | Space Heating | Natural Gas | Gas Boiler - Stack Economizer | A | Incremental Energy Savings (MWh or mTherms) | Achievable Technical Potential | 0 | 0 | 0 | 0 | 0 | 0.02743 | 0.02723 | 0.026886 | 0.026715 | 0.026553 | 0.023435 | 0.018572 | 0.014728 | 0.011518 | 0.0091838 | 0.0072293 | 0.0057464 | 0.0045444 | 0.00358 | 0.0028488 | 0.0022554 | 1.5223e-05 | 5.3822e-06 | 1.8172e-06 | 5.8697e-07 | 4.9458e-07 | 4.9064e-07 | 4.8706e-07 | 4.8382e-07 | 4.809e-07 | 4.7827e-07
F8_Industrial_Food Products_Existing_Space Heating_Natural Gas_Gas Boiler - Stack Economizer_A_Achievable Technical Potential | F8 | Industrial | Food Products | Existing | Space Heating | Natural Gas | Gas Boiler - Stack Economizer | A | Incremental Summer Peak Savings (MW) | Achievable Technical Potential | 0 | 0 | 0 | 0 | 0 | 0 | 0 | 0 | 0 | 0 | 0 | 0 | 0 | 0 | 0 | 0 | 0 | 0 | 0 | 0 | 0 | 0 | 0 | 0 | 0 | 0 | 0 | 0 | 0 | 0 | 0
F9_Industrial_Food Products_Existing_Space Heating_Natural Gas_Gas Boiler - Stack Economizer_A_Achievable Technical Potential | F9 | Industrial | Food Products | Existing | Space Heating | Natural Gas | Gas Boiler - Stack Economizer | A | Incremental Winter Peak Savings (MW) | Achievable Technical Potential | 0 | 0 | 0 | 0 | 0 | 0 | 0 | 0 | 0 | 0 | 0 | 0 | 0 | 0 | 0 | 0 | 0 | 0 | 0 | 0 | 0 | 0 | 0 | 0 | 0 | 0 | 0 | 0 | 0 | 0 | 0
F10_Industrial_Food Products_Existing_Space Heating_Natural Gas_Gas Boiler - Stack Economizer_A_Achievable Technical Potential | F10 | Industrial | Food Products | Existing | Space Heating | Natural Gas | Gas Boiler - Stack Economizer | A | Cumulative Energy Savings (MWh or mTherms) | Achievable Technical Potential | 0 | 0 | 0 | 0 | 0 | 0.02743 | 0.054474 | 0.08099 | 0.10715 | 0.13297 | 0.1555 | 0.17303 | 0.1866 | 0.19688 | 0.20466 | 0.21055 | 0.21492 | 0.21807 | 0.22026 | 0.22168 | 0.22254 | 0.22109 | 0.21968 | 0.21831 | 0.21694 | 0.21568 | 0.21453 | 0.21348 | 0.21253 | 0.21165 | 0.21086
F11_Industrial_Food Products_Existing_Space Heating_Natural Gas_Gas Boiler - Stack Economizer_A_Achievable Technical Potential | F11 | Industrial | Food Products | Existing | Space Heating | Natural Gas | Gas Boiler - Stack Economizer | A | Cumulative Summer Peak Savings (MW) | Achievable Technical Potential | 0 | 0 | 0 | 0 | 0 | 0 | 0 | 0 | 0 | 0 | 0 | 0 | 0 | 0 | 0 | 0 | 0 | 0 | 0 | 0 | 0 | 0 | 0 | 0 | 0 | 0 | 0 | 0 | 0 | 0 | 0
F12_Industrial_Food Products_Existing_Space Heating_Natural Gas_Gas Boiler - Stack Economizer_A_Achievable Technical Potential | F12 | Industrial | Food Products | Existing | Space Heating | Natural Gas | Gas Boiler - Stack Economizer | A | Cumulative Winter Peak Savings (MW) | Achievable Technical Potential | 0 | 0 | 0 | 0 | 0 | 0 | 0 | 0 | 0 | 0 | 0 | 0 | 0 | 0 | 0 | 0 | 0 | 0 | 0 | 0 | 0 | 0 | 0 | 0 | 0 | 0 | 0 | 0 | 0 | 0 | 0
F13_Industrial_Food Products_Existing_Space Heating_Natural Gas_Gas Boiler - Stack Economizer_A_Achievable Technical Potential | F13 | Industrial | Food Products | Existing | Space Heating | Natural Gas | Gas Boiler - Stack Economizer | A | Purchases (Incremental) | Achievable Technical Potential | 0 | 0 | 0 | 0 | 0 | 29.2963 | 29.2802 | 29.1075 | 29.1232 | 29.1473 | 25.8995 | 20.6629 | 16.4968 | 12.9879 | 10.43 | 8.2644 | 6.6124 | 5.2633 | 4.1731 | 3.3424 | 2.6629 | 0.018092 | 0.0064379 | 0.0021873 | 0.000711 | 0.00060259 | 0.00060098 | 0.00059953 | 0.00059822 | 0.00059706 | 0.00059604
F14_Industrial_Food Products_Existing_Space Heating_Natural Gas_Gas Boiler - Stack Economizer_A_Achievable Technical Potential | F14 | Industrial | Food Products | Existing | Space Heating | Natural Gas | Gas Boiler - Stack Economizer | A | Purchases (Cumulative) | Achievable Technical Potential | 0 | 0 | 0 | 0 | 0 | 29.2963 | 58.5764 | 87.6839 | 116.8072 | 145.9545 | 171.8539 | 192.5169 | 209.0137 | 222.0015 | 232.4315 | 240.6959 | 247.3083 | 252.5715 | 256.7446 | 260.087 | 262.7499 | 262.768 | 262.7744 | 262.7766 | 262.7773 | 262.7779 | 262.7785 | 262.7791 | 262.7797 | 262.7803 | 262.7809
F1_Industrial_Food Products_Existing_Process_Natural Gas_Gas Boiler - Stack Economizer_A_Achievable Technical Potential | F1 | Industrial | Food Products | Existing | Process | Natural Gas | Gas Boiler - Stack Economizer | A | Original Unit Energy Savings (kWh or therms) | Achievable Technical Potential | 0 | 0 | 0 | 0 | 0 | 45.4909 | 45.4909 | 45.4909 | 45.4909 | 45.4909 | 45.4909 | 45.4909 | 45.4909 | 45.4909 | 45.4909 | 45.4909 | 45.4909 | 45.4909 | 45.4909 | 45.4909 | 45.4909 | 45.4909 | 45.4909 | 45.4909 | 45.4909 | 45.4909 | 45.4909 | 45.4909 | 45.4909 | 45.4909 | 45.4909
F2_Industrial_Food Products_Existing_Process_Natural Gas_Gas Boiler - Stack Economizer_A_Achievable Technical Potential | F2 | Industrial | Food Products | Existing | Process | Natural Gas | Gas Boiler - Stack Economizer | A | Original Unit Summer Peak Savings (kW) | Achievable Technical Potential | 0 | 0 | 0 | 0 | 0 | 0 | 0 | 0 | 0 | 0 | 0 | 0 | 0 | 0 | 0 | 0 | 0 | 0 | 0 | 0 | 0 | 0 | 0 | 0 | 0 | 0 | 0 | 0 | 0 | 0 | 0
F3_Industrial_Food Products_Existing_Process_Natural Gas_Gas Boiler - Stack Economizer_A_Achievable Technical Potential | F3 | Industrial | Food Products | Existing | Process | Natural Gas | Gas Boiler - Stack Economizer | A | Original Unit Winter Peak Savings (kW) | Achievable Technical Potential | 0 | 0 | 0 | 0 | 0 | 0 | 0 | 0 | 0 | 0 | 0 | 0 | 0 | 0 | 0 | 0 | 0 | 0 | 0 | 0 | 0 | 0 | 0 | 0 | 0 | 0 | 0 | 0 | 0 | 0 | 0
F4_Industrial_Food Products_Existing_Process_Natural Gas_Gas Boiler - Stack Economizer_A_Achievable Technical Potential | F4 | Industrial | Food Products | Existing | Process | Natural Gas | Gas Boiler - Stack Economizer | A | Standalone Impact on Baseline Energy (%) | Achievable Technical Potential | 0% | 0% | 0% | 0% | 0% | 0.0602% | 0.1204% | 0.1814% | 0.2415% | 0.3015% | 0.3595% | 0.4038% | 0.4393% | 0.4742% | 0.4946% | 0.5171% | 0.5312% | 0.5453% | 0.5593% | 0.5659% | 0.574% | 0.5763% | 0.5784% | 0.5804% | 0.0058226 | 0.0058396 | 0.0058552 | 0.0058695 | 0 | 0 | 0
F5_Industrial_Food Products_Existing_Process_Natural Gas_Gas Boiler - Stack Economizer_A_Achievable Technical Potential | F5 | Industrial | Food Products | Existing | Process | Natural Gas | Gas Boiler - Stack Economizer | A | Standalone Impact on Baseline Summer Peak (%) | Achievable Technical Potential | 0% | 0% | 0% | 0% | 0% | 0% | 0% | 0% | 0% | 0% | 0% | 0% | 0% | 0% | 0% | 0% | 0% | 0% | 0% | 0% | 0% | 0% | 0% | 0% | 0 | 0 | 0 | 0 | 0 | 0 | 0
F6_Industrial_Food Products_Existing_Process_Natural Gas_Gas Boiler - Stack Economizer_A_Achievable Technical Potential | F6 | Industrial | Food Products | Existing | Process | Natural Gas | Gas Boiler - Stack Economizer | A | Standalone Impact on Baseline Winter Peak (%) | Achievable Technical Potential | 0% | 0% | 0% | 0% | 0% | 0% | 0% | 0% | 0% | 0% | 0% | 0% | 0% | 0% | 0% | 0% | 0% | 0% | 0% | 0% | 0% | 0% | 0% | 0% | 0 | 0 | 0 | 0 | 0 | 0 | 0
F7_Industrial_Food Products_Existing_Process_Natural Gas_Gas Boiler - Stack Economizer_A_Achievable Technical Potential | F7 | Industrial | Food Products | Existing | Process | Natural Gas | Gas Boiler - Stack Economizer | A | Incremental Energy Savings (MWh or mTherms) | Achievable Technical Potential | 0 | 0 | 0 | 0 | 0 | 3.1778 | 3.176 | 3.1573 | 3.159 | 3.1616 | 2.8093 | 2.2413 | 1.7894 | 1.4088 | 1.1313 | 0.89644 | 0.71725 | 0.57091 | 0.45265 | 0.36255 | 0.28884 | 0.0019625 | 0.00069833 | 0.00023726 | 7.7122e-05 | 6.5363e-05 | 6.5189e-05 | 6.5031e-05 | 6.4889e-05 | 6.4763e-05 | 6.4653e-05
F8_Industrial_Food Products_Existing_Process_Natural Gas_Gas Boiler - Stack Economizer_A_Achievable Technical Potential | F8 | Industrial | Food Products | Existing | Process | Natural Gas | Gas Boiler - Stack Economizer | A | Incremental Summer Peak Savings (MW) | Achievable Technical Potential | 0 | 0 | 0 | 0 | 0 | 0 | 0 | 0 | 0 | 0 | 0 | 0 | 0 | 0 | 0 | 0 | 0 | 0 | 0 | 0 | 0 | 0 | 0 | 0 | 0 | 0 | 0 | 0 | 0 | 0 | 0
F9_Industrial_Food Products_Existing_Process_Natural Gas_Gas Boiler - Stack Economizer_A_Achievable Technical Potential | F9 | Industrial | Food Products | Existing | Process | Natural Gas | Gas Boiler - Stack Economizer | A | Incremental Winter Peak Savings (MW) | Achievable Technical Potential | 0 | 0 | 0 | 0 | 0 | 0 | 0 | 0 | 0 | 0 | 0 | 0 | 0 | 0 | 0 | 0 | 0 | 0 | 0 | 0 | 0 | 0 | 0 | 0 | 0 | 0 | 0 | 0 | 0 | 0 | 0
F10_Industrial_Food Products_Existing_Process_Natural Gas_Gas Boiler - Stack Economizer_A_Achievable Technical Potential | F10 | Industrial | Food Products | Existing | Process | Natural Gas | Gas Boiler - Stack Economizer | A | Cumulative Energy Savings (MWh or mTherms) | Achievable Technical Potential | 0 | 0 | 0 | 0 | 0 | 3.1778 | 6.3538 | 9.5111 | 12.6701 | 15.8318 | 18.6411 | 20.8824 | 22.6718 | 24.0806 | 25.212 | 26.1084 | 26.8257 | 27.3966 | 27.8492 | 28.2118 | 28.5006 | 28.5026 | 28.5033 | 28.5035 | 28.5036 | 28.5037 | 28.5037 | 28.5038 | 28.5039 | 28.5039 | 28.504
F11_Industrial_Food Products_Existing_Process_Natural Gas_Gas Boiler - Stack Economizer_A_Achievable Technical Potential | F11 | Industrial | Food Products | Existing | Process | Natural Gas | Gas Boiler - Stack Economizer | A | Cumulative Summer Peak Savings (MW) | Achievable Technical Potential | 0 | 0 | 0 | 0 | 0 | 0 | 0 | 0 | 0 | 0 | 0 | 0 | 0 | 0 | 0 | 0 | 0 | 0 | 0 | 0 | 0 | 0 | 0 | 0 | 0 | 0 | 0 | 0 | 0 | 0 | 0
F12_Industrial_Food Products_Existing_Process_Natural Gas_Gas Boiler - Stack Economizer_A_Achievable Technical Potential | F12 | Industrial | Food Products | Existing | Process | Natural Gas | Gas Boiler - Stack Economizer | A | Cumulative Winter Peak Savings (MW) | Achievable Technical Potential | 0 | 0 | 0 | 0 | 0 | 0 | 0 | 0 | 0 | 0 | 0 | 0 | 0 | 0 | 0 | 0 | 0 | 0 | 0 | 0 | 0 | 0 | 0 | 0 | 0 | 0 | 0 | 0 | 0 | 0 | 0
F13_Industrial_Food Products_Existing_Process_Natural Gas_Gas Boiler - Stack Economizer_A_Achievable Technical Potential | F13 | Industrial | Food Products | Existing | Process | Natural Gas | Gas Boiler - Stack Economizer | A | Purchases (Incremental) | Achievable Technical Potential | 0 | 0 | 0 | 0 | 0 | 69.8554 | 69.817 | 69.4053 | 69.4428 | 69.5002 | 61.7559 | 49.2697 | 39.3357 | 30.9689 | 24.8697 | 19.706 | 15.7669 | 12.55 | 9.9504 | 7.9698 | 6.3495 | 0.04314 | 0.015351 | 0.0052155 | 0.0016953 | 0.0014368 | 0.001433 | 0.0014295 | 0.0014264 | 0.0014237 | 0.0014212
F14_Industrial_Food Products_Existing_Process_Natural Gas_Gas Boiler - Stack Economizer_A_Achievable Technical Potential | F14 | Industrial | Food Products | Existing | Process | Natural Gas | Gas Boiler - Stack Economizer | A | Purchases (Cumulative) | Achievable Technical Potential | 0 | 0 | 0 | 0 | 0 | 69.8554 | 139.6724 | 209.0776 | 278.5204 | 348.0207 | 409.7765 | 459.0462 | 498.3819 | 529.3508 | 554.2205 | 573.9265 | 589.6934 | 602.2434 | 612.1938 | 620.1636 | 626.5131 | 626.5562 | 626.5716 | 626.5768 | 626.5785 | 626.5799 | 626.5813 | 626.5828 | 626.5842 | 626.5856 | 626.587
F1_Industrial_Food Products_Existing_Space Heating_Natural Gas_Gas Furnace Tube Inserts_A_Achievable Technical Potential | F1 | Industrial | Food Products | Existing | Space Heating | Natural Gas | Gas Furnace Tube Inserts | A | Original Unit Energy Savings (kWh or therms) | Achievable Technical Potential | 0 | 0 | 0 | 0 | 0 | 0.086193 | 0.085415 | 0.084425 | 0.083421 | 0.082413 | 0.081426 | 0.080448 | 0.079527 | 0.07866 | 0.077786 | 0.077021 | 0.0763 | 0.075622 | 0.074985 | 0.07434 | 0.073715 | 0.073094 | 0.072454 | 0.071839 | 0.071247 | 0.070693 | 0.070173 | 0.069687 | 0.069231 | 0.068805 | 0.068405
F2_Industrial_Food Products_Existing_Space Heating_Natural Gas_Gas Furnace Tube Inserts_A_Achievable Technical Potential | F2 | Industrial | Food Products | Existing | Space Heating | Natural Gas | Gas Furnace Tube Inserts | A | Original Unit Summer Peak Savings (kW) | Achievable Technical Potential | 0 | 0 | 0 | 0 | 0 | 0 | 0 | 0 | 0 | 0 | 0 | 0 | 0 | 0 | 0 | 0 | 0 | 0 | 0 | 0 | 0 | 0 | 0 | 0 | 0 | 0 | 0 | 0 | 0 | 0 | 0
F3_Industrial_Food Products_Existing_Space Heating_Natural Gas_Gas Furnace Tube Inserts_A_Achievable Technical Potential | F3 | Industrial | Food Products | Existing | Space Heating | Natural Gas | Gas Furnace Tube Inserts | A | Original Unit Winter Peak Savings (kW) | Achievable Technical Potential | 0 | 0 | 0 | 0 | 0 | 0 | 0 | 0 | 0 | 0 | 0 | 0 | 0 | 0 | 0 | 0 | 0 | 0 | 0 | 0 | 0 | 0 | 0 | 0 | 0 | 0 | 0 | 0 | 0 | 0 | 0
F4_Industrial_Food Products_Existing_Space Heating_Natural Gas_Gas Furnace Tube Inserts_A_Achievable Technical Potential | F4 | Industrial | Food Products | Existing | Space Heating | Natural Gas | Gas Furnace Tube Inserts | A | Standalone Impact on Baseline Energy (%) | Achievable Technical Potential | 0% | 0% | 0% | 0% | 0% | 0% | 0% | 0% | 0% | 0% | 0% | 0% | 0% | 0% | 0% | 0% | 0% | 0% | 0% | 0% | 0% | 0% | 0% | 0% | 0 | 0 | 0 | 0 | 0 | 0 | 0
F5_Industrial_Food Products_Existing_Space Heating_Natural Gas_Gas Furnace Tube Inserts_A_Achievable Technical Potential | F5 | Industrial | Food Products | Existing | Space Heating | Natural Gas | Gas Furnace Tube Inserts | A | Standalone Impact on Baseline Summer Peak (%) | Achievable Technical Potential | 0% | 0% | 0% | 0% | 0% | 0% | 0% | 0% | 0% | 0% | 0% | 0% | 0% | 0% | 0% | 0% | 0% | 0% | 0% | 0% | 0% | 0% | 0% | 0% | 0 | 0 | 0 | 0 | 0 | 0 | 0
F6_Industrial_Food Products_Existing_Space Heating_Natural Gas_Gas Furnace Tube Inserts_A_Achievable Technical Potential | F6 | Industrial | Food Products | Existing | Space Heating | Natural Gas | Gas Furnace Tube Inserts | A | Standalone Impact on Baseline Winter Peak (%) | Achievable Technical Potential | 0% | 0% | 0% | 0% | 0% | 0% | 0% | 0% | 0% | 0% | 0% | 0% | 0% | 0% | 0% | 0% | 0% | 0% | 0% | 0% | 0% | 0% | 0% | 0% | 0 | 0 | 0 | 0 | 0 | 0 | 0
F7_Industrial_Food Products_Existing_Space Heating_Natural Gas_Gas Furnace Tube Inserts_A_Achievable Technical Potential | F7 | Industrial | Food Products | Existing | Space Heating | Natural Gas | Gas Furnace Tube Inserts | A | Incremental Energy Savings (MWh or mTherms) | Achievable Technical Potential | 0 | 0 | 0 | 0 | 0 | 0 | 0 | 0 | 0 | 0 | 0 | 0 | 0 | 0 | 0 | 0 | 0 | 0 | 0 | 0 | 0 | 0 | 0 | 0 | 0 | 0 | 0 | 0 | 0 | 0 | 0
F8_Industrial_Food Products_Existing_Space Heating_Natural Gas_Gas Furnace Tube Inserts_A_Achievable Technical Potential | F8 | Industrial | Food Products | Existing | Space Heating | Natural Gas | Gas Furnace Tube Inserts | A | Incremental Summer Peak Savings (MW) | Achievable Technical Potential | 0 | 0 | 0 | 0 | 0 | 0 | 0 | 0 | 0 | 0 | 0 | 0 | 0 | 0 | 0 | 0 | 0 | 0 | 0 | 0 | 0 | 0 | 0 | 0 | 0 | 0 | 0 | 0 | 0 | 0 | 0
F9_Industrial_Food Products_Existing_Space Heating_Natural Gas_Gas Furnace Tube Inserts_A_Achievable Technical Potential | F9 | Industrial | Food Products | Existing | Space Heating | Natural Gas | Gas Furnace Tube Inserts | A | Incremental Winter Peak Savings (MW) | Achievable Technical Potential | 0 | 0 | 0 | 0 | 0 | 0 | 0 | 0 | 0 | 0 | 0 | 0 | 0 | 0 | 0 | 0 | 0 | 0 | 0 | 0 | 0 | 0 | 0 | 0 | 0 | 0 | 0 | 0 | 0 | 0 | 0
F10_Industrial_Food Products_Existing_Space Heating_Natural Gas_Gas Furnace Tube Inserts_A_Achievable Technical Potential | F10 | Industrial | Food Products | Existing | Space Heating | Natural Gas | Gas Furnace Tube Inserts | A | Cumulative Energy Savings (MWh or mTherms) | Achievable Technical Potential | 0 | 0 | 0 | 0 | 0 | 0 | 0 | 0 | 0 | 0 | 0 | 0 | 0 | 0 | 0 | 0 | 0 | 0 | 0 | 0 | 0 | 0 | 0 | 0 | 0 | 0 | 0 | 0 | 0 | 0 | 0
F11_Industrial_Food Products_Existing_Space Heating_Natural Gas_Gas Furnace Tube Inserts_A_Achievable Technical Potential | F11 | Industrial | Food Products | Existing | Space Heating | Natural Gas | Gas Furnace Tube Inserts | A | Cumulative Summer Peak Savings (MW) | Achievable Technical Potential | 0 | 0 | 0 | 0 | 0 | 0 | 0 | 0 | 0 | 0 | 0 | 0 | 0 | 0 | 0 | 0 | 0 | 0 | 0 | 0 | 0 | 0 | 0 | 0 | 0 | 0 | 0 | 0 | 0 | 0 | 0
F12_Industrial_Food Products_Existing_Space Heating_Natural Gas_Gas Furnace Tube Inserts_A_Achievable Technical Potential | F12 | Industrial | Food Products | Existing | Space Heating | Natural Gas | Gas Furnace Tube Inserts | A | Cumulative Winter Peak Savings (MW) | Achievable Technical Potential | 0 | 0 | 0 | 0 | 0 | 0 | 0 | 0 | 0 | 0 | 0 | 0 | 0 | 0 | 0 | 0 | 0 | 0 | 0 | 0 | 0 | 0 | 0 | 0 | 0 | 0 | 0 | 0 | 0 | 0 | 0
F13_Industrial_Food Products_Existing_Space Heating_Natural Gas_Gas Furnace Tube Inserts_A_Achievable Technical Potential | F13 | Industrial | Food Products | Existing | Space Heating | Natural Gas | Gas Furnace Tube Inserts | A | Purchases (Incremental) | Achievable Technical Potential | 0 | 0 | 0 | 0 | 0 | 0 | 0 | 0 | 0 | 0 | 0 | 0 | 0 | 0 | 0 | 0 | 0 | 0 | 0 | 0 | 0 | 0 | 0 | 0 | 0 | 0 | 0 | 0 | 0 | 0 | 0
F14_Industrial_Food Products_Existing_Space Heating_Natural Gas_Gas Furnace Tube Inserts_A_Achievable Technical Potential | F14 | Industrial | Food Products | Existing | Space Heating | Natural Gas | Gas Furnace Tube Inserts | A | Purchases (Cumulative) | Achievable Technical Potential | 0 | 0 | 0 | 0 | 0 | 0 | 0 | 0 | 0 | 0 | 0 | 0 | 0 | 0 | 0 | 0 | 0 | 0 | 0 | 0 | 0 | 0 | 0 | 0 | 0 | 0 | 0 | 0 | 0 | 0 | 0
F1_Industrial_Food Products_Existing_Space Heating_Natural Gas_Space Heating - Heat Recovery Ventilator_A_Achievable Technical Potential | F1 | Industrial | Food Products | Existing | Space Heating | Natural Gas | Space Heating - Heat Recovery Ventilator | A | Original Unit Energy Savings (kWh or therms) | Achievable Technical Potential | 0 | 0 | 0 | 0 | 0 | 0.013225 | 0.01316 | 0.01308 | 0.012996 | 0.012907 | 0.012817 | 0.012725 | 0.012634 | 0.012542 | 0.012443 | 0.012352 | 0.012262 | 0.012178 | 0.0121 | 0.012025 | 0.011953 | 0.011879 | 0.011813 | 0.011751 | 0.011691 | 0.011636 | 0.011585 | 0.011538 | 0 | 0 | 0
F2_Industrial_Food Products_Existing_Space Heating_Natural Gas_Space Heating - Heat Recovery Ventilator_A_Achievable Technical Potential | F2 | Industrial | Food Products | Existing | Space Heating | Natural Gas | Space Heating - Heat Recovery Ventilator | A | Original Unit Summer Peak Savings (kW) | Achievable Technical Potential | 0 | 0 | 0 | 0 | 0 | 0 | 0 | 0 | 0 | 0 | 0 | 0 | 0 | 0 | 0 | 0 | 0 | 0 | 0 | 0 | 0 | 0 | 0 | 0 | 0 | 0 | 0 | 0 | 0 | 0 | 0
F3_Industrial_Food Products_Existing_Space Heating_Natural Gas_Space Heating - Heat Recovery Ventilator_A_Achievable Technical Potential | F3 | Industrial | Food Products | Existing | Space Heating | Natural Gas | Space Heating - Heat Recovery Ventilator | A | Original Unit Winter Peak Savings (kW) | Achievable Technical Potential | 0 | 0 | 0 | 0 | 0 | 0 | 0 | 0 | 0 | 0 | 0 | 0 | 0 | 0 | 0 | 0 | 0 | 0 | 0 | 0 | 0 | 0 | 0 | 0 | 0 | 0 | 0 | 0 | 0 | 0 | 0
F4_Industrial_Food Products_Existing_Space Heating_Natural Gas_Space Heating - Heat Recovery Ventilator_A_Achievable Technical Potential | F4 | Industrial | Food Products | Existing | Space Heating | Natural Gas | Space Heating - Heat Recovery Ventilator | A | Standalone Impact on Baseline Energy (%) | Achievable Technical Potential | 0% | 0% | 0% | 0% | 0% | 0.01817% | 0.03635% | 0.05474% | 0.07288% | 0.09099% | 0.1103% | 0.1288% | 0.1472% | 0.1678% | 0.1853% | 0.2053% | 0.2234% | 0.2427% | 0.2631% | 0.2809% | 0.3003% | 0.3196% | 0.339% | 0.3583% | 0.0037759 | 0.0037869 | 0.003797 | 0.0038062 | 0 | 0 | 0
F5_Industrial_Food Products_Existing_Space Heating_Natural Gas_Space Heating - Heat Recovery Ventilator_A_Achievable Technical Potential | F5 | Industrial | Food Products | Existing | Space Heating | Natural Gas | Space Heating - Heat Recovery Ventilator | A | Standalone Impact on Baseline Summer Peak (%) | Achievable Technical Potential | 0% | 0% | 0% | 0% | 0% | 0% | 0% | 0% | 0% | 0% | 0% | 0% | 0% | 0% | 0% | 0% | 0% | 0% | 0% | 0% | 0% | 0% | 0% | 0% | 0 | 0 | 0 | 0 | 0 | 0 | 0
F6_Industrial_Food Products_Existing_Space Heating_Natural Gas_Space Heating - Heat Recovery Ventilator_A_Achievable Technical Potential | F6 | Industrial | Food Products | Existing | Space Heating | Natural Gas | Space Heating - Heat Recovery Ventilator | A | Standalone Impact on Baseline Winter Peak (%) | Achievable Technical Potential | 0% | 0% | 0% | 0% | 0% | 0% | 0% | 0% | 0% | 0% | 0% | 0% | 0% | 0% | 0% | 0% | 0% | 0% | 0% | 0% | 0% | 0% | 0% | 0% | 0 | 0 | 0 | 0 | 0 | 0 | 0
F7_Industrial_Food Products_Existing_Space Heating_Natural Gas_Space Heating - Heat Recovery Ventilator_A_Achievable Technical Potential | F7 | Industrial | Food Products | Existing | Space Heating | Natural Gas | Space Heating - Heat Recovery Ventilator | A | Incremental Energy Savings (MWh or mTherms) | Achievable Technical Potential | 0 | 0 | 0 | 0 | 0 | 0.060579 | 0.06025 | 0.059531 | 0.059178 | 0.058823 | 0.057672 | 0.057101 | 0.056574 | 0.055273 | 0.055048 | 0.054123 | 0.053735 | 0.0531 | 0.052289 | 0.052023 | 0.051498 | 0.050983 | 0.050514 | 0.050076 | 0.049665 | 0 | 0 | 0 | 0 | 0 | 0
F8_Industrial_Food Products_Existing_Space Heating_Natural Gas_Space Heating - Heat Recovery Ventilator_A_Achievable Technical Potential | F8 | Industrial | Food Products | Existing | Space Heating | Natural Gas | Space Heating - Heat Recovery Ventilator | A | Incremental Summer Peak Savings (MW) | Achievable Technical Potential | 0 | 0 | 0 | 0 | 0 | 0 | 0 | 0 | 0 | 0 | 0 | 0 | 0 | 0 | 0 | 0 | 0 | 0 | 0 | 0 | 0 | 0 | 0 | 0 | 0 | 0 | 0 | 0 | 0 | 0 | 0
F9_Industrial_Food Products_Existing_Space Heating_Natural Gas_Space Heating - Heat Recovery Ventilator_A_Achievable Technical Potential | F9 | Industrial | Food Products | Existing | Space Heating | Natural Gas | Space Heating - Heat Recovery Ventilator | A | Incremental Winter Peak Savings (MW) | Achievable Technical Potential | 0 | 0 | 0 | 0 | 0 | 0 | 0 | 0 | 0 | 0 | 0 | 0 | 0 | 0 | 0 | 0 | 0 | 0 | 0 | 0 | 0 | 0 | 0 | 0 | 0 | 0 | 0 | 0 | 0 | 0 | 0
F10_Industrial_Food Products_Existing_Space Heating_Natural Gas_Space Heating - Heat Recovery Ventilator_A_Achievable Technical Potential | F10 | Industrial | Food Products | Existing | Space Heating | Natural Gas | Space Heating - Heat Recovery Ventilator | A | Cumulative Energy Savings (MWh or mTherms) | Achievable Technical Potential | 0 | 0 | 0 | 0 | 0 | 0.060579 | 0.12053 | 0.17933 | 0.23735 | 0.29456 | 0.35018 | 0.40476 | 0.45842 | 0.51038 | 0.56141 | 0.61141 | 0.66069 | 0.70928 | 0.75703 | 0.8043 | 0.851 | 0.89676 | 0.94228 | 0.98736 | 1.032 | 1.0272 | 1.0227 | 1.0185 | 0 | 0 | 0
F11_Industrial_Food Products_Existing_Space Heating_Natural Gas_Space Heating - Heat Recovery Ventilator_A_Achievable Technical Potential | F11 | Industrial | Food Products | Existing | Space Heating | Natural Gas | Space Heating - Heat Recovery Ventilator | A | Cumulative Summer Peak Savings (MW) | Achievable Technical Potential | 0 | 0 | 0 | 0 | 0 | 0 | 0 | 0 | 0 | 0 | 0 | 0 | 0 | 0 | 0 | 0 | 0 | 0 | 0 | 0 | 0 | 0 | 0 | 0 | 0 | 0 | 0 | 0 | 0 | 0 | 0
F12_Industrial_Food Products_Existing_Space Heating_Natural Gas_Space Heating - Heat Recovery Ventilator_A_Achievable Technical Potential | F12 | Industrial | Food Products | Existing | Space Heating | Natural Gas | Space Heating - Heat Recovery Ventilator | A | Cumulative Winter Peak Savings (MW) | Achievable Technical Potential | 0 | 0 | 0 | 0 | 0 | 0 | 0 | 0 | 0 | 0 | 0 | 0 | 0 | 0 | 0 | 0 | 0 | 0 | 0 | 0 | 0 | 0 | 0 | 0 | 0 | 0 | 0 | 0 | 0 | 0 | 0
F13_Industrial_Food Products_Existing_Space Heating_Natural Gas_Space Heating - Heat Recovery Ventilator_A_Achievable Technical Potential | F13 | Industrial | Food Products | Existing | Space Heating | Natural Gas | Space Heating - Heat Recovery Ventilator | A | Purchases (Incremental) | Achievable Technical Potential | 0 | 0 | 0 | 0 | 0 | 4580.6708 | 4578.1567 | 4551.1577 | 4553.6182 | 4557.3835 | 4499.5094 | 4487.2138 | 4478.1028 | 4406.9921 | 4423.8181 | 4381.6312 | 4382.1999 | 4360.1441 | 4321.2518 | 4326.3706 | 4308.48 | 4291.7229 | 4276.0854 | 4261.5539 | 4248.1153 | 0 | 0 | 0 | 0 | 0 | 0
F14_Industrial_Food Products_Existing_Space Heating_Natural Gas_Space Heating - Heat Recovery Ventilator_A_Achievable Technical Potential | F14 | Industrial | Food Products | Existing | Space Heating | Natural Gas | Space Heating - Heat Recovery Ventilator | A | Purchases (Cumulative) | Achievable Technical Potential | 0 | 0 | 0 | 0 | 0 | 4580.6708 | 9158.8275 | 13709.9852 | 18263.6034 | 22820.9869 | 27320.4964 | 31807.7101 | 36285.8129 | 40692.805 | 45116.6231 | 49498.2543 | 53880.4542 | 58240.5982 | 62561.8501 | 66888.2207 | 71196.7007 | 75488.4236 | 79764.509 | 84026.0628 | 88274.1781 | 88274.1781 | 88274.1781 | 88274.1781 | 88274.1781 | 88274.1781 | 88274.1781
F1_Industrial_Food Products_Existing_Space Heating_Natural Gas_Thermostat - Programmable_A_Achievable Technical Potential | F1 | Industrial | Food Products | Existing | Space Heating | Natural Gas | Thermostat - Programmable | A | Original Unit Energy Savings (kWh or therms) | Achievable Technical Potential | 0 | 0 | 0 | 0 | 0 | 0.00657 | 0.0065379 | 0.0064981 | 0.0064561 | 0.0064121 | 0.0063676 | 0.0063217 | 0.0062762 | 0.0062308 | 0.0061817 | 0.0061364 | 0.0060916 | 0.0060501 | 0.0060114 | 0.0059736 | 0.005938 | 0.0059015 | 0.0058686 | 0.0058376 | 0.005808 | 0.0057807 | 0.0057553 | 0.0057319 | 0 | 0 | 0
F2_Industrial_Food Products_Existing_Space Heating_Natural Gas_Thermostat - Programmable_A_Achievable Technical Potential | F2 | Industrial | Food Products | Existing | Space Heating | Natural Gas | Thermostat - Programmable | A | Original Unit Summer Peak Savings (kW) | Achievable Technical Potential | 0 | 0 | 0 | 0 | 0 | 0 | 0 | 0 | 0 | 0 | 0 | 0 | 0 | 0 | 0 | 0 | 0 | 0 | 0 | 0 | 0 | 0 | 0 | 0 | 0 | 0 | 0 | 0 | 0 | 0 | 0
F3_Industrial_Food Products_Existing_Space Heating_Natural Gas_Thermostat - Programmable_A_Achievable Technical Potential | F3 | Industrial | Food Products | Existing | Space Heating | Natural Gas | Thermostat - Programmable | A | Original Unit Winter Peak Savings (kW) | Achievable Technical Potential | 0 | 0 | 0 | 0 | 0 | 0 | 0 | 0 | 0 | 0 | 0 | 0 | 0 | 0 | 0 | 0 | 0 | 0 | 0 | 0 | 0 | 0 | 0 | 0 | 0 | 0 | 0 | 0 | 0 | 0 | 0
F4_Industrial_Food Products_Existing_Space Heating_Natural Gas_Thermostat - Programmable_A_Achievable Technical Potential | F4 | Industrial | Food Products | Existing | Space Heating | Natural Gas | Thermostat - Programmable | A | Standalone Impact on Baseline Energy (%) | Achievable Technical Potential | 0% | 0% | 0% | 0% | 0% | 0.02708% | 0.05418% | 0.08158% | 0.1086% | 0.1356% | 0.1644% | 0.192% | 0.2194% | 0.2501% | 0.2762% | 0.3059% | 0.333% | 0.3617% | 0.3921% | 0.4187% | 0.4475% | 0.4763% | 0.5052% | 0.534% | 0.0056274 | 0.0056438 | 0.0056589 | 0.0056726 | 0 | 0 | 0
F5_Industrial_Food Products_Existing_Space Heating_Natural Gas_Thermostat - Programmable_A_Achievable Technical Potential | F5 | Industrial | Food Products | Existing | Space Heating | Natural Gas | Thermostat - Programmable | A | Standalone Impact on Baseline Summer Peak (%) | Achievable Technical Potential | 0% | 0% | 0% | 0% | 0% | 0% | 0% | 0% | 0% | 0% | 0% | 0% | 0% | 0% | 0% | 0% | 0% | 0% | 0% | 0% | 0% | 0% | 0% | 0% | 0 | 0 | 0 | 0 | 0 | 0 | 0
F6_Industrial_Food Products_Existing_Space Heating_Natural Gas_Thermostat - Programmable_A_Achievable Technical Potential | F6 | Industrial | Food Products | Existing | Space Heating | Natural Gas | Thermostat - Programmable | A | Standalone Impact on Baseline Winter Peak (%) | Achievable Technical Potential | 0% | 0% | 0% | 0% | 0% | 0% | 0% | 0% | 0% | 0% | 0% | 0% | 0% | 0% | 0% | 0% | 0% | 0% | 0% | 0% | 0% | 0% | 0% | 0% | 0 | 0 | 0 | 0 | 0 | 0 | 0
F7_Industrial_Food Products_Existing_Space Heating_Natural Gas_Thermostat - Programmable_A_Achievable Technical Potential | F7 | Industrial | Food Products | Existing | Space Heating | Natural Gas | Thermostat - Programmable | A | Incremental Energy Savings (MWh or mTherms) | Achievable Technical Potential | 0 | 0 | 0 | 0 | 0 | 0.090285 | 0.089794 | 0.088722 | 0.088196 | 0.087668 | 0.085953 | 0.085101 | 0.084316 | 0.082377 | 0.082041 | 0.080663 | 0.080084 | 0.079138 | 0.07793 | 0.077532 | 0.076751 | 0.075983 | 0.075284 | 0.074631 | 0.074019 | 0 | 0 | 0 | 0 | 0 | 0
F8_Industrial_Food Products_Existing_Space Heating_Natural Gas_Thermostat - Programmable_A_Achievable Technical Potential | F8 | Industrial | Food Products | Existing | Space Heating | Natural Gas | Thermostat - Programmable | A | Incremental Summer Peak Savings (MW) | Achievable Technical Potential | 0 | 0 | 0 | 0 | 0 | 0 | 0 | 0 | 0 | 0 | 0 | 0 | 0 | 0 | 0 | 0 | 0 | 0 | 0 | 0 | 0 | 0 | 0 | 0 | 0 | 0 | 0 | 0 | 0 | 0 | 0
F9_Industrial_Food Products_Existing_Space Heating_Natural Gas_Thermostat - Programmable_A_Achievable Technical Potential | F9 | Industrial | Food Products | Existing | Space Heating | Natural Gas | Thermostat - Programmable | A | Incremental Winter Peak Savings (MW) | Achievable Technical Potential | 0 | 0 | 0 | 0 | 0 | 0 | 0 | 0 | 0 | 0 | 0 | 0 | 0 | 0 | 0 | 0 | 0 | 0 | 0 | 0 | 0 | 0 | 0 | 0 | 0 | 0 | 0 | 0 | 0 | 0 | 0
F10_Industrial_Food Products_Existing_Space Heating_Natural Gas_Thermostat - Programmable_A_Achievable Technical Potential | F10 | Industrial | Food Products | Existing | Space Heating | Natural Gas | Thermostat - Programmable | A | Cumulative Energy Savings (MWh or mTherms) | Achievable Technical Potential | 0 | 0 | 0 | 0 | 0 | 0.090285 | 0.17964 | 0.26727 | 0.35374 | 0.43899 | 0.52189 | 0.60324 | 0.68321 | 0.76064 | 0.8367 | 0.91123 | 0.98466 | 1.0571 | 1.1282 | 1.1987 | 1.2683 | 1.3365 | 1.4043 | 1.4715 | 1.5381 | 1.5308 | 1.5241 | 1.5179 | 0 | 0 | 0
F11_Industrial_Food Products_Existing_Space Heating_Natural Gas_Thermostat - Programmable_A_Achievable Technical Potential | F11 | Industrial | Food Products | Existing | Space Heating | Natural Gas | Thermostat - Programmable | A | Cumulative Summer Peak Savings (MW) | Achievable Technical Potential | 0 | 0 | 0 | 0 | 0 | 0 | 0 | 0 | 0 | 0 | 0 | 0 | 0 | 0 | 0 | 0 | 0 | 0 | 0 | 0 | 0 | 0 | 0 | 0 | 0 | 0 | 0 | 0 | 0 | 0 | 0
F12_Industrial_Food Products_Existing_Space Heating_Natural Gas_Thermostat - Programmable_A_Achievable Technical Potential | F12 | Industrial | Food Products | Existing | Space Heating | Natural Gas | Thermostat - Programmable | A | Cumulative Winter Peak Savings (MW) | Achievable Technical Potential | 0 | 0 | 0 | 0 | 0 | 0 | 0 | 0 | 0 | 0 | 0 | 0 | 0 | 0 | 0 | 0 | 0 | 0 | 0 | 0 | 0 | 0 | 0 | 0 | 0 | 0 | 0 | 0 | 0 | 0 | 0
F13_Industrial_Food Products_Existing_Space Heating_Natural Gas_Thermostat - Programmable_A_Achievable Technical Potential | F13 | Industrial | Food Products | Existing | Space Heating | Natural Gas | Thermostat - Programmable | A | Purchases (Incremental) | Achievable Technical Potential | 0 | 0 | 0 | 0 | 0 | 13742.0123 | 13734.4702 | 13653.473 | 13660.8547 | 13672.1506 | 13498.5283 | 13461.6413 | 13434.3084 | 13220.9762 | 13271.4543 | 13144.8937 | 13146.5996 | 13080.4322 | 12963.7555 | 12979.1118 | 12925.44 | 12875.1687 | 12828.2561 | 12784.6616 | 12744.3458 | 0 | 0 | 0 | 0 | 0 | 0
F14_Industrial_Food Products_Existing_Space Heating_Natural Gas_Thermostat - Programmable_A_Achievable Technical Potential | F14 | Industrial | Food Products | Existing | Space Heating | Natural Gas | Thermostat - Programmable | A | Purchases (Cumulative) | Achievable Technical Potential | 0 | 0 | 0 | 0 | 0 | 13742.0123 | 27476.4824 | 41129.9555 | 54790.8102 | 68462.9607 | 81961.4891 | 95423.1304 | 108857.4387 | 122078.4149 | 135349.8692 | 148494.7629 | 161641.3625 | 174721.7947 | 187685.5502 | 200664.662 | 213590.102 | 226465.2707 | 239293.5269 | 252078.1885 | 264822.5343 | 264822.5343 | 264822.5343 | 264822.5343 | 264822.5343 | 264822.5343 | 264822.5343
F1_Industrial_Food Products_Existing_Space Heating_Natural Gas_ENERGY STAR Connected Thermostat_A_Achievable Technical Potential | F1 | Industrial | Food Products | Existing | Space Heating | Natural Gas | ENERGY STAR Connected Thermostat | A | Original Unit Energy Savings (kWh or therms) | Achievable Technical Potential | 0 | 0 | 0 | 0 | 0 | 0.015466 | 0.01539 | 0.015297 | 0.015198 | 0.015094 | 0.014989 | 0.014881 | 0.014774 | 0.014667 | 0.014552 | 0.014445 | 0.01434 | 0.014242 | 0.014151 | 0.014062 | 0.013978 | 0.013892 | 0.013815 | 0.013742 | 0.013672 | 0.013608 | 0.013548 | 0.013493 | 0 | 0 | 0
F2_Industrial_Food Products_Existing_Space Heating_Natural Gas_ENERGY STAR Connected Thermostat_A_Achievable Technical Potential | F2 | Industrial | Food Products | Existing | Space Heating | Natural Gas | ENERGY STAR Connected Thermostat | A | Original Unit Summer Peak Savings (kW) | Achievable Technical Potential | 0 | 0 | 0 | 0 | 0 | 0 | 0 | 0 | 0 | 0 | 0 | 0 | 0 | 0 | 0 | 0 | 0 | 0 | 0 | 0 | 0 | 0 | 0 | 0 | 0 | 0 | 0 | 0 | 0 | 0 | 0
F3_Industrial_Food Products_Existing_Space Heating_Natural Gas_ENERGY STAR Connected Thermostat_A_Achievable Technical Potential | F3 | Industrial | Food Products | Existing | Space Heating | Natural Gas | ENERGY STAR Connected Thermostat | A | Original Unit Winter Peak Savings (kW) | Achievable Technical Potential | 0 | 0 | 0 | 0 | 0 | 0 | 0 | 0 | 0 | 0 | 0 | 0 | 0 | 0 | 0 | 0 | 0 | 0 | 0 | 0 | 0 | 0 | 0 | 0 | 0 | 0 | 0 | 0 | 0 | 0 | 0
F4_Industrial_Food Products_Existing_Space Heating_Natural Gas_ENERGY STAR Connected Thermostat_A_Achievable Technical Potential | F4 | Industrial | Food Products | Existing | Space Heating | Natural Gas | ENERGY STAR Connected Thermostat | A | Standalone Impact on Baseline Energy (%) | Achievable Technical Potential | 0% | 0% | 0% | 0% | 0% | 0.06375% | 0.1275% | 0.192% | 0.2557% | 0.3192% | 0.3871% | 0.4519% | 0.5166% | 0.5886% | 0.6502% | 0.7202% | 0.7838% | 0.8515% | 0.923% | 0.9856% | 1.053% | 1.121% | 1.189% | 1.257% | 0.013247 | 0.013286 | 0.013321 | 0.013354 | 0 | 0 | 0
F5_Industrial_Food Products_Existing_Space Heating_Natural Gas_ENERGY STAR Connected Thermostat_A_Achievable Technical Potential | F5 | Industrial | Food Products | Existing | Space Heating | Natural Gas | ENERGY STAR Connected Thermostat | A | Standalone Impact on Baseline Summer Peak (%) | Achievable Technical Potential | 0% | 0% | 0% | 0% | 0% | 0% | 0% | 0% | 0% | 0% | 0% | 0% | 0% | 0% | 0% | 0% | 0% | 0% | 0% | 0% | 0% | 0% | 0% | 0% | 0 | 0 | 0 | 0 | 0 | 0 | 0
F6_Industrial_Food Products_Existing_Space Heating_Natural Gas_ENERGY STAR Connected Thermostat_A_Achievable Technical Potential | F6 | Industrial | Food Products | Existing | Space Heating | Natural Gas | ENERGY STAR Connected Thermostat | A | Standalone Impact on Baseline Winter Peak (%) | Achievable Technical Potential | 0% | 0% | 0% | 0% | 0% | 0% | 0% | 0% | 0% | 0% | 0% | 0% | 0% | 0% | 0% | 0% | 0% | 0% | 0% | 0% | 0% | 0% | 0% | 0% | 0 | 0 | 0 | 0 | 0 | 0 | 0
F7_Industrial_Food Products_Existing_Space Heating_Natural Gas_ENERGY STAR Connected Thermostat_A_Achievable Technical Potential | F7 | Industrial | Food Products | Existing | Space Heating | Natural Gas | ENERGY STAR Connected Thermostat | A | Incremental Energy Savings (MWh or mTherms) | Achievable Technical Potential | 0 | 0 | 0 | 0 | 0 | 0.21253 | 0.21138 | 0.20885 | 0.20762 | 0.20637 | 0.20233 | 0.20033 | 0.19848 | 0.19392 | 0.19313 | 0.18988 | 0.18852 | 0.18629 | 0.18345 | 0.18251 | 0.18067 | 0.17887 | 0.17722 | 0.17568 | 0.17424 | 0 | 0 | 0 | 0 | 0 | 0
F8_Industrial_Food Products_Existing_Space Heating_Natural Gas_ENERGY STAR Connected Thermostat_A_Achievable Technical Potential | F8 | Industrial | Food Products | Existing | Space Heating | Natural Gas | ENERGY STAR Connected Thermostat | A | Incremental Summer Peak Savings (MW) | Achievable Technical Potential | 0 | 0 | 0 | 0 | 0 | 0 | 0 | 0 | 0 | 0 | 0 | 0 | 0 | 0 | 0 | 0 | 0 | 0 | 0 | 0 | 0 | 0 | 0 | 0 | 0 | 0 | 0 | 0 | 0 | 0 | 0
F9_Industrial_Food Products_Existing_Space Heating_Natural Gas_ENERGY STAR Connected Thermostat_A_Achievable Technical Potential | F9 | Industrial | Food Products | Existing | Space Heating | Natural Gas | ENERGY STAR Connected Thermostat | A | Incremental Winter Peak Savings (MW) | Achievable Technical Potential | 0 | 0 | 0 | 0 | 0 | 0 | 0 | 0 | 0 | 0 | 0 | 0 | 0 | 0 | 0 | 0 | 0 | 0 | 0 | 0 | 0 | 0 | 0 | 0 | 0 | 0 | 0 | 0 | 0 | 0 | 0
F10_Industrial_Food Products_Existing_Space Heating_Natural Gas_ENERGY STAR Connected Thermostat_A_Achievable Technical Potential | F10 | Industrial | Food Products | Existing | Space Heating | Natural Gas | ENERGY STAR Connected Thermostat | A | Cumulative Energy Savings (MWh or mTherms) | Achievable Technical Potential | 0 | 0 | 0 | 0 | 0 | 0.21253 | 0.42287 | 0.62915 | 0.8327 | 1.0334 | 1.2285 | 1.42 | 1.6083 | 1.7906 | 1.9696 | 2.145 | 2.3179 | 2.4884 | 2.6559 | 2.8217 | 2.9856 | 3.1461 | 3.3058 | 3.464 | 3.6207 | 3.6036 | 3.5879 | 3.5732 | 0 | 0 | 0
F11_Industrial_Food Products_Existing_Space Heating_Natural Gas_ENERGY STAR Connected Thermostat_A_Achievable Technical Potential | F11 | Industrial | Food Products | Existing | Space Heating | Natural Gas | ENERGY STAR Connected Thermostat | A | Cumulative Summer Peak Savings (MW) | Achievable Technical Potential | 0 | 0 | 0 | 0 | 0 | 0 | 0 | 0 | 0 | 0 | 0 | 0 | 0 | 0 | 0 | 0 | 0 | 0 | 0 | 0 | 0 | 0 | 0 | 0 | 0 | 0 | 0 | 0 | 0 | 0 | 0
F12_Industrial_Food Products_Existing_Space Heating_Natural Gas_ENERGY STAR Connected Thermostat_A_Achievable Technical Potential | F12 | Industrial | Food Products | Existing | Space Heating | Natural Gas | ENERGY STAR Connected Thermostat | A | Cumulative Winter Peak Savings (MW) | Achievable Technical Potential | 0 | 0 | 0 | 0 | 0 | 0 | 0 | 0 | 0 | 0 | 0 | 0 | 0 | 0 | 0 | 0 | 0 | 0 | 0 | 0 | 0 | 0 | 0 | 0 | 0 | 0 | 0 | 0 | 0 | 0 | 0
F13_Industrial_Food Products_Existing_Space Heating_Natural Gas_ENERGY STAR Connected Thermostat_A_Achievable Technical Potential | F13 | Industrial | Food Products | Existing | Space Heating | Natural Gas | ENERGY STAR Connected Thermostat | A | Purchases (Incremental) | Achievable Technical Potential | 0 | 0 | 0 | 0 | 0 | 13742.0123 | 13734.4702 | 13653.473 | 13660.8547 | 13672.1506 | 13498.5283 | 13461.6413 | 13434.3084 | 13220.9762 | 13271.4543 | 13144.8937 | 13146.5996 | 13080.4322 | 12963.7555 | 12979.1118 | 12925.44 | 12875.1687 | 12828.2561 | 12784.6616 | 12744.3458 | 0 | 0 | 0 | 0 | 0 | 0
F14_Industrial_Food Products_Existing_Space Heating_Natural Gas_ENERGY STAR Connected Thermostat_A_Achievable Technical Potential | F14 | Industrial | Food Products | Existing | Space Heating | Natural Gas | ENERGY STAR Connected Thermostat | A | Purchases (Cumulative) | Achievable Technical Potential | 0 | 0 | 0 | 0 | 0 | 13742.0123 | 27476.4824 | 41129.9555 | 54790.8102 | 68462.9607 | 81961.4891 | 95423.1304 | 108857.4387 | 122078.4149 | 135349.8692 | 148494.7629 | 161641.3625 | 174721.7947 | 187685.5502 | 200664.662 | 213590.102 | 226465.2707 | 239293.5269 | 252078.1885 | 264822.5343 | 264822.5343 | 264822.5343 | 264822.5343 | 264822.5343 | 264822.5343 | 264822.5343
F1_Industrial_Food Products_Existing_Space Heating_Natural Gas_Destratification Fans (HVLS)_A_Achievable Technical Potential | F1 | Industrial | Food Products | Existing | Space Heating | Natural Gas | Destratification Fans (HVLS) | A | Original Unit Energy Savings (kWh or therms) | Achievable Technical Potential | 0 | 0 | 0 | 0 | 0 | 0.015466 | 0.01539 | 0.015297 | 0.015198 | 0.015094 | 0.014989 | 0.014881 | 0.014774 | 0.014667 | 0.014552 | 0.014445 | 0.01434 | 0.014242 | 0.014151 | 0.014062 | 0.013978 | 0.013892 | 0.013815 | 0.013742 | 0.013672 | 0.013608 | 0.013548 | 0.013493 | 0 | 0 | 0
F2_Industrial_Food Products_Existing_Space Heating_Natural Gas_Destratification Fans (HVLS)_A_Achievable Technical Potential | F2 | Industrial | Food Products | Existing | Space Heating | Natural Gas | Destratification Fans (HVLS) | A | Original Unit Summer Peak Savings (kW) | Achievable Technical Potential | 0 | 0 | 0 | 0 | 0 | 0 | 0 | 0 | 0 | 0 | 0 | 0 | 0 | 0 | 0 | 0 | 0 | 0 | 0 | 0 | 0 | 0 | 0 | 0 | 0 | 0 | 0 | 0 | 0 | 0 | 0
F3_Industrial_Food Products_Existing_Space Heating_Natural Gas_Destratification Fans (HVLS)_A_Achievable Technical Potential | F3 | Industrial | Food Products | Existing | Space Heating | Natural Gas | Destratification Fans (HVLS) | A | Original Unit Winter Peak Savings (kW) | Achievable Technical Potential | 0 | 0 | 0 | 0 | 0 | 0 | 0 | 0 | 0 | 0 | 0 | 0 | 0 | 0 | 0 | 0 | 0 | 0 | 0 | 0 | 0 | 0 | 0 | 0 | 0 | 0 | 0 | 0 | 0 | 0 | 0
F4_Industrial_Food Products_Existing_Space Heating_Natural Gas_Destratification Fans (HVLS)_A_Achievable Technical Potential | F4 | Industrial | Food Products | Existing | Space Heating | Natural Gas | Destratification Fans (HVLS) | A | Standalone Impact on Baseline Energy (%) | Achievable Technical Potential | 0% | 0% | 0% | 0% | 0% | 0.06375% | 0.1275% | 0.192% | 0.2557% | 0.3192% | 0.3871% | 0.4519% | 0.5166% | 0.5886% | 0.6502% | 0.7202% | 0.7838% | 0.8515% | 0.923% | 0.9856% | 1.053% | 1.121% | 1.189% | 1.257% | 0.013247 | 0.013286 | 0.013321 | 0.013354 | 0 | 0 | 0
F5_Industrial_Food Products_Existing_Space Heating_Natural Gas_Destratification Fans (HVLS)_A_Achievable Technical Potential | F5 | Industrial | Food Products | Existing | Space Heating | Natural Gas | Destratification Fans (HVLS) | A | Standalone Impact on Baseline Summer Peak (%) | Achievable Technical Potential | 0% | 0% | 0% | 0% | 0% | 0% | 0% | 0% | 0% | 0% | 0% | 0% | 0% | 0% | 0% | 0% | 0% | 0% | 0% | 0% | 0% | 0% | 0% | 0% | 0 | 0 | 0 | 0 | 0 | 0 | 0
F6_Industrial_Food Products_Existing_Space Heating_Natural Gas_Destratification Fans (HVLS)_A_Achievable Technical Potential | F6 | Industrial | Food Products | Existing | Space Heating | Natural Gas | Destratification Fans (HVLS) | A | Standalone Impact on Baseline Winter Peak (%) | Achievable Technical Potential | 0% | 0% | 0% | 0% | 0% | 0% | 0% | 0% | 0% | 0% | 0% | 0% | 0% | 0% | 0% | 0% | 0% | 0% | 0% | 0% | 0% | 0% | 0% | 0% | 0 | 0 | 0 | 0 | 0 | 0 | 0
F7_Industrial_Food Products_Existing_Space Heating_Natural Gas_Destratification Fans (HVLS)_A_Achievable Technical Potential | F7 | Industrial | Food Products | Existing | Space Heating | Natural Gas | Destratification Fans (HVLS) | A | Incremental Energy Savings (MWh or mTherms) | Achievable Technical Potential | 0 | 0 | 0 | 0 | 0 | 0.21253 | 0.21138 | 0.20885 | 0.20762 | 0.20637 | 0.20233 | 0.20033 | 0.19848 | 0.19392 | 0.19313 | 0.18988 | 0.18852 | 0.18629 | 0.18345 | 0.18251 | 0.18067 | 0.17887 | 0.17722 | 0.17568 | 0.17424 | 0 | 0 | 0 | 0 | 0 | 0
F8_Industrial_Food Products_Existing_Space Heating_Natural Gas_Destratification Fans (HVLS)_A_Achievable Technical Potential | F8 | Industrial | Food Products | Existing | Space Heating | Natural Gas | Destratification Fans (HVLS) | A | Incremental Summer Peak Savings (MW) | Achievable Technical Potential | 0 | 0 | 0 | 0 | 0 | 0 | 0 | 0 | 0 | 0 | 0 | 0 | 0 | 0 | 0 | 0 | 0 | 0 | 0 | 0 | 0 | 0 | 0 | 0 | 0 | 0 | 0 | 0 | 0 | 0 | 0
F9_Industrial_Food Products_Existing_Space Heating_Natural Gas_Destratification Fans (HVLS)_A_Achievable Technical Potential | F9 | Industrial | Food Products | Existing | Space Heating | Natural Gas | Destratification Fans (HVLS) | A | Incremental Winter Peak Savings (MW) | Achievable Technical Potential | 0 | 0 | 0 | 0 | 0 | 0 | 0 | 0 | 0 | 0 | 0 | 0 | 0 | 0 | 0 | 0 | 0 | 0 | 0 | 0 | 0 | 0 | 0 | 0 | 0 | 0 | 0 | 0 | 0 | 0 | 0
F10_Industrial_Food Products_Existing_Space Heating_Natural Gas_Destratification Fans (HVLS)_A_Achievable Technical Potential | F10 | Industrial | Food Products | Existing | Space Heating | Natural Gas | Destratification Fans (HVLS) | A | Cumulative Energy Savings (MWh or mTherms) | Achievable Technical Potential | 0 | 0 | 0 | 0 | 0 | 0.21253 | 0.42287 | 0.62915 | 0.8327 | 1.0334 | 1.2285 | 1.42 | 1.6083 | 1.7906 | 1.9696 | 2.145 | 2.3179 | 2.4884 | 2.6559 | 2.8217 | 2.9856 | 3.1461 | 3.3058 | 3.464 | 3.6207 | 3.6036 | 3.5879 | 3.5732 | 0 | 0 | 0
F11_Industrial_Food Products_Existing_Space Heating_Natural Gas_Destratification Fans (HVLS)_A_Achievable Technical Potential | F11 | Industrial | Food Products | Existing | Space Heating | Natural Gas | Destratification Fans (HVLS) | A | Cumulative Summer Peak Savings (MW) | Achievable Technical Potential | 0 | 0 | 0 | 0 | 0 | 0 | 0 | 0 | 0 | 0 | 0 | 0 | 0 | 0 | 0 | 0 | 0 | 0 | 0 | 0 | 0 | 0 | 0 | 0 | 0 | 0 | 0 | 0 | 0 | 0 | 0
F12_Industrial_Food Products_Existing_Space Heating_Natural Gas_Destratification Fans (HVLS)_A_Achievable Technical Potential | F12 | Industrial | Food Products | Existing | Space Heating | Natural Gas | Destratification Fans (HVLS) | A | Cumulative Winter Peak Savings (MW) | Achievable Technical Potential | 0 | 0 | 0 | 0 | 0 | 0 | 0 | 0 | 0 | 0 | 0 | 0 | 0 | 0 | 0 | 0 | 0 | 0 | 0 | 0 | 0 | 0 | 0 | 0 | 0 | 0 | 0 | 0 | 0 | 0 | 0
F13_Industrial_Food Products_Existing_Space Heating_Natural Gas_Destratification Fans (HVLS)_A_Achievable Technical Potential | F13 | Industrial | Food Products | Existing | Space Heating | Natural Gas | Destratification Fans (HVLS) | A | Purchases (Incremental) | Achievable Technical Potential | 0 | 0 | 0 | 0 | 0 | 13742.0123 | 13734.4702 | 13653.473 | 13660.8547 | 13672.1506 | 13498.5283 | 13461.6413 | 13434.3084 | 13220.9762 | 13271.4543 | 13144.8937 | 13146.5996 | 13080.4322 | 12963.7555 | 12979.1118 | 12925.44 | 12875.1687 | 12828.2561 | 12784.6616 | 12744.3458 | 0 | 0 | 0 | 0 | 0 | 0
F14_Industrial_Food Products_Existing_Space Heating_Natural Gas_Destratification Fans (HVLS)_A_Achievable Technical Potential | F14 | Industrial | Food Products | Existing | Space Heating | Natural Gas | Destratification Fans (HVLS) | A | Purchases (Cumulative) | Achievable Technical Potential | 0 | 0 | 0 | 0 | 0 | 13742.0123 | 27476.4824 | 41129.9555 | 54790.8102 | 68462.9607 | 81961.4891 | 95423.1304 | 108857.4387 | 122078.4149 | 135349.8692 | 148494.7629 | 161641.3625 | 174721.7947 | 187685.5502 | 200664.662 | 213590.102 | 226465.2707 | 239293.5269 | 252078.1885 | 264822.5343 | 264822.5343 | 264822.5343 | 264822.5343 | 264822.5343 | 264822.5343 | 264822.5343
F1_Industrial_Food Products_Existing_Space Heating_Natural Gas_Gas Boiler - Insulate Steam Lines/Condensate Tank_A_Achievable Technical Potential | F1 | Industrial | Food Products | Existing | Space Heating | Natural Gas | Gas Boiler - Insulate Steam Lines/Condensate Tank | A | Original Unit Energy Savings (kWh or therms) | Achievable Technical Potential | 0 | 0 | 0 | 0 | 0 | 10.1864 | 10.1174 | 10.0488 | 9.9799 | 9.9111 | 9.8443 | 9.7781 | 9.7127 | 9.648 | 9.5795 | 9.5167 | 9.4545 | 9.3934 | 9.3331 | 9.2728 | 9.2145 | 9.1538 | 9.0953 | 9.0385 | 8.9814 | 8.9293 | 8.8818 | 8.8384 | 8.7988 | 8.7627 | 8.7297
F2_Industrial_Food Products_Existing_Space Heating_Natural Gas_Gas Boiler - Insulate Steam Lines/Condensate Tank_A_Achievable Technical Potential | F2 | Industrial | Food Products | Existing | Space Heating | Natural Gas | Gas Boiler - Insulate Steam Lines/Condensate Tank | A | Original Unit Summer Peak Savings (kW) | Achievable Technical Potential | 0 | 0 | 0 | 0 | 0 | 0 | 0 | 0 | 0 | 0 | 0 | 0 | 0 | 0 | 0 | 0 | 0 | 0 | 0 | 0 | 0 | 0 | 0 | 0 | 0 | 0 | 0 | 0 | 0 | 0 | 0
F3_Industrial_Food Products_Existing_Space Heating_Natural Gas_Gas Boiler - Insulate Steam Lines/Condensate Tank_A_Achievable Technical Potential | F3 | Industrial | Food Products | Existing | Space Heating | Natural Gas | Gas Boiler - Insulate Steam Lines/Condensate Tank | A | Original Unit Winter Peak Savings (kW) | Achievable Technical Potential | 0 | 0 | 0 | 0 | 0 | 0 | 0 | 0 | 0 | 0 | 0 | 0 | 0 | 0 | 0 | 0 | 0 | 0 | 0 | 0 | 0 | 0 | 0 | 0 | 0 | 0 | 0 | 0 | 0 | 0 | 0
F4_Industrial_Food Products_Existing_Space Heating_Natural Gas_Gas Boiler - Insulate Steam Lines/Condensate Tank_A_Achievable Technical Potential | F4 | Industrial | Food Products | Existing | Space Heating | Natural Gas | Gas Boiler - Insulate Steam Lines/Condensate Tank | A | Standalone Impact on Baseline Energy (%) | Achievable Technical Potential | 0% | 0% | 0% | 0% | 0% | 0.005115% | 0.01021% | 0.01537% | 0.02045% | 0.02553% | 0.03097% | 0.03617% | 0.04137% | 0.04717% | 0.05214% | 0.0578% | 0.06296% | 0.06842% | 0.07416% | 0.07918% | 0.0846% | 0.09001% | 0.09538% | 0.1007% | 0.0010601 | 0.001062 | 0.0010639 | 0.0010656 | 0 | 0 | 0
F5_Industrial_Food Products_Existing_Space Heating_Natural Gas_Gas Boiler - Insulate Steam Lines/Condensate Tank_A_Achievable Technical Potential | F5 | Industrial | Food Products | Existing | Space Heating | Natural Gas | Gas Boiler - Insulate Steam Lines/Condensate Tank | A | Standalone Impact on Baseline Summer Peak (%) | Achievable Technical Potential | 0% | 0% | 0% | 0% | 0% | 0% | 0% | 0% | 0% | 0% | 0% | 0% | 0% | 0% | 0% | 0% | 0% | 0% | 0% | 0% | 0% | 0% | 0% | 0% | 0 | 0 | 0 | 0 | 0 | 0 | 0
F6_Industrial_Food Products_Existing_Space Heating_Natural Gas_Gas Boiler - Insulate Steam Lines/Condensate Tank_A_Achievable Technical Potential | F6 | Industrial | Food Products | Existing | Space Heating | Natural Gas | Gas Boiler - Insulate Steam Lines/Condensate Tank | A | Standalone Impact on Baseline Winter Peak (%) | Achievable Technical Potential | 0% | 0% | 0% | 0% | 0% | 0% | 0% | 0% | 0% | 0% | 0% | 0% | 0% | 0% | 0% | 0% | 0% | 0% | 0% | 0% | 0% | 0% | 0% | 0% | 0 | 0 | 0 | 0 | 0 | 0 | 0
F7_Industrial_Food Products_Existing_Space Heating_Natural Gas_Gas Boiler - Insulate Steam Lines/Condensate Tank_A_Achievable Technical Potential | F7 | Industrial | Food Products | Existing | Space Heating | Natural Gas | Gas Boiler - Insulate Steam Lines/Condensate Tank | A | Incremental Energy Savings (MWh or mTherms) | Achievable Technical Potential | 0 | 0 | 0 | 0 | 0 | 0.017053 | 0.016928 | 0.016714 | 0.016608 | 0.016508 | 0.016188 | 0.016035 | 0.015896 | 0.015539 | 0.015488 | 0.015239 | 0.015142 | 0.014968 | 0.01474 | 0.014662 | 0.014509 | 0.014358 | 0.014214 | 0.014077 | 0.013944 | 0 | 0 | 0 | 0 | 0 | 0
F8_Industrial_Food Products_Existing_Space Heating_Natural Gas_Gas Boiler - Insulate Steam Lines/Condensate Tank_A_Achievable Technical Potential | F8 | Industrial | Food Products | Existing | Space Heating | Natural Gas | Gas Boiler - Insulate Steam Lines/Condensate Tank | A | Incremental Summer Peak Savings (MW) | Achievable Technical Potential | 0 | 0 | 0 | 0 | 0 | 0 | 0 | 0 | 0 | 0 | 0 | 0 | 0 | 0 | 0 | 0 | 0 | 0 | 0 | 0 | 0 | 0 | 0 | 0 | 0 | 0 | 0 | 0 | 0 | 0 | 0
F9_Industrial_Food Products_Existing_Space Heating_Natural Gas_Gas Boiler - Insulate Steam Lines/Condensate Tank_A_Achievable Technical Potential | F9 | Industrial | Food Products | Existing | Space Heating | Natural Gas | Gas Boiler - Insulate Steam Lines/Condensate Tank | A | Incremental Winter Peak Savings (MW) | Achievable Technical Potential | 0 | 0 | 0 | 0 | 0 | 0 | 0 | 0 | 0 | 0 | 0 | 0 | 0 | 0 | 0 | 0 | 0 | 0 | 0 | 0 | 0 | 0 | 0 | 0 | 0 | 0 | 0 | 0 | 0 | 0 | 0
F10_Industrial_Food Products_Existing_Space Heating_Natural Gas_Gas Boiler - Insulate Steam Lines/Condensate Tank_A_Achievable Technical Potential | F10 | Industrial | Food Products | Existing | Space Heating | Natural Gas | Gas Boiler - Insulate Steam Lines/Condensate Tank | A | Cumulative Energy Savings (MWh or mTherms) | Achievable Technical Potential | 0 | 0 | 0 | 0 | 0 | 0.017053 | 0.033865 | 0.05035 | 0.066613 | 0.082662 | 0.098292 | 0.11367 | 0.1288 | 0.14348 | 0.15795 | 0.17216 | 0.18617 | 0.19994 | 0.2134 | 0.22668 | 0.23976 | 0.25254 | 0.26514 | 0.27756 | 0.28975 | 0.28807 | 0.28654 | 0.28514 | 0.28386 | 0.28269 | 0.28163
F11_Industrial_Food Products_Existing_Space Heating_Natural Gas_Gas Boiler - Insulate Steam Lines/Condensate Tank_A_Achievable Technical Potential | F11 | Industrial | Food Products | Existing | Space Heating | Natural Gas | Gas Boiler - Insulate Steam Lines/Condensate Tank | A | Cumulative Summer Peak Savings (MW) | Achievable Technical Potential | 0 | 0 | 0 | 0 | 0 | 0 | 0 | 0 | 0 | 0 | 0 | 0 | 0 | 0 | 0 | 0 | 0 | 0 | 0 | 0 | 0 | 0 | 0 | 0 | 0 | 0 | 0 | 0 | 0 | 0 | 0
F12_Industrial_Food Products_Existing_Space Heating_Natural Gas_Gas Boiler - Insulate Steam Lines/Condensate Tank_A_Achievable Technical Potential | F12 | Industrial | Food Products | Existing | Space Heating | Natural Gas | Gas Boiler - Insulate Steam Lines/Condensate Tank | A | Cumulative Winter Peak Savings (MW) | Achievable Technical Potential | 0 | 0 | 0 | 0 | 0 | 0 | 0 | 0 | 0 | 0 | 0 | 0 | 0 | 0 | 0 | 0 | 0 | 0 | 0 | 0 | 0 | 0 | 0 | 0 | 0 | 0 | 0 | 0 | 0 | 0 | 0
F13_Industrial_Food Products_Existing_Space Heating_Natural Gas_Gas Boiler - Insulate Steam Lines/Condensate Tank_A_Achievable Technical Potential | F13 | Industrial | Food Products | Existing | Space Heating | Natural Gas | Gas Boiler - Insulate Steam Lines/Condensate Tank | A | Purchases (Incremental) | Achievable Technical Potential | 0 | 0 | 0 | 0 | 0 | 1.6741 | 1.6732 | 1.6633 | 1.6642 | 1.6656 | 1.6444 | 1.6399 | 1.6366 | 1.6106 | 1.6168 | 1.6013 | 1.6015 | 1.5935 | 1.5793 | 1.5811 | 1.5746 | 1.5685 | 1.5628 | 1.5575 | 1.5525 | 0 | 0 | 0 | 0 | 0 | 0
F14_Industrial_Food Products_Existing_Space Heating_Natural Gas_Gas Boiler - Insulate Steam Lines/Condensate Tank_A_Achievable Technical Potential | F14 | Industrial | Food Products | Existing | Space Heating | Natural Gas | Gas Boiler - Insulate Steam Lines/Condensate Tank | A | Purchases (Cumulative) | Achievable Technical Potential | 0 | 0 | 0 | 0 | 0 | 1.6741 | 3.3472 | 5.0105 | 6.6747 | 8.3403 | 9.9847 | 11.6246 | 13.2612 | 14.8718 | 16.4886 | 18.0899 | 19.6915 | 21.2849 | 22.8642 | 24.4453 | 26.0199 | 27.5884 | 29.1512 | 30.7086 | 32.2612 | 32.2612 | 32.2612 | 32.2612 | 32.2612 | 32.2612 | 32.2612
F1_Industrial_Food Products_Existing_Process_Natural Gas_Gas Boiler - Insulate Steam Lines/Condensate Tank_A_Achievable Technical Potential | F1 | Industrial | Food Products | Existing | Process | Natural Gas | Gas Boiler - Insulate Steam Lines/Condensate Tank | A | Original Unit Energy Savings (kWh or therms) | Achievable Technical Potential | 0 | 0 | 0 | 0 | 0 | 376.3371 | 376.3371 | 376.3371 | 376.3371 | 376.3371 | 376.3371 | 376.3371 | 376.3371 | 376.3371 | 376.3371 | 376.3371 | 376.3371 | 376.3371 | 376.3371 | 376.3371 | 376.3371 | 376.3371 | 376.3371 | 376.3371 | 376.3371 | 376.3371 | 376.3371 | 376.3371 | 376.3371 | 376.3371 | 376.3371
F2_Industrial_Food Products_Existing_Process_Natural Gas_Gas Boiler - Insulate Steam Lines/Condensate Tank_A_Achievable Technical Potential | F2 | Industrial | Food Products | Existing | Process | Natural Gas | Gas Boiler - Insulate Steam Lines/Condensate Tank | A | Original Unit Summer Peak Savings (kW) | Achievable Technical Potential | 0 | 0 | 0 | 0 | 0 | 0 | 0 | 0 | 0 | 0 | 0 | 0 | 0 | 0 | 0 | 0 | 0 | 0 | 0 | 0 | 0 | 0 | 0 | 0 | 0 | 0 | 0 | 0 | 0 | 0 | 0
F3_Industrial_Food Products_Existing_Process_Natural Gas_Gas Boiler - Insulate Steam Lines/Condensate Tank_A_Achievable Technical Potential | F3 | Industrial | Food Products | Existing | Process | Natural Gas | Gas Boiler - Insulate Steam Lines/Condensate Tank | A | Original Unit Winter Peak Savings (kW) | Achievable Technical Potential | 0 | 0 | 0 | 0 | 0 | 0 | 0 | 0 | 0 | 0 | 0 | 0 | 0 | 0 | 0 | 0 | 0 | 0 | 0 | 0 | 0 | 0 | 0 | 0 | 0 | 0 | 0 | 0 | 0 | 0 | 0
F4_Industrial_Food Products_Existing_Process_Natural Gas_Gas Boiler - Insulate Steam Lines/Condensate Tank_A_Achievable Technical Potential | F4 | Industrial | Food Products | Existing | Process | Natural Gas | Gas Boiler - Insulate Steam Lines/Condensate Tank | A | Standalone Impact on Baseline Energy (%) | Achievable Technical Potential | 0% | 0% | 0% | 0% | 0% | 0.02846% | 0.05693% | 0.08573% | 0.1141% | 0.1425% | 0.1728% | 0.2017% | 0.2306% | 0.2628% | 0.2902% | 0.3215% | 0.3499% | 0.3801% | 0.412% | 0.44% | 0.4703% | 0.5006% | 0.5309% | 0.5611% | 0.0059138 | 0.005931 | 0.0059469 | 0.0059613 | 0 | 0 | 0
F5_Industrial_Food Products_Existing_Process_Natural Gas_Gas Boiler - Insulate Steam Lines/Condensate Tank_A_Achievable Technical Potential | F5 | Industrial | Food Products | Existing | Process | Natural Gas | Gas Boiler - Insulate Steam Lines/Condensate Tank | A | Standalone Impact on Baseline Summer Peak (%) | Achievable Technical Potential | 0% | 0% | 0% | 0% | 0% | 0% | 0% | 0% | 0% | 0% | 0% | 0% | 0% | 0% | 0% | 0% | 0% | 0% | 0% | 0% | 0% | 0% | 0% | 0% | 0 | 0 | 0 | 0 | 0 | 0 | 0
F6_Industrial_Food Products_Existing_Process_Natural Gas_Gas Boiler - Insulate Steam Lines/Condensate Tank_A_Achievable Technical Potential | F6 | Industrial | Food Products | Existing | Process | Natural Gas | Gas Boiler - Insulate Steam Lines/Condensate Tank | A | Standalone Impact on Baseline Winter Peak (%) | Achievable Technical Potential | 0% | 0% | 0% | 0% | 0% | 0% | 0% | 0% | 0% | 0% | 0% | 0% | 0% | 0% | 0% | 0% | 0% | 0% | 0% | 0% | 0% | 0% | 0% | 0% | 0 | 0 | 0 | 0 | 0 | 0 | 0
F7_Industrial_Food Products_Existing_Process_Natural Gas_Gas Boiler - Insulate Steam Lines/Condensate Tank_A_Achievable Technical Potential | F7 | Industrial | Food Products | Existing | Process | Natural Gas | Gas Boiler - Insulate Steam Lines/Condensate Tank | A | Incremental Energy Savings (MWh or mTherms) | Achievable Technical Potential | 0 | 0 | 0 | 0 | 0 | 1.5022 | 1.5014 | 1.4926 | 1.4934 | 1.4946 | 1.4756 | 1.4716 | 1.4686 | 1.4453 | 1.4508 | 1.437 | 1.4372 | 1.4299 | 1.4172 | 1.4188 | 1.413 | 1.4075 | 1.4024 | 1.3976 | 1.3932 | 0 | 0 | 0 | 0 | 0 | 0
F8_Industrial_Food Products_Existing_Process_Natural Gas_Gas Boiler - Insulate Steam Lines/Condensate Tank_A_Achievable Technical Potential | F8 | Industrial | Food Products | Existing | Process | Natural Gas | Gas Boiler - Insulate Steam Lines/Condensate Tank | A | Incremental Summer Peak Savings (MW) | Achievable Technical Potential | 0 | 0 | 0 | 0 | 0 | 0 | 0 | 0 | 0 | 0 | 0 | 0 | 0 | 0 | 0 | 0 | 0 | 0 | 0 | 0 | 0 | 0 | 0 | 0 | 0 | 0 | 0 | 0 | 0 | 0 | 0
F9_Industrial_Food Products_Existing_Process_Natural Gas_Gas Boiler - Insulate Steam Lines/Condensate Tank_A_Achievable Technical Potential | F9 | Industrial | Food Products | Existing | Process | Natural Gas | Gas Boiler - Insulate Steam Lines/Condensate Tank | A | Incremental Winter Peak Savings (MW) | Achievable Technical Potential | 0 | 0 | 0 | 0 | 0 | 0 | 0 | 0 | 0 | 0 | 0 | 0 | 0 | 0 | 0 | 0 | 0 | 0 | 0 | 0 | 0 | 0 | 0 | 0 | 0 | 0 | 0 | 0 | 0 | 0 | 0
F10_Industrial_Food Products_Existing_Process_Natural Gas_Gas Boiler - Insulate Steam Lines/Condensate Tank_A_Achievable Technical Potential | F10 | Industrial | Food Products | Existing | Process | Natural Gas | Gas Boiler - Insulate Steam Lines/Condensate Tank | A | Cumulative Energy Savings (MWh or mTherms) | Achievable Technical Potential | 0 | 0 | 0 | 0 | 0 | 1.5022 | 3.0037 | 4.4962 | 5.9896 | 7.4842 | 8.9598 | 10.4314 | 11.9 | 13.3453 | 14.7961 | 16.2331 | 17.6702 | 19.1002 | 20.5173 | 21.9362 | 23.3491 | 24.7566 | 26.159 | 27.5566 | 28.9498 | 28.9498 | 28.9498 | 28.9498 | 28.9498 | 28.9498 | 28.9498
F11_Industrial_Food Products_Existing_Process_Natural Gas_Gas Boiler - Insulate Steam Lines/Condensate Tank_A_Achievable Technical Potential | F11 | Industrial | Food Products | Existing | Process | Natural Gas | Gas Boiler - Insulate Steam Lines/Condensate Tank | A | Cumulative Summer Peak Savings (MW) | Achievable Technical Potential | 0 | 0 | 0 | 0 | 0 | 0 | 0 | 0 | 0 | 0 | 0 | 0 | 0 | 0 | 0 | 0 | 0 | 0 | 0 | 0 | 0 | 0 | 0 | 0 | 0 | 0 | 0 | 0 | 0 | 0 | 0
F12_Industrial_Food Products_Existing_Process_Natural Gas_Gas Boiler - Insulate Steam Lines/Condensate Tank_A_Achievable Technical Potential | F12 | Industrial | Food Products | Existing | Process | Natural Gas | Gas Boiler - Insulate Steam Lines/Condensate Tank | A | Cumulative Winter Peak Savings (MW) | Achievable Technical Potential | 0 | 0 | 0 | 0 | 0 | 0 | 0 | 0 | 0 | 0 | 0 | 0 | 0 | 0 | 0 | 0 | 0 | 0 | 0 | 0 | 0 | 0 | 0 | 0 | 0 | 0 | 0 | 0 | 0 | 0 | 0
F13_Industrial_Food Products_Existing_Process_Natural Gas_Gas Boiler - Insulate Steam Lines/Condensate Tank_A_Achievable Technical Potential | F13 | Industrial | Food Products | Existing | Process | Natural Gas | Gas Boiler - Insulate Steam Lines/Condensate Tank | A | Purchases (Incremental) | Achievable Technical Potential | 0 | 0 | 0 | 0 | 0 | 3.9917 | 3.9896 | 3.966 | 3.9682 | 3.9715 | 3.921 | 3.9103 | 3.9024 | 3.8404 | 3.8551 | 3.8183 | 3.8188 | 3.7996 | 3.7657 | 3.7701 | 3.7546 | 3.74 | 3.7263 | 3.7137 | 3.7019 | 0 | 0 | 0 | 0 | 0 | 0
F14_Industrial_Food Products_Existing_Process_Natural Gas_Gas Boiler - Insulate Steam Lines/Condensate Tank_A_Achievable Technical Potential | F14 | Industrial | Food Products | Existing | Process | Natural Gas | Gas Boiler - Insulate Steam Lines/Condensate Tank | A | Purchases (Cumulative) | Achievable Technical Potential | 0 | 0 | 0 | 0 | 0 | 3.9917 | 7.9813 | 11.9473 | 15.9155 | 19.887 | 23.808 | 27.7183 | 31.6207 | 35.4611 | 39.3161 | 43.1344 | 46.9532 | 50.7528 | 54.5185 | 58.2886 | 62.0432 | 65.7831 | 69.5094 | 73.2231 | 76.9251 | 76.9251 | 76.9251 | 76.9251 | 76.9251 | 76.9251 | 76.9251
F1_Industrial_Food Products_Existing_Space Heating_Natural Gas_Gas Boiler - Insulate Hot Water Lines_A_Achievable Technical Potential | F1 | Industrial | Food Products | Existing | Space Heating | Natural Gas | Gas Boiler - Insulate Hot Water Lines | A | Original Unit Energy Savings (kWh or therms) | Achievable Technical Potential | 0 | 0 | 0 | 0 | 0 | 11.5139 | 11.4359 | 11.3583 | 11.2804 | 11.2027 | 11.1272 | 11.0524 | 10.9784 | 10.9053 | 10.8279 | 10.7568 | 10.6866 | 10.6175 | 10.5494 | 10.4812 | 10.4153 | 10.3467 | 10.2805 | 10.2164 | 10.1518 | 10.0929 | 10.0392 | 9.9902 | 9.9454 | 9.9046 | 9.8673
F2_Industrial_Food Products_Existing_Space Heating_Natural Gas_Gas Boiler - Insulate Hot Water Lines_A_Achievable Technical Potential | F2 | Industrial | Food Products | Existing | Space Heating | Natural Gas | Gas Boiler - Insulate Hot Water Lines | A | Original Unit Summer Peak Savings (kW) | Achievable Technical Potential | 0 | 0 | 0 | 0 | 0 | 0 | 0 | 0 | 0 | 0 | 0 | 0 | 0 | 0 | 0 | 0 | 0 | 0 | 0 | 0 | 0 | 0 | 0 | 0 | 0 | 0 | 0 | 0 | 0 | 0 | 0
F3_Industrial_Food Products_Existing_Space Heating_Natural Gas_Gas Boiler - Insulate Hot Water Lines_A_Achievable Technical Potential | F3 | Industrial | Food Products | Existing | Space Heating | Natural Gas | Gas Boiler - Insulate Hot Water Lines | A | Original Unit Winter Peak Savings (kW) | Achievable Technical Potential | 0 | 0 | 0 | 0 | 0 | 0 | 0 | 0 | 0 | 0 | 0 | 0 | 0 | 0 | 0 | 0 | 0 | 0 | 0 | 0 | 0 | 0 | 0 | 0 | 0 | 0 | 0 | 0 | 0 | 0 | 0
F4_Industrial_Food Products_Existing_Space Heating_Natural Gas_Gas Boiler - Insulate Hot Water Lines_A_Achievable Technical Potential | F4 | Industrial | Food Products | Existing | Space Heating | Natural Gas | Gas Boiler - Insulate Hot Water Lines | A | Standalone Impact on Baseline Energy (%) | Achievable Technical Potential | 0% | 0% | 0% | 0% | 0% | 0.01156% | 0.02309% | 0.03474% | 0.04624% | 0.05772% | 0.07001% | 0.08177% | 0.09352% | 0.1066% | 0.1179% | 0.1307% | 0.1423% | 0.1547% | 0.1676% | 0.179% | 0.1912% | 0.2035% | 0.2156% | 0.2277% | 0.0023965 | 0.0024009 | 0.002405 | 0.0024089 | 0 | 0 | 0
F5_Industrial_Food Products_Existing_Space Heating_Natural Gas_Gas Boiler - Insulate Hot Water Lines_A_Achievable Technical Potential | F5 | Industrial | Food Products | Existing | Space Heating | Natural Gas | Gas Boiler - Insulate Hot Water Lines | A | Standalone Impact on Baseline Summer Peak (%) | Achievable Technical Potential | 0% | 0% | 0% | 0% | 0% | 0% | 0% | 0% | 0% | 0% | 0% | 0% | 0% | 0% | 0% | 0% | 0% | 0% | 0% | 0% | 0% | 0% | 0% | 0% | 0 | 0 | 0 | 0 | 0 | 0 | 0
F6_Industrial_Food Products_Existing_Space Heating_Natural Gas_Gas Boiler - Insulate Hot Water Lines_A_Achievable Technical Potential | F6 | Industrial | Food Products | Existing | Space Heating | Natural Gas | Gas Boiler - Insulate Hot Water Lines | A | Standalone Impact on Baseline Winter Peak (%) | Achievable Technical Potential | 0% | 0% | 0% | 0% | 0% | 0% | 0% | 0% | 0% | 0% | 0% | 0% | 0% | 0% | 0% | 0% | 0% | 0% | 0% | 0% | 0% | 0% | 0% | 0% | 0 | 0 | 0 | 0 | 0 | 0 | 0
F7_Industrial_Food Products_Existing_Space Heating_Natural Gas_Gas Boiler - Insulate Hot Water Lines_A_Achievable Technical Potential | F7 | Industrial | Food Products | Existing | Space Heating | Natural Gas | Gas Boiler - Insulate Hot Water Lines | A | Incremental Energy Savings (MWh or mTherms) | Achievable Technical Potential | 0 | 0 | 0 | 0 | 0 | 0.03855 | 0.038268 | 0.037784 | 0.037545 | 0.037318 | 0.036595 | 0.03625 | 0.035934 | 0.035128 | 0.035012 | 0.034451 | 0.03423 | 0.033838 | 0.033321 | 0.033144 | 0.0328 | 0.032457 | 0.032132 | 0.031823 | 0.031522 | 0 | 0 | 0 | 0 | 0 | 0
F8_Industrial_Food Products_Existing_Space Heating_Natural Gas_Gas Boiler - Insulate Hot Water Lines_A_Achievable Technical Potential | F8 | Industrial | Food Products | Existing | Space Heating | Natural Gas | Gas Boiler - Insulate Hot Water Lines | A | Incremental Summer Peak Savings (MW) | Achievable Technical Potential | 0 | 0 | 0 | 0 | 0 | 0 | 0 | 0 | 0 | 0 | 0 | 0 | 0 | 0 | 0 | 0 | 0 | 0 | 0 | 0 | 0 | 0 | 0 | 0 | 0 | 0 | 0 | 0 | 0 | 0 | 0
F9_Industrial_Food Products_Existing_Space Heating_Natural Gas_Gas Boiler - Insulate Hot Water Lines_A_Achievable Technical Potential | F9 | Industrial | Food Products | Existing | Space Heating | Natural Gas | Gas Boiler - Insulate Hot Water Lines | A | Incremental Winter Peak Savings (MW) | Achievable Technical Potential | 0 | 0 | 0 | 0 | 0 | 0 | 0 | 0 | 0 | 0 | 0 | 0 | 0 | 0 | 0 | 0 | 0 | 0 | 0 | 0 | 0 | 0 | 0 | 0 | 0 | 0 | 0 | 0 | 0 | 0 | 0
F10_Industrial_Food Products_Existing_Space Heating_Natural Gas_Gas Boiler - Insulate Hot Water Lines_A_Achievable Technical Potential | F10 | Industrial | Food Products | Existing | Space Heating | Natural Gas | Gas Boiler - Insulate Hot Water Lines | A | Cumulative Energy Savings (MWh or mTherms) | Achievable Technical Potential | 0 | 0 | 0 | 0 | 0 | 0.03855 | 0.076557 | 0.11382 | 0.15059 | 0.18687 | 0.2222 | 0.25696 | 0.29117 | 0.32436 | 0.35707 | 0.38918 | 0.42087 | 0.45198 | 0.48241 | 0.51243 | 0.54201 | 0.5709 | 0.59938 | 0.62746 | 0.65502 | 0.65122 | 0.64775 | 0.64459 | 0.6417 | 0.63907 | 0.63666
F11_Industrial_Food Products_Existing_Space Heating_Natural Gas_Gas Boiler - Insulate Hot Water Lines_A_Achievable Technical Potential | F11 | Industrial | Food Products | Existing | Space Heating | Natural Gas | Gas Boiler - Insulate Hot Water Lines | A | Cumulative Summer Peak Savings (MW) | Achievable Technical Potential | 0 | 0 | 0 | 0 | 0 | 0 | 0 | 0 | 0 | 0 | 0 | 0 | 0 | 0 | 0 | 0 | 0 | 0 | 0 | 0 | 0 | 0 | 0 | 0 | 0 | 0 | 0 | 0 | 0 | 0 | 0
F12_Industrial_Food Products_Existing_Space Heating_Natural Gas_Gas Boiler - Insulate Hot Water Lines_A_Achievable Technical Potential | F12 | Industrial | Food Products | Existing | Space Heating | Natural Gas | Gas Boiler - Insulate Hot Water Lines | A | Cumulative Winter Peak Savings (MW) | Achievable Technical Potential | 0 | 0 | 0 | 0 | 0 | 0 | 0 | 0 | 0 | 0 | 0 | 0 | 0 | 0 | 0 | 0 | 0 | 0 | 0 | 0 | 0 | 0 | 0 | 0 | 0 | 0 | 0 | 0 | 0 | 0 | 0
F13_Industrial_Food Products_Existing_Space Heating_Natural Gas_Gas Boiler - Insulate Hot Water Lines_A_Achievable Technical Potential | F13 | Industrial | Food Products | Existing | Space Heating | Natural Gas | Gas Boiler - Insulate Hot Water Lines | A | Purchases (Incremental) | Achievable Technical Potential | 0 | 0 | 0 | 0 | 0 | 3.3482 | 3.3463 | 3.3266 | 3.3284 | 3.3311 | 3.2888 | 3.2798 | 3.2732 | 3.2212 | 3.2335 | 3.2027 | 3.2031 | 3.187 | 3.1585 | 3.1623 | 3.1492 | 3.137 | 3.1255 | 3.1149 | 3.1051 | 0 | 0 | 0 | 0 | 0 | 0
F14_Industrial_Food Products_Existing_Space Heating_Natural Gas_Gas Boiler - Insulate Hot Water Lines_A_Achievable Technical Potential | F14 | Industrial | Food Products | Existing | Space Heating | Natural Gas | Gas Boiler - Insulate Hot Water Lines | A | Purchases (Cumulative) | Achievable Technical Potential | 0 | 0 | 0 | 0 | 0 | 3.3482 | 6.6945 | 10.0211 | 13.3494 | 16.6806 | 19.9694 | 23.2492 | 26.5224 | 29.7436 | 32.9771 | 36.1798 | 39.3829 | 42.5699 | 45.7284 | 48.8907 | 52.0399 | 55.1768 | 58.3024 | 61.4173 | 64.5224 | 64.5224 | 64.5224 | 64.5224 | 64.5224 | 64.5224 | 64.5224
F1_Industrial_Food Products_Existing_Process_Natural Gas_Gas Boiler - Insulate Hot Water Lines_A_Achievable Technical Potential | F1 | Industrial | Food Products | Existing | Process | Natural Gas | Gas Boiler - Insulate Hot Water Lines | A | Original Unit Energy Savings (kWh or therms) | Achievable Technical Potential | 0 | 0 | 0 | 0 | 0 | 425.3792 | 425.3792 | 425.3792 | 425.3792 | 425.3792 | 425.3792 | 425.3792 | 425.3792 | 425.3792 | 425.3792 | 425.3792 | 425.3792 | 425.3792 | 425.3792 | 425.3792 | 425.3792 | 425.3792 | 425.3792 | 425.3792 | 425.3792 | 425.3792 | 425.3792 | 425.3792 | 425.3792 | 425.3792 | 425.3792
F2_Industrial_Food Products_Existing_Process_Natural Gas_Gas Boiler - Insulate Hot Water Lines_A_Achievable Technical Potential | F2 | Industrial | Food Products | Existing | Process | Natural Gas | Gas Boiler - Insulate Hot Water Lines | A | Original Unit Summer Peak Savings (kW) | Achievable Technical Potential | 0 | 0 | 0 | 0 | 0 | 0 | 0 | 0 | 0 | 0 | 0 | 0 | 0 | 0 | 0 | 0 | 0 | 0 | 0 | 0 | 0 | 0 | 0 | 0 | 0 | 0 | 0 | 0 | 0 | 0 | 0
F3_Industrial_Food Products_Existing_Process_Natural Gas_Gas Boiler - Insulate Hot Water Lines_A_Achievable Technical Potential | F3 | Industrial | Food Products | Existing | Process | Natural Gas | Gas Boiler - Insulate Hot Water Lines | A | Original Unit Winter Peak Savings (kW) | Achievable Technical Potential | 0 | 0 | 0 | 0 | 0 | 0 | 0 | 0 | 0 | 0 | 0 | 0 | 0 | 0 | 0 | 0 | 0 | 0 | 0 | 0 | 0 | 0 | 0 | 0 | 0 | 0 | 0 | 0 | 0 | 0 | 0
F4_Industrial_Food Products_Existing_Process_Natural Gas_Gas Boiler - Insulate Hot Water Lines_A_Achievable Technical Potential | F4 | Industrial | Food Products | Existing | Process | Natural Gas | Gas Boiler - Insulate Hot Water Lines | A | Standalone Impact on Baseline Energy (%) | Achievable Technical Potential | 0% | 0% | 0% | 0% | 0% | 0.06434% | 0.1287% | 0.1938% | 0.258% | 0.3222% | 0.3906% | 0.456% | 0.5213% | 0.5941% | 0.6561% | 0.7268% | 0.791% | 0.8594% | 0.9314% | 0.9947% | 1.063% | 1.132% | 1.2% | 1.269% | 0.013369 | 0.013408 | 0.013444 | 0.013476 | 0 | 0 | 0
F5_Industrial_Food Products_Existing_Process_Natural Gas_Gas Boiler - Insulate Hot Water Lines_A_Achievable Technical Potential | F5 | Industrial | Food Products | Existing | Process | Natural Gas | Gas Boiler - Insulate Hot Water Lines | A | Standalone Impact on Baseline Summer Peak (%) | Achievable Technical Potential | 0% | 0% | 0% | 0% | 0% | 0% | 0% | 0% | 0% | 0% | 0% | 0% | 0% | 0% | 0% | 0% | 0% | 0% | 0% | 0% | 0% | 0% | 0% | 0% | 0 | 0 | 0 | 0 | 0 | 0 | 0
F6_Industrial_Food Products_Existing_Process_Natural Gas_Gas Boiler - Insulate Hot Water Lines_A_Achievable Technical Potential | F6 | Industrial | Food Products | Existing | Process | Natural Gas | Gas Boiler - Insulate Hot Water Lines | A | Standalone Impact on Baseline Winter Peak (%) | Achievable Technical Potential | 0% | 0% | 0% | 0% | 0% | 0% | 0% | 0% | 0% | 0% | 0% | 0% | 0% | 0% | 0% | 0% | 0% | 0% | 0% | 0% | 0% | 0% | 0% | 0% | 0 | 0 | 0 | 0 | 0 | 0 | 0
F7_Industrial_Food Products_Existing_Process_Natural Gas_Gas Boiler - Insulate Hot Water Lines_A_Achievable Technical Potential | F7 | Industrial | Food Products | Existing | Process | Natural Gas | Gas Boiler - Insulate Hot Water Lines | A | Incremental Energy Savings (MWh or mTherms) | Achievable Technical Potential | 0 | 0 | 0 | 0 | 0 | 3.396 | 3.3942 | 3.3741 | 3.376 | 3.3787 | 3.3358 | 3.3267 | 3.32 | 3.2673 | 3.2797 | 3.2485 | 3.2489 | 3.2325 | 3.2037 | 3.2075 | 3.1942 | 3.1818 | 3.1702 | 3.1594 | 3.1495 | 0 | 0 | 0 | 0 | 0 | 0
F8_Industrial_Food Products_Existing_Process_Natural Gas_Gas Boiler - Insulate Hot Water Lines_A_Achievable Technical Potential | F8 | Industrial | Food Products | Existing | Process | Natural Gas | Gas Boiler - Insulate Hot Water Lines | A | Incremental Summer Peak Savings (MW) | Achievable Technical Potential | 0 | 0 | 0 | 0 | 0 | 0 | 0 | 0 | 0 | 0 | 0 | 0 | 0 | 0 | 0 | 0 | 0 | 0 | 0 | 0 | 0 | 0 | 0 | 0 | 0 | 0 | 0 | 0 | 0 | 0 | 0
F9_Industrial_Food Products_Existing_Process_Natural Gas_Gas Boiler - Insulate Hot Water Lines_A_Achievable Technical Potential | F9 | Industrial | Food Products | Existing | Process | Natural Gas | Gas Boiler - Insulate Hot Water Lines | A | Incremental Winter Peak Savings (MW) | Achievable Technical Potential | 0 | 0 | 0 | 0 | 0 | 0 | 0 | 0 | 0 | 0 | 0 | 0 | 0 | 0 | 0 | 0 | 0 | 0 | 0 | 0 | 0 | 0 | 0 | 0 | 0 | 0 | 0 | 0 | 0 | 0 | 0
F10_Industrial_Food Products_Existing_Process_Natural Gas_Gas Boiler - Insulate Hot Water Lines_A_Achievable Technical Potential | F10 | Industrial | Food Products | Existing | Process | Natural Gas | Gas Boiler - Insulate Hot Water Lines | A | Cumulative Energy Savings (MWh or mTherms) | Achievable Technical Potential | 0 | 0 | 0 | 0 | 0 | 3.396 | 6.7902 | 10.1643 | 13.5403 | 16.919 | 20.2549 | 23.5816 | 26.9016 | 30.1688 | 33.4485 | 36.697 | 39.9459 | 43.1784 | 46.3821 | 49.5895 | 52.7838 | 55.9656 | 59.1358 | 62.2952 | 65.4446 | 65.4446 | 65.4446 | 65.4446 | 65.4446 | 65.4446 | 65.4446
F11_Industrial_Food Products_Existing_Process_Natural Gas_Gas Boiler - Insulate Hot Water Lines_A_Achievable Technical Potential | F11 | Industrial | Food Products | Existing | Process | Natural Gas | Gas Boiler - Insulate Hot Water Lines | A | Cumulative Summer Peak Savings (MW) | Achievable Technical Potential | 0 | 0 | 0 | 0 | 0 | 0 | 0 | 0 | 0 | 0 | 0 | 0 | 0 | 0 | 0 | 0 | 0 | 0 | 0 | 0 | 0 | 0 | 0 | 0 | 0 | 0 | 0 | 0 | 0 | 0 | 0
F12_Industrial_Food Products_Existing_Process_Natural Gas_Gas Boiler - Insulate Hot Water Lines_A_Achievable Technical Potential | F12 | Industrial | Food Products | Existing | Process | Natural Gas | Gas Boiler - Insulate Hot Water Lines | A | Cumulative Winter Peak Savings (MW) | Achievable Technical Potential | 0 | 0 | 0 | 0 | 0 | 0 | 0 | 0 | 0 | 0 | 0 | 0 | 0 | 0 | 0 | 0 | 0 | 0 | 0 | 0 | 0 | 0 | 0 | 0 | 0 | 0 | 0 | 0 | 0 | 0 | 0
F13_Industrial_Food Products_Existing_Process_Natural Gas_Gas Boiler - Insulate Hot Water Lines_A_Achievable Technical Potential | F13 | Industrial | Food Products | Existing | Process | Natural Gas | Gas Boiler - Insulate Hot Water Lines | A | Purchases (Incremental) | Achievable Technical Potential | 0 | 0 | 0 | 0 | 0 | 7.9835 | 7.9791 | 7.9321 | 7.9363 | 7.9429 | 7.842 | 7.8206 | 7.8047 | 7.6808 | 7.7101 | 7.6366 | 7.6376 | 7.5991 | 7.5314 | 7.5403 | 7.5091 | 7.4799 | 7.4526 | 7.4273 | 7.4039 | 0 | 0 | 0 | 0 | 0 | 0
F14_Industrial_Food Products_Existing_Process_Natural Gas_Gas Boiler - Insulate Hot Water Lines_A_Achievable Technical Potential | F14 | Industrial | Food Products | Existing | Process | Natural Gas | Gas Boiler - Insulate Hot Water Lines | A | Purchases (Cumulative) | Achievable Technical Potential | 0 | 0 | 0 | 0 | 0 | 7.9835 | 15.9626 | 23.8947 | 31.831 | 39.7739 | 47.616 | 55.4366 | 63.2413 | 70.9221 | 78.6323 | 86.2689 | 93.9064 | 101.5056 | 109.037 | 116.5772 | 124.0864 | 131.5663 | 139.0189 | 146.4462 | 153.8501 | 153.8501 | 153.8501 | 153.8501 | 153.8501 | 153.8501 | 153.8501
F1_Industrial_Food Products_Existing_Process_Natural Gas_Process - Insulate Heated Process Fluids_A_Achievable Technical Potential | F1 | Industrial | Food Products | Existing | Process | Natural Gas | Process - Insulate Heated Process Fluids | A | Original Unit Energy Savings (kWh or therms) | Achievable Technical Potential | 0 | 0 | 0 | 0 | 0 | 275.607 | 275.607 | 275.607 | 275.607 | 275.607 | 275.607 | 275.607 | 275.607 | 275.607 | 275.607 | 275.607 | 275.607 | 275.607 | 275.607 | 275.607 | 275.607 | 275.607 | 275.607 | 275.607 | 275.607 | 275.607 | 275.607 | 275.607 | 275.607 | 275.607 | 275.607
F2_Industrial_Food Products_Existing_Process_Natural Gas_Process - Insulate Heated Process Fluids_A_Achievable Technical Potential | F2 | Industrial | Food Products | Existing | Process | Natural Gas | Process - Insulate Heated Process Fluids | A | Original Unit Summer Peak Savings (kW) | Achievable Technical Potential | 0 | 0 | 0 | 0 | 0 | 0 | 0 | 0 | 0 | 0 | 0 | 0 | 0 | 0 | 0 | 0 | 0 | 0 | 0 | 0 | 0 | 0 | 0 | 0 | 0 | 0 | 0 | 0 | 0 | 0 | 0
F3_Industrial_Food Products_Existing_Process_Natural Gas_Process - Insulate Heated Process Fluids_A_Achievable Technical Potential | F3 | Industrial | Food Products | Existing | Process | Natural Gas | Process - Insulate Heated Process Fluids | A | Original Unit Winter Peak Savings (kW) | Achievable Technical Potential | 0 | 0 | 0 | 0 | 0 | 0 | 0 | 0 | 0 | 0 | 0 | 0 | 0 | 0 | 0 | 0 | 0 | 0 | 0 | 0 | 0 | 0 | 0 | 0 | 0 | 0 | 0 | 0 | 0 | 0 | 0
F4_Industrial_Food Products_Existing_Process_Natural Gas_Process - Insulate Heated Process Fluids_A_Achievable Technical Potential | F4 | Industrial | Food Products | Existing | Process | Natural Gas | Process - Insulate Heated Process Fluids | A | Standalone Impact on Baseline Energy (%) | Achievable Technical Potential | 0% | 0% | 0% | 0% | 0% | 0.04559% | 0.09121% | 0.1373% | 0.1829% | 0.2283% | 0.2723% | 0.3058% | 0.3327% | 0.3591% | 0.3745% | 0.3916% | 0.4023% | 0.4129% | 0.4235% | 0.4285% | 0.4347% | 0.4365% | 0.4381% | 0.4396% | 0.0044096 | 0.0044224 | 0.0044343 | 0.004445 | 0 | 0 | 0
F5_Industrial_Food Products_Existing_Process_Natural Gas_Process - Insulate Heated Process Fluids_A_Achievable Technical Potential | F5 | Industrial | Food Products | Existing | Process | Natural Gas | Process - Insulate Heated Process Fluids | A | Standalone Impact on Baseline Summer Peak (%) | Achievable Technical Potential | 0% | 0% | 0% | 0% | 0% | 0% | 0% | 0% | 0% | 0% | 0% | 0% | 0% | 0% | 0% | 0% | 0% | 0% | 0% | 0% | 0% | 0% | 0% | 0% | 0 | 0 | 0 | 0 | 0 | 0 | 0
F6_Industrial_Food Products_Existing_Process_Natural Gas_Process - Insulate Heated Process Fluids_A_Achievable Technical Potential | F6 | Industrial | Food Products | Existing | Process | Natural Gas | Process - Insulate Heated Process Fluids | A | Standalone Impact on Baseline Winter Peak (%) | Achievable Technical Potential | 0% | 0% | 0% | 0% | 0% | 0% | 0% | 0% | 0% | 0% | 0% | 0% | 0% | 0% | 0% | 0% | 0% | 0% | 0% | 0% | 0% | 0% | 0% | 0% | 0 | 0 | 0 | 0 | 0 | 0 | 0
F7_Industrial_Food Products_Existing_Process_Natural Gas_Process - Insulate Heated Process Fluids_A_Achievable Technical Potential | F7 | Industrial | Food Products | Existing | Process | Natural Gas | Process - Insulate Heated Process Fluids | A | Incremental Energy Savings (MWh or mTherms) | Achievable Technical Potential | 0 | 0 | 0 | 0 | 0 | 2.4066 | 2.4053 | 2.3911 | 2.3924 | 2.3943 | 2.1275 | 1.6974 | 1.3551 | 1.0669 | 0.85678 | 0.67889 | 0.54318 | 0.43236 | 0.3428 | 0.27457 | 0.21874 | 0.0014862 | 0.00052885 | 0.00017968 | 5.8406e-05 | 4.9501e-05 | 4.9369e-05 | 4.9249e-05 | 4.9142e-05 | 4.9046e-05 | 4.8963e-05
F8_Industrial_Food Products_Existing_Process_Natural Gas_Process - Insulate Heated Process Fluids_A_Achievable Technical Potential | F8 | Industrial | Food Products | Existing | Process | Natural Gas | Process - Insulate Heated Process Fluids | A | Incremental Summer Peak Savings (MW) | Achievable Technical Potential | 0 | 0 | 0 | 0 | 0 | 0 | 0 | 0 | 0 | 0 | 0 | 0 | 0 | 0 | 0 | 0 | 0 | 0 | 0 | 0 | 0 | 0 | 0 | 0 | 0 | 0 | 0 | 0 | 0 | 0 | 0
F9_Industrial_Food Products_Existing_Process_Natural Gas_Process - Insulate Heated Process Fluids_A_Achievable Technical Potential | F9 | Industrial | Food Products | Existing | Process | Natural Gas | Process - Insulate Heated Process Fluids | A | Incremental Winter Peak Savings (MW) | Achievable Technical Potential | 0 | 0 | 0 | 0 | 0 | 0 | 0 | 0 | 0 | 0 | 0 | 0 | 0 | 0 | 0 | 0 | 0 | 0 | 0 | 0 | 0 | 0 | 0 | 0 | 0 | 0 | 0 | 0 | 0 | 0 | 0
F10_Industrial_Food Products_Existing_Process_Natural Gas_Process - Insulate Heated Process Fluids_A_Achievable Technical Potential | F10 | Industrial | Food Products | Existing | Process | Natural Gas | Process - Insulate Heated Process Fluids | A | Cumulative Energy Savings (MWh or mTherms) | Achievable Technical Potential | 0 | 0 | 0 | 0 | 0 | 2.4066 | 4.8118 | 7.2029 | 9.5953 | 11.9896 | 14.1172 | 15.8145 | 17.1697 | 18.2366 | 19.0934 | 19.7723 | 20.3154 | 20.7478 | 21.0906 | 21.3652 | 21.5839 | 21.5854 | 21.5859 | 21.5861 | 21.5862 | 21.5862 | 21.5863 | 21.5863 | 21.5864 | 21.5864 | 21.5865
F11_Industrial_Food Products_Existing_Process_Natural Gas_Process - Insulate Heated Process Fluids_A_Achievable Technical Potential | F11 | Industrial | Food Products | Existing | Process | Natural Gas | Process - Insulate Heated Process Fluids | A | Cumulative Summer Peak Savings (MW) | Achievable Technical Potential | 0 | 0 | 0 | 0 | 0 | 0 | 0 | 0 | 0 | 0 | 0 | 0 | 0 | 0 | 0 | 0 | 0 | 0 | 0 | 0 | 0 | 0 | 0 | 0 | 0 | 0 | 0 | 0 | 0 | 0 | 0
F12_Industrial_Food Products_Existing_Process_Natural Gas_Process - Insulate Heated Process Fluids_A_Achievable Technical Potential | F12 | Industrial | Food Products | Existing | Process | Natural Gas | Process - Insulate Heated Process Fluids | A | Cumulative Winter Peak Savings (MW) | Achievable Technical Potential | 0 | 0 | 0 | 0 | 0 | 0 | 0 | 0 | 0 | 0 | 0 | 0 | 0 | 0 | 0 | 0 | 0 | 0 | 0 | 0 | 0 | 0 | 0 | 0 | 0 | 0 | 0 | 0 | 0 | 0 | 0
F13_Industrial_Food Products_Existing_Process_Natural Gas_Process - Insulate Heated Process Fluids_A_Achievable Technical Potential | F13 | Industrial | Food Products | Existing | Process | Natural Gas | Process - Insulate Heated Process Fluids | A | Purchases (Incremental) | Achievable Technical Potential | 0 | 0 | 0 | 0 | 0 | 8.7319 | 8.7271 | 8.6757 | 8.6803 | 8.6875 | 7.7195 | 6.1587 | 4.917 | 3.8711 | 3.1087 | 2.4633 | 1.9709 | 1.5688 | 1.2438 | 0.99622 | 0.79368 | 0.0053925 | 0.0019189 | 0.00065194 | 0.00021192 | 0.00017961 | 0.00017913 | 0.00017869 | 0.0001783 | 0.00017796 | 0.00017765
F14_Industrial_Food Products_Existing_Process_Natural Gas_Process - Insulate Heated Process Fluids_A_Achievable Technical Potential | F14 | Industrial | Food Products | Existing | Process | Natural Gas | Process - Insulate Heated Process Fluids | A | Purchases (Cumulative) | Achievable Technical Potential | 0 | 0 | 0 | 0 | 0 | 8.7319 | 17.459 | 26.1347 | 34.8151 | 43.5026 | 51.2221 | 57.3808 | 62.2977 | 66.1689 | 69.2776 | 71.7408 | 73.7117 | 75.2804 | 76.5242 | 77.5205 | 78.3141 | 78.3195 | 78.3214 | 78.3221 | 78.3223 | 78.3225 | 78.3227 | 78.3228 | 78.323 | 78.3232 | 78.3234
F1_Industrial_Food Products_Existing_Process_Natural Gas_Process Heat Recovery_A_Achievable Technical Potential | F1 | Industrial | Food Products | Existing | Process | Natural Gas | Process Heat Recovery | A | Original Unit Energy Savings (kWh or therms) | Achievable Technical Potential | 0 | 0 | 0 | 0 | 0 | 3.2358 | 3.2358 | 3.2358 | 3.2358 | 3.2358 | 3.2358 | 3.2358 | 3.2358 | 3.2358 | 3.2358 | 3.2358 | 3.2358 | 3.2358 | 3.2358 | 3.2358 | 3.2358 | 3.2358 | 3.2358 | 3.2358 | 3.2358 | 3.2358 | 3.2358 | 3.2358 | 0 | 0 | 0
F2_Industrial_Food Products_Existing_Process_Natural Gas_Process Heat Recovery_A_Achievable Technical Potential | F2 | Industrial | Food Products | Existing | Process | Natural Gas | Process Heat Recovery | A | Original Unit Summer Peak Savings (kW) | Achievable Technical Potential | 0 | 0 | 0 | 0 | 0 | 0 | 0 | 0 | 0 | 0 | 0 | 0 | 0 | 0 | 0 | 0 | 0 | 0 | 0 | 0 | 0 | 0 | 0 | 0 | 0 | 0 | 0 | 0 | 0 | 0 | 0
F3_Industrial_Food Products_Existing_Process_Natural Gas_Process Heat Recovery_A_Achievable Technical Potential | F3 | Industrial | Food Products | Existing | Process | Natural Gas | Process Heat Recovery | A | Original Unit Winter Peak Savings (kW) | Achievable Technical Potential | 0 | 0 | 0 | 0 | 0 | 0 | 0 | 0 | 0 | 0 | 0 | 0 | 0 | 0 | 0 | 0 | 0 | 0 | 0 | 0 | 0 | 0 | 0 | 0 | 0 | 0 | 0 | 0 | 0 | 0 | 0
F4_Industrial_Food Products_Existing_Process_Natural Gas_Process Heat Recovery_A_Achievable Technical Potential | F4 | Industrial | Food Products | Existing | Process | Natural Gas | Process Heat Recovery | A | Standalone Impact on Baseline Energy (%) | Achievable Technical Potential | 0% | 0% | 0% | 0% | 0% | 0.01927% | 0.03855% | 0.05805% | 0.07729% | 0.09649% | 0.1151% | 0.1293% | 0.1406% | 0.1518% | 0.1583% | 0.1655% | 0.17% | 0.1745% | 0.179% | 0.1811% | 0.1837% | 0.1845% | 0.1852% | 0.1858% | 0.0018637 | 0.0018692 | 0.0018742 | 0.0018787 | 0 | 0 | 0
F5_Industrial_Food Products_Existing_Process_Natural Gas_Process Heat Recovery_A_Achievable Technical Potential | F5 | Industrial | Food Products | Existing | Process | Natural Gas | Process Heat Recovery | A | Standalone Impact on Baseline Summer Peak (%) | Achievable Technical Potential | 0% | 0% | 0% | 0% | 0% | 0% | 0% | 0% | 0% | 0% | 0% | 0% | 0% | 0% | 0% | 0% | 0% | 0% | 0% | 0% | 0% | 0% | 0% | 0% | 0 | 0 | 0 | 0 | 0 | 0 | 0
F6_Industrial_Food Products_Existing_Process_Natural Gas_Process Heat Recovery_A_Achievable Technical Potential | F6 | Industrial | Food Products | Existing | Process | Natural Gas | Process Heat Recovery | A | Standalone Impact on Baseline Winter Peak (%) | Achievable Technical Potential | 0% | 0% | 0% | 0% | 0% | 0% | 0% | 0% | 0% | 0% | 0% | 0% | 0% | 0% | 0% | 0% | 0% | 0% | 0% | 0% | 0% | 0% | 0% | 0% | 0 | 0 | 0 | 0 | 0 | 0 | 0
F7_Industrial_Food Products_Existing_Process_Natural Gas_Process Heat Recovery_A_Achievable Technical Potential | F7 | Industrial | Food Products | Existing | Process | Natural Gas | Process Heat Recovery | A | Incremental Energy Savings (MWh or mTherms) | Achievable Technical Potential | 0 | 0 | 0 | 0 | 0 | 1.0172 | 1.0166 | 1.0106 | 1.0112 | 1.012 | 0.89923 | 0.71742 | 0.57277 | 0.45094 | 0.36213 | 0.28694 | 0.22958 | 0.18274 | 0.14489 | 0.11605 | 0.092455 | 0.00062816 | 0.00022353 | 7.5943e-05 | 2.4686e-05 | 2.0922e-05 | 2.0866e-05 | 2.0816e-05 | 0 | 0 | 0
F8_Industrial_Food Products_Existing_Process_Natural Gas_Process Heat Recovery_A_Achievable Technical Potential | F8 | Industrial | Food Products | Existing | Process | Natural Gas | Process Heat Recovery | A | Incremental Summer Peak Savings (MW) | Achievable Technical Potential | 0 | 0 | 0 | 0 | 0 | 0 | 0 | 0 | 0 | 0 | 0 | 0 | 0 | 0 | 0 | 0 | 0 | 0 | 0 | 0 | 0 | 0 | 0 | 0 | 0 | 0 | 0 | 0 | 0 | 0 | 0
F9_Industrial_Food Products_Existing_Process_Natural Gas_Process Heat Recovery_A_Achievable Technical Potential | F9 | Industrial | Food Products | Existing | Process | Natural Gas | Process Heat Recovery | A | Incremental Winter Peak Savings (MW) | Achievable Technical Potential | 0 | 0 | 0 | 0 | 0 | 0 | 0 | 0 | 0 | 0 | 0 | 0 | 0 | 0 | 0 | 0 | 0 | 0 | 0 | 0 | 0 | 0 | 0 | 0 | 0 | 0 | 0 | 0 | 0 | 0 | 0
F10_Industrial_Food Products_Existing_Process_Natural Gas_Process Heat Recovery_A_Achievable Technical Potential | F10 | Industrial | Food Products | Existing | Process | Natural Gas | Process Heat Recovery | A | Cumulative Energy Savings (MWh or mTherms) | Achievable Technical Potential | 0 | 0 | 0 | 0 | 0 | 1.0172 | 2.0338 | 3.0444 | 4.0555 | 5.0675 | 5.9668 | 6.6842 | 7.257 | 7.7079 | 8.07 | 8.357 | 8.5865 | 8.7693 | 8.9142 | 9.0302 | 9.1227 | 9.1233 | 9.1235 | 9.1236 | 9.1236 | 9.1236 | 9.1237 | 9.1237 | 0 | 0 | 0
F11_Industrial_Food Products_Existing_Process_Natural Gas_Process Heat Recovery_A_Achievable Technical Potential | F11 | Industrial | Food Products | Existing | Process | Natural Gas | Process Heat Recovery | A | Cumulative Summer Peak Savings (MW) | Achievable Technical Potential | 0 | 0 | 0 | 0 | 0 | 0 | 0 | 0 | 0 | 0 | 0 | 0 | 0 | 0 | 0 | 0 | 0 | 0 | 0 | 0 | 0 | 0 | 0 | 0 | 0 | 0 | 0 | 0 | 0 | 0 | 0
F12_Industrial_Food Products_Existing_Process_Natural Gas_Process Heat Recovery_A_Achievable Technical Potential | F12 | Industrial | Food Products | Existing | Process | Natural Gas | Process Heat Recovery | A | Cumulative Winter Peak Savings (MW) | Achievable Technical Potential | 0 | 0 | 0 | 0 | 0 | 0 | 0 | 0 | 0 | 0 | 0 | 0 | 0 | 0 | 0 | 0 | 0 | 0 | 0 | 0 | 0 | 0 | 0 | 0 | 0 | 0 | 0 | 0 | 0 | 0 | 0
F13_Industrial_Food Products_Existing_Process_Natural Gas_Process Heat Recovery_A_Achievable Technical Potential | F13 | Industrial | Food Products | Existing | Process | Natural Gas | Process Heat Recovery | A | Purchases (Incremental) | Achievable Technical Potential | 0 | 0 | 0 | 0 | 0 | 314.3491 | 314.1765 | 312.3237 | 312.4926 | 312.751 | 277.9014 | 221.7136 | 177.0108 | 139.3599 | 111.9136 | 88.6771 | 70.9509 | 56.475 | 44.777 | 35.864 | 28.5726 | 0.19413 | 0.069079 | 0.02347 | 0.007629 | 0.0064658 | 0.0064486 | 0.0064329 | 9.3059e-07 | 9.3059e-07 | 9.3059e-07
F14_Industrial_Food Products_Existing_Process_Natural Gas_Process Heat Recovery_A_Achievable Technical Potential | F14 | Industrial | Food Products | Existing | Process | Natural Gas | Process Heat Recovery | A | Purchases (Cumulative) | Achievable Technical Potential | 0 | 0 | 0 | 0 | 0 | 314.3491 | 628.5256 | 940.8494 | 1253.342 | 1566.0929 | 1843.9944 | 2065.708 | 2242.7187 | 2382.0786 | 2493.9922 | 2582.6693 | 2653.6202 | 2710.0952 | 2754.8722 | 2790.7363 | 2819.3088 | 2819.503 | 2819.572 | 2819.5955 | 2819.6031 | 2819.6096 | 2819.6161 | 2819.6225 | 2819.6225 | 2819.6225 | 2819.6225
F1_Industrial_Food Products_Existing_Space Heating_Natural Gas_Building Automation System_A_Achievable Technical Potential | F1 | Industrial | Food Products | Existing | Space Heating | Natural Gas | Building Automation System | A | Original Unit Energy Savings (kWh or therms) | Achievable Technical Potential | 0 | 0 | 0 | 0 | 0 | 0.015466 | 0.01539 | 0.015297 | 0.015198 | 0.015094 | 0.014989 | 0.014881 | 0.014774 | 0.014667 | 0.014552 | 0.014445 | 0.01434 | 0.014242 | 0.014151 | 0.014062 | 0.013978 | 0.013892 | 0.013815 | 0.013742 | 0.013672 | 0.013608 | 0.013548 | 0.013493 | 0 | 0 | 0
F2_Industrial_Food Products_Existing_Space Heating_Natural Gas_Building Automation System_A_Achievable Technical Potential | F2 | Industrial | Food Products | Existing | Space Heating | Natural Gas | Building Automation System | A | Original Unit Summer Peak Savings (kW) | Achievable Technical Potential | 0 | 0 | 0 | 0 | 0 | 0 | 0 | 0 | 0 | 0 | 0 | 0 | 0 | 0 | 0 | 0 | 0 | 0 | 0 | 0 | 0 | 0 | 0 | 0 | 0 | 0 | 0 | 0 | 0 | 0 | 0
F3_Industrial_Food Products_Existing_Space Heating_Natural Gas_Building Automation System_A_Achievable Technical Potential | F3 | Industrial | Food Products | Existing | Space Heating | Natural Gas | Building Automation System | A | Original Unit Winter Peak Savings (kW) | Achievable Technical Potential | 0 | 0 | 0 | 0 | 0 | 0 | 0 | 0 | 0 | 0 | 0 | 0 | 0 | 0 | 0 | 0 | 0 | 0 | 0 | 0 | 0 | 0 | 0 | 0 | 0 | 0 | 0 | 0 | 0 | 0 | 0
F4_Industrial_Food Products_Existing_Space Heating_Natural Gas_Building Automation System_A_Achievable Technical Potential | F4 | Industrial | Food Products | Existing | Space Heating | Natural Gas | Building Automation System | A | Standalone Impact on Baseline Energy (%) | Achievable Technical Potential | 0% | 0% | 0% | 0% | 0% | 0.01308% | 0.03923% | 0.08588% | 0.1613% | 0.2758% | 0.4435% | 0.668% | 0.9588% | 1.332% | 1.749% | 2.24% | 2.743% | 3.263% | 3.77% | 4.184% | 4.549% | 4.832% | 5.033% | 5.167% | 0.052602 | 0.052755 | 0.052896 | 0.053025 | 0 | 0 | 0
F5_Industrial_Food Products_Existing_Space Heating_Natural Gas_Building Automation System_A_Achievable Technical Potential | F5 | Industrial | Food Products | Existing | Space Heating | Natural Gas | Building Automation System | A | Standalone Impact on Baseline Summer Peak (%) | Achievable Technical Potential | 0% | 0% | 0% | 0% | 0% | 0% | 0% | 0% | 0% | 0% | 0% | 0% | 0% | 0% | 0% | 0% | 0% | 0% | 0% | 0% | 0% | 0% | 0% | 0% | 0 | 0 | 0 | 0 | 0 | 0 | 0
F6_Industrial_Food Products_Existing_Space Heating_Natural Gas_Building Automation System_A_Achievable Technical Potential | F6 | Industrial | Food Products | Existing | Space Heating | Natural Gas | Building Automation System | A | Standalone Impact on Baseline Winter Peak (%) | Achievable Technical Potential | 0% | 0% | 0% | 0% | 0% | 0% | 0% | 0% | 0% | 0% | 0% | 0% | 0% | 0% | 0% | 0% | 0% | 0% | 0% | 0% | 0% | 0% | 0% | 0% | 0 | 0 | 0 | 0 | 0 | 0 | 0
F7_Industrial_Food Products_Existing_Space Heating_Natural Gas_Building Automation System_A_Achievable Technical Potential | F7 | Industrial | Food Products | Existing | Space Heating | Natural Gas | Building Automation System | A | Incremental Energy Savings (MWh or mTherms) | Achievable Technical Potential | 0 | 0 | 0 | 0 | 0 | 0.043601 | 0.086682 | 0.15207 | 0.2459 | 0.371 | 0.52096 | 0.70163 | 0.90117 | 1.089 | 1.2789 | 1.4107 | 1.49 | 1.4785 | 1.3725 | 1.2006 | 0.98286 | 0.74408 | 0.5104 | 0.32326 | 0.20909 | 0 | 0 | 0 | 0 | 0 | 0
F8_Industrial_Food Products_Existing_Space Heating_Natural Gas_Building Automation System_A_Achievable Technical Potential | F8 | Industrial | Food Products | Existing | Space Heating | Natural Gas | Building Automation System | A | Incremental Summer Peak Savings (MW) | Achievable Technical Potential | 0 | 0 | 0 | 0 | 0 | 0 | 0 | 0 | 0 | 0 | 0 | 0 | 0 | 0 | 0 | 0 | 0 | 0 | 0 | 0 | 0 | 0 | 0 | 0 | 0 | 0 | 0 | 0 | 0 | 0 | 0
F9_Industrial_Food Products_Existing_Space Heating_Natural Gas_Building Automation System_A_Achievable Technical Potential | F9 | Industrial | Food Products | Existing | Space Heating | Natural Gas | Building Automation System | A | Incremental Winter Peak Savings (MW) | Achievable Technical Potential | 0 | 0 | 0 | 0 | 0 | 0 | 0 | 0 | 0 | 0 | 0 | 0 | 0 | 0 | 0 | 0 | 0 | 0 | 0 | 0 | 0 | 0 | 0 | 0 | 0 | 0 | 0 | 0 | 0 | 0 | 0
F10_Industrial_Food Products_Existing_Space Heating_Natural Gas_Building Automation System_A_Achievable Technical Potential | F10 | Industrial | Food Products | Existing | Space Heating | Natural Gas | Building Automation System | A | Cumulative Energy Savings (MWh or mTherms) | Achievable Technical Potential | 0 | 0 | 0 | 0 | 0 | 0.043601 | 0.13007 | 0.28135 | 0.52543 | 0.89285 | 1.4076 | 2.0991 | 2.9851 | 4.0525 | 5.2995 | 6.6714 | 8.1127 | 9.536 | 10.8474 | 11.9799 | 12.8912 | 13.5562 | 13.9911 | 14.2403 | 14.3773 | 14.3095 | 14.2469 | 14.1888 | 0 | 0 | 0
F11_Industrial_Food Products_Existing_Space Heating_Natural Gas_Building Automation System_A_Achievable Technical Potential | F11 | Industrial | Food Products | Existing | Space Heating | Natural Gas | Building Automation System | A | Cumulative Summer Peak Savings (MW) | Achievable Technical Potential | 0 | 0 | 0 | 0 | 0 | 0 | 0 | 0 | 0 | 0 | 0 | 0 | 0 | 0 | 0 | 0 | 0 | 0 | 0 | 0 | 0 | 0 | 0 | 0 | 0 | 0 | 0 | 0 | 0 | 0 | 0
F12_Industrial_Food Products_Existing_Space Heating_Natural Gas_Building Automation System_A_Achievable Technical Potential | F12 | Industrial | Food Products | Existing | Space Heating | Natural Gas | Building Automation System | A | Cumulative Winter Peak Savings (MW) | Achievable Technical Potential | 0 | 0 | 0 | 0 | 0 | 0 | 0 | 0 | 0 | 0 | 0 | 0 | 0 | 0 | 0 | 0 | 0 | 0 | 0 | 0 | 0 | 0 | 0 | 0 | 0 | 0 | 0 | 0 | 0 | 0 | 0
F13_Industrial_Food Products_Existing_Space Heating_Natural Gas_Building Automation System_A_Achievable Technical Potential | F13 | Industrial | Food Products | Existing | Space Heating | Natural Gas | Building Automation System | A | Purchases (Incremental) | Achievable Technical Potential | 0 | 0 | 0 | 0 | 0 | 2819.1981 | 5632.2992 | 9941.4262 | 16179.8351 | 24579.037 | 34755.3982 | 47147.6941 | 60996.3392 | 74243.9667 | 87885.5472 | 97661.5752 | 103907.0112 | 103815.6574 | 96990.8264 | 85377.6437 | 70314.3938 | 53560.7019 | 36945.3776 | 23523.7774 | 15293.215 | 0 | 0 | 0 | 0 | 0 | 0
F14_Industrial_Food Products_Existing_Space Heating_Natural Gas_Building Automation System_A_Achievable Technical Potential | F14 | Industrial | Food Products | Existing | Space Heating | Natural Gas | Building Automation System | A | Purchases (Cumulative) | Achievable Technical Potential | 0 | 0 | 0 | 0 | 0 | 2819.1981 | 8451.4972 | 18392.9235 | 34572.7586 | 59151.7956 | 93907.1938 | 141054.8879 | 202051.227 | 276295.1937 | 364180.741 | 461842.3161 | 565749.3273 | 669564.9848 | 766555.8111 | 851933.4549 | 922247.8487 | 975808.5506 | 1012753.9282 | 1036277.7057 | 1051570.9206 | 1051570.9206 | 1051570.9206 | 1051570.9206 | 1051570.9206 | 1051570.9206 | 1051570.9206
F1_Industrial_Food Products_Existing_Space Heating_Natural Gas_Steam System Efficiency Improvements_A_Achievable Technical Potential | F1 | Industrial | Food Products | Existing | Space Heating | Natural Gas | Steam System Efficiency Improvements | A | Original Unit Energy Savings (kWh or therms) | Achievable Technical Potential | 0 | 0 | 0 | 0 | 0 | 0.13779 | 0.13686 | 0.13593 | 0.135 | 0.13407 | 0.13317 | 0.13227 | 0.13139 | 0.13051 | 0.12958 | 0.12873 | 0.12789 | 0.12707 | 0.12625 | 0.12544 | 0.12465 | 0.12383 | 0.12303 | 0.12227 | 0.12149 | 0.12079 | 0.12015 | 0.11956 | 0.11902 | 0.11854 | 0.11809
F2_Industrial_Food Products_Existing_Space Heating_Natural Gas_Steam System Efficiency Improvements_A_Achievable Technical Potential | F2 | Industrial | Food Products | Existing | Space Heating | Natural Gas | Steam System Efficiency Improvements | A | Original Unit Summer Peak Savings (kW) | Achievable Technical Potential | 0 | 0 | 0 | 0 | 0 | 0 | 0 | 0 | 0 | 0 | 0 | 0 | 0 | 0 | 0 | 0 | 0 | 0 | 0 | 0 | 0 | 0 | 0 | 0 | 0 | 0 | 0 | 0 | 0 | 0 | 0
F3_Industrial_Food Products_Existing_Space Heating_Natural Gas_Steam System Efficiency Improvements_A_Achievable Technical Potential | F3 | Industrial | Food Products | Existing | Space Heating | Natural Gas | Steam System Efficiency Improvements | A | Original Unit Winter Peak Savings (kW) | Achievable Technical Potential | 0 | 0 | 0 | 0 | 0 | 0 | 0 | 0 | 0 | 0 | 0 | 0 | 0 | 0 | 0 | 0 | 0 | 0 | 0 | 0 | 0 | 0 | 0 | 0 | 0 | 0 | 0 | 0 | 0 | 0 | 0
F4_Industrial_Food Products_Existing_Space Heating_Natural Gas_Steam System Efficiency Improvements_A_Achievable Technical Potential | F4 | Industrial | Food Products | Existing | Space Heating | Natural Gas | Steam System Efficiency Improvements | A | Standalone Impact on Baseline Energy (%) | Achievable Technical Potential | 0% | 0% | 0% | 0% | 0% | 0.0008258% | 0.002472% | 0.005409% | 0.01016% | 0.01736% | 0.02792% | 0.04208% | 0.06043% | 0.08401% | 0.1104% | 0.1415% | 0.1734% | 0.2063% | 0.2384% | 0.2645% | 0.2875% | 0.3052% | 0.3177% | 0.3258% | 0.0033128 | 0.0033188 | 0.0033245 | 0.0033299 | 0 | 0 | 0
F5_Industrial_Food Products_Existing_Space Heating_Natural Gas_Steam System Efficiency Improvements_A_Achievable Technical Potential | F5 | Industrial | Food Products | Existing | Space Heating | Natural Gas | Steam System Efficiency Improvements | A | Standalone Impact on Baseline Summer Peak (%) | Achievable Technical Potential | 0% | 0% | 0% | 0% | 0% | 0% | 0% | 0% | 0% | 0% | 0% | 0% | 0% | 0% | 0% | 0% | 0% | 0% | 0% | 0% | 0% | 0% | 0% | 0% | 0 | 0 | 0 | 0 | 0 | 0 | 0
F6_Industrial_Food Products_Existing_Space Heating_Natural Gas_Steam System Efficiency Improvements_A_Achievable Technical Potential | F6 | Industrial | Food Products | Existing | Space Heating | Natural Gas | Steam System Efficiency Improvements | A | Standalone Impact on Baseline Winter Peak (%) | Achievable Technical Potential | 0% | 0% | 0% | 0% | 0% | 0% | 0% | 0% | 0% | 0% | 0% | 0% | 0% | 0% | 0% | 0% | 0% | 0% | 0% | 0% | 0% | 0% | 0% | 0% | 0 | 0 | 0 | 0 | 0 | 0 | 0
F7_Industrial_Food Products_Existing_Space Heating_Natural Gas_Steam System Efficiency Improvements_A_Achievable Technical Potential | F7 | Industrial | Food Products | Existing | Space Heating | Natural Gas | Steam System Efficiency Improvements | A | Incremental Energy Savings (MWh or mTherms) | Achievable Technical Potential | 0 | 0 | 0 | 0 | 0 | 0.0027531 | 0.0054631 | 0.0095773 | 0.01548 | 0.023354 | 0.032801 | 0.044198 | 0.056797 | 0.068672 | 0.080713 | 0.089102 | 0.094181 | 0.09349 | 0.086784 | 0.075899 | 0.062115 | 0.047003 | 0.032215 | 0.020384 | 0.013168 | 0 | 0 | 0 | 0 | 0 | 0
F8_Industrial_Food Products_Existing_Space Heating_Natural Gas_Steam System Efficiency Improvements_A_Achievable Technical Potential | F8 | Industrial | Food Products | Existing | Space Heating | Natural Gas | Steam System Efficiency Improvements | A | Incremental Summer Peak Savings (MW) | Achievable Technical Potential | 0 | 0 | 0 | 0 | 0 | 0 | 0 | 0 | 0 | 0 | 0 | 0 | 0 | 0 | 0 | 0 | 0 | 0 | 0 | 0 | 0 | 0 | 0 | 0 | 0 | 0 | 0 | 0 | 0 | 0 | 0
F9_Industrial_Food Products_Existing_Space Heating_Natural Gas_Steam System Efficiency Improvements_A_Achievable Technical Potential | F9 | Industrial | Food Products | Existing | Space Heating | Natural Gas | Steam System Efficiency Improvements | A | Incremental Winter Peak Savings (MW) | Achievable Technical Potential | 0 | 0 | 0 | 0 | 0 | 0 | 0 | 0 | 0 | 0 | 0 | 0 | 0 | 0 | 0 | 0 | 0 | 0 | 0 | 0 | 0 | 0 | 0 | 0 | 0 | 0 | 0 | 0 | 0 | 0 | 0
F10_Industrial_Food Products_Existing_Space Heating_Natural Gas_Steam System Efficiency Improvements_A_Achievable Technical Potential | F10 | Industrial | Food Products | Existing | Space Heating | Natural Gas | Steam System Efficiency Improvements | A | Cumulative Energy Savings (MWh or mTherms) | Achievable Technical Potential | 0 | 0 | 0 | 0 | 0 | 0.0027531 | 0.0081975 | 0.017719 | 0.033078 | 0.056205 | 0.088627 | 0.13223 | 0.18814 | 0.25556 | 0.33446 | 0.42137 | 0.5128 | 0.60297 | 0.68589 | 0.75735 | 0.8147 | 0.85634 | 0.88308 | 0.89796 | 0.90545 | 0.9002 | 0.89541 | 0.89103 | 0.88704 | 0.8834 | 0.88007
F11_Industrial_Food Products_Existing_Space Heating_Natural Gas_Steam System Efficiency Improvements_A_Achievable Technical Potential | F11 | Industrial | Food Products | Existing | Space Heating | Natural Gas | Steam System Efficiency Improvements | A | Cumulative Summer Peak Savings (MW) | Achievable Technical Potential | 0 | 0 | 0 | 0 | 0 | 0 | 0 | 0 | 0 | 0 | 0 | 0 | 0 | 0 | 0 | 0 | 0 | 0 | 0 | 0 | 0 | 0 | 0 | 0 | 0 | 0 | 0 | 0 | 0 | 0 | 0
F12_Industrial_Food Products_Existing_Space Heating_Natural Gas_Steam System Efficiency Improvements_A_Achievable Technical Potential | F12 | Industrial | Food Products | Existing | Space Heating | Natural Gas | Steam System Efficiency Improvements | A | Cumulative Winter Peak Savings (MW) | Achievable Technical Potential | 0 | 0 | 0 | 0 | 0 | 0 | 0 | 0 | 0 | 0 | 0 | 0 | 0 | 0 | 0 | 0 | 0 | 0 | 0 | 0 | 0 | 0 | 0 | 0 | 0 | 0 | 0 | 0 | 0 | 0 | 0
F13_Industrial_Food Products_Existing_Space Heating_Natural Gas_Steam System Efficiency Improvements_A_Achievable Technical Potential | F13 | Industrial | Food Products | Existing | Space Heating | Natural Gas | Steam System Efficiency Improvements | A | Purchases (Incremental) | Achievable Technical Potential | 0 | 0 | 0 | 0 | 0 | 19.98 | 39.9168 | 70.4561 | 114.6685 | 174.1946 | 246.3158 | 334.1415 | 432.2885 | 526.1761 | 622.8556 | 692.1395 | 736.4017 | 735.7543 | 687.3859 | 605.0818 | 498.3267 | 379.5912 | 261.8364 | 166.7159 | 108.3849 | 0 | 0 | 0 | 0 | 0 | 0
F14_Industrial_Food Products_Existing_Space Heating_Natural Gas_Steam System Efficiency Improvements_A_Achievable Technical Potential | F14 | Industrial | Food Products | Existing | Space Heating | Natural Gas | Steam System Efficiency Improvements | A | Purchases (Cumulative) | Achievable Technical Potential | 0 | 0 | 0 | 0 | 0 | 19.98 | 59.8968 | 130.3529 | 245.0214 | 419.216 | 665.5318 | 999.6732 | 1431.9618 | 1958.1378 | 2580.9935 | 3273.133 | 4009.5347 | 4745.2889 | 5432.6748 | 6037.7566 | 6536.0833 | 6915.6746 | 7177.511 | 7344.2269 | 7452.6117 | 7452.6117 | 7452.6117 | 7452.6117 | 7452.6117 | 7452.6117 | 7452.6117
F1_Industrial_Food Products_Existing_Process_Natural Gas_Steam System Efficiency Improvements_A_Achievable Technical Potential | F1 | Industrial | Food Products | Existing | Process | Natural Gas | Steam System Efficiency Improvements | A | Original Unit Energy Savings (kWh or therms) | Achievable Technical Potential | 0 | 0 | 0 | 0 | 0 | 5.0908 | 5.0908 | 5.0908 | 5.0908 | 5.0908 | 5.0908 | 5.0908 | 5.0908 | 5.0908 | 5.0908 | 5.0908 | 5.0908 | 5.0908 | 5.0908 | 5.0908 | 5.0908 | 5.0908 | 5.0908 | 5.0908 | 5.0908 | 5.0908 | 5.0908 | 5.0908 | 5.0908 | 5.0908 | 5.0908
F2_Industrial_Food Products_Existing_Process_Natural Gas_Steam System Efficiency Improvements_A_Achievable Technical Potential | F2 | Industrial | Food Products | Existing | Process | Natural Gas | Steam System Efficiency Improvements | A | Original Unit Summer Peak Savings (kW) | Achievable Technical Potential | 0 | 0 | 0 | 0 | 0 | 0 | 0 | 0 | 0 | 0 | 0 | 0 | 0 | 0 | 0 | 0 | 0 | 0 | 0 | 0 | 0 | 0 | 0 | 0 | 0 | 0 | 0 | 0 | 0 | 0 | 0
F3_Industrial_Food Products_Existing_Process_Natural Gas_Steam System Efficiency Improvements_A_Achievable Technical Potential | F3 | Industrial | Food Products | Existing | Process | Natural Gas | Steam System Efficiency Improvements | A | Original Unit Winter Peak Savings (kW) | Achievable Technical Potential | 0 | 0 | 0 | 0 | 0 | 0 | 0 | 0 | 0 | 0 | 0 | 0 | 0 | 0 | 0 | 0 | 0 | 0 | 0 | 0 | 0 | 0 | 0 | 0 | 0 | 0 | 0 | 0 | 0 | 0 | 0
F4_Industrial_Food Products_Existing_Process_Natural Gas_Steam System Efficiency Improvements_A_Achievable Technical Potential | F4 | Industrial | Food Products | Existing | Process | Natural Gas | Steam System Efficiency Improvements | A | Standalone Impact on Baseline Energy (%) | Achievable Technical Potential | 0% | 0% | 0% | 0% | 0% | 0.0001185% | 0.0003553% | 0.0007779% | 0.001461% | 0.002498% | 0.004017% | 0.006051% | 0.008685% | 0.01207% | 0.01585% | 0.02029% | 0.02485% | 0.02956% | 0.03415% | 0.0379% | 0.0412% | 0.04377% | 0.04559% | 0.04681% | 0.00047649 | 0.00047788 | 0.00047915 | 0.00048032 | 0 | 0 | 0
F5_Industrial_Food Products_Existing_Process_Natural Gas_Steam System Efficiency Improvements_A_Achievable Technical Potential | F5 | Industrial | Food Products | Existing | Process | Natural Gas | Steam System Efficiency Improvements | A | Standalone Impact on Baseline Summer Peak (%) | Achievable Technical Potential | 0% | 0% | 0% | 0% | 0% | 0% | 0% | 0% | 0% | 0% | 0% | 0% | 0% | 0% | 0% | 0% | 0% | 0% | 0% | 0% | 0% | 0% | 0% | 0% | 0 | 0 | 0 | 0 | 0 | 0 | 0
F6_Industrial_Food Products_Existing_Process_Natural Gas_Steam System Efficiency Improvements_A_Achievable Technical Potential | F6 | Industrial | Food Products | Existing | Process | Natural Gas | Steam System Efficiency Improvements | A | Standalone Impact on Baseline Winter Peak (%) | Achievable Technical Potential | 0% | 0% | 0% | 0% | 0% | 0% | 0% | 0% | 0% | 0% | 0% | 0% | 0% | 0% | 0% | 0% | 0% | 0% | 0% | 0% | 0% | 0% | 0% | 0% | 0 | 0 | 0 | 0 | 0 | 0 | 0
F7_Industrial_Food Products_Existing_Process_Natural Gas_Steam System Efficiency Improvements_A_Achievable Technical Potential | F7 | Industrial | Food Products | Existing | Process | Natural Gas | Steam System Efficiency Improvements | A | Incremental Energy Savings (MWh or mTherms) | Achievable Technical Potential | 0 | 0 | 0 | 0 | 0 | 0.0062534 | 0.012493 | 0.022052 | 0.035889 | 0.05452 | 0.077093 | 0.10458 | 0.1353 | 0.16468 | 0.19494 | 0.21663 | 0.23048 | 0.23028 | 0.21514 | 0.18938 | 0.15597 | 0.11881 | 0.081951 | 0.052179 | 0.033923 | 0 | 0 | 0 | 0 | 0 | 0
F8_Industrial_Food Products_Existing_Process_Natural Gas_Steam System Efficiency Improvements_A_Achievable Technical Potential | F8 | Industrial | Food Products | Existing | Process | Natural Gas | Steam System Efficiency Improvements | A | Incremental Summer Peak Savings (MW) | Achievable Technical Potential | 0 | 0 | 0 | 0 | 0 | 0 | 0 | 0 | 0 | 0 | 0 | 0 | 0 | 0 | 0 | 0 | 0 | 0 | 0 | 0 | 0 | 0 | 0 | 0 | 0 | 0 | 0 | 0 | 0 | 0 | 0
F9_Industrial_Food Products_Existing_Process_Natural Gas_Steam System Efficiency Improvements_A_Achievable Technical Potential | F9 | Industrial | Food Products | Existing | Process | Natural Gas | Steam System Efficiency Improvements | A | Incremental Winter Peak Savings (MW) | Achievable Technical Potential | 0 | 0 | 0 | 0 | 0 | 0 | 0 | 0 | 0 | 0 | 0 | 0 | 0 | 0 | 0 | 0 | 0 | 0 | 0 | 0 | 0 | 0 | 0 | 0 | 0 | 0 | 0 | 0 | 0 | 0 | 0
F10_Industrial_Food Products_Existing_Process_Natural Gas_Steam System Efficiency Improvements_A_Achievable Technical Potential | F10 | Industrial | Food Products | Existing | Process | Natural Gas | Steam System Efficiency Improvements | A | Cumulative Energy Savings (MWh or mTherms) | Achievable Technical Potential | 0 | 0 | 0 | 0 | 0 | 0.0062534 | 0.018747 | 0.040798 | 0.076688 | 0.13121 | 0.2083 | 0.31288 | 0.44818 | 0.61287 | 0.80781 | 1.0244 | 1.2549 | 1.4852 | 1.7003 | 1.8897 | 2.0457 | 2.1645 | 2.2464 | 2.2986 | 2.3326 | 2.3326 | 2.3326 | 2.3326 | 2.3326 | 2.3326 | 2.3326
F11_Industrial_Food Products_Existing_Process_Natural Gas_Steam System Efficiency Improvements_A_Achievable Technical Potential | F11 | Industrial | Food Products | Existing | Process | Natural Gas | Steam System Efficiency Improvements | A | Cumulative Summer Peak Savings (MW) | Achievable Technical Potential | 0 | 0 | 0 | 0 | 0 | 0 | 0 | 0 | 0 | 0 | 0 | 0 | 0 | 0 | 0 | 0 | 0 | 0 | 0 | 0 | 0 | 0 | 0 | 0 | 0 | 0 | 0 | 0 | 0 | 0 | 0
F12_Industrial_Food Products_Existing_Process_Natural Gas_Steam System Efficiency Improvements_A_Achievable Technical Potential | F12 | Industrial | Food Products | Existing | Process | Natural Gas | Steam System Efficiency Improvements | A | Cumulative Winter Peak Savings (MW) | Achievable Technical Potential | 0 | 0 | 0 | 0 | 0 | 0 | 0 | 0 | 0 | 0 | 0 | 0 | 0 | 0 | 0 | 0 | 0 | 0 | 0 | 0 | 0 | 0 | 0 | 0 | 0 | 0 | 0 | 0 | 0 | 0 | 0
F13_Industrial_Food Products_Existing_Process_Natural Gas_Steam System Efficiency Improvements_A_Achievable Technical Potential | F13 | Industrial | Food Products | Existing | Process | Natural Gas | Steam System Efficiency Improvements | A | Purchases (Incremental) | Achievable Technical Potential | 0 | 0 | 0 | 0 | 0 | 1.2284 | 2.4541 | 4.3316 | 7.0498 | 10.7095 | 15.1435 | 20.543 | 26.5771 | 32.3493 | 38.2932 | 42.5528 | 45.274 | 45.2342 | 42.2605 | 37.2005 | 30.6372 | 23.3373 | 16.0977 | 10.2497 | 6.6635 | 0 | 0 | 0 | 0 | 0 | 0
F14_Industrial_Food Products_Existing_Process_Natural Gas_Steam System Efficiency Improvements_A_Achievable Technical Potential | F14 | Industrial | Food Products | Existing | Process | Natural Gas | Steam System Efficiency Improvements | A | Purchases (Cumulative) | Achievable Technical Potential | 0 | 0 | 0 | 0 | 0 | 1.2284 | 3.6825 | 8.0141 | 15.0639 | 25.7734 | 40.9169 | 61.46 | 88.0371 | 120.3864 | 158.6796 | 201.2324 | 246.5064 | 291.7406 | 334.0011 | 371.2016 | 401.8387 | 425.176 | 441.2738 | 451.5235 | 458.187 | 458.187 | 458.187 | 458.187 | 458.187 | 458.187 | 458.187
F1_Industrial_Food Products_Existing_Space Heating_Natural Gas_Strategic Energy Management_A_Achievable Technical Potential | F1 | Industrial | Food Products | Existing | Space Heating | Natural Gas | Strategic Energy Management | A | Original Unit Energy Savings (kWh or therms) | Achievable Technical Potential | 0 | 0 | 0 | 0 | 0 | 7.8487 | 7.8103 | 7.7628 | 7.7127 | 7.6601 | 7.6068 | 7.5521 | 7.4977 | 7.4434 | 7.3849 | 7.3307 | 7.2772 | 7.2276 | 7.1813 | 7.1362 | 7.0936 | 7.0501 | 7.0108 | 6.9737 | 6.9384 | 6.9057 | 6.8755 | 6.8475 | 0 | 0 | 0
F2_Industrial_Food Products_Existing_Space Heating_Natural Gas_Strategic Energy Management_A_Achievable Technical Potential | F2 | Industrial | Food Products | Existing | Space Heating | Natural Gas | Strategic Energy Management | A | Original Unit Summer Peak Savings (kW) | Achievable Technical Potential | 0 | 0 | 0 | 0 | 0 | 0 | 0 | 0 | 0 | 0 | 0 | 0 | 0 | 0 | 0 | 0 | 0 | 0 | 0 | 0 | 0 | 0 | 0 | 0 | 0 | 0 | 0 | 0 | 0 | 0 | 0
F3_Industrial_Food Products_Existing_Space Heating_Natural Gas_Strategic Energy Management_A_Achievable Technical Potential | F3 | Industrial | Food Products | Existing | Space Heating | Natural Gas | Strategic Energy Management | A | Original Unit Winter Peak Savings (kW) | Achievable Technical Potential | 0 | 0 | 0 | 0 | 0 | 0 | 0 | 0 | 0 | 0 | 0 | 0 | 0 | 0 | 0 | 0 | 0 | 0 | 0 | 0 | 0 | 0 | 0 | 0 | 0 | 0 | 0 | 0 | 0 | 0 | 0
F4_Industrial_Food Products_Existing_Space Heating_Natural Gas_Strategic Energy Management_A_Achievable Technical Potential | F4 | Industrial | Food Products | Existing | Space Heating | Natural Gas | Strategic Energy Management | A | Standalone Impact on Baseline Energy (%) | Achievable Technical Potential | 0% | 0% | 0% | 0% | 0% | 0.08224% | 0.1645% | 0.2477% | 0.3298% | 0.4118% | 0.4993% | 0.5829% | 0.6664% | 0.7594% | 0.8387% | 0.929% | 1.011% | 1.098% | 1.191% | 1.271% | 1.359% | 1.447% | 1.534% | 1.621% | 0.017089 | 0.017138 | 0.017184 | 0.017226 | 0 | 0 | 0
F5_Industrial_Food Products_Existing_Space Heating_Natural Gas_Strategic Energy Management_A_Achievable Technical Potential | F5 | Industrial | Food Products | Existing | Space Heating | Natural Gas | Strategic Energy Management | A | Standalone Impact on Baseline Summer Peak (%) | Achievable Technical Potential | 0% | 0% | 0% | 0% | 0% | 0% | 0% | 0% | 0% | 0% | 0% | 0% | 0% | 0% | 0% | 0% | 0% | 0% | 0% | 0% | 0% | 0% | 0% | 0% | 0 | 0 | 0 | 0 | 0 | 0 | 0
F6_Industrial_Food Products_Existing_Space Heating_Natural Gas_Strategic Energy Management_A_Achievable Technical Potential | F6 | Industrial | Food Products | Existing | Space Heating | Natural Gas | Strategic Energy Management | A | Standalone Impact on Baseline Winter Peak (%) | Achievable Technical Potential | 0% | 0% | 0% | 0% | 0% | 0% | 0% | 0% | 0% | 0% | 0% | 0% | 0% | 0% | 0% | 0% | 0% | 0% | 0% | 0% | 0% | 0% | 0% | 0% | 0 | 0 | 0 | 0 | 0 | 0 | 0
F7_Industrial_Food Products_Existing_Space Heating_Natural Gas_Strategic Energy Management_A_Achievable Technical Potential | F7 | Industrial | Food Products | Existing | Space Heating | Natural Gas | Strategic Energy Management | A | Incremental Energy Savings (MWh or mTherms) | Achievable Technical Potential | 0 | 0 | 0 | 0 | 0 | 0.27417 | 0.27268 | 0.26942 | 0.26782 | 0.26622 | 0.26101 | 0.25842 | 0.25604 | 0.25015 | 0.24913 | 0.24495 | 0.24319 | 0.24032 | 0.23665 | 0.23544 | 0.23307 | 0.23074 | 0.22862 | 0.22663 | 0.22477 | 0 | 0 | 0 | 0 | 0 | 0
F8_Industrial_Food Products_Existing_Space Heating_Natural Gas_Strategic Energy Management_A_Achievable Technical Potential | F8 | Industrial | Food Products | Existing | Space Heating | Natural Gas | Strategic Energy Management | A | Incremental Summer Peak Savings (MW) | Achievable Technical Potential | 0 | 0 | 0 | 0 | 0 | 0 | 0 | 0 | 0 | 0 | 0 | 0 | 0 | 0 | 0 | 0 | 0 | 0 | 0 | 0 | 0 | 0 | 0 | 0 | 0 | 0 | 0 | 0 | 0 | 0 | 0
F9_Industrial_Food Products_Existing_Space Heating_Natural Gas_Strategic Energy Management_A_Achievable Technical Potential | F9 | Industrial | Food Products | Existing | Space Heating | Natural Gas | Strategic Energy Management | A | Incremental Winter Peak Savings (MW) | Achievable Technical Potential | 0 | 0 | 0 | 0 | 0 | 0 | 0 | 0 | 0 | 0 | 0 | 0 | 0 | 0 | 0 | 0 | 0 | 0 | 0 | 0 | 0 | 0 | 0 | 0 | 0 | 0 | 0 | 0 | 0 | 0 | 0
F10_Industrial_Food Products_Existing_Space Heating_Natural Gas_Strategic Energy Management_A_Achievable Technical Potential | F10 | Industrial | Food Products | Existing | Space Heating | Natural Gas | Strategic Energy Management | A | Cumulative Energy Savings (MWh or mTherms) | Achievable Technical Potential | 0 | 0 | 0 | 0 | 0 | 0.27417 | 0.5455 | 0.81161 | 1.0742 | 1.3331 | 1.5848 | 1.8318 | 2.0747 | 2.3098 | 2.5408 | 2.7671 | 2.9901 | 3.21 | 3.4261 | 3.6401 | 3.8514 | 4.0585 | 4.2645 | 4.4686 | 4.6707 | 4.6487 | 4.6283 | 4.6095 | 0 | 0 | 0
F11_Industrial_Food Products_Existing_Space Heating_Natural Gas_Strategic Energy Management_A_Achievable Technical Potential | F11 | Industrial | Food Products | Existing | Space Heating | Natural Gas | Strategic Energy Management | A | Cumulative Summer Peak Savings (MW) | Achievable Technical Potential | 0 | 0 | 0 | 0 | 0 | 0 | 0 | 0 | 0 | 0 | 0 | 0 | 0 | 0 | 0 | 0 | 0 | 0 | 0 | 0 | 0 | 0 | 0 | 0 | 0 | 0 | 0 | 0 | 0 | 0 | 0
F12_Industrial_Food Products_Existing_Space Heating_Natural Gas_Strategic Energy Management_A_Achievable Technical Potential | F12 | Industrial | Food Products | Existing | Space Heating | Natural Gas | Strategic Energy Management | A | Cumulative Winter Peak Savings (MW) | Achievable Technical Potential | 0 | 0 | 0 | 0 | 0 | 0 | 0 | 0 | 0 | 0 | 0 | 0 | 0 | 0 | 0 | 0 | 0 | 0 | 0 | 0 | 0 | 0 | 0 | 0 | 0 | 0 | 0 | 0 | 0 | 0 | 0
F13_Industrial_Food Products_Existing_Space Heating_Natural Gas_Strategic Energy Management_A_Achievable Technical Potential | F13 | Industrial | Food Products | Existing | Space Heating | Natural Gas | Strategic Energy Management | A | Purchases (Incremental) | Achievable Technical Potential | 0 | 0 | 0 | 0 | 0 | 34.9315 | 34.9124 | 34.7065 | 34.7252 | 34.754 | 34.3126 | 34.2188 | 34.1494 | 33.6071 | 33.7354 | 33.4137 | 33.418 | 33.2498 | 32.9532 | 32.9923 | 32.8558 | 32.7281 | 32.6088 | 32.498 | 32.3955 | 0 | 0 | 0 | 0 | 0 | 0
F14_Industrial_Food Products_Existing_Space Heating_Natural Gas_Strategic Energy Management_A_Achievable Technical Potential | F14 | Industrial | Food Products | Existing | Space Heating | Natural Gas | Strategic Energy Management | A | Purchases (Cumulative) | Achievable Technical Potential | 0 | 0 | 0 | 0 | 0 | 34.9315 | 69.8439 | 104.5504 | 139.2756 | 174.0296 | 208.3422 | 242.561 | 276.7104 | 310.3175 | 344.0529 | 377.4666 | 410.8846 | 444.1344 | 477.0877 | 510.08 | 542.9358 | 575.6639 | 608.2727 | 640.7707 | 673.1662 | 673.1662 | 673.1662 | 673.1662 | 673.1662 | 673.1662 | 673.1662
F1_Industrial_Food Products_Existing_Process_Natural Gas_Strategic Energy Management_A_Achievable Technical Potential | F1 | Industrial | Food Products | Existing | Process | Natural Gas | Strategic Energy Management | A | Original Unit Energy Savings (kWh or therms) | Achievable Technical Potential | 0 | 0 | 0 | 0 | 0 | 30.2077 | 30.2077 | 30.2077 | 30.2077 | 30.2077 | 30.2077 | 30.2077 | 30.2077 | 30.2077 | 30.2077 | 30.2077 | 30.2077 | 30.2077 | 30.2077 | 30.2077 | 30.2077 | 30.2077 | 30.2077 | 30.2077 | 30.2077 | 30.2077 | 30.2077 | 30.2077 | 0 | 0 | 0
F2_Industrial_Food Products_Existing_Process_Natural Gas_Strategic Energy Management_A_Achievable Technical Potential | F2 | Industrial | Food Products | Existing | Process | Natural Gas | Strategic Energy Management | A | Original Unit Summer Peak Savings (kW) | Achievable Technical Potential | 0 | 0 | 0 | 0 | 0 | 0 | 0 | 0 | 0 | 0 | 0 | 0 | 0 | 0 | 0 | 0 | 0 | 0 | 0 | 0 | 0 | 0 | 0 | 0 | 0 | 0 | 0 | 0 | 0 | 0 | 0
F3_Industrial_Food Products_Existing_Process_Natural Gas_Strategic Energy Management_A_Achievable Technical Potential | F3 | Industrial | Food Products | Existing | Process | Natural Gas | Strategic Energy Management | A | Original Unit Winter Peak Savings (kW) | Achievable Technical Potential | 0 | 0 | 0 | 0 | 0 | 0 | 0 | 0 | 0 | 0 | 0 | 0 | 0 | 0 | 0 | 0 | 0 | 0 | 0 | 0 | 0 | 0 | 0 | 0 | 0 | 0 | 0 | 0 | 0 | 0 | 0
F4_Industrial_Food Products_Existing_Process_Natural Gas_Strategic Energy Management_A_Achievable Technical Potential | F4 | Industrial | Food Products | Existing | Process | Natural Gas | Strategic Energy Management | A | Standalone Impact on Baseline Energy (%) | Achievable Technical Potential | 0% | 0% | 0% | 0% | 0% | 0.08224% | 0.1645% | 0.2477% | 0.3298% | 0.4118% | 0.4993% | 0.5829% | 0.6664% | 0.7594% | 0.8387% | 0.929% | 1.011% | 1.098% | 1.191% | 1.271% | 1.359% | 1.447% | 1.534% | 1.621% | 0.017089 | 0.017138 | 0.017184 | 0.017226 | 0 | 0 | 0
F5_Industrial_Food Products_Existing_Process_Natural Gas_Strategic Energy Management_A_Achievable Technical Potential | F5 | Industrial | Food Products | Existing | Process | Natural Gas | Strategic Energy Management | A | Standalone Impact on Baseline Summer Peak (%) | Achievable Technical Potential | 0% | 0% | 0% | 0% | 0% | 0% | 0% | 0% | 0% | 0% | 0% | 0% | 0% | 0% | 0% | 0% | 0% | 0% | 0% | 0% | 0% | 0% | 0% | 0% | 0 | 0 | 0 | 0 | 0 | 0 | 0
F6_Industrial_Food Products_Existing_Process_Natural Gas_Strategic Energy Management_A_Achievable Technical Potential | F6 | Industrial | Food Products | Existing | Process | Natural Gas | Strategic Energy Management | A | Standalone Impact on Baseline Winter Peak (%) | Achievable Technical Potential | 0% | 0% | 0% | 0% | 0% | 0% | 0% | 0% | 0% | 0% | 0% | 0% | 0% | 0% | 0% | 0% | 0% | 0% | 0% | 0% | 0% | 0% | 0% | 0% | 0 | 0 | 0 | 0 | 0 | 0 | 0
F7_Industrial_Food Products_Existing_Process_Natural Gas_Strategic Energy Management_A_Achievable Technical Potential | F7 | Industrial | Food Products | Existing | Process | Natural Gas | Strategic Energy Management | A | Incremental Energy Savings (MWh or mTherms) | Achievable Technical Potential | 0 | 0 | 0 | 0 | 0 | 4.3409 | 4.3386 | 4.313 | 4.3153 | 4.3189 | 4.264 | 4.2524 | 4.2437 | 4.1763 | 4.1923 | 4.1523 | 4.1529 | 4.132 | 4.0951 | 4.0999 | 4.083 | 4.0671 | 4.0523 | 4.0385 | 4.0258 | 0 | 0 | 0 | 0 | 0 | 0
F8_Industrial_Food Products_Existing_Process_Natural Gas_Strategic Energy Management_A_Achievable Technical Potential | F8 | Industrial | Food Products | Existing | Process | Natural Gas | Strategic Energy Management | A | Incremental Summer Peak Savings (MW) | Achievable Technical Potential | 0 | 0 | 0 | 0 | 0 | 0 | 0 | 0 | 0 | 0 | 0 | 0 | 0 | 0 | 0 | 0 | 0 | 0 | 0 | 0 | 0 | 0 | 0 | 0 | 0 | 0 | 0 | 0 | 0 | 0 | 0
F9_Industrial_Food Products_Existing_Process_Natural Gas_Strategic Energy Management_A_Achievable Technical Potential | F9 | Industrial | Food Products | Existing | Process | Natural Gas | Strategic Energy Management | A | Incremental Winter Peak Savings (MW) | Achievable Technical Potential | 0 | 0 | 0 | 0 | 0 | 0 | 0 | 0 | 0 | 0 | 0 | 0 | 0 | 0 | 0 | 0 | 0 | 0 | 0 | 0 | 0 | 0 | 0 | 0 | 0 | 0 | 0 | 0 | 0 | 0 | 0
F10_Industrial_Food Products_Existing_Process_Natural Gas_Strategic Energy Management_A_Achievable Technical Potential | F10 | Industrial | Food Products | Existing | Process | Natural Gas | Strategic Energy Management | A | Cumulative Energy Savings (MWh or mTherms) | Achievable Technical Potential | 0 | 0 | 0 | 0 | 0 | 4.3409 | 8.6795 | 12.9925 | 17.3078 | 21.6266 | 25.8907 | 30.143 | 34.3868 | 38.5631 | 42.7554 | 46.9077 | 51.0606 | 55.1925 | 59.2876 | 63.3876 | 67.4706 | 71.5377 | 75.59 | 79.6285 | 83.6543 | 83.6543 | 83.6543 | 83.6543 | 0 | 0 | 0
F11_Industrial_Food Products_Existing_Process_Natural Gas_Strategic Energy Management_A_Achievable Technical Potential | F11 | Industrial | Food Products | Existing | Process | Natural Gas | Strategic Energy Management | A | Cumulative Summer Peak Savings (MW) | Achievable Technical Potential | 0 | 0 | 0 | 0 | 0 | 0 | 0 | 0 | 0 | 0 | 0 | 0 | 0 | 0 | 0 | 0 | 0 | 0 | 0 | 0 | 0 | 0 | 0 | 0 | 0 | 0 | 0 | 0 | 0 | 0 | 0
F12_Industrial_Food Products_Existing_Process_Natural Gas_Strategic Energy Management_A_Achievable Technical Potential | F12 | Industrial | Food Products | Existing | Process | Natural Gas | Strategic Energy Management | A | Cumulative Winter Peak Savings (MW) | Achievable Technical Potential | 0 | 0 | 0 | 0 | 0 | 0 | 0 | 0 | 0 | 0 | 0 | 0 | 0 | 0 | 0 | 0 | 0 | 0 | 0 | 0 | 0 | 0 | 0 | 0 | 0 | 0 | 0 | 0 | 0 | 0 | 0
F13_Industrial_Food Products_Existing_Process_Natural Gas_Strategic Energy Management_A_Achievable Technical Potential | F13 | Industrial | Food Products | Existing | Process | Natural Gas | Strategic Energy Management | A | Purchases (Incremental) | Achievable Technical Potential | 0 | 0 | 0 | 0 | 0 | 143.703 | 143.6241 | 142.7771 | 142.8543 | 142.9724 | 141.1568 | 140.7711 | 140.4852 | 138.2544 | 138.7822 | 137.4588 | 137.4766 | 136.7847 | 135.5646 | 135.7252 | 135.1639 | 134.6382 | 134.1476 | 133.6918 | 133.2702 | 0 | 0 | 0 | 0 | 0 | 0
F14_Industrial_Food Products_Existing_Process_Natural Gas_Strategic Energy Management_A_Achievable Technical Potential | F14 | Industrial | Food Products | Existing | Process | Natural Gas | Strategic Energy Management | A | Purchases (Cumulative) | Achievable Technical Potential | 0 | 0 | 0 | 0 | 0 | 143.703 | 287.3271 | 430.1042 | 572.9584 | 715.9309 | 857.0877 | 997.8587 | 1138.344 | 1276.5984 | 1415.3806 | 1552.8394 | 1690.316 | 1827.1007 | 1962.6653 | 2098.3904 | 2233.5544 | 2368.1926 | 2502.3402 | 2636.032 | 2769.3021 | 2769.3021 | 2769.3021 | 2769.3021 | 2769.3021 | 2769.3021 | 2769.3021
F1_Industrial_Food Products_Existing_Miscellaneous_Natural Gas_Strategic Energy Management_A_Achievable Technical Potential | F1 | Industrial | Food Products | Existing | Miscellaneous | Natural Gas | Strategic Energy Management | A | Original Unit Energy Savings (kWh or therms) | Achievable Technical Potential | 0 | 0 | 0 | 0 | 0 | 2.7925 | 2.7925 | 2.7925 | 2.7925 | 2.7925 | 2.7925 | 2.7925 | 2.7925 | 2.7925 | 2.7925 | 2.7925 | 2.7925 | 2.7925 | 2.7925 | 2.7925 | 2.7925 | 2.7925 | 2.7925 | 2.7925 | 2.7925 | 2.7925 | 2.7925 | 2.7925 | 0 | 0 | 0
F2_Industrial_Food Products_Existing_Miscellaneous_Natural Gas_Strategic Energy Management_A_Achievable Technical Potential | F2 | Industrial | Food Products | Existing | Miscellaneous | Natural Gas | Strategic Energy Management | A | Original Unit Summer Peak Savings (kW) | Achievable Technical Potential | 0 | 0 | 0 | 0 | 0 | 0 | 0 | 0 | 0 | 0 | 0 | 0 | 0 | 0 | 0 | 0 | 0 | 0 | 0 | 0 | 0 | 0 | 0 | 0 | 0 | 0 | 0 | 0 | 0 | 0 | 0
F3_Industrial_Food Products_Existing_Miscellaneous_Natural Gas_Strategic Energy Management_A_Achievable Technical Potential | F3 | Industrial | Food Products | Existing | Miscellaneous | Natural Gas | Strategic Energy Management | A | Original Unit Winter Peak Savings (kW) | Achievable Technical Potential | 0 | 0 | 0 | 0 | 0 | 0 | 0 | 0 | 0 | 0 | 0 | 0 | 0 | 0 | 0 | 0 | 0 | 0 | 0 | 0 | 0 | 0 | 0 | 0 | 0 | 0 | 0 | 0 | 0 | 0 | 0
F4_Industrial_Food Products_Existing_Miscellaneous_Natural Gas_Strategic Energy Management_A_Achievable Technical Potential | F4 | Industrial | Food Products | Existing | Miscellaneous | Natural Gas | Strategic Energy Management | A | Standalone Impact on Baseline Energy (%) | Achievable Technical Potential | 0% | 0% | 0% | 0% | 0% | 0.08224% | 0.1645% | 0.2477% | 0.3298% | 0.4118% | 0.4993% | 0.5829% | 0.6664% | 0.7594% | 0.8387% | 0.929% | 1.011% | 1.098% | 1.191% | 1.271% | 1.359% | 1.447% | 1.534% | 1.621% | 0.017089 | 0.017138 | 0.017184 | 0.017226 | 0 | 0 | 0
F5_Industrial_Food Products_Existing_Miscellaneous_Natural Gas_Strategic Energy Management_A_Achievable Technical Potential | F5 | Industrial | Food Products | Existing | Miscellaneous | Natural Gas | Strategic Energy Management | A | Standalone Impact on Baseline Summer Peak (%) | Achievable Technical Potential | 0% | 0% | 0% | 0% | 0% | 0% | 0% | 0% | 0% | 0% | 0% | 0% | 0% | 0% | 0% | 0% | 0% | 0% | 0% | 0% | 0% | 0% | 0% | 0% | 0 | 0 | 0 | 0 | 0 | 0 | 0
F6_Industrial_Food Products_Existing_Miscellaneous_Natural Gas_Strategic Energy Management_A_Achievable Technical Potential | F6 | Industrial | Food Products | Existing | Miscellaneous | Natural Gas | Strategic Energy Management | A | Standalone Impact on Baseline Winter Peak (%) | Achievable Technical Potential | 0% | 0% | 0% | 0% | 0% | 0% | 0% | 0% | 0% | 0% | 0% | 0% | 0% | 0% | 0% | 0% | 0% | 0% | 0% | 0% | 0% | 0% | 0% | 0% | 0 | 0 | 0 | 0 | 0 | 0 | 0
F7_Industrial_Food Products_Existing_Miscellaneous_Natural Gas_Strategic Energy Management_A_Achievable Technical Potential | F7 | Industrial | Food Products | Existing | Miscellaneous | Natural Gas | Strategic Energy Management | A | Incremental Energy Savings (MWh or mTherms) | Achievable Technical Potential | 0 | 0 | 0 | 0 | 0 | 0.10032 | 0.10027 | 0.099676 | 0.09973 | 0.099812 | 0.098545 | 0.098275 | 0.098076 | 0.096518 | 0.096887 | 0.095963 | 0.095975 | 0.095492 | 0.094641 | 0.094753 | 0.094361 | 0.093994 | 0.093651 | 0.093333 | 0.093039 | 0 | 0 | 0 | 0 | 0 | 0
F8_Industrial_Food Products_Existing_Miscellaneous_Natural Gas_Strategic Energy Management_A_Achievable Technical Potential | F8 | Industrial | Food Products | Existing | Miscellaneous | Natural Gas | Strategic Energy Management | A | Incremental Summer Peak Savings (MW) | Achievable Technical Potential | 0 | 0 | 0 | 0 | 0 | 0 | 0 | 0 | 0 | 0 | 0 | 0 | 0 | 0 | 0 | 0 | 0 | 0 | 0 | 0 | 0 | 0 | 0 | 0 | 0 | 0 | 0 | 0 | 0 | 0 | 0
F9_Industrial_Food Products_Existing_Miscellaneous_Natural Gas_Strategic Energy Management_A_Achievable Technical Potential | F9 | Industrial | Food Products | Existing | Miscellaneous | Natural Gas | Strategic Energy Management | A | Incremental Winter Peak Savings (MW) | Achievable Technical Potential | 0 | 0 | 0 | 0 | 0 | 0 | 0 | 0 | 0 | 0 | 0 | 0 | 0 | 0 | 0 | 0 | 0 | 0 | 0 | 0 | 0 | 0 | 0 | 0 | 0 | 0 | 0 | 0 | 0 | 0 | 0
F10_Industrial_Food Products_Existing_Miscellaneous_Natural Gas_Strategic Energy Management_A_Achievable Technical Potential | F10 | Industrial | Food Products | Existing | Miscellaneous | Natural Gas | Strategic Energy Management | A | Cumulative Energy Savings (MWh or mTherms) | Achievable Technical Potential | 0 | 0 | 0 | 0 | 0 | 0.10032 | 0.20059 | 0.30027 | 0.39999 | 0.49981 | 0.59835 | 0.69663 | 0.7947 | 0.89122 | 0.98811 | 1.0841 | 1.18 | 1.2755 | 1.3702 | 1.4649 | 1.5593 | 1.6533 | 1.7469 | 1.8403 | 1.9333 | 1.9333 | 1.9333 | 1.9333 | 0 | 0 | 0
F11_Industrial_Food Products_Existing_Miscellaneous_Natural Gas_Strategic Energy Management_A_Achievable Technical Potential | F11 | Industrial | Food Products | Existing | Miscellaneous | Natural Gas | Strategic Energy Management | A | Cumulative Summer Peak Savings (MW) | Achievable Technical Potential | 0 | 0 | 0 | 0 | 0 | 0 | 0 | 0 | 0 | 0 | 0 | 0 | 0 | 0 | 0 | 0 | 0 | 0 | 0 | 0 | 0 | 0 | 0 | 0 | 0 | 0 | 0 | 0 | 0 | 0 | 0
F12_Industrial_Food Products_Existing_Miscellaneous_Natural Gas_Strategic Energy Management_A_Achievable Technical Potential | F12 | Industrial | Food Products | Existing | Miscellaneous | Natural Gas | Strategic Energy Management | A | Cumulative Winter Peak Savings (MW) | Achievable Technical Potential | 0 | 0 | 0 | 0 | 0 | 0 | 0 | 0 | 0 | 0 | 0 | 0 | 0 | 0 | 0 | 0 | 0 | 0 | 0 | 0 | 0 | 0 | 0 | 0 | 0 | 0 | 0 | 0 | 0 | 0 | 0
F13_Industrial_Food Products_Existing_Miscellaneous_Natural Gas_Strategic Energy Management_A_Achievable Technical Potential | F13 | Industrial | Food Products | Existing | Miscellaneous | Natural Gas | Strategic Energy Management | A | Purchases (Incremental) | Achievable Technical Potential | 0 | 0 | 0 | 0 | 0 | 35.9257 | 35.906 | 35.6943 | 35.7136 | 35.7431 | 35.2892 | 35.1928 | 35.1213 | 34.5636 | 34.6956 | 34.3647 | 34.3692 | 34.1962 | 33.8911 | 33.9313 | 33.791 | 33.6596 | 33.5369 | 33.4229 | 33.3175 | 0 | 0 | 0 | 0 | 0 | 0
F14_Industrial_Food Products_Existing_Miscellaneous_Natural Gas_Strategic Energy Management_A_Achievable Technical Potential | F14 | Industrial | Food Products | Existing | Miscellaneous | Natural Gas | Strategic Energy Management | A | Purchases (Cumulative) | Achievable Technical Potential | 0 | 0 | 0 | 0 | 0 | 35.9257 | 71.8318 | 107.526 | 143.2396 | 178.9827 | 214.2719 | 249.4647 | 284.586 | 319.1496 | 353.8452 | 388.2098 | 422.579 | 456.7752 | 490.6663 | 524.5976 | 558.3886 | 592.0481 | 625.585 | 659.008 | 692.3255 | 692.3255 | 692.3255 | 692.3255 | 692.3255 | 692.3255 | 692.3255
F1_Industrial_Food Products_Existing_Space Heating_Natural Gas_Commissioning_A_Achievable Technical Potential | F1 | Industrial | Food Products | Existing | Space Heating | Natural Gas | Commissioning | A | Original Unit Energy Savings (kWh or therms) | Achievable Technical Potential | 0 | 0 | 0 | 0 | 0 | 10.6486 | 10.5965 | 10.5321 | 10.464 | 10.3927 | 10.3205 | 10.2462 | 10.1723 | 10.0988 | 10.0193 | 9.9458 | 9.8733 | 9.8059 | 9.7432 | 9.682 | 9.6242 | 9.5651 | 9.5118 | 9.4615 | 9.4136 | 9.3692 | 9.3282 | 9.2902 | 0 | 0 | 0
F2_Industrial_Food Products_Existing_Space Heating_Natural Gas_Commissioning_A_Achievable Technical Potential | F2 | Industrial | Food Products | Existing | Space Heating | Natural Gas | Commissioning | A | Original Unit Summer Peak Savings (kW) | Achievable Technical Potential | 0 | 0 | 0 | 0 | 0 | 0 | 0 | 0 | 0 | 0 | 0 | 0 | 0 | 0 | 0 | 0 | 0 | 0 | 0 | 0 | 0 | 0 | 0 | 0 | 0 | 0 | 0 | 0 | 0 | 0 | 0
F3_Industrial_Food Products_Existing_Space Heating_Natural Gas_Commissioning_A_Achievable Technical Potential | F3 | Industrial | Food Products | Existing | Space Heating | Natural Gas | Commissioning | A | Original Unit Winter Peak Savings (kW) | Achievable Technical Potential | 0 | 0 | 0 | 0 | 0 | 0 | 0 | 0 | 0 | 0 | 0 | 0 | 0 | 0 | 0 | 0 | 0 | 0 | 0 | 0 | 0 | 0 | 0 | 0 | 0 | 0 | 0 | 0 | 0 | 0 | 0
F4_Industrial_Food Products_Existing_Space Heating_Natural Gas_Commissioning_A_Achievable Technical Potential | F4 | Industrial | Food Products | Existing | Space Heating | Natural Gas | Commissioning | A | Standalone Impact on Baseline Energy (%) | Achievable Technical Potential | 0% | 0% | 0% | 0% | 0% | 0% | 0% | 0% | 0% | 0% | 0% | 0% | 0% | 0% | 0% | 0% | 0% | 0% | 0% | 0% | 0% | 0% | 0% | 0% | 0 | 0 | 0 | 0 | 0 | 0 | 0
F5_Industrial_Food Products_Existing_Space Heating_Natural Gas_Commissioning_A_Achievable Technical Potential | F5 | Industrial | Food Products | Existing | Space Heating | Natural Gas | Commissioning | A | Standalone Impact on Baseline Summer Peak (%) | Achievable Technical Potential | 0% | 0% | 0% | 0% | 0% | 0% | 0% | 0% | 0% | 0% | 0% | 0% | 0% | 0% | 0% | 0% | 0% | 0% | 0% | 0% | 0% | 0% | 0% | 0% | 0 | 0 | 0 | 0 | 0 | 0 | 0
F6_Industrial_Food Products_Existing_Space Heating_Natural Gas_Commissioning_A_Achievable Technical Potential | F6 | Industrial | Food Products | Existing | Space Heating | Natural Gas | Commissioning | A | Standalone Impact on Baseline Winter Peak (%) | Achievable Technical Potential | 0% | 0% | 0% | 0% | 0% | 0% | 0% | 0% | 0% | 0% | 0% | 0% | 0% | 0% | 0% | 0% | 0% | 0% | 0% | 0% | 0% | 0% | 0% | 0% | 0 | 0 | 0 | 0 | 0 | 0 | 0
F7_Industrial_Food Products_Existing_Space Heating_Natural Gas_Commissioning_A_Achievable Technical Potential | F7 | Industrial | Food Products | Existing | Space Heating | Natural Gas | Commissioning | A | Incremental Energy Savings (MWh or mTherms) | Achievable Technical Potential | 0 | 0 | 0 | 0 | 0 | 0 | 0 | 0 | 0 | 0 | 0 | 0 | 0 | 0 | 0 | 0 | 0 | 0 | 0 | 0 | 0 | 0 | 0 | 0 | 0 | 0 | 0 | 0 | 0 | 0 | 0
F8_Industrial_Food Products_Existing_Space Heating_Natural Gas_Commissioning_A_Achievable Technical Potential | F8 | Industrial | Food Products | Existing | Space Heating | Natural Gas | Commissioning | A | Incremental Summer Peak Savings (MW) | Achievable Technical Potential | 0 | 0 | 0 | 0 | 0 | 0 | 0 | 0 | 0 | 0 | 0 | 0 | 0 | 0 | 0 | 0 | 0 | 0 | 0 | 0 | 0 | 0 | 0 | 0 | 0 | 0 | 0 | 0 | 0 | 0 | 0
F9_Industrial_Food Products_Existing_Space Heating_Natural Gas_Commissioning_A_Achievable Technical Potential | F9 | Industrial | Food Products | Existing | Space Heating | Natural Gas | Commissioning | A | Incremental Winter Peak Savings (MW) | Achievable Technical Potential | 0 | 0 | 0 | 0 | 0 | 0 | 0 | 0 | 0 | 0 | 0 | 0 | 0 | 0 | 0 | 0 | 0 | 0 | 0 | 0 | 0 | 0 | 0 | 0 | 0 | 0 | 0 | 0 | 0 | 0 | 0
F10_Industrial_Food Products_Existing_Space Heating_Natural Gas_Commissioning_A_Achievable Technical Potential | F10 | Industrial | Food Products | Existing | Space Heating | Natural Gas | Commissioning | A | Cumulative Energy Savings (MWh or mTherms) | Achievable Technical Potential | 0 | 0 | 0 | 0 | 0 | 0 | 0 | 0 | 0 | 0 | 0 | 0 | 0 | 0 | 0 | 0 | 0 | 0 | 0 | 0 | 0 | 0 | 0 | 0 | 0 | 0 | 0 | 0 | 0 | 0 | 0
F11_Industrial_Food Products_Existing_Space Heating_Natural Gas_Commissioning_A_Achievable Technical Potential | F11 | Industrial | Food Products | Existing | Space Heating | Natural Gas | Commissioning | A | Cumulative Summer Peak Savings (MW) | Achievable Technical Potential | 0 | 0 | 0 | 0 | 0 | 0 | 0 | 0 | 0 | 0 | 0 | 0 | 0 | 0 | 0 | 0 | 0 | 0 | 0 | 0 | 0 | 0 | 0 | 0 | 0 | 0 | 0 | 0 | 0 | 0 | 0
F12_Industrial_Food Products_Existing_Space Heating_Natural Gas_Commissioning_A_Achievable Technical Potential | F12 | Industrial | Food Products | Existing | Space Heating | Natural Gas | Commissioning | A | Cumulative Winter Peak Savings (MW) | Achievable Technical Potential | 0 | 0 | 0 | 0 | 0 | 0 | 0 | 0 | 0 | 0 | 0 | 0 | 0 | 0 | 0 | 0 | 0 | 0 | 0 | 0 | 0 | 0 | 0 | 0 | 0 | 0 | 0 | 0 | 0 | 0 | 0
F13_Industrial_Food Products_Existing_Space Heating_Natural Gas_Commissioning_A_Achievable Technical Potential | F13 | Industrial | Food Products | Existing | Space Heating | Natural Gas | Commissioning | A | Purchases (Incremental) | Achievable Technical Potential | 0 | 0 | 0 | 0 | 0 | 0 | 0 | 0 | 0 | 0 | 0 | 0 | 0 | 0 | 0 | 0 | 0 | 0 | 0 | 0 | 0 | 0 | 0 | 0 | 0 | 0 | 0 | 0 | 0 | 0 | 0
F14_Industrial_Food Products_Existing_Space Heating_Natural Gas_Commissioning_A_Achievable Technical Potential | F14 | Industrial | Food Products | Existing | Space Heating | Natural Gas | Commissioning | A | Purchases (Cumulative) | Achievable Technical Potential | 0 | 0 | 0 | 0 | 0 | 0 | 0 | 0 | 0 | 0 | 0 | 0 | 0 | 0 | 0 | 0 | 0 | 0 | 0 | 0 | 0 | 0 | 0 | 0 | 0 | 0 | 0 | 0 | 0 | 0 | 0
F1_Industrial_Food Products_Existing_Process_Natural Gas_Commissioning_A_Achievable Technical Potential | F1 | Industrial | Food Products | Existing | Process | Natural Gas | Commissioning | A | Original Unit Energy Savings (kWh or therms) | Achievable Technical Potential | 0 | 0 | 0 | 0 | 0 | 168.6012 | 168.6012 | 168.6012 | 168.6012 | 168.6012 | 168.6012 | 168.6012 | 168.6012 | 168.6012 | 168.6012 | 168.6012 | 168.6012 | 168.6012 | 168.6012 | 168.6012 | 168.6012 | 168.6012 | 168.6012 | 168.6012 | 168.6012 | 168.6012 | 168.6012 | 168.6012 | 0 | 0 | 0
F2_Industrial_Food Products_Existing_Process_Natural Gas_Commissioning_A_Achievable Technical Potential | F2 | Industrial | Food Products | Existing | Process | Natural Gas | Commissioning | A | Original Unit Summer Peak Savings (kW) | Achievable Technical Potential | 0 | 0 | 0 | 0 | 0 | 0 | 0 | 0 | 0 | 0 | 0 | 0 | 0 | 0 | 0 | 0 | 0 | 0 | 0 | 0 | 0 | 0 | 0 | 0 | 0 | 0 | 0 | 0 | 0 | 0 | 0
F3_Industrial_Food Products_Existing_Process_Natural Gas_Commissioning_A_Achievable Technical Potential | F3 | Industrial | Food Products | Existing | Process | Natural Gas | Commissioning | A | Original Unit Winter Peak Savings (kW) | Achievable Technical Potential | 0 | 0 | 0 | 0 | 0 | 0 | 0 | 0 | 0 | 0 | 0 | 0 | 0 | 0 | 0 | 0 | 0 | 0 | 0 | 0 | 0 | 0 | 0 | 0 | 0 | 0 | 0 | 0 | 0 | 0 | 0
F4_Industrial_Food Products_Existing_Process_Natural Gas_Commissioning_A_Achievable Technical Potential | F4 | Industrial | Food Products | Existing | Process | Natural Gas | Commissioning | A | Standalone Impact on Baseline Energy (%) | Achievable Technical Potential | 0% | 0% | 0% | 0% | 0% | 0% | 0% | 0% | 0% | 0% | 0% | 0% | 0% | 0% | 0% | 0% | 0% | 0% | 0% | 0% | 0% | 0% | 0% | 0% | 0 | 0 | 0 | 0 | 0 | 0 | 0
F5_Industrial_Food Products_Existing_Process_Natural Gas_Commissioning_A_Achievable Technical Potential | F5 | Industrial | Food Products | Existing | Process | Natural Gas | Commissioning | A | Standalone Impact on Baseline Summer Peak (%) | Achievable Technical Potential | 0% | 0% | 0% | 0% | 0% | 0% | 0% | 0% | 0% | 0% | 0% | 0% | 0% | 0% | 0% | 0% | 0% | 0% | 0% | 0% | 0% | 0% | 0% | 0% | 0 | 0 | 0 | 0 | 0 | 0 | 0
F6_Industrial_Food Products_Existing_Process_Natural Gas_Commissioning_A_Achievable Technical Potential | F6 | Industrial | Food Products | Existing | Process | Natural Gas | Commissioning | A | Standalone Impact on Baseline Winter Peak (%) | Achievable Technical Potential | 0% | 0% | 0% | 0% | 0% | 0% | 0% | 0% | 0% | 0% | 0% | 0% | 0% | 0% | 0% | 0% | 0% | 0% | 0% | 0% | 0% | 0% | 0% | 0% | 0 | 0 | 0 | 0 | 0 | 0 | 0
F7_Industrial_Food Products_Existing_Process_Natural Gas_Commissioning_A_Achievable Technical Potential | F7 | Industrial | Food Products | Existing | Process | Natural Gas | Commissioning | A | Incremental Energy Savings (MWh or mTherms) | Achievable Technical Potential | 0 | 0 | 0 | 0 | 0 | 0 | 0 | 0 | 0 | 0 | 0 | 0 | 0 | 0 | 0 | 0 | 0 | 0 | 0 | 0 | 0 | 0 | 0 | 0 | 0 | 0 | 0 | 0 | 0 | 0 | 0
F8_Industrial_Food Products_Existing_Process_Natural Gas_Commissioning_A_Achievable Technical Potential | F8 | Industrial | Food Products | Existing | Process | Natural Gas | Commissioning | A | Incremental Summer Peak Savings (MW) | Achievable Technical Potential | 0 | 0 | 0 | 0 | 0 | 0 | 0 | 0 | 0 | 0 | 0 | 0 | 0 | 0 | 0 | 0 | 0 | 0 | 0 | 0 | 0 | 0 | 0 | 0 | 0 | 0 | 0 | 0 | 0 | 0 | 0
F9_Industrial_Food Products_Existing_Process_Natural Gas_Commissioning_A_Achievable Technical Potential | F9 | Industrial | Food Products | Existing | Process | Natural Gas | Commissioning | A | Incremental Winter Peak Savings (MW) | Achievable Technical Potential | 0 | 0 | 0 | 0 | 0 | 0 | 0 | 0 | 0 | 0 | 0 | 0 | 0 | 0 | 0 | 0 | 0 | 0 | 0 | 0 | 0 | 0 | 0 | 0 | 0 | 0 | 0 | 0 | 0 | 0 | 0
F10_Industrial_Food Products_Existing_Process_Natural Gas_Commissioning_A_Achievable Technical Potential | F10 | Industrial | Food Products | Existing | Process | Natural Gas | Commissioning | A | Cumulative Energy Savings (MWh or mTherms) | Achievable Technical Potential | 0 | 0 | 0 | 0 | 0 | 0 | 0 | 0 | 0 | 0 | 0 | 0 | 0 | 0 | 0 | 0 | 0 | 0 | 0 | 0 | 0 | 0 | 0 | 0 | 0 | 0 | 0 | 0 | 0 | 0 | 0
F11_Industrial_Food Products_Existing_Process_Natural Gas_Commissioning_A_Achievable Technical Potential | F11 | Industrial | Food Products | Existing | Process | Natural Gas | Commissioning | A | Cumulative Summer Peak Savings (MW) | Achievable Technical Potential | 0 | 0 | 0 | 0 | 0 | 0 | 0 | 0 | 0 | 0 | 0 | 0 | 0 | 0 | 0 | 0 | 0 | 0 | 0 | 0 | 0 | 0 | 0 | 0 | 0 | 0 | 0 | 0 | 0 | 0 | 0
F12_Industrial_Food Products_Existing_Process_Natural Gas_Commissioning_A_Achievable Technical Potential | F12 | Industrial | Food Products | Existing | Process | Natural Gas | Commissioning | A | Cumulative Winter Peak Savings (MW) | Achievable Technical Potential | 0 | 0 | 0 | 0 | 0 | 0 | 0 | 0 | 0 | 0 | 0 | 0 | 0 | 0 | 0 | 0 | 0 | 0 | 0 | 0 | 0 | 0 | 0 | 0 | 0 | 0 | 0 | 0 | 0 | 0 | 0
F13_Industrial_Food Products_Existing_Process_Natural Gas_Commissioning_A_Achievable Technical Potential | F13 | Industrial | Food Products | Existing | Process | Natural Gas | Commissioning | A | Purchases (Incremental) | Achievable Technical Potential | 0 | 0 | 0 | 0 | 0 | 0 | 0 | 0 | 0 | 0 | 0 | 0 | 0 | 0 | 0 | 0 | 0 | 0 | 0 | 0 | 0 | 0 | 0 | 0 | 0 | 0 | 0 | 0 | 0 | 0 | 0
F14_Industrial_Food Products_Existing_Process_Natural Gas_Commissioning_A_Achievable Technical Potential | F14 | Industrial | Food Products | Existing | Process | Natural Gas | Commissioning | A | Purchases (Cumulative) | Achievable Technical Potential | 0 | 0 | 0 | 0 | 0 | 0 | 0 | 0 | 0 | 0 | 0 | 0 | 0 | 0 | 0 | 0 | 0 | 0 | 0 | 0 | 0 | 0 | 0 | 0 | 0 | 0 | 0 | 0 | 0 | 0 | 0
F1_Industrial_Food Products_Existing_Space Heating_Natural Gas_Retrocommissioning_A_Achievable Technical Potential | F1 | Industrial | Food Products | Existing | Space Heating | Natural Gas | Retrocommissioning | A | Original Unit Energy Savings (kWh or therms) | Achievable Technical Potential | 0 | 0 | 0 | 0 | 0 | 1.479 | 1.4718 | 1.4628 | 1.4534 | 1.4435 | 1.4334 | 1.4231 | 1.4129 | 1.4026 | 1.3916 | 1.3814 | 1.3713 | 1.362 | 1.3533 | 1.3448 | 1.3367 | 1.3285 | 1.3211 | 1.3141 | 1.3075 | 1.3013 | 1.2956 | 1.2903 | 0 | 0 | 0
F2_Industrial_Food Products_Existing_Space Heating_Natural Gas_Retrocommissioning_A_Achievable Technical Potential | F2 | Industrial | Food Products | Existing | Space Heating | Natural Gas | Retrocommissioning | A | Original Unit Summer Peak Savings (kW) | Achievable Technical Potential | 0 | 0 | 0 | 0 | 0 | 0 | 0 | 0 | 0 | 0 | 0 | 0 | 0 | 0 | 0 | 0 | 0 | 0 | 0 | 0 | 0 | 0 | 0 | 0 | 0 | 0 | 0 | 0 | 0 | 0 | 0
F3_Industrial_Food Products_Existing_Space Heating_Natural Gas_Retrocommissioning_A_Achievable Technical Potential | F3 | Industrial | Food Products | Existing | Space Heating | Natural Gas | Retrocommissioning | A | Original Unit Winter Peak Savings (kW) | Achievable Technical Potential | 0 | 0 | 0 | 0 | 0 | 0 | 0 | 0 | 0 | 0 | 0 | 0 | 0 | 0 | 0 | 0 | 0 | 0 | 0 | 0 | 0 | 0 | 0 | 0 | 0 | 0 | 0 | 0 | 0 | 0 | 0
F4_Industrial_Food Products_Existing_Space Heating_Natural Gas_Retrocommissioning_A_Achievable Technical Potential | F4 | Industrial | Food Products | Existing | Space Heating | Natural Gas | Retrocommissioning | A | Standalone Impact on Baseline Energy (%) | Achievable Technical Potential | 0% | 0% | 0% | 0% | 0% | 0.0124% | 0.0248% | 0.03734% | 0.04972% | 0.06207% | 0.07527% | 0.08787% | 0.1004% | 0.1145% | 0.1264% | 0.14% | 0.1524% | 0.1656% | 0.1795% | 0.1917% | 0.2048% | 0.218% | 0.2312% | 0.2444% | 0.0025759 | 0.0025834 | 0.0025903 | 0.0025966 | 0 | 0 | 0
F5_Industrial_Food Products_Existing_Space Heating_Natural Gas_Retrocommissioning_A_Achievable Technical Potential | F5 | Industrial | Food Products | Existing | Space Heating | Natural Gas | Retrocommissioning | A | Standalone Impact on Baseline Summer Peak (%) | Achievable Technical Potential | 0% | 0% | 0% | 0% | 0% | 0% | 0% | 0% | 0% | 0% | 0% | 0% | 0% | 0% | 0% | 0% | 0% | 0% | 0% | 0% | 0% | 0% | 0% | 0% | 0 | 0 | 0 | 0 | 0 | 0 | 0
F6_Industrial_Food Products_Existing_Space Heating_Natural Gas_Retrocommissioning_A_Achievable Technical Potential | F6 | Industrial | Food Products | Existing | Space Heating | Natural Gas | Retrocommissioning | A | Standalone Impact on Baseline Winter Peak (%) | Achievable Technical Potential | 0% | 0% | 0% | 0% | 0% | 0% | 0% | 0% | 0% | 0% | 0% | 0% | 0% | 0% | 0% | 0% | 0% | 0% | 0% | 0% | 0% | 0% | 0% | 0% | 0 | 0 | 0 | 0 | 0 | 0 | 0
F7_Industrial_Food Products_Existing_Space Heating_Natural Gas_Retrocommissioning_A_Achievable Technical Potential | F7 | Industrial | Food Products | Existing | Space Heating | Natural Gas | Retrocommissioning | A | Incremental Energy Savings (MWh or mTherms) | Achievable Technical Potential | 0 | 0 | 0 | 0 | 0 | 0.041327 | 0.041102 | 0.040612 | 0.040371 | 0.040129 | 0.039344 | 0.038954 | 0.038595 | 0.037707 | 0.037553 | 0.036922 | 0.036658 | 0.036224 | 0.035672 | 0.03549 | 0.035132 | 0.034781 | 0.034461 | 0.034162 | 0.033882 | 0 | 0 | 0 | 0 | 0 | 0
F8_Industrial_Food Products_Existing_Space Heating_Natural Gas_Retrocommissioning_A_Achievable Technical Potential | F8 | Industrial | Food Products | Existing | Space Heating | Natural Gas | Retrocommissioning | A | Incremental Summer Peak Savings (MW) | Achievable Technical Potential | 0 | 0 | 0 | 0 | 0 | 0 | 0 | 0 | 0 | 0 | 0 | 0 | 0 | 0 | 0 | 0 | 0 | 0 | 0 | 0 | 0 | 0 | 0 | 0 | 0 | 0 | 0 | 0 | 0 | 0 | 0
F9_Industrial_Food Products_Existing_Space Heating_Natural Gas_Retrocommissioning_A_Achievable Technical Potential | F9 | Industrial | Food Products | Existing | Space Heating | Natural Gas | Retrocommissioning | A | Incremental Winter Peak Savings (MW) | Achievable Technical Potential | 0 | 0 | 0 | 0 | 0 | 0 | 0 | 0 | 0 | 0 | 0 | 0 | 0 | 0 | 0 | 0 | 0 | 0 | 0 | 0 | 0 | 0 | 0 | 0 | 0 | 0 | 0 | 0 | 0 | 0 | 0
F10_Industrial_Food Products_Existing_Space Heating_Natural Gas_Retrocommissioning_A_Achievable Technical Potential | F10 | Industrial | Food Products | Existing | Space Heating | Natural Gas | Retrocommissioning | A | Cumulative Energy Savings (MWh or mTherms) | Achievable Technical Potential | 0 | 0 | 0 | 0 | 0 | 0.041327 | 0.082227 | 0.12234 | 0.16192 | 0.20094 | 0.23889 | 0.27613 | 0.31273 | 0.34818 | 0.38299 | 0.4171 | 0.45072 | 0.48387 | 0.51644 | 0.54869 | 0.58055 | 0.61176 | 0.64282 | 0.67357 | 0.70405 | 0.70073 | 0.69766 | 0.69482 | 0 | 0 | 0
F11_Industrial_Food Products_Existing_Space Heating_Natural Gas_Retrocommissioning_A_Achievable Technical Potential | F11 | Industrial | Food Products | Existing | Space Heating | Natural Gas | Retrocommissioning | A | Cumulative Summer Peak Savings (MW) | Achievable Technical Potential | 0 | 0 | 0 | 0 | 0 | 0 | 0 | 0 | 0 | 0 | 0 | 0 | 0 | 0 | 0 | 0 | 0 | 0 | 0 | 0 | 0 | 0 | 0 | 0 | 0 | 0 | 0 | 0 | 0 | 0 | 0
F12_Industrial_Food Products_Existing_Space Heating_Natural Gas_Retrocommissioning_A_Achievable Technical Potential | F12 | Industrial | Food Products | Existing | Space Heating | Natural Gas | Retrocommissioning | A | Cumulative Winter Peak Savings (MW) | Achievable Technical Potential | 0 | 0 | 0 | 0 | 0 | 0 | 0 | 0 | 0 | 0 | 0 | 0 | 0 | 0 | 0 | 0 | 0 | 0 | 0 | 0 | 0 | 0 | 0 | 0 | 0 | 0 | 0 | 0 | 0 | 0 | 0
F13_Industrial_Food Products_Existing_Space Heating_Natural Gas_Retrocommissioning_A_Achievable Technical Potential | F13 | Industrial | Food Products | Existing | Space Heating | Natural Gas | Retrocommissioning | A | Purchases (Incremental) | Achievable Technical Potential | 0 | 0 | 0 | 0 | 0 | 27.9422 | 27.9269 | 27.7622 | 27.7772 | 27.8002 | 27.4472 | 27.3722 | 27.3166 | 26.8828 | 26.9854 | 26.7281 | 26.7316 | 26.597 | 26.3598 | 26.391 | 26.2819 | 26.1797 | 26.0843 | 25.9956 | 25.9136 | 0 | 0 | 0 | 0 | 0 | 0
F14_Industrial_Food Products_Existing_Space Heating_Natural Gas_Retrocommissioning_A_Achievable Technical Potential | F14 | Industrial | Food Products | Existing | Space Heating | Natural Gas | Retrocommissioning | A | Purchases (Cumulative) | Achievable Technical Potential | 0 | 0 | 0 | 0 | 0 | 27.9422 | 55.8692 | 83.6314 | 111.4086 | 139.2088 | 166.6559 | 194.0281 | 221.3447 | 248.2275 | 275.2129 | 301.941 | 328.6726 | 355.2696 | 381.6294 | 408.0204 | 434.3022 | 460.4819 | 486.5661 | 512.5618 | 538.4754 | 538.4754 | 538.4754 | 538.4754 | 538.4754 | 538.4754 | 538.4754
F1_Industrial_Food Products_Existing_Process_Natural Gas_Retrocommissioning_A_Achievable Technical Potential | F1 | Industrial | Food Products | Existing | Process | Natural Gas | Retrocommissioning | A | Original Unit Energy Savings (kWh or therms) | Achievable Technical Potential | 0 | 0 | 0 | 0 | 0 | 0 | 0 | 0 | 0 | 0 | 0 | 0 | 0 | 0 | 0 | 0 | 0 | 0 | 0 | 0 | 0 | 0 | 0 | 0 | 0 | 0 | 0 | 0 | 0 | 0 | 0
F2_Industrial_Food Products_Existing_Process_Natural Gas_Retrocommissioning_A_Achievable Technical Potential | F2 | Industrial | Food Products | Existing | Process | Natural Gas | Retrocommissioning | A | Original Unit Summer Peak Savings (kW) | Achievable Technical Potential | 0 | 0 | 0 | 0 | 0 | 0 | 0 | 0 | 0 | 0 | 0 | 0 | 0 | 0 | 0 | 0 | 0 | 0 | 0 | 0 | 0 | 0 | 0 | 0 | 0 | 0 | 0 | 0 | 0 | 0 | 0
F3_Industrial_Food Products_Existing_Process_Natural Gas_Retrocommissioning_A_Achievable Technical Potential | F3 | Industrial | Food Products | Existing | Process | Natural Gas | Retrocommissioning | A | Original Unit Winter Peak Savings (kW) | Achievable Technical Potential | 0 | 0 | 0 | 0 | 0 | 0 | 0 | 0 | 0 | 0 | 0 | 0 | 0 | 0 | 0 | 0 | 0 | 0 | 0 | 0 | 0 | 0 | 0 | 0 | 0 | 0 | 0 | 0 | 0 | 0 | 0
F4_Industrial_Food Products_Existing_Process_Natural Gas_Retrocommissioning_A_Achievable Technical Potential | F4 | Industrial | Food Products | Existing | Process | Natural Gas | Retrocommissioning | A | Standalone Impact on Baseline Energy (%) | Achievable Technical Potential | 0% | 0% | 0% | 0% | 0% | 0% | 0% | 0% | 0% | 0% | 0% | 0% | 0% | 0% | 0% | 0% | 0% | 0% | 0% | 0% | 0% | 0% | 0% | 0% | 0 | 0 | 0 | 0 | 0 | 0 | 0
F5_Industrial_Food Products_Existing_Process_Natural Gas_Retrocommissioning_A_Achievable Technical Potential | F5 | Industrial | Food Products | Existing | Process | Natural Gas | Retrocommissioning | A | Standalone Impact on Baseline Summer Peak (%) | Achievable Technical Potential | 0% | 0% | 0% | 0% | 0% | 0% | 0% | 0% | 0% | 0% | 0% | 0% | 0% | 0% | 0% | 0% | 0% | 0% | 0% | 0% | 0% | 0% | 0% | 0% | 0 | 0 | 0 | 0 | 0 | 0 | 0
F6_Industrial_Food Products_Existing_Process_Natural Gas_Retrocommissioning_A_Achievable Technical Potential | F6 | Industrial | Food Products | Existing | Process | Natural Gas | Retrocommissioning | A | Standalone Impact on Baseline Winter Peak (%) | Achievable Technical Potential | 0% | 0% | 0% | 0% | 0% | 0% | 0% | 0% | 0% | 0% | 0% | 0% | 0% | 0% | 0% | 0% | 0% | 0% | 0% | 0% | 0% | 0% | 0% | 0% | 0 | 0 | 0 | 0 | 0 | 0 | 0
F7_Industrial_Food Products_Existing_Process_Natural Gas_Retrocommissioning_A_Achievable Technical Potential | F7 | Industrial | Food Products | Existing | Process | Natural Gas | Retrocommissioning | A | Incremental Energy Savings (MWh or mTherms) | Achievable Technical Potential | 0 | 0 | 0 | 0 | 0 | 0 | 0 | 0 | 0 | 0 | 0 | 0 | 0 | 0 | 0 | 0 | 0 | 0 | 0 | 0 | 0 | 0 | 0 | 0 | 0 | 0 | 0 | 0 | 0 | 0 | 0
F8_Industrial_Food Products_Existing_Process_Natural Gas_Retrocommissioning_A_Achievable Technical Potential | F8 | Industrial | Food Products | Existing | Process | Natural Gas | Retrocommissioning | A | Incremental Summer Peak Savings (MW) | Achievable Technical Potential | 0 | 0 | 0 | 0 | 0 | 0 | 0 | 0 | 0 | 0 | 0 | 0 | 0 | 0 | 0 | 0 | 0 | 0 | 0 | 0 | 0 | 0 | 0 | 0 | 0 | 0 | 0 | 0 | 0 | 0 | 0
F9_Industrial_Food Products_Existing_Process_Natural Gas_Retrocommissioning_A_Achievable Technical Potential | F9 | Industrial | Food Products | Existing | Process | Natural Gas | Retrocommissioning | A | Incremental Winter Peak Savings (MW) | Achievable Technical Potential | 0 | 0 | 0 | 0 | 0 | 0 | 0 | 0 | 0 | 0 | 0 | 0 | 0 | 0 | 0 | 0 | 0 | 0 | 0 | 0 | 0 | 0 | 0 | 0 | 0 | 0 | 0 | 0 | 0 | 0 | 0
F10_Industrial_Food Products_Existing_Process_Natural Gas_Retrocommissioning_A_Achievable Technical Potential | F10 | Industrial | Food Products | Existing | Process | Natural Gas | Retrocommissioning | A | Cumulative Energy Savings (MWh or mTherms) | Achievable Technical Potential | 0 | 0 | 0 | 0 | 0 | 0 | 0 | 0 | 0 | 0 | 0 | 0 | 0 | 0 | 0 | 0 | 0 | 0 | 0 | 0 | 0 | 0 | 0 | 0 | 0 | 0 | 0 | 0 | 0 | 0 | 0
F11_Industrial_Food Products_Existing_Process_Natural Gas_Retrocommissioning_A_Achievable Technical Potential | F11 | Industrial | Food Products | Existing | Process | Natural Gas | Retrocommissioning | A | Cumulative Summer Peak Savings (MW) | Achievable Technical Potential | 0 | 0 | 0 | 0 | 0 | 0 | 0 | 0 | 0 | 0 | 0 | 0 | 0 | 0 | 0 | 0 | 0 | 0 | 0 | 0 | 0 | 0 | 0 | 0 | 0 | 0 | 0 | 0 | 0 | 0 | 0
F12_Industrial_Food Products_Existing_Process_Natural Gas_Retrocommissioning_A_Achievable Technical Potential | F12 | Industrial | Food Products | Existing | Process | Natural Gas | Retrocommissioning | A | Cumulative Winter Peak Savings (MW) | Achievable Technical Potential | 0 | 0 | 0 | 0 | 0 | 0 | 0 | 0 | 0 | 0 | 0 | 0 | 0 | 0 | 0 | 0 | 0 | 0 | 0 | 0 | 0 | 0 | 0 | 0 | 0 | 0 | 0 | 0 | 0 | 0 | 0
F13_Industrial_Food Products_Existing_Process_Natural Gas_Retrocommissioning_A_Achievable Technical Potential | F13 | Industrial | Food Products | Existing | Process | Natural Gas | Retrocommissioning | A | Purchases (Incremental) | Achievable Technical Potential | 0 | 0 | 0 | 0 | 0 | 27.9422 | 27.9269 | 27.7622 | 27.7772 | 27.8002 | 27.4472 | 27.3722 | 27.3166 | 26.8828 | 26.9854 | 26.7281 | 26.7316 | 26.597 | 26.3598 | 26.391 | 26.2819 | 26.1797 | 26.0843 | 25.9956 | 25.9136 | 0 | 0 | 0 | 0 | 0 | 0
F14_Industrial_Food Products_Existing_Process_Natural Gas_Retrocommissioning_A_Achievable Technical Potential | F14 | Industrial | Food Products | Existing | Process | Natural Gas | Retrocommissioning | A | Purchases (Cumulative) | Achievable Technical Potential | 0 | 0 | 0 | 0 | 0 | 27.9422 | 55.8692 | 83.6314 | 111.4086 | 139.2088 | 166.6559 | 194.0281 | 221.3447 | 248.2275 | 275.2129 | 301.941 | 328.6726 | 355.2696 | 381.6294 | 408.0204 | 434.3022 | 460.4819 | 486.5661 | 512.5618 | 538.4754 | 538.4754 | 538.4754 | 538.4754 | 538.4754 | 538.4754 | 538.4754
F1_Industrial_Food Products_New_Space Heating_Natural Gas_Insulation - Roof/Ceiling_A_Achievable Technical Potential | F1 | Industrial | Food Products | New | Space Heating | Natural Gas | Insulation - Roof/Ceiling | A | Original Unit Energy Savings (kWh or therms) | Achievable Technical Potential | 0 | 0 | 0 | 0 | 0 | 0.093892 | 0.092679 | 0.091794 | 0.091122 | 0.090592 | 0.090164 | 0.089662 | 0.089136 | 0.088616 | 0.088114 | 0.08772 | 0.087409 | 0.087162 | 0.08677 | 0.086483 | 0.086275 | 0.086113 | 0.086113 | 0.086113 | 0.086113 | 0.086113 | 0.086113 | 0.086113 | 0 | 0 | 0
F2_Industrial_Food Products_New_Space Heating_Natural Gas_Insulation - Roof/Ceiling_A_Achievable Technical Potential | F2 | Industrial | Food Products | New | Space Heating | Natural Gas | Insulation - Roof/Ceiling | A | Original Unit Summer Peak Savings (kW) | Achievable Technical Potential | 0 | 0 | 0 | 0 | 0 | 0 | 0 | 0 | 0 | 0 | 0 | 0 | 0 | 0 | 0 | 0 | 0 | 0 | 0 | 0 | 0 | 0 | 0 | 0 | 0 | 0 | 0 | 0 | 0 | 0 | 0
F3_Industrial_Food Products_New_Space Heating_Natural Gas_Insulation - Roof/Ceiling_A_Achievable Technical Potential | F3 | Industrial | Food Products | New | Space Heating | Natural Gas | Insulation - Roof/Ceiling | A | Original Unit Winter Peak Savings (kW) | Achievable Technical Potential | 0 | 0 | 0 | 0 | 0 | 0 | 0 | 0 | 0 | 0 | 0 | 0 | 0 | 0 | 0 | 0 | 0 | 0 | 0 | 0 | 0 | 0 | 0 | 0 | 0 | 0 | 0 | 0 | 0 | 0 | 0
F4_Industrial_Food Products_New_Space Heating_Natural Gas_Insulation - Roof/Ceiling_A_Achievable Technical Potential | F4 | Industrial | Food Products | New | Space Heating | Natural Gas | Insulation - Roof/Ceiling | A | Standalone Impact on Baseline Energy (%) | Achievable Technical Potential | 0% | 0% | 0% | 0% | 0% | 0% | 0% | 0% | 0% | 0% | 0% | 0% | 0% | 0% | 0% | 0% | 0% | 0% | 0% | 0% | 0% | 0% | 0% | 0% | 0 | 0 | 0 | 0 | 0 | 0 | 0
F5_Industrial_Food Products_New_Space Heating_Natural Gas_Insulation - Roof/Ceiling_A_Achievable Technical Potential | F5 | Industrial | Food Products | New | Space Heating | Natural Gas | Insulation - Roof/Ceiling | A | Standalone Impact on Baseline Summer Peak (%) | Achievable Technical Potential | 0% | 0% | 0% | 0% | 0% | 0% | 0% | 0% | 0% | 0% | 0% | 0% | 0% | 0% | 0% | 0% | 0% | 0% | 0% | 0% | 0% | 0% | 0% | 0% | 0 | 0 | 0 | 0 | 0 | 0 | 0
F6_Industrial_Food Products_New_Space Heating_Natural Gas_Insulation - Roof/Ceiling_A_Achievable Technical Potential | F6 | Industrial | Food Products | New | Space Heating | Natural Gas | Insulation - Roof/Ceiling | A | Standalone Impact on Baseline Winter Peak (%) | Achievable Technical Potential | 0% | 0% | 0% | 0% | 0% | 0% | 0% | 0% | 0% | 0% | 0% | 0% | 0% | 0% | 0% | 0% | 0% | 0% | 0% | 0% | 0% | 0% | 0% | 0% | 0 | 0 | 0 | 0 | 0 | 0 | 0
F7_Industrial_Food Products_New_Space Heating_Natural Gas_Insulation - Roof/Ceiling_A_Achievable Technical Potential | F7 | Industrial | Food Products | New | Space Heating | Natural Gas | Insulation - Roof/Ceiling | A | Incremental Energy Savings (MWh or mTherms) | Achievable Technical Potential | 0 | 0 | 0 | 0 | 0 | 0 | 0 | 0 | 0 | 0 | 0 | 0 | 0 | 0 | 0 | 0 | 0 | 0 | 0 | 0 | 0 | 0 | 0 | 0 | 0 | 0 | 0 | 0 | 0 | 0 | 0
F8_Industrial_Food Products_New_Space Heating_Natural Gas_Insulation - Roof/Ceiling_A_Achievable Technical Potential | F8 | Industrial | Food Products | New | Space Heating | Natural Gas | Insulation - Roof/Ceiling | A | Incremental Summer Peak Savings (MW) | Achievable Technical Potential | 0 | 0 | 0 | 0 | 0 | 0 | 0 | 0 | 0 | 0 | 0 | 0 | 0 | 0 | 0 | 0 | 0 | 0 | 0 | 0 | 0 | 0 | 0 | 0 | 0 | 0 | 0 | 0 | 0 | 0 | 0
F9_Industrial_Food Products_New_Space Heating_Natural Gas_Insulation - Roof/Ceiling_A_Achievable Technical Potential | F9 | Industrial | Food Products | New | Space Heating | Natural Gas | Insulation - Roof/Ceiling | A | Incremental Winter Peak Savings (MW) | Achievable Technical Potential | 0 | 0 | 0 | 0 | 0 | 0 | 0 | 0 | 0 | 0 | 0 | 0 | 0 | 0 | 0 | 0 | 0 | 0 | 0 | 0 | 0 | 0 | 0 | 0 | 0 | 0 | 0 | 0 | 0 | 0 | 0
F10_Industrial_Food Products_New_Space Heating_Natural Gas_Insulation - Roof/Ceiling_A_Achievable Technical Potential | F10 | Industrial | Food Products | New | Space Heating | Natural Gas | Insulation - Roof/Ceiling | A | Cumulative Energy Savings (MWh or mTherms) | Achievable Technical Potential | 0 | 0 | 0 | 0 | 0 | 0 | 0 | 0 | 0 | 0 | 0 | 0 | 0 | 0 | 0 | 0 | 0 | 0 | 0 | 0 | 0 | 0 | 0 | 0 | 0 | 0 | 0 | 0 | 0 | 0 | 0
F11_Industrial_Food Products_New_Space Heating_Natural Gas_Insulation - Roof/Ceiling_A_Achievable Technical Potential | F11 | Industrial | Food Products | New | Space Heating | Natural Gas | Insulation - Roof/Ceiling | A | Cumulative Summer Peak Savings (MW) | Achievable Technical Potential | 0 | 0 | 0 | 0 | 0 | 0 | 0 | 0 | 0 | 0 | 0 | 0 | 0 | 0 | 0 | 0 | 0 | 0 | 0 | 0 | 0 | 0 | 0 | 0 | 0 | 0 | 0 | 0 | 0 | 0 | 0
F12_Industrial_Food Products_New_Space Heating_Natural Gas_Insulation - Roof/Ceiling_A_Achievable Technical Potential | F12 | Industrial | Food Products | New | Space Heating | Natural Gas | Insulation - Roof/Ceiling | A | Cumulative Winter Peak Savings (MW) | Achievable Technical Potential | 0 | 0 | 0 | 0 | 0 | 0 | 0 | 0 | 0 | 0 | 0 | 0 | 0 | 0 | 0 | 0 | 0 | 0 | 0 | 0 | 0 | 0 | 0 | 0 | 0 | 0 | 0 | 0 | 0 | 0 | 0
F13_Industrial_Food Products_New_Space Heating_Natural Gas_Insulation - Roof/Ceiling_A_Achievable Technical Potential | F13 | Industrial | Food Products | New | Space Heating | Natural Gas | Insulation - Roof/Ceiling | A | Purchases (Incremental) | Achievable Technical Potential | 0 | 0 | 0 | 0 | 0 | 0 | 0 | 0 | 0 | 0 | 0 | 0 | 0 | 0 | 0 | 0 | 0 | 0 | 0 | 0 | 0 | 0 | 0 | 0 | 0 | 0 | 0 | 0 | 0 | 0 | 0
F14_Industrial_Food Products_New_Space Heating_Natural Gas_Insulation - Roof/Ceiling_A_Achievable Technical Potential | F14 | Industrial | Food Products | New | Space Heating | Natural Gas | Insulation - Roof/Ceiling | A | Purchases (Cumulative) | Achievable Technical Potential | 0 | 0 | 0 | 0 | 0 | 0 | 0 | 0 | 0 | 0 | 0 | 0 | 0 | 0 | 0 | 0 | 0 | 0 | 0 | 0 | 0 | 0 | 0 | 0 | 0 | 0 | 0 | 0 | 0 | 0 | 0
F1_Industrial_Food Products_New_Space Heating_Natural Gas_Insulation - Wall Cavity_A_Achievable Technical Potential | F1 | Industrial | Food Products | New | Space Heating | Natural Gas | Insulation - Wall Cavity | A | Original Unit Energy Savings (kWh or therms) | Achievable Technical Potential | 0 | 0 | 0 | 0 | 0 | 0.016909 | 0.016691 | 0.016531 | 0.01641 | 0.016315 | 0.016238 | 0.016147 | 0.016053 | 0.015959 | 0.015869 | 0.015798 | 0.015742 | 0.015697 | 0.015627 | 0.015575 | 0.015537 | 0.015508 | 0.015508 | 0.015508 | 0.015508 | 0.015508 | 0.015508 | 0.015508 | 0 | 0 | 0
F2_Industrial_Food Products_New_Space Heating_Natural Gas_Insulation - Wall Cavity_A_Achievable Technical Potential | F2 | Industrial | Food Products | New | Space Heating | Natural Gas | Insulation - Wall Cavity | A | Original Unit Summer Peak Savings (kW) | Achievable Technical Potential | 0 | 0 | 0 | 0 | 0 | 0 | 0 | 0 | 0 | 0 | 0 | 0 | 0 | 0 | 0 | 0 | 0 | 0 | 0 | 0 | 0 | 0 | 0 | 0 | 0 | 0 | 0 | 0 | 0 | 0 | 0
F3_Industrial_Food Products_New_Space Heating_Natural Gas_Insulation - Wall Cavity_A_Achievable Technical Potential | F3 | Industrial | Food Products | New | Space Heating | Natural Gas | Insulation - Wall Cavity | A | Original Unit Winter Peak Savings (kW) | Achievable Technical Potential | 0 | 0 | 0 | 0 | 0 | 0 | 0 | 0 | 0 | 0 | 0 | 0 | 0 | 0 | 0 | 0 | 0 | 0 | 0 | 0 | 0 | 0 | 0 | 0 | 0 | 0 | 0 | 0 | 0 | 0 | 0
F4_Industrial_Food Products_New_Space Heating_Natural Gas_Insulation - Wall Cavity_A_Achievable Technical Potential | F4 | Industrial | Food Products | New | Space Heating | Natural Gas | Insulation - Wall Cavity | A | Standalone Impact on Baseline Energy (%) | Achievable Technical Potential | 0% | 0% | 0% | 0% | 0% | 0% | 0% | 0% | 0% | 0% | 0% | 0% | 0% | 0% | 0% | 0% | 0% | 0% | 0% | 0% | 0% | 0% | 0% | 0% | 0 | 0 | 0 | 0 | 0 | 0 | 0
F5_Industrial_Food Products_New_Space Heating_Natural Gas_Insulation - Wall Cavity_A_Achievable Technical Potential | F5 | Industrial | Food Products | New | Space Heating | Natural Gas | Insulation - Wall Cavity | A | Standalone Impact on Baseline Summer Peak (%) | Achievable Technical Potential | 0% | 0% | 0% | 0% | 0% | 0% | 0% | 0% | 0% | 0% | 0% | 0% | 0% | 0% | 0% | 0% | 0% | 0% | 0% | 0% | 0% | 0% | 0% | 0% | 0 | 0 | 0 | 0 | 0 | 0 | 0
F6_Industrial_Food Products_New_Space Heating_Natural Gas_Insulation - Wall Cavity_A_Achievable Technical Potential | F6 | Industrial | Food Products | New | Space Heating | Natural Gas | Insulation - Wall Cavity | A | Standalone Impact on Baseline Winter Peak (%) | Achievable Technical Potential | 0% | 0% | 0% | 0% | 0% | 0% | 0% | 0% | 0% | 0% | 0% | 0% | 0% | 0% | 0% | 0% | 0% | 0% | 0% | 0% | 0% | 0% | 0% | 0% | 0 | 0 | 0 | 0 | 0 | 0 | 0
F7_Industrial_Food Products_New_Space Heating_Natural Gas_Insulation - Wall Cavity_A_Achievable Technical Potential | F7 | Industrial | Food Products | New | Space Heating | Natural Gas | Insulation - Wall Cavity | A | Incremental Energy Savings (MWh or mTherms) | Achievable Technical Potential | 0 | 0 | 0 | 0 | 0 | 0 | 0 | 0 | 0 | 0 | 0 | 0 | 0 | 0 | 0 | 0 | 0 | 0 | 0 | 0 | 0 | 0 | 0 | 0 | 0 | 0 | 0 | 0 | 0 | 0 | 0
F8_Industrial_Food Products_New_Space Heating_Natural Gas_Insulation - Wall Cavity_A_Achievable Technical Potential | F8 | Industrial | Food Products | New | Space Heating | Natural Gas | Insulation - Wall Cavity | A | Incremental Summer Peak Savings (MW) | Achievable Technical Potential | 0 | 0 | 0 | 0 | 0 | 0 | 0 | 0 | 0 | 0 | 0 | 0 | 0 | 0 | 0 | 0 | 0 | 0 | 0 | 0 | 0 | 0 | 0 | 0 | 0 | 0 | 0 | 0 | 0 | 0 | 0
F9_Industrial_Food Products_New_Space Heating_Natural Gas_Insulation - Wall Cavity_A_Achievable Technical Potential | F9 | Industrial | Food Products | New | Space Heating | Natural Gas | Insulation - Wall Cavity | A | Incremental Winter Peak Savings (MW) | Achievable Technical Potential | 0 | 0 | 0 | 0 | 0 | 0 | 0 | 0 | 0 | 0 | 0 | 0 | 0 | 0 | 0 | 0 | 0 | 0 | 0 | 0 | 0 | 0 | 0 | 0 | 0 | 0 | 0 | 0 | 0 | 0 | 0
F10_Industrial_Food Products_New_Space Heating_Natural Gas_Insulation - Wall Cavity_A_Achievable Technical Potential | F10 | Industrial | Food Products | New | Space Heating | Natural Gas | Insulation - Wall Cavity | A | Cumulative Energy Savings (MWh or mTherms) | Achievable Technical Potential | 0 | 0 | 0 | 0 | 0 | 0 | 0 | 0 | 0 | 0 | 0 | 0 | 0 | 0 | 0 | 0 | 0 | 0 | 0 | 0 | 0 | 0 | 0 | 0 | 0 | 0 | 0 | 0 | 0 | 0 | 0
F11_Industrial_Food Products_New_Space Heating_Natural Gas_Insulation - Wall Cavity_A_Achievable Technical Potential | F11 | Industrial | Food Products | New | Space Heating | Natural Gas | Insulation - Wall Cavity | A | Cumulative Summer Peak Savings (MW) | Achievable Technical Potential | 0 | 0 | 0 | 0 | 0 | 0 | 0 | 0 | 0 | 0 | 0 | 0 | 0 | 0 | 0 | 0 | 0 | 0 | 0 | 0 | 0 | 0 | 0 | 0 | 0 | 0 | 0 | 0 | 0 | 0 | 0
F12_Industrial_Food Products_New_Space Heating_Natural Gas_Insulation - Wall Cavity_A_Achievable Technical Potential | F12 | Industrial | Food Products | New | Space Heating | Natural Gas | Insulation - Wall Cavity | A | Cumulative Winter Peak Savings (MW) | Achievable Technical Potential | 0 | 0 | 0 | 0 | 0 | 0 | 0 | 0 | 0 | 0 | 0 | 0 | 0 | 0 | 0 | 0 | 0 | 0 | 0 | 0 | 0 | 0 | 0 | 0 | 0 | 0 | 0 | 0 | 0 | 0 | 0
F13_Industrial_Food Products_New_Space Heating_Natural Gas_Insulation - Wall Cavity_A_Achievable Technical Potential | F13 | Industrial | Food Products | New | Space Heating | Natural Gas | Insulation - Wall Cavity | A | Purchases (Incremental) | Achievable Technical Potential | 0 | 0 | 0 | 0 | 0 | 0 | 0 | 0 | 0 | 0 | 0 | 0 | 0 | 0 | 0 | 0 | 0 | 0 | 0 | 0 | 0 | 0 | 0 | 0 | 0 | 0 | 0 | 0 | 0 | 0 | 0
F14_Industrial_Food Products_New_Space Heating_Natural Gas_Insulation - Wall Cavity_A_Achievable Technical Potential | F14 | Industrial | Food Products | New | Space Heating | Natural Gas | Insulation - Wall Cavity | A | Purchases (Cumulative) | Achievable Technical Potential | 0 | 0 | 0 | 0 | 0 | 0 | 0 | 0 | 0 | 0 | 0 | 0 | 0 | 0 | 0 | 0 | 0 | 0 | 0 | 0 | 0 | 0 | 0 | 0 | 0 | 0 | 0 | 0 | 0 | 0 | 0
F1_Industrial_Food Products_New_Space Heating_Natural Gas_Insulation - Ducting_A_Achievable Technical Potential | F1 | Industrial | Food Products | New | Space Heating | Natural Gas | Insulation - Ducting | A | Original Unit Energy Savings (kWh or therms) | Achievable Technical Potential | 0 | 0 | 0 | 0 | 0 | 0 | 0 | 0 | 0 | 0 | 0 | 0 | 0 | 0 | 0 | 0 | 0 | 0 | 0 | 0 | 0 | 0 | 0 | 0 | 0 | 0 | 0 | 0 | 0 | 0 | 0
F2_Industrial_Food Products_New_Space Heating_Natural Gas_Insulation - Ducting_A_Achievable Technical Potential | F2 | Industrial | Food Products | New | Space Heating | Natural Gas | Insulation - Ducting | A | Original Unit Summer Peak Savings (kW) | Achievable Technical Potential | 0 | 0 | 0 | 0 | 0 | 0 | 0 | 0 | 0 | 0 | 0 | 0 | 0 | 0 | 0 | 0 | 0 | 0 | 0 | 0 | 0 | 0 | 0 | 0 | 0 | 0 | 0 | 0 | 0 | 0 | 0
F3_Industrial_Food Products_New_Space Heating_Natural Gas_Insulation - Ducting_A_Achievable Technical Potential | F3 | Industrial | Food Products | New | Space Heating | Natural Gas | Insulation - Ducting | A | Original Unit Winter Peak Savings (kW) | Achievable Technical Potential | 0 | 0 | 0 | 0 | 0 | 0 | 0 | 0 | 0 | 0 | 0 | 0 | 0 | 0 | 0 | 0 | 0 | 0 | 0 | 0 | 0 | 0 | 0 | 0 | 0 | 0 | 0 | 0 | 0 | 0 | 0
F4_Industrial_Food Products_New_Space Heating_Natural Gas_Insulation - Ducting_A_Achievable Technical Potential | F4 | Industrial | Food Products | New | Space Heating | Natural Gas | Insulation - Ducting | A | Standalone Impact on Baseline Energy (%) | Achievable Technical Potential | 0% | 0% | 0% | 0% | 0% | 0% | 0% | 0% | 0% | 0% | 0% | 0% | 0% | 0% | 0% | 0% | 0% | 0% | 0% | 0% | 0% | 0% | 0% | 0% | 0 | 0 | 0 | 0 | 0 | 0 | 0
F5_Industrial_Food Products_New_Space Heating_Natural Gas_Insulation - Ducting_A_Achievable Technical Potential | F5 | Industrial | Food Products | New | Space Heating | Natural Gas | Insulation - Ducting | A | Standalone Impact on Baseline Summer Peak (%) | Achievable Technical Potential | 0% | 0% | 0% | 0% | 0% | 0% | 0% | 0% | 0% | 0% | 0% | 0% | 0% | 0% | 0% | 0% | 0% | 0% | 0% | 0% | 0% | 0% | 0% | 0% | 0 | 0 | 0 | 0 | 0 | 0 | 0
F6_Industrial_Food Products_New_Space Heating_Natural Gas_Insulation - Ducting_A_Achievable Technical Potential | F6 | Industrial | Food Products | New | Space Heating | Natural Gas | Insulation - Ducting | A | Standalone Impact on Baseline Winter Peak (%) | Achievable Technical Potential | 0% | 0% | 0% | 0% | 0% | 0% | 0% | 0% | 0% | 0% | 0% | 0% | 0% | 0% | 0% | 0% | 0% | 0% | 0% | 0% | 0% | 0% | 0% | 0% | 0 | 0 | 0 | 0 | 0 | 0 | 0
F7_Industrial_Food Products_New_Space Heating_Natural Gas_Insulation - Ducting_A_Achievable Technical Potential | F7 | Industrial | Food Products | New | Space Heating | Natural Gas | Insulation - Ducting | A | Incremental Energy Savings (MWh or mTherms) | Achievable Technical Potential | 0 | 0 | 0 | 0 | 0 | 0 | 0 | 0 | 0 | 0 | 0 | 0 | 0 | 0 | 0 | 0 | 0 | 0 | 0 | 0 | 0 | 0 | 0 | 0 | 0 | 0 | 0 | 0 | 0 | 0 | 0
F8_Industrial_Food Products_New_Space Heating_Natural Gas_Insulation - Ducting_A_Achievable Technical Potential | F8 | Industrial | Food Products | New | Space Heating | Natural Gas | Insulation - Ducting | A | Incremental Summer Peak Savings (MW) | Achievable Technical Potential | 0 | 0 | 0 | 0 | 0 | 0 | 0 | 0 | 0 | 0 | 0 | 0 | 0 | 0 | 0 | 0 | 0 | 0 | 0 | 0 | 0 | 0 | 0 | 0 | 0 | 0 | 0 | 0 | 0 | 0 | 0
F9_Industrial_Food Products_New_Space Heating_Natural Gas_Insulation - Ducting_A_Achievable Technical Potential | F9 | Industrial | Food Products | New | Space Heating | Natural Gas | Insulation - Ducting | A | Incremental Winter Peak Savings (MW) | Achievable Technical Potential | 0 | 0 | 0 | 0 | 0 | 0 | 0 | 0 | 0 | 0 | 0 | 0 | 0 | 0 | 0 | 0 | 0 | 0 | 0 | 0 | 0 | 0 | 0 | 0 | 0 | 0 | 0 | 0 | 0 | 0 | 0
F10_Industrial_Food Products_New_Space Heating_Natural Gas_Insulation - Ducting_A_Achievable Technical Potential | F10 | Industrial | Food Products | New | Space Heating | Natural Gas | Insulation - Ducting | A | Cumulative Energy Savings (MWh or mTherms) | Achievable Technical Potential | 0 | 0 | 0 | 0 | 0 | 0 | 0 | 0 | 0 | 0 | 0 | 0 | 0 | 0 | 0 | 0 | 0 | 0 | 0 | 0 | 0 | 0 | 0 | 0 | 0 | 0 | 0 | 0 | 0 | 0 | 0
F11_Industrial_Food Products_New_Space Heating_Natural Gas_Insulation - Ducting_A_Achievable Technical Potential | F11 | Industrial | Food Products | New | Space Heating | Natural Gas | Insulation - Ducting | A | Cumulative Summer Peak Savings (MW) | Achievable Technical Potential | 0 | 0 | 0 | 0 | 0 | 0 | 0 | 0 | 0 | 0 | 0 | 0 | 0 | 0 | 0 | 0 | 0 | 0 | 0 | 0 | 0 | 0 | 0 | 0 | 0 | 0 | 0 | 0 | 0 | 0 | 0
F12_Industrial_Food Products_New_Space Heating_Natural Gas_Insulation - Ducting_A_Achievable Technical Potential | F12 | Industrial | Food Products | New | Space Heating | Natural Gas | Insulation - Ducting | A | Cumulative Winter Peak Savings (MW) | Achievable Technical Potential | 0 | 0 | 0 | 0 | 0 | 0 | 0 | 0 | 0 | 0 | 0 | 0 | 0 | 0 | 0 | 0 | 0 | 0 | 0 | 0 | 0 | 0 | 0 | 0 | 0 | 0 | 0 | 0 | 0 | 0 | 0
F13_Industrial_Food Products_New_Space Heating_Natural Gas_Insulation - Ducting_A_Achievable Technical Potential | F13 | Industrial | Food Products | New | Space Heating | Natural Gas | Insulation - Ducting | A | Purchases (Incremental) | Achievable Technical Potential | 0 | 0 | 0 | 0 | 0 | 0 | 0 | 0 | 0 | 0 | 0 | 0 | 0 | 0 | 0 | 0 | 0 | 0 | 0 | 0 | 0 | 0 | 0 | 0 | 0 | 0 | 0 | 0 | 0 | 0 | 0
F14_Industrial_Food Products_New_Space Heating_Natural Gas_Insulation - Ducting_A_Achievable Technical Potential | F14 | Industrial | Food Products | New | Space Heating | Natural Gas | Insulation - Ducting | A | Purchases (Cumulative) | Achievable Technical Potential | 0 | 0 | 0 | 0 | 0 | 0 | 0 | 0 | 0 | 0 | 0 | 0 | 0 | 0 | 0 | 0 | 0 | 0 | 0 | 0 | 0 | 0 | 0 | 0 | 0 | 0 | 0 | 0 | 0 | 0 | 0
F1_Industrial_Food Products_New_Space Heating_Natural Gas_HVAC - Duct Repair and Sealing_A_Achievable Technical Potential | F1 | Industrial | Food Products | New | Space Heating | Natural Gas | HVAC - Duct Repair and Sealing | A | Original Unit Energy Savings (kWh or therms) | Achievable Technical Potential | 0 | 0 | 0 | 0 | 0 | 0 | 0 | 0 | 0 | 0 | 0 | 0 | 0 | 0 | 0 | 0 | 0 | 0 | 0 | 0 | 0 | 0 | 0 | 0 | 0 | 0 | 0 | 0 | 0 | 0 | 0
F2_Industrial_Food Products_New_Space Heating_Natural Gas_HVAC - Duct Repair and Sealing_A_Achievable Technical Potential | F2 | Industrial | Food Products | New | Space Heating | Natural Gas | HVAC - Duct Repair and Sealing | A | Original Unit Summer Peak Savings (kW) | Achievable Technical Potential | 0 | 0 | 0 | 0 | 0 | 0 | 0 | 0 | 0 | 0 | 0 | 0 | 0 | 0 | 0 | 0 | 0 | 0 | 0 | 0 | 0 | 0 | 0 | 0 | 0 | 0 | 0 | 0 | 0 | 0 | 0
F3_Industrial_Food Products_New_Space Heating_Natural Gas_HVAC - Duct Repair and Sealing_A_Achievable Technical Potential | F3 | Industrial | Food Products | New | Space Heating | Natural Gas | HVAC - Duct Repair and Sealing | A | Original Unit Winter Peak Savings (kW) | Achievable Technical Potential | 0 | 0 | 0 | 0 | 0 | 0 | 0 | 0 | 0 | 0 | 0 | 0 | 0 | 0 | 0 | 0 | 0 | 0 | 0 | 0 | 0 | 0 | 0 | 0 | 0 | 0 | 0 | 0 | 0 | 0 | 0
F4_Industrial_Food Products_New_Space Heating_Natural Gas_HVAC - Duct Repair and Sealing_A_Achievable Technical Potential | F4 | Industrial | Food Products | New | Space Heating | Natural Gas | HVAC - Duct Repair and Sealing | A | Standalone Impact on Baseline Energy (%) | Achievable Technical Potential | 0% | 0% | 0% | 0% | 0% | 0% | 0% | 0% | 0% | 0% | 0% | 0% | 0% | 0% | 0% | 0% | 0% | 0% | 0% | 0% | 0% | 0% | 0% | 0% | 0 | 0 | 0 | 0 | 0 | 0 | 0
F5_Industrial_Food Products_New_Space Heating_Natural Gas_HVAC - Duct Repair and Sealing_A_Achievable Technical Potential | F5 | Industrial | Food Products | New | Space Heating | Natural Gas | HVAC - Duct Repair and Sealing | A | Standalone Impact on Baseline Summer Peak (%) | Achievable Technical Potential | 0% | 0% | 0% | 0% | 0% | 0% | 0% | 0% | 0% | 0% | 0% | 0% | 0% | 0% | 0% | 0% | 0% | 0% | 0% | 0% | 0% | 0% | 0% | 0% | 0 | 0 | 0 | 0 | 0 | 0 | 0
F6_Industrial_Food Products_New_Space Heating_Natural Gas_HVAC - Duct Repair and Sealing_A_Achievable Technical Potential | F6 | Industrial | Food Products | New | Space Heating | Natural Gas | HVAC - Duct Repair and Sealing | A | Standalone Impact on Baseline Winter Peak (%) | Achievable Technical Potential | 0% | 0% | 0% | 0% | 0% | 0% | 0% | 0% | 0% | 0% | 0% | 0% | 0% | 0% | 0% | 0% | 0% | 0% | 0% | 0% | 0% | 0% | 0% | 0% | 0 | 0 | 0 | 0 | 0 | 0 | 0
F7_Industrial_Food Products_New_Space Heating_Natural Gas_HVAC - Duct Repair and Sealing_A_Achievable Technical Potential | F7 | Industrial | Food Products | New | Space Heating | Natural Gas | HVAC - Duct Repair and Sealing | A | Incremental Energy Savings (MWh or mTherms) | Achievable Technical Potential | 0 | 0 | 0 | 0 | 0 | 0 | 0 | 0 | 0 | 0 | 0 | 0 | 0 | 0 | 0 | 0 | 0 | 0 | 0 | 0 | 0 | 0 | 0 | 0 | 0 | 0 | 0 | 0 | 0 | 0 | 0
F8_Industrial_Food Products_New_Space Heating_Natural Gas_HVAC - Duct Repair and Sealing_A_Achievable Technical Potential | F8 | Industrial | Food Products | New | Space Heating | Natural Gas | HVAC - Duct Repair and Sealing | A | Incremental Summer Peak Savings (MW) | Achievable Technical Potential | 0 | 0 | 0 | 0 | 0 | 0 | 0 | 0 | 0 | 0 | 0 | 0 | 0 | 0 | 0 | 0 | 0 | 0 | 0 | 0 | 0 | 0 | 0 | 0 | 0 | 0 | 0 | 0 | 0 | 0 | 0
F9_Industrial_Food Products_New_Space Heating_Natural Gas_HVAC - Duct Repair and Sealing_A_Achievable Technical Potential | F9 | Industrial | Food Products | New | Space Heating | Natural Gas | HVAC - Duct Repair and Sealing | A | Incremental Winter Peak Savings (MW) | Achievable Technical Potential | 0 | 0 | 0 | 0 | 0 | 0 | 0 | 0 | 0 | 0 | 0 | 0 | 0 | 0 | 0 | 0 | 0 | 0 | 0 | 0 | 0 | 0 | 0 | 0 | 0 | 0 | 0 | 0 | 0 | 0 | 0
F10_Industrial_Food Products_New_Space Heating_Natural Gas_HVAC - Duct Repair and Sealing_A_Achievable Technical Potential | F10 | Industrial | Food Products | New | Space Heating | Natural Gas | HVAC - Duct Repair and Sealing | A | Cumulative Energy Savings (MWh or mTherms) | Achievable Technical Potential | 0 | 0 | 0 | 0 | 0 | 0 | 0 | 0 | 0 | 0 | 0 | 0 | 0 | 0 | 0 | 0 | 0 | 0 | 0 | 0 | 0 | 0 | 0 | 0 | 0 | 0 | 0 | 0 | 0 | 0 | 0
F11_Industrial_Food Products_New_Space Heating_Natural Gas_HVAC - Duct Repair and Sealing_A_Achievable Technical Potential | F11 | Industrial | Food Products | New | Space Heating | Natural Gas | HVAC - Duct Repair and Sealing | A | Cumulative Summer Peak Savings (MW) | Achievable Technical Potential | 0 | 0 | 0 | 0 | 0 | 0 | 0 | 0 | 0 | 0 | 0 | 0 | 0 | 0 | 0 | 0 | 0 | 0 | 0 | 0 | 0 | 0 | 0 | 0 | 0 | 0 | 0 | 0 | 0 | 0 | 0
F12_Industrial_Food Products_New_Space Heating_Natural Gas_HVAC - Duct Repair and Sealing_A_Achievable Technical Potential | F12 | Industrial | Food Products | New | Space Heating | Natural Gas | HVAC - Duct Repair and Sealing | A | Cumulative Winter Peak Savings (MW) | Achievable Technical Potential | 0 | 0 | 0 | 0 | 0 | 0 | 0 | 0 | 0 | 0 | 0 | 0 | 0 | 0 | 0 | 0 | 0 | 0 | 0 | 0 | 0 | 0 | 0 | 0 | 0 | 0 | 0 | 0 | 0 | 0 | 0
F13_Industrial_Food Products_New_Space Heating_Natural Gas_HVAC - Duct Repair and Sealing_A_Achievable Technical Potential | F13 | Industrial | Food Products | New | Space Heating | Natural Gas | HVAC - Duct Repair and Sealing | A | Purchases (Incremental) | Achievable Technical Potential | 0 | 0 | 0 | 0 | 0 | 0 | 0 | 0 | 0 | 0 | 0 | 0 | 0 | 0 | 0 | 0 | 0 | 0 | 0 | 0 | 0 | 0 | 0 | 0 | 0 | 0 | 0 | 0 | 0 | 0 | 0
F14_Industrial_Food Products_New_Space Heating_Natural Gas_HVAC - Duct Repair and Sealing_A_Achievable Technical Potential | F14 | Industrial | Food Products | New | Space Heating | Natural Gas | HVAC - Duct Repair and Sealing | A | Purchases (Cumulative) | Achievable Technical Potential | 0 | 0 | 0 | 0 | 0 | 0 | 0 | 0 | 0 | 0 | 0 | 0 | 0 | 0 | 0 | 0 | 0 | 0 | 0 | 0 | 0 | 0 | 0 | 0 | 0 | 0 | 0 | 0 | 0 | 0 | 0
F1_Industrial_Food Products_New_Space Heating_Natural Gas_Windows - High Efficiency_A_Achievable Technical Potential | F1 | Industrial | Food Products | New | Space Heating | Natural Gas | Windows - High Efficiency | A | Original Unit Energy Savings (kWh or therms) | Achievable Technical Potential | 0 | 0 | 0 | 0 | 0 | 0.0053664 | 0.005297 | 0.0052464 | 0.0052081 | 0.0051778 | 0.0051533 | 0.0051246 | 0.0050945 | 0.0050648 | 0.0050361 | 0.0050136 | 0.0049958 | 0.0049817 | 0.0049593 | 0.0049429 | 0.004931 | 0.0049217 | 0.0049217 | 0.0049217 | 0.0049217 | 0.0049217 | 0.0049217 | 0.0049217 | 0 | 0 | 0
F2_Industrial_Food Products_New_Space Heating_Natural Gas_Windows - High Efficiency_A_Achievable Technical Potential | F2 | Industrial | Food Products | New | Space Heating | Natural Gas | Windows - High Efficiency | A | Original Unit Summer Peak Savings (kW) | Achievable Technical Potential | 0 | 0 | 0 | 0 | 0 | 0 | 0 | 0 | 0 | 0 | 0 | 0 | 0 | 0 | 0 | 0 | 0 | 0 | 0 | 0 | 0 | 0 | 0 | 0 | 0 | 0 | 0 | 0 | 0 | 0 | 0
F3_Industrial_Food Products_New_Space Heating_Natural Gas_Windows - High Efficiency_A_Achievable Technical Potential | F3 | Industrial | Food Products | New | Space Heating | Natural Gas | Windows - High Efficiency | A | Original Unit Winter Peak Savings (kW) | Achievable Technical Potential | 0 | 0 | 0 | 0 | 0 | 0 | 0 | 0 | 0 | 0 | 0 | 0 | 0 | 0 | 0 | 0 | 0 | 0 | 0 | 0 | 0 | 0 | 0 | 0 | 0 | 0 | 0 | 0 | 0 | 0 | 0
F4_Industrial_Food Products_New_Space Heating_Natural Gas_Windows - High Efficiency_A_Achievable Technical Potential | F4 | Industrial | Food Products | New | Space Heating | Natural Gas | Windows - High Efficiency | A | Standalone Impact on Baseline Energy (%) | Achievable Technical Potential | 0% | 0% | 0% | 0% | 0% | 0% | 0% | 0% | 0% | 0% | 0% | 0% | 0% | 0% | 0% | 0% | 0% | 0% | 0% | 0% | 0% | 0% | 0% | 0% | 0 | 0 | 0 | 0 | 0 | 0 | 0
F5_Industrial_Food Products_New_Space Heating_Natural Gas_Windows - High Efficiency_A_Achievable Technical Potential | F5 | Industrial | Food Products | New | Space Heating | Natural Gas | Windows - High Efficiency | A | Standalone Impact on Baseline Summer Peak (%) | Achievable Technical Potential | 0% | 0% | 0% | 0% | 0% | 0% | 0% | 0% | 0% | 0% | 0% | 0% | 0% | 0% | 0% | 0% | 0% | 0% | 0% | 0% | 0% | 0% | 0% | 0% | 0 | 0 | 0 | 0 | 0 | 0 | 0
F6_Industrial_Food Products_New_Space Heating_Natural Gas_Windows - High Efficiency_A_Achievable Technical Potential | F6 | Industrial | Food Products | New | Space Heating | Natural Gas | Windows - High Efficiency | A | Standalone Impact on Baseline Winter Peak (%) | Achievable Technical Potential | 0% | 0% | 0% | 0% | 0% | 0% | 0% | 0% | 0% | 0% | 0% | 0% | 0% | 0% | 0% | 0% | 0% | 0% | 0% | 0% | 0% | 0% | 0% | 0% | 0 | 0 | 0 | 0 | 0 | 0 | 0
F7_Industrial_Food Products_New_Space Heating_Natural Gas_Windows - High Efficiency_A_Achievable Technical Potential | F7 | Industrial | Food Products | New | Space Heating | Natural Gas | Windows - High Efficiency | A | Incremental Energy Savings (MWh or mTherms) | Achievable Technical Potential | 0 | 0 | 0 | 0 | 0 | 0 | 0 | 0 | 0 | 0 | 0 | 0 | 0 | 0 | 0 | 0 | 0 | 0 | 0 | 0 | 0 | 0 | 0 | 0 | 0 | 0 | 0 | 0 | 0 | 0 | 0
F8_Industrial_Food Products_New_Space Heating_Natural Gas_Windows - High Efficiency_A_Achievable Technical Potential | F8 | Industrial | Food Products | New | Space Heating | Natural Gas | Windows - High Efficiency | A | Incremental Summer Peak Savings (MW) | Achievable Technical Potential | 0 | 0 | 0 | 0 | 0 | 0 | 0 | 0 | 0 | 0 | 0 | 0 | 0 | 0 | 0 | 0 | 0 | 0 | 0 | 0 | 0 | 0 | 0 | 0 | 0 | 0 | 0 | 0 | 0 | 0 | 0
F9_Industrial_Food Products_New_Space Heating_Natural Gas_Windows - High Efficiency_A_Achievable Technical Potential | F9 | Industrial | Food Products | New | Space Heating | Natural Gas | Windows - High Efficiency | A | Incremental Winter Peak Savings (MW) | Achievable Technical Potential | 0 | 0 | 0 | 0 | 0 | 0 | 0 | 0 | 0 | 0 | 0 | 0 | 0 | 0 | 0 | 0 | 0 | 0 | 0 | 0 | 0 | 0 | 0 | 0 | 0 | 0 | 0 | 0 | 0 | 0 | 0
F10_Industrial_Food Products_New_Space Heating_Natural Gas_Windows - High Efficiency_A_Achievable Technical Potential | F10 | Industrial | Food Products | New | Space Heating | Natural Gas | Windows - High Efficiency | A | Cumulative Energy Savings (MWh or mTherms) | Achievable Technical Potential | 0 | 0 | 0 | 0 | 0 | 0 | 0 | 0 | 0 | 0 | 0 | 0 | 0 | 0 | 0 | 0 | 0 | 0 | 0 | 0 | 0 | 0 | 0 | 0 | 0 | 0 | 0 | 0 | 0 | 0 | 0
F11_Industrial_Food Products_New_Space Heating_Natural Gas_Windows - High Efficiency_A_Achievable Technical Potential | F11 | Industrial | Food Products | New | Space Heating | Natural Gas | Windows - High Efficiency | A | Cumulative Summer Peak Savings (MW) | Achievable Technical Potential | 0 | 0 | 0 | 0 | 0 | 0 | 0 | 0 | 0 | 0 | 0 | 0 | 0 | 0 | 0 | 0 | 0 | 0 | 0 | 0 | 0 | 0 | 0 | 0 | 0 | 0 | 0 | 0 | 0 | 0 | 0
F12_Industrial_Food Products_New_Space Heating_Natural Gas_Windows - High Efficiency_A_Achievable Technical Potential | F12 | Industrial | Food Products | New | Space Heating | Natural Gas | Windows - High Efficiency | A | Cumulative Winter Peak Savings (MW) | Achievable Technical Potential | 0 | 0 | 0 | 0 | 0 | 0 | 0 | 0 | 0 | 0 | 0 | 0 | 0 | 0 | 0 | 0 | 0 | 0 | 0 | 0 | 0 | 0 | 0 | 0 | 0 | 0 | 0 | 0 | 0 | 0 | 0
F13_Industrial_Food Products_New_Space Heating_Natural Gas_Windows - High Efficiency_A_Achievable Technical Potential | F13 | Industrial | Food Products | New | Space Heating | Natural Gas | Windows - High Efficiency | A | Purchases (Incremental) | Achievable Technical Potential | 0 | 0 | 0 | 0 | 0 | 0 | 0 | 0 | 0 | 0 | 0 | 0 | 0 | 0 | 0 | 0 | 0 | 0 | 0 | 0 | 0 | 0 | 0 | 0 | 0 | 0 | 0 | 0 | 0 | 0 | 0
F14_Industrial_Food Products_New_Space Heating_Natural Gas_Windows - High Efficiency_A_Achievable Technical Potential | F14 | Industrial | Food Products | New | Space Heating | Natural Gas | Windows - High Efficiency | A | Purchases (Cumulative) | Achievable Technical Potential | 0 | 0 | 0 | 0 | 0 | 0 | 0 | 0 | 0 | 0 | 0 | 0 | 0 | 0 | 0 | 0 | 0 | 0 | 0 | 0 | 0 | 0 | 0 | 0 | 0 | 0 | 0 | 0 | 0 | 0 | 0
F1_Industrial_Food Products_New_Space Heating_Natural Gas_Gas Boiler - Maintenance_A_Achievable Technical Potential | F1 | Industrial | Food Products | New | Space Heating | Natural Gas | Gas Boiler - Maintenance | A | Original Unit Energy Savings (kWh or therms) | Achievable Technical Potential | 0 | 0 | 0 | 0 | 0 | 0 | 0 | 0 | 0 | 0 | 0 | 0 | 0 | 0 | 0 | 0 | 0 | 0 | 0 | 0 | 0 | 0 | 0 | 0 | 0 | 0 | 0 | 0 | 0 | 0 | 0
F2_Industrial_Food Products_New_Space Heating_Natural Gas_Gas Boiler - Maintenance_A_Achievable Technical Potential | F2 | Industrial | Food Products | New | Space Heating | Natural Gas | Gas Boiler - Maintenance | A | Original Unit Summer Peak Savings (kW) | Achievable Technical Potential | 0 | 0 | 0 | 0 | 0 | 0 | 0 | 0 | 0 | 0 | 0 | 0 | 0 | 0 | 0 | 0 | 0 | 0 | 0 | 0 | 0 | 0 | 0 | 0 | 0 | 0 | 0 | 0 | 0 | 0 | 0
F3_Industrial_Food Products_New_Space Heating_Natural Gas_Gas Boiler - Maintenance_A_Achievable Technical Potential | F3 | Industrial | Food Products | New | Space Heating | Natural Gas | Gas Boiler - Maintenance | A | Original Unit Winter Peak Savings (kW) | Achievable Technical Potential | 0 | 0 | 0 | 0 | 0 | 0 | 0 | 0 | 0 | 0 | 0 | 0 | 0 | 0 | 0 | 0 | 0 | 0 | 0 | 0 | 0 | 0 | 0 | 0 | 0 | 0 | 0 | 0 | 0 | 0 | 0
F4_Industrial_Food Products_New_Space Heating_Natural Gas_Gas Boiler - Maintenance_A_Achievable Technical Potential | F4 | Industrial | Food Products | New | Space Heating | Natural Gas | Gas Boiler - Maintenance | A | Standalone Impact on Baseline Energy (%) | Achievable Technical Potential | 0% | 0% | 0% | 0% | 0% | 0% | 0% | 0% | 0% | 0% | 0% | 0% | 0% | 0% | 0% | 0% | 0% | 0% | 0% | 0% | 0% | 0% | 0% | 0% | 0 | 0 | 0 | 0 | 0 | 0 | 0
F5_Industrial_Food Products_New_Space Heating_Natural Gas_Gas Boiler - Maintenance_A_Achievable Technical Potential | F5 | Industrial | Food Products | New | Space Heating | Natural Gas | Gas Boiler - Maintenance | A | Standalone Impact on Baseline Summer Peak (%) | Achievable Technical Potential | 0% | 0% | 0% | 0% | 0% | 0% | 0% | 0% | 0% | 0% | 0% | 0% | 0% | 0% | 0% | 0% | 0% | 0% | 0% | 0% | 0% | 0% | 0% | 0% | 0 | 0 | 0 | 0 | 0 | 0 | 0
F6_Industrial_Food Products_New_Space Heating_Natural Gas_Gas Boiler - Maintenance_A_Achievable Technical Potential | F6 | Industrial | Food Products | New | Space Heating | Natural Gas | Gas Boiler - Maintenance | A | Standalone Impact on Baseline Winter Peak (%) | Achievable Technical Potential | 0% | 0% | 0% | 0% | 0% | 0% | 0% | 0% | 0% | 0% | 0% | 0% | 0% | 0% | 0% | 0% | 0% | 0% | 0% | 0% | 0% | 0% | 0% | 0% | 0 | 0 | 0 | 0 | 0 | 0 | 0
F7_Industrial_Food Products_New_Space Heating_Natural Gas_Gas Boiler - Maintenance_A_Achievable Technical Potential | F7 | Industrial | Food Products | New | Space Heating | Natural Gas | Gas Boiler - Maintenance | A | Incremental Energy Savings (MWh or mTherms) | Achievable Technical Potential | 0 | 0 | 0 | 0 | 0 | 0 | 0 | 0 | 0 | 0 | 0 | 0 | 0 | 0 | 0 | 0 | 0 | 0 | 0 | 0 | 0 | 0 | 0 | 0 | 0 | 0 | 0 | 0 | 0 | 0 | 0
F8_Industrial_Food Products_New_Space Heating_Natural Gas_Gas Boiler - Maintenance_A_Achievable Technical Potential | F8 | Industrial | Food Products | New | Space Heating | Natural Gas | Gas Boiler - Maintenance | A | Incremental Summer Peak Savings (MW) | Achievable Technical Potential | 0 | 0 | 0 | 0 | 0 | 0 | 0 | 0 | 0 | 0 | 0 | 0 | 0 | 0 | 0 | 0 | 0 | 0 | 0 | 0 | 0 | 0 | 0 | 0 | 0 | 0 | 0 | 0 | 0 | 0 | 0
F9_Industrial_Food Products_New_Space Heating_Natural Gas_Gas Boiler - Maintenance_A_Achievable Technical Potential | F9 | Industrial | Food Products | New | Space Heating | Natural Gas | Gas Boiler - Maintenance | A | Incremental Winter Peak Savings (MW) | Achievable Technical Potential | 0 | 0 | 0 | 0 | 0 | 0 | 0 | 0 | 0 | 0 | 0 | 0 | 0 | 0 | 0 | 0 | 0 | 0 | 0 | 0 | 0 | 0 | 0 | 0 | 0 | 0 | 0 | 0 | 0 | 0 | 0
F10_Industrial_Food Products_New_Space Heating_Natural Gas_Gas Boiler - Maintenance_A_Achievable Technical Potential | F10 | Industrial | Food Products | New | Space Heating | Natural Gas | Gas Boiler - Maintenance | A | Cumulative Energy Savings (MWh or mTherms) | Achievable Technical Potential | 0 | 0 | 0 | 0 | 0 | 0 | 0 | 0 | 0 | 0 | 0 | 0 | 0 | 0 | 0 | 0 | 0 | 0 | 0 | 0 | 0 | 0 | 0 | 0 | 0 | 0 | 0 | 0 | 0 | 0 | 0
F11_Industrial_Food Products_New_Space Heating_Natural Gas_Gas Boiler - Maintenance_A_Achievable Technical Potential | F11 | Industrial | Food Products | New | Space Heating | Natural Gas | Gas Boiler - Maintenance | A | Cumulative Summer Peak Savings (MW) | Achievable Technical Potential | 0 | 0 | 0 | 0 | 0 | 0 | 0 | 0 | 0 | 0 | 0 | 0 | 0 | 0 | 0 | 0 | 0 | 0 | 0 | 0 | 0 | 0 | 0 | 0 | 0 | 0 | 0 | 0 | 0 | 0 | 0
F12_Industrial_Food Products_New_Space Heating_Natural Gas_Gas Boiler - Maintenance_A_Achievable Technical Potential | F12 | Industrial | Food Products | New | Space Heating | Natural Gas | Gas Boiler - Maintenance | A | Cumulative Winter Peak Savings (MW) | Achievable Technical Potential | 0 | 0 | 0 | 0 | 0 | 0 | 0 | 0 | 0 | 0 | 0 | 0 | 0 | 0 | 0 | 0 | 0 | 0 | 0 | 0 | 0 | 0 | 0 | 0 | 0 | 0 | 0 | 0 | 0 | 0 | 0
F13_Industrial_Food Products_New_Space Heating_Natural Gas_Gas Boiler - Maintenance_A_Achievable Technical Potential | F13 | Industrial | Food Products | New | Space Heating | Natural Gas | Gas Boiler - Maintenance | A | Purchases (Incremental) | Achievable Technical Potential | 0 | 0 | 0 | 0 | 0 | 0 | 0 | 0 | 0 | 0 | 0 | 0 | 0 | 0 | 0 | 0 | 0 | 0 | 0 | 0 | 0 | 0 | 0 | 0 | 0 | 0 | 0 | 0 | 0 | 0 | 0
F14_Industrial_Food Products_New_Space Heating_Natural Gas_Gas Boiler - Maintenance_A_Achievable Technical Potential | F14 | Industrial | Food Products | New | Space Heating | Natural Gas | Gas Boiler - Maintenance | A | Purchases (Cumulative) | Achievable Technical Potential | 0 | 0 | 0 | 0 | 0 | 0 | 0 | 0 | 0 | 0 | 0 | 0 | 0 | 0 | 0 | 0 | 0 | 0 | 0 | 0 | 0 | 0 | 0 | 0 | 0 | 0 | 0 | 0 | 0 | 0 | 0
F1_Industrial_Food Products_New_Process_Natural Gas_Gas Boiler - Maintenance_A_Achievable Technical Potential | F1 | Industrial | Food Products | New | Process | Natural Gas | Gas Boiler - Maintenance | A | Original Unit Energy Savings (kWh or therms) | Achievable Technical Potential | 0 | 0 | 0 | 0 | 0 | 34.75 | 34.75 | 34.75 | 34.75 | 34.75 | 34.75 | 34.75 | 34.75 | 34.75 | 34.75 | 34.75 | 34.75 | 34.75 | 34.75 | 34.75 | 34.75 | 34.75 | 34.75 | 34.75 | 34.75 | 34.75 | 34.75 | 34.75 | 34.75 | 34.75 | 34.75
F2_Industrial_Food Products_New_Process_Natural Gas_Gas Boiler - Maintenance_A_Achievable Technical Potential | F2 | Industrial | Food Products | New | Process | Natural Gas | Gas Boiler - Maintenance | A | Original Unit Summer Peak Savings (kW) | Achievable Technical Potential | 0 | 0 | 0 | 0 | 0 | 0 | 0 | 0 | 0 | 0 | 0 | 0 | 0 | 0 | 0 | 0 | 0 | 0 | 0 | 0 | 0 | 0 | 0 | 0 | 0 | 0 | 0 | 0 | 0 | 0 | 0
F3_Industrial_Food Products_New_Process_Natural Gas_Gas Boiler - Maintenance_A_Achievable Technical Potential | F3 | Industrial | Food Products | New | Process | Natural Gas | Gas Boiler - Maintenance | A | Original Unit Winter Peak Savings (kW) | Achievable Technical Potential | 0 | 0 | 0 | 0 | 0 | 0 | 0 | 0 | 0 | 0 | 0 | 0 | 0 | 0 | 0 | 0 | 0 | 0 | 0 | 0 | 0 | 0 | 0 | 0 | 0 | 0 | 0 | 0 | 0 | 0 | 0
F4_Industrial_Food Products_New_Process_Natural Gas_Gas Boiler - Maintenance_A_Achievable Technical Potential | F4 | Industrial | Food Products | New | Process | Natural Gas | Gas Boiler - Maintenance | A | Standalone Impact on Baseline Energy (%) | Achievable Technical Potential | 0% | 0% | 0% | 0% | 0% | 0.01163% | 0.01796% | 0.02118% | 0.01868% | 0.0167% | 0.0151% | 0.0138% | 0.01271% | 0.01177% | 0.01098% | 0.01029% | 0.009681% | 0.009141% | 0.008661% | 0.008233% | 0.007844% | 0.007492% | 0.007172% | 0.006878% | 6.609e-05 | 6.3607e-05 | 6.1311e-05 | 5.9179e-05 | 0 | 0 | 0
F5_Industrial_Food Products_New_Process_Natural Gas_Gas Boiler - Maintenance_A_Achievable Technical Potential | F5 | Industrial | Food Products | New | Process | Natural Gas | Gas Boiler - Maintenance | A | Standalone Impact on Baseline Summer Peak (%) | Achievable Technical Potential | 0% | 0% | 0% | 0% | 0% | 0% | 0% | 0% | 0% | 0% | 0% | 0% | 0% | 0% | 0% | 0% | 0% | 0% | 0% | 0% | 0% | 0% | 0% | 0% | 0 | 0 | 0 | 0 | 0 | 0 | 0
F6_Industrial_Food Products_New_Process_Natural Gas_Gas Boiler - Maintenance_A_Achievable Technical Potential | F6 | Industrial | Food Products | New | Process | Natural Gas | Gas Boiler - Maintenance | A | Standalone Impact on Baseline Winter Peak (%) | Achievable Technical Potential | 0% | 0% | 0% | 0% | 0% | 0% | 0% | 0% | 0% | 0% | 0% | 0% | 0% | 0% | 0% | 0% | 0% | 0% | 0% | 0% | 0% | 0% | 0% | 0% | 0 | 0 | 0 | 0 | 0 | 0 | 0
F7_Industrial_Food Products_New_Process_Natural Gas_Gas Boiler - Maintenance_A_Achievable Technical Potential | F7 | Industrial | Food Products | New | Process | Natural Gas | Gas Boiler - Maintenance | A | Incremental Energy Savings (MWh or mTherms) | Achievable Technical Potential | 0 | 0 | 0 | 0 | 0 | 0.06644 | 0.055172 | 0.044146 | 0.06644 | 0.055172 | 0.044146 | 0.06644 | 0.055172 | 0.044146 | 0.06644 | 0.055172 | 0.044146 | 0.06644 | 0.055172 | 0.044146 | 0.06644 | 0.055172 | 0.044146 | 0.06644 | 0.055172 | 0.044146 | 0.06644 | 0.055172 | 0.044146 | 0.06644 | 0.055172
F8_Industrial_Food Products_New_Process_Natural Gas_Gas Boiler - Maintenance_A_Achievable Technical Potential | F8 | Industrial | Food Products | New | Process | Natural Gas | Gas Boiler - Maintenance | A | Incremental Summer Peak Savings (MW) | Achievable Technical Potential | 0 | 0 | 0 | 0 | 0 | 0 | 0 | 0 | 0 | 0 | 0 | 0 | 0 | 0 | 0 | 0 | 0 | 0 | 0 | 0 | 0 | 0 | 0 | 0 | 0 | 0 | 0 | 0 | 0 | 0 | 0
F9_Industrial_Food Products_New_Process_Natural Gas_Gas Boiler - Maintenance_A_Achievable Technical Potential | F9 | Industrial | Food Products | New | Process | Natural Gas | Gas Boiler - Maintenance | A | Incremental Winter Peak Savings (MW) | Achievable Technical Potential | 0 | 0 | 0 | 0 | 0 | 0 | 0 | 0 | 0 | 0 | 0 | 0 | 0 | 0 | 0 | 0 | 0 | 0 | 0 | 0 | 0 | 0 | 0 | 0 | 0 | 0 | 0 | 0 | 0 | 0 | 0
F10_Industrial_Food Products_New_Process_Natural Gas_Gas Boiler - Maintenance_A_Achievable Technical Potential | F10 | Industrial | Food Products | New | Process | Natural Gas | Gas Boiler - Maintenance | A | Cumulative Energy Savings (MWh or mTherms) | Achievable Technical Potential | 0 | 0 | 0 | 0 | 0 | 0.06644 | 0.12161 | 0.16576 | 0.16576 | 0.16576 | 0.16576 | 0.16576 | 0.16576 | 0.16576 | 0.16576 | 0.16576 | 0.16576 | 0.16576 | 0.16576 | 0.16576 | 0.16576 | 0.16576 | 0.16576 | 0.16576 | 0.16576 | 0.16576 | 0.16576 | 0.16576 | 0.16576 | 0.16576 | 0.16576
F11_Industrial_Food Products_New_Process_Natural Gas_Gas Boiler - Maintenance_A_Achievable Technical Potential | F11 | Industrial | Food Products | New | Process | Natural Gas | Gas Boiler - Maintenance | A | Cumulative Summer Peak Savings (MW) | Achievable Technical Potential | 0 | 0 | 0 | 0 | 0 | 0 | 0 | 0 | 0 | 0 | 0 | 0 | 0 | 0 | 0 | 0 | 0 | 0 | 0 | 0 | 0 | 0 | 0 | 0 | 0 | 0 | 0 | 0 | 0 | 0 | 0
F12_Industrial_Food Products_New_Process_Natural Gas_Gas Boiler - Maintenance_A_Achievable Technical Potential | F12 | Industrial | Food Products | New | Process | Natural Gas | Gas Boiler - Maintenance | A | Cumulative Winter Peak Savings (MW) | Achievable Technical Potential | 0 | 0 | 0 | 0 | 0 | 0 | 0 | 0 | 0 | 0 | 0 | 0 | 0 | 0 | 0 | 0 | 0 | 0 | 0 | 0 | 0 | 0 | 0 | 0 | 0 | 0 | 0 | 0 | 0 | 0 | 0
F13_Industrial_Food Products_New_Process_Natural Gas_Gas Boiler - Maintenance_A_Achievable Technical Potential | F13 | Industrial | Food Products | New | Process | Natural Gas | Gas Boiler - Maintenance | A | Purchases (Incremental) | Achievable Technical Potential | 0 | 0 | 0 | 0 | 0 | 1.9119 | 1.5877 | 1.2704 | 1.9119 | 1.5877 | 1.2704 | 1.9119 | 1.5877 | 1.2704 | 1.9119 | 1.5877 | 1.2704 | 1.9119 | 1.5877 | 1.2704 | 1.9119 | 1.5877 | 1.2704 | 1.9119 | 1.5877 | 1.2704 | 1.9119 | 1.5877 | 1.2704 | 1.9119 | 1.5877
F14_Industrial_Food Products_New_Process_Natural Gas_Gas Boiler - Maintenance_A_Achievable Technical Potential | F14 | Industrial | Food Products | New | Process | Natural Gas | Gas Boiler - Maintenance | A | Purchases (Cumulative) | Achievable Technical Potential | 0 | 0 | 0 | 0 | 0 | 1.9119 | 3.4996 | 4.77 | 4.77 | 4.77 | 4.77 | 4.77 | 4.77 | 4.77 | 4.77 | 4.77 | 4.77 | 4.77 | 4.77 | 4.77 | 4.77 | 4.77 | 4.77 | 4.77 | 4.77 | 4.77 | 4.77 | 4.77 | 4.77 | 4.77 | 4.77
F1_Industrial_Food Products_New_Space Heating_Natural Gas_Gas Furnace - Maintenance_A_Achievable Technical Potential | F1 | Industrial | Food Products | New | Space Heating | Natural Gas | Gas Furnace - Maintenance | A | Original Unit Energy Savings (kWh or therms) | Achievable Technical Potential | 0 | 0 | 0 | 0 | 0 | 0 | 0 | 0 | 0 | 0 | 0 | 0 | 0 | 0 | 0 | 0 | 0 | 0 | 0 | 0 | 0 | 0 | 0 | 0 | 0 | 0 | 0 | 0 | 0 | 0 | 0
F2_Industrial_Food Products_New_Space Heating_Natural Gas_Gas Furnace - Maintenance_A_Achievable Technical Potential | F2 | Industrial | Food Products | New | Space Heating | Natural Gas | Gas Furnace - Maintenance | A | Original Unit Summer Peak Savings (kW) | Achievable Technical Potential | 0 | 0 | 0 | 0 | 0 | 0 | 0 | 0 | 0 | 0 | 0 | 0 | 0 | 0 | 0 | 0 | 0 | 0 | 0 | 0 | 0 | 0 | 0 | 0 | 0 | 0 | 0 | 0 | 0 | 0 | 0
F3_Industrial_Food Products_New_Space Heating_Natural Gas_Gas Furnace - Maintenance_A_Achievable Technical Potential | F3 | Industrial | Food Products | New | Space Heating | Natural Gas | Gas Furnace - Maintenance | A | Original Unit Winter Peak Savings (kW) | Achievable Technical Potential | 0 | 0 | 0 | 0 | 0 | 0 | 0 | 0 | 0 | 0 | 0 | 0 | 0 | 0 | 0 | 0 | 0 | 0 | 0 | 0 | 0 | 0 | 0 | 0 | 0 | 0 | 0 | 0 | 0 | 0 | 0
F4_Industrial_Food Products_New_Space Heating_Natural Gas_Gas Furnace - Maintenance_A_Achievable Technical Potential | F4 | Industrial | Food Products | New | Space Heating | Natural Gas | Gas Furnace - Maintenance | A | Standalone Impact on Baseline Energy (%) | Achievable Technical Potential | 0% | 0% | 0% | 0% | 0% | 0% | 0% | 0% | 0% | 0% | 0% | 0% | 0% | 0% | 0% | 0% | 0% | 0% | 0% | 0% | 0% | 0% | 0% | 0% | 0 | 0 | 0 | 0 | 0 | 0 | 0
F5_Industrial_Food Products_New_Space Heating_Natural Gas_Gas Furnace - Maintenance_A_Achievable Technical Potential | F5 | Industrial | Food Products | New | Space Heating | Natural Gas | Gas Furnace - Maintenance | A | Standalone Impact on Baseline Summer Peak (%) | Achievable Technical Potential | 0% | 0% | 0% | 0% | 0% | 0% | 0% | 0% | 0% | 0% | 0% | 0% | 0% | 0% | 0% | 0% | 0% | 0% | 0% | 0% | 0% | 0% | 0% | 0% | 0 | 0 | 0 | 0 | 0 | 0 | 0
F6_Industrial_Food Products_New_Space Heating_Natural Gas_Gas Furnace - Maintenance_A_Achievable Technical Potential | F6 | Industrial | Food Products | New | Space Heating | Natural Gas | Gas Furnace - Maintenance | A | Standalone Impact on Baseline Winter Peak (%) | Achievable Technical Potential | 0% | 0% | 0% | 0% | 0% | 0% | 0% | 0% | 0% | 0% | 0% | 0% | 0% | 0% | 0% | 0% | 0% | 0% | 0% | 0% | 0% | 0% | 0% | 0% | 0 | 0 | 0 | 0 | 0 | 0 | 0
F7_Industrial_Food Products_New_Space Heating_Natural Gas_Gas Furnace - Maintenance_A_Achievable Technical Potential | F7 | Industrial | Food Products | New | Space Heating | Natural Gas | Gas Furnace - Maintenance | A | Incremental Energy Savings (MWh or mTherms) | Achievable Technical Potential | 0 | 0 | 0 | 0 | 0 | 0 | 0 | 0 | 0 | 0 | 0 | 0 | 0 | 0 | 0 | 0 | 0 | 0 | 0 | 0 | 0 | 0 | 0 | 0 | 0 | 0 | 0 | 0 | 0 | 0 | 0
F8_Industrial_Food Products_New_Space Heating_Natural Gas_Gas Furnace - Maintenance_A_Achievable Technical Potential | F8 | Industrial | Food Products | New | Space Heating | Natural Gas | Gas Furnace - Maintenance | A | Incremental Summer Peak Savings (MW) | Achievable Technical Potential | 0 | 0 | 0 | 0 | 0 | 0 | 0 | 0 | 0 | 0 | 0 | 0 | 0 | 0 | 0 | 0 | 0 | 0 | 0 | 0 | 0 | 0 | 0 | 0 | 0 | 0 | 0 | 0 | 0 | 0 | 0
F9_Industrial_Food Products_New_Space Heating_Natural Gas_Gas Furnace - Maintenance_A_Achievable Technical Potential | F9 | Industrial | Food Products | New | Space Heating | Natural Gas | Gas Furnace - Maintenance | A | Incremental Winter Peak Savings (MW) | Achievable Technical Potential | 0 | 0 | 0 | 0 | 0 | 0 | 0 | 0 | 0 | 0 | 0 | 0 | 0 | 0 | 0 | 0 | 0 | 0 | 0 | 0 | 0 | 0 | 0 | 0 | 0 | 0 | 0 | 0 | 0 | 0 | 0
F10_Industrial_Food Products_New_Space Heating_Natural Gas_Gas Furnace - Maintenance_A_Achievable Technical Potential | F10 | Industrial | Food Products | New | Space Heating | Natural Gas | Gas Furnace - Maintenance | A | Cumulative Energy Savings (MWh or mTherms) | Achievable Technical Potential | 0 | 0 | 0 | 0 | 0 | 0 | 0 | 0 | 0 | 0 | 0 | 0 | 0 | 0 | 0 | 0 | 0 | 0 | 0 | 0 | 0 | 0 | 0 | 0 | 0 | 0 | 0 | 0 | 0 | 0 | 0
F11_Industrial_Food Products_New_Space Heating_Natural Gas_Gas Furnace - Maintenance_A_Achievable Technical Potential | F11 | Industrial | Food Products | New | Space Heating | Natural Gas | Gas Furnace - Maintenance | A | Cumulative Summer Peak Savings (MW) | Achievable Technical Potential | 0 | 0 | 0 | 0 | 0 | 0 | 0 | 0 | 0 | 0 | 0 | 0 | 0 | 0 | 0 | 0 | 0 | 0 | 0 | 0 | 0 | 0 | 0 | 0 | 0 | 0 | 0 | 0 | 0 | 0 | 0
F12_Industrial_Food Products_New_Space Heating_Natural Gas_Gas Furnace - Maintenance_A_Achievable Technical Potential | F12 | Industrial | Food Products | New | Space Heating | Natural Gas | Gas Furnace - Maintenance | A | Cumulative Winter Peak Savings (MW) | Achievable Technical Potential | 0 | 0 | 0 | 0 | 0 | 0 | 0 | 0 | 0 | 0 | 0 | 0 | 0 | 0 | 0 | 0 | 0 | 0 | 0 | 0 | 0 | 0 | 0 | 0 | 0 | 0 | 0 | 0 | 0 | 0 | 0
F13_Industrial_Food Products_New_Space Heating_Natural Gas_Gas Furnace - Maintenance_A_Achievable Technical Potential | F13 | Industrial | Food Products | New | Space Heating | Natural Gas | Gas Furnace - Maintenance | A | Purchases (Incremental) | Achievable Technical Potential | 0 | 0 | 0 | 0 | 0 | 0 | 0 | 0 | 0 | 0 | 0 | 0 | 0 | 0 | 0 | 0 | 0 | 0 | 0 | 0 | 0 | 0 | 0 | 0 | 0 | 0 | 0 | 0 | 0 | 0 | 0
F14_Industrial_Food Products_New_Space Heating_Natural Gas_Gas Furnace - Maintenance_A_Achievable Technical Potential | F14 | Industrial | Food Products | New | Space Heating | Natural Gas | Gas Furnace - Maintenance | A | Purchases (Cumulative) | Achievable Technical Potential | 0 | 0 | 0 | 0 | 0 | 0 | 0 | 0 | 0 | 0 | 0 | 0 | 0 | 0 | 0 | 0 | 0 | 0 | 0 | 0 | 0 | 0 | 0 | 0 | 0 | 0 | 0 | 0 | 0 | 0 | 0
F1_Industrial_Food Products_New_Space Heating_Natural Gas_Gas Boiler - Hot Water Reset_A_Achievable Technical Potential | F1 | Industrial | Food Products | New | Space Heating | Natural Gas | Gas Boiler - Hot Water Reset | A | Original Unit Energy Savings (kWh or therms) | Achievable Technical Potential | 0 | 0 | 0 | 0 | 0 | 0 | 0 | 0 | 0 | 0 | 0 | 0 | 0 | 0 | 0 | 0 | 0 | 0 | 0 | 0 | 0 | 0 | 0 | 0 | 0 | 0 | 0 | 0 | 0 | 0 | 0
F2_Industrial_Food Products_New_Space Heating_Natural Gas_Gas Boiler - Hot Water Reset_A_Achievable Technical Potential | F2 | Industrial | Food Products | New | Space Heating | Natural Gas | Gas Boiler - Hot Water Reset | A | Original Unit Summer Peak Savings (kW) | Achievable Technical Potential | 0 | 0 | 0 | 0 | 0 | 0 | 0 | 0 | 0 | 0 | 0 | 0 | 0 | 0 | 0 | 0 | 0 | 0 | 0 | 0 | 0 | 0 | 0 | 0 | 0 | 0 | 0 | 0 | 0 | 0 | 0
F3_Industrial_Food Products_New_Space Heating_Natural Gas_Gas Boiler - Hot Water Reset_A_Achievable Technical Potential | F3 | Industrial | Food Products | New | Space Heating | Natural Gas | Gas Boiler - Hot Water Reset | A | Original Unit Winter Peak Savings (kW) | Achievable Technical Potential | 0 | 0 | 0 | 0 | 0 | 0 | 0 | 0 | 0 | 0 | 0 | 0 | 0 | 0 | 0 | 0 | 0 | 0 | 0 | 0 | 0 | 0 | 0 | 0 | 0 | 0 | 0 | 0 | 0 | 0 | 0
F4_Industrial_Food Products_New_Space Heating_Natural Gas_Gas Boiler - Hot Water Reset_A_Achievable Technical Potential | F4 | Industrial | Food Products | New | Space Heating | Natural Gas | Gas Boiler - Hot Water Reset | A | Standalone Impact on Baseline Energy (%) | Achievable Technical Potential | 0% | 0% | 0% | 0% | 0% | 0% | 0% | 0% | 0% | 0% | 0% | 0% | 0% | 0% | 0% | 0% | 0% | 0% | 0% | 0% | 0% | 0% | 0% | 0% | 0 | 0 | 0 | 0 | 0 | 0 | 0
F5_Industrial_Food Products_New_Space Heating_Natural Gas_Gas Boiler - Hot Water Reset_A_Achievable Technical Potential | F5 | Industrial | Food Products | New | Space Heating | Natural Gas | Gas Boiler - Hot Water Reset | A | Standalone Impact on Baseline Summer Peak (%) | Achievable Technical Potential | 0% | 0% | 0% | 0% | 0% | 0% | 0% | 0% | 0% | 0% | 0% | 0% | 0% | 0% | 0% | 0% | 0% | 0% | 0% | 0% | 0% | 0% | 0% | 0% | 0 | 0 | 0 | 0 | 0 | 0 | 0
F6_Industrial_Food Products_New_Space Heating_Natural Gas_Gas Boiler - Hot Water Reset_A_Achievable Technical Potential | F6 | Industrial | Food Products | New | Space Heating | Natural Gas | Gas Boiler - Hot Water Reset | A | Standalone Impact on Baseline Winter Peak (%) | Achievable Technical Potential | 0% | 0% | 0% | 0% | 0% | 0% | 0% | 0% | 0% | 0% | 0% | 0% | 0% | 0% | 0% | 0% | 0% | 0% | 0% | 0% | 0% | 0% | 0% | 0% | 0 | 0 | 0 | 0 | 0 | 0 | 0
F7_Industrial_Food Products_New_Space Heating_Natural Gas_Gas Boiler - Hot Water Reset_A_Achievable Technical Potential | F7 | Industrial | Food Products | New | Space Heating | Natural Gas | Gas Boiler - Hot Water Reset | A | Incremental Energy Savings (MWh or mTherms) | Achievable Technical Potential | 0 | 0 | 0 | 0 | 0 | 0 | 0 | 0 | 0 | 0 | 0 | 0 | 0 | 0 | 0 | 0 | 0 | 0 | 0 | 0 | 0 | 0 | 0 | 0 | 0 | 0 | 0 | 0 | 0 | 0 | 0
F8_Industrial_Food Products_New_Space Heating_Natural Gas_Gas Boiler - Hot Water Reset_A_Achievable Technical Potential | F8 | Industrial | Food Products | New | Space Heating | Natural Gas | Gas Boiler - Hot Water Reset | A | Incremental Summer Peak Savings (MW) | Achievable Technical Potential | 0 | 0 | 0 | 0 | 0 | 0 | 0 | 0 | 0 | 0 | 0 | 0 | 0 | 0 | 0 | 0 | 0 | 0 | 0 | 0 | 0 | 0 | 0 | 0 | 0 | 0 | 0 | 0 | 0 | 0 | 0
F9_Industrial_Food Products_New_Space Heating_Natural Gas_Gas Boiler - Hot Water Reset_A_Achievable Technical Potential | F9 | Industrial | Food Products | New | Space Heating | Natural Gas | Gas Boiler - Hot Water Reset | A | Incremental Winter Peak Savings (MW) | Achievable Technical Potential | 0 | 0 | 0 | 0 | 0 | 0 | 0 | 0 | 0 | 0 | 0 | 0 | 0 | 0 | 0 | 0 | 0 | 0 | 0 | 0 | 0 | 0 | 0 | 0 | 0 | 0 | 0 | 0 | 0 | 0 | 0
F10_Industrial_Food Products_New_Space Heating_Natural Gas_Gas Boiler - Hot Water Reset_A_Achievable Technical Potential | F10 | Industrial | Food Products | New | Space Heating | Natural Gas | Gas Boiler - Hot Water Reset | A | Cumulative Energy Savings (MWh or mTherms) | Achievable Technical Potential | 0 | 0 | 0 | 0 | 0 | 0 | 0 | 0 | 0 | 0 | 0 | 0 | 0 | 0 | 0 | 0 | 0 | 0 | 0 | 0 | 0 | 0 | 0 | 0 | 0 | 0 | 0 | 0 | 0 | 0 | 0
F11_Industrial_Food Products_New_Space Heating_Natural Gas_Gas Boiler - Hot Water Reset_A_Achievable Technical Potential | F11 | Industrial | Food Products | New | Space Heating | Natural Gas | Gas Boiler - Hot Water Reset | A | Cumulative Summer Peak Savings (MW) | Achievable Technical Potential | 0 | 0 | 0 | 0 | 0 | 0 | 0 | 0 | 0 | 0 | 0 | 0 | 0 | 0 | 0 | 0 | 0 | 0 | 0 | 0 | 0 | 0 | 0 | 0 | 0 | 0 | 0 | 0 | 0 | 0 | 0
F12_Industrial_Food Products_New_Space Heating_Natural Gas_Gas Boiler - Hot Water Reset_A_Achievable Technical Potential | F12 | Industrial | Food Products | New | Space Heating | Natural Gas | Gas Boiler - Hot Water Reset | A | Cumulative Winter Peak Savings (MW) | Achievable Technical Potential | 0 | 0 | 0 | 0 | 0 | 0 | 0 | 0 | 0 | 0 | 0 | 0 | 0 | 0 | 0 | 0 | 0 | 0 | 0 | 0 | 0 | 0 | 0 | 0 | 0 | 0 | 0 | 0 | 0 | 0 | 0
F13_Industrial_Food Products_New_Space Heating_Natural Gas_Gas Boiler - Hot Water Reset_A_Achievable Technical Potential | F13 | Industrial | Food Products | New | Space Heating | Natural Gas | Gas Boiler - Hot Water Reset | A | Purchases (Incremental) | Achievable Technical Potential | 0 | 0 | 0 | 0 | 0 | 0 | 0 | 0 | 0 | 0 | 0 | 0 | 0 | 0 | 0 | 0 | 0 | 0 | 0 | 0 | 0 | 0 | 0 | 0 | 0 | 0 | 0 | 0 | 0 | 0 | 0
F14_Industrial_Food Products_New_Space Heating_Natural Gas_Gas Boiler - Hot Water Reset_A_Achievable Technical Potential | F14 | Industrial | Food Products | New | Space Heating | Natural Gas | Gas Boiler - Hot Water Reset | A | Purchases (Cumulative) | Achievable Technical Potential | 0 | 0 | 0 | 0 | 0 | 0 | 0 | 0 | 0 | 0 | 0 | 0 | 0 | 0 | 0 | 0 | 0 | 0 | 0 | 0 | 0 | 0 | 0 | 0 | 0 | 0 | 0 | 0 | 0 | 0 | 0
F1_Industrial_Food Products_New_Process_Natural Gas_Gas Boiler - Hot Water Reset_A_Achievable Technical Potential | F1 | Industrial | Food Products | New | Process | Natural Gas | Gas Boiler - Hot Water Reset | A | Original Unit Energy Savings (kWh or therms) | Achievable Technical Potential | 0 | 0 | 0 | 0 | 0 | 63.1817 | 63.1817 | 63.1817 | 63.1817 | 63.1817 | 63.1817 | 63.1817 | 63.1817 | 63.1817 | 63.1817 | 63.1817 | 63.1817 | 63.1817 | 63.1817 | 63.1817 | 63.1817 | 63.1817 | 63.1817 | 63.1817 | 63.1817 | 63.1817 | 63.1817 | 63.1817 | 63.1817 | 63.1817 | 63.1817
F2_Industrial_Food Products_New_Process_Natural Gas_Gas Boiler - Hot Water Reset_A_Achievable Technical Potential | F2 | Industrial | Food Products | New | Process | Natural Gas | Gas Boiler - Hot Water Reset | A | Original Unit Summer Peak Savings (kW) | Achievable Technical Potential | 0 | 0 | 0 | 0 | 0 | 0 | 0 | 0 | 0 | 0 | 0 | 0 | 0 | 0 | 0 | 0 | 0 | 0 | 0 | 0 | 0 | 0 | 0 | 0 | 0 | 0 | 0 | 0 | 0 | 0 | 0
F3_Industrial_Food Products_New_Process_Natural Gas_Gas Boiler - Hot Water Reset_A_Achievable Technical Potential | F3 | Industrial | Food Products | New | Process | Natural Gas | Gas Boiler - Hot Water Reset | A | Original Unit Winter Peak Savings (kW) | Achievable Technical Potential | 0 | 0 | 0 | 0 | 0 | 0 | 0 | 0 | 0 | 0 | 0 | 0 | 0 | 0 | 0 | 0 | 0 | 0 | 0 | 0 | 0 | 0 | 0 | 0 | 0 | 0 | 0 | 0 | 0 | 0 | 0
F4_Industrial_Food Products_New_Process_Natural Gas_Gas Boiler - Hot Water Reset_A_Achievable Technical Potential | F4 | Industrial | Food Products | New | Process | Natural Gas | Gas Boiler - Hot Water Reset | A | Standalone Impact on Baseline Energy (%) | Achievable Technical Potential | 0% | 0% | 0% | 0% | 0% | 0.02055% | 0.04257% | 0.0677% | 0.09553% | 0.1263% | 0.162% | 0.2004% | 0.2381% | 0.2711% | 0.2963% | 0.3111% | 0.3149% | 0.3103% | 0.3002% | 0.288% | 0.2754% | 0.263% | 0.2518% | 0.2415% | 0.00232 | 0.0022328 | 0.0021522 | 0.0020774 | 0 | 0 | 0
F5_Industrial_Food Products_New_Process_Natural Gas_Gas Boiler - Hot Water Reset_A_Achievable Technical Potential | F5 | Industrial | Food Products | New | Process | Natural Gas | Gas Boiler - Hot Water Reset | A | Standalone Impact on Baseline Summer Peak (%) | Achievable Technical Potential | 0% | 0% | 0% | 0% | 0% | 0% | 0% | 0% | 0% | 0% | 0% | 0% | 0% | 0% | 0% | 0% | 0% | 0% | 0% | 0% | 0% | 0% | 0% | 0% | 0 | 0 | 0 | 0 | 0 | 0 | 0
F6_Industrial_Food Products_New_Process_Natural Gas_Gas Boiler - Hot Water Reset_A_Achievable Technical Potential | F6 | Industrial | Food Products | New | Process | Natural Gas | Gas Boiler - Hot Water Reset | A | Standalone Impact on Baseline Winter Peak (%) | Achievable Technical Potential | 0% | 0% | 0% | 0% | 0% | 0% | 0% | 0% | 0% | 0% | 0% | 0% | 0% | 0% | 0% | 0% | 0% | 0% | 0% | 0% | 0% | 0% | 0% | 0% | 0 | 0 | 0 | 0 | 0 | 0 | 0
F7_Industrial_Food Products_New_Process_Natural Gas_Gas Boiler - Hot Water Reset_A_Achievable Technical Potential | F7 | Industrial | Food Products | New | Process | Natural Gas | Gas Boiler - Hot Water Reset | A | Incremental Energy Savings (MWh or mTherms) | Achievable Technical Potential | 0 | 0 | 0 | 0 | 0 | 0.11741 | 0.1708 | 0.24158 | 0.31802 | 0.40564 | 0.52443 | 0.62967 | 0.69864 | 0.71047 | 0.65477 | 0.54092 | 0.38043 | 0.23392 | 0.11887 | 0.052908 | 0.020192 | 0.11741 | 0.1708 | 0.24158 | 0.31802 | 0.40564 | 0.52443 | 0.62967 | 0.69864 | 0.71047 | 0.65477
F8_Industrial_Food Products_New_Process_Natural Gas_Gas Boiler - Hot Water Reset_A_Achievable Technical Potential | F8 | Industrial | Food Products | New | Process | Natural Gas | Gas Boiler - Hot Water Reset | A | Incremental Summer Peak Savings (MW) | Achievable Technical Potential | 0 | 0 | 0 | 0 | 0 | 0 | 0 | 0 | 0 | 0 | 0 | 0 | 0 | 0 | 0 | 0 | 0 | 0 | 0 | 0 | 0 | 0 | 0 | 0 | 0 | 0 | 0 | 0 | 0 | 0 | 0
F9_Industrial_Food Products_New_Process_Natural Gas_Gas Boiler - Hot Water Reset_A_Achievable Technical Potential | F9 | Industrial | Food Products | New | Process | Natural Gas | Gas Boiler - Hot Water Reset | A | Incremental Winter Peak Savings (MW) | Achievable Technical Potential | 0 | 0 | 0 | 0 | 0 | 0 | 0 | 0 | 0 | 0 | 0 | 0 | 0 | 0 | 0 | 0 | 0 | 0 | 0 | 0 | 0 | 0 | 0 | 0 | 0 | 0 | 0 | 0 | 0 | 0 | 0
F10_Industrial_Food Products_New_Process_Natural Gas_Gas Boiler - Hot Water Reset_A_Achievable Technical Potential | F10 | Industrial | Food Products | New | Process | Natural Gas | Gas Boiler - Hot Water Reset | A | Cumulative Energy Savings (MWh or mTherms) | Achievable Technical Potential | 0 | 0 | 0 | 0 | 0 | 0.11741 | 0.28821 | 0.52979 | 0.84781 | 1.2535 | 1.7779 | 2.4076 | 3.1062 | 3.8167 | 4.4714 | 5.0124 | 5.3928 | 5.6267 | 5.7456 | 5.7985 | 5.8187 | 5.8187 | 5.8187 | 5.8187 | 5.8187 | 5.8187 | 5.8187 | 5.8187 | 5.8187 | 5.8187 | 5.8187
F11_Industrial_Food Products_New_Process_Natural Gas_Gas Boiler - Hot Water Reset_A_Achievable Technical Potential | F11 | Industrial | Food Products | New | Process | Natural Gas | Gas Boiler - Hot Water Reset | A | Cumulative Summer Peak Savings (MW) | Achievable Technical Potential | 0 | 0 | 0 | 0 | 0 | 0 | 0 | 0 | 0 | 0 | 0 | 0 | 0 | 0 | 0 | 0 | 0 | 0 | 0 | 0 | 0 | 0 | 0 | 0 | 0 | 0 | 0 | 0 | 0 | 0 | 0
F12_Industrial_Food Products_New_Process_Natural Gas_Gas Boiler - Hot Water Reset_A_Achievable Technical Potential | F12 | Industrial | Food Products | New | Process | Natural Gas | Gas Boiler - Hot Water Reset | A | Cumulative Winter Peak Savings (MW) | Achievable Technical Potential | 0 | 0 | 0 | 0 | 0 | 0 | 0 | 0 | 0 | 0 | 0 | 0 | 0 | 0 | 0 | 0 | 0 | 0 | 0 | 0 | 0 | 0 | 0 | 0 | 0 | 0 | 0 | 0 | 0 | 0 | 0
F13_Industrial_Food Products_New_Process_Natural Gas_Gas Boiler - Hot Water Reset_A_Achievable Technical Potential | F13 | Industrial | Food Products | New | Process | Natural Gas | Gas Boiler - Hot Water Reset | A | Purchases (Incremental) | Achievable Technical Potential | 0 | 0 | 0 | 0 | 0 | 1.8584 | 2.7033 | 3.8235 | 5.0334 | 6.4202 | 8.3004 | 9.9661 | 11.0576 | 11.2449 | 10.3633 | 8.5613 | 6.0211 | 3.7024 | 1.8814 | 0.8374 | 0.31959 | 1.8584 | 2.7033 | 3.8235 | 5.0334 | 6.4202 | 8.3004 | 9.9661 | 11.0576 | 11.2449 | 10.3633
F14_Industrial_Food Products_New_Process_Natural Gas_Gas Boiler - Hot Water Reset_A_Achievable Technical Potential | F14 | Industrial | Food Products | New | Process | Natural Gas | Gas Boiler - Hot Water Reset | A | Purchases (Cumulative) | Achievable Technical Potential | 0 | 0 | 0 | 0 | 0 | 1.8584 | 4.5616 | 8.3852 | 13.4186 | 19.8388 | 28.1392 | 38.1053 | 49.1629 | 60.4078 | 70.771 | 79.3323 | 85.3534 | 89.0558 | 90.9372 | 91.7746 | 92.0942 | 92.0942 | 92.0942 | 92.0942 | 92.0942 | 92.0942 | 92.0942 | 92.0942 | 92.0942 | 92.0942 | 92.0942
F1_Industrial_Food Products_New_Space Heating_Natural Gas_Steam Trap Maintenance_A_Achievable Technical Potential | F1 | Industrial | Food Products | New | Space Heating | Natural Gas | Steam Trap Maintenance | A | Original Unit Energy Savings (kWh or therms) | Achievable Technical Potential | 0 | 0 | 0 | 0 | 0 | 0 | 0 | 0 | 0 | 0 | 0 | 0 | 0 | 0 | 0 | 0 | 0 | 0 | 0 | 0 | 0 | 0 | 0 | 0 | 0 | 0 | 0 | 0 | 0 | 0 | 0
F2_Industrial_Food Products_New_Space Heating_Natural Gas_Steam Trap Maintenance_A_Achievable Technical Potential | F2 | Industrial | Food Products | New | Space Heating | Natural Gas | Steam Trap Maintenance | A | Original Unit Summer Peak Savings (kW) | Achievable Technical Potential | 0 | 0 | 0 | 0 | 0 | 0 | 0 | 0 | 0 | 0 | 0 | 0 | 0 | 0 | 0 | 0 | 0 | 0 | 0 | 0 | 0 | 0 | 0 | 0 | 0 | 0 | 0 | 0 | 0 | 0 | 0
F3_Industrial_Food Products_New_Space Heating_Natural Gas_Steam Trap Maintenance_A_Achievable Technical Potential | F3 | Industrial | Food Products | New | Space Heating | Natural Gas | Steam Trap Maintenance | A | Original Unit Winter Peak Savings (kW) | Achievable Technical Potential | 0 | 0 | 0 | 0 | 0 | 0 | 0 | 0 | 0 | 0 | 0 | 0 | 0 | 0 | 0 | 0 | 0 | 0 | 0 | 0 | 0 | 0 | 0 | 0 | 0 | 0 | 0 | 0 | 0 | 0 | 0
F4_Industrial_Food Products_New_Space Heating_Natural Gas_Steam Trap Maintenance_A_Achievable Technical Potential | F4 | Industrial | Food Products | New | Space Heating | Natural Gas | Steam Trap Maintenance | A | Standalone Impact on Baseline Energy (%) | Achievable Technical Potential | 0% | 0% | 0% | 0% | 0% | 0% | 0% | 0% | 0% | 0% | 0% | 0% | 0% | 0% | 0% | 0% | 0% | 0% | 0% | 0% | 0% | 0% | 0% | 0% | 0 | 0 | 0 | 0 | 0 | 0 | 0
F5_Industrial_Food Products_New_Space Heating_Natural Gas_Steam Trap Maintenance_A_Achievable Technical Potential | F5 | Industrial | Food Products | New | Space Heating | Natural Gas | Steam Trap Maintenance | A | Standalone Impact on Baseline Summer Peak (%) | Achievable Technical Potential | 0% | 0% | 0% | 0% | 0% | 0% | 0% | 0% | 0% | 0% | 0% | 0% | 0% | 0% | 0% | 0% | 0% | 0% | 0% | 0% | 0% | 0% | 0% | 0% | 0 | 0 | 0 | 0 | 0 | 0 | 0
F6_Industrial_Food Products_New_Space Heating_Natural Gas_Steam Trap Maintenance_A_Achievable Technical Potential | F6 | Industrial | Food Products | New | Space Heating | Natural Gas | Steam Trap Maintenance | A | Standalone Impact on Baseline Winter Peak (%) | Achievable Technical Potential | 0% | 0% | 0% | 0% | 0% | 0% | 0% | 0% | 0% | 0% | 0% | 0% | 0% | 0% | 0% | 0% | 0% | 0% | 0% | 0% | 0% | 0% | 0% | 0% | 0 | 0 | 0 | 0 | 0 | 0 | 0
F7_Industrial_Food Products_New_Space Heating_Natural Gas_Steam Trap Maintenance_A_Achievable Technical Potential | F7 | Industrial | Food Products | New | Space Heating | Natural Gas | Steam Trap Maintenance | A | Incremental Energy Savings (MWh or mTherms) | Achievable Technical Potential | 0 | 0 | 0 | 0 | 0 | 0 | 0 | 0 | 0 | 0 | 0 | 0 | 0 | 0 | 0 | 0 | 0 | 0 | 0 | 0 | 0 | 0 | 0 | 0 | 0 | 0 | 0 | 0 | 0 | 0 | 0
F8_Industrial_Food Products_New_Space Heating_Natural Gas_Steam Trap Maintenance_A_Achievable Technical Potential | F8 | Industrial | Food Products | New | Space Heating | Natural Gas | Steam Trap Maintenance | A | Incremental Summer Peak Savings (MW) | Achievable Technical Potential | 0 | 0 | 0 | 0 | 0 | 0 | 0 | 0 | 0 | 0 | 0 | 0 | 0 | 0 | 0 | 0 | 0 | 0 | 0 | 0 | 0 | 0 | 0 | 0 | 0 | 0 | 0 | 0 | 0 | 0 | 0
F9_Industrial_Food Products_New_Space Heating_Natural Gas_Steam Trap Maintenance_A_Achievable Technical Potential | F9 | Industrial | Food Products | New | Space Heating | Natural Gas | Steam Trap Maintenance | A | Incremental Winter Peak Savings (MW) | Achievable Technical Potential | 0 | 0 | 0 | 0 | 0 | 0 | 0 | 0 | 0 | 0 | 0 | 0 | 0 | 0 | 0 | 0 | 0 | 0 | 0 | 0 | 0 | 0 | 0 | 0 | 0 | 0 | 0 | 0 | 0 | 0 | 0
F10_Industrial_Food Products_New_Space Heating_Natural Gas_Steam Trap Maintenance_A_Achievable Technical Potential | F10 | Industrial | Food Products | New | Space Heating | Natural Gas | Steam Trap Maintenance | A | Cumulative Energy Savings (MWh or mTherms) | Achievable Technical Potential | 0 | 0 | 0 | 0 | 0 | 0 | 0 | 0 | 0 | 0 | 0 | 0 | 0 | 0 | 0 | 0 | 0 | 0 | 0 | 0 | 0 | 0 | 0 | 0 | 0 | 0 | 0 | 0 | 0 | 0 | 0
F11_Industrial_Food Products_New_Space Heating_Natural Gas_Steam Trap Maintenance_A_Achievable Technical Potential | F11 | Industrial | Food Products | New | Space Heating | Natural Gas | Steam Trap Maintenance | A | Cumulative Summer Peak Savings (MW) | Achievable Technical Potential | 0 | 0 | 0 | 0 | 0 | 0 | 0 | 0 | 0 | 0 | 0 | 0 | 0 | 0 | 0 | 0 | 0 | 0 | 0 | 0 | 0 | 0 | 0 | 0 | 0 | 0 | 0 | 0 | 0 | 0 | 0
F12_Industrial_Food Products_New_Space Heating_Natural Gas_Steam Trap Maintenance_A_Achievable Technical Potential | F12 | Industrial | Food Products | New | Space Heating | Natural Gas | Steam Trap Maintenance | A | Cumulative Winter Peak Savings (MW) | Achievable Technical Potential | 0 | 0 | 0 | 0 | 0 | 0 | 0 | 0 | 0 | 0 | 0 | 0 | 0 | 0 | 0 | 0 | 0 | 0 | 0 | 0 | 0 | 0 | 0 | 0 | 0 | 0 | 0 | 0 | 0 | 0 | 0
F13_Industrial_Food Products_New_Space Heating_Natural Gas_Steam Trap Maintenance_A_Achievable Technical Potential | F13 | Industrial | Food Products | New | Space Heating | Natural Gas | Steam Trap Maintenance | A | Purchases (Incremental) | Achievable Technical Potential | 0 | 0 | 0 | 0 | 0 | 0 | 0 | 0 | 0 | 0 | 0 | 0 | 0 | 0 | 0 | 0 | 0 | 0 | 0 | 0 | 0 | 0 | 0 | 0 | 0 | 0 | 0 | 0 | 0 | 0 | 0
F14_Industrial_Food Products_New_Space Heating_Natural Gas_Steam Trap Maintenance_A_Achievable Technical Potential | F14 | Industrial | Food Products | New | Space Heating | Natural Gas | Steam Trap Maintenance | A | Purchases (Cumulative) | Achievable Technical Potential | 0 | 0 | 0 | 0 | 0 | 0 | 0 | 0 | 0 | 0 | 0 | 0 | 0 | 0 | 0 | 0 | 0 | 0 | 0 | 0 | 0 | 0 | 0 | 0 | 0 | 0 | 0 | 0 | 0 | 0 | 0
F1_Industrial_Food Products_New_Process_Natural Gas_Steam Trap Maintenance_A_Achievable Technical Potential | F1 | Industrial | Food Products | New | Process | Natural Gas | Steam Trap Maintenance | A | Original Unit Energy Savings (kWh or therms) | Achievable Technical Potential | 0 | 0 | 0 | 0 | 0 | 44.6416 | 44.6416 | 44.6416 | 44.6416 | 44.6416 | 44.6416 | 44.6416 | 44.6416 | 44.6416 | 44.6416 | 44.6416 | 44.6416 | 44.6416 | 44.6416 | 44.6416 | 44.6416 | 44.6416 | 44.6416 | 44.6416 | 44.6416 | 44.6416 | 44.6416 | 44.6416 | 44.6416 | 44.6416 | 44.6416
F2_Industrial_Food Products_New_Process_Natural Gas_Steam Trap Maintenance_A_Achievable Technical Potential | F2 | Industrial | Food Products | New | Process | Natural Gas | Steam Trap Maintenance | A | Original Unit Summer Peak Savings (kW) | Achievable Technical Potential | 0 | 0 | 0 | 0 | 0 | 0 | 0 | 0 | 0 | 0 | 0 | 0 | 0 | 0 | 0 | 0 | 0 | 0 | 0 | 0 | 0 | 0 | 0 | 0 | 0 | 0 | 0 | 0 | 0 | 0 | 0
F3_Industrial_Food Products_New_Process_Natural Gas_Steam Trap Maintenance_A_Achievable Technical Potential | F3 | Industrial | Food Products | New | Process | Natural Gas | Steam Trap Maintenance | A | Original Unit Winter Peak Savings (kW) | Achievable Technical Potential | 0 | 0 | 0 | 0 | 0 | 0 | 0 | 0 | 0 | 0 | 0 | 0 | 0 | 0 | 0 | 0 | 0 | 0 | 0 | 0 | 0 | 0 | 0 | 0 | 0 | 0 | 0 | 0 | 0 | 0 | 0
F4_Industrial_Food Products_New_Process_Natural Gas_Steam Trap Maintenance_A_Achievable Technical Potential | F4 | Industrial | Food Products | New | Process | Natural Gas | Steam Trap Maintenance | A | Standalone Impact on Baseline Energy (%) | Achievable Technical Potential | 0% | 0% | 0% | 0% | 0% | 0% | 0% | 0% | 0% | 0% | 0% | 0% | 0% | 0% | 0% | 0% | 0% | 0% | 0% | 0% | 0% | 0% | 0% | 0% | 0 | 0 | 0 | 0 | 0 | 0 | 0
F5_Industrial_Food Products_New_Process_Natural Gas_Steam Trap Maintenance_A_Achievable Technical Potential | F5 | Industrial | Food Products | New | Process | Natural Gas | Steam Trap Maintenance | A | Standalone Impact on Baseline Summer Peak (%) | Achievable Technical Potential | 0% | 0% | 0% | 0% | 0% | 0% | 0% | 0% | 0% | 0% | 0% | 0% | 0% | 0% | 0% | 0% | 0% | 0% | 0% | 0% | 0% | 0% | 0% | 0% | 0 | 0 | 0 | 0 | 0 | 0 | 0
F6_Industrial_Food Products_New_Process_Natural Gas_Steam Trap Maintenance_A_Achievable Technical Potential | F6 | Industrial | Food Products | New | Process | Natural Gas | Steam Trap Maintenance | A | Standalone Impact on Baseline Winter Peak (%) | Achievable Technical Potential | 0% | 0% | 0% | 0% | 0% | 0% | 0% | 0% | 0% | 0% | 0% | 0% | 0% | 0% | 0% | 0% | 0% | 0% | 0% | 0% | 0% | 0% | 0% | 0% | 0 | 0 | 0 | 0 | 0 | 0 | 0
F7_Industrial_Food Products_New_Process_Natural Gas_Steam Trap Maintenance_A_Achievable Technical Potential | F7 | Industrial | Food Products | New | Process | Natural Gas | Steam Trap Maintenance | A | Incremental Energy Savings (MWh or mTherms) | Achievable Technical Potential | 0 | 0 | 0 | 0 | 0 | 0 | 0 | 0 | 0 | 0 | 0 | 0 | 0 | 0 | 0 | 0 | 0 | 0 | 0 | 0 | 0 | 0 | 0 | 0 | 0 | 0 | 0 | 0 | 0 | 0 | 0
F8_Industrial_Food Products_New_Process_Natural Gas_Steam Trap Maintenance_A_Achievable Technical Potential | F8 | Industrial | Food Products | New | Process | Natural Gas | Steam Trap Maintenance | A | Incremental Summer Peak Savings (MW) | Achievable Technical Potential | 0 | 0 | 0 | 0 | 0 | 0 | 0 | 0 | 0 | 0 | 0 | 0 | 0 | 0 | 0 | 0 | 0 | 0 | 0 | 0 | 0 | 0 | 0 | 0 | 0 | 0 | 0 | 0 | 0 | 0 | 0
F9_Industrial_Food Products_New_Process_Natural Gas_Steam Trap Maintenance_A_Achievable Technical Potential | F9 | Industrial | Food Products | New | Process | Natural Gas | Steam Trap Maintenance | A | Incremental Winter Peak Savings (MW) | Achievable Technical Potential | 0 | 0 | 0 | 0 | 0 | 0 | 0 | 0 | 0 | 0 | 0 | 0 | 0 | 0 | 0 | 0 | 0 | 0 | 0 | 0 | 0 | 0 | 0 | 0 | 0 | 0 | 0 | 0 | 0 | 0 | 0
F10_Industrial_Food Products_New_Process_Natural Gas_Steam Trap Maintenance_A_Achievable Technical Potential | F10 | Industrial | Food Products | New | Process | Natural Gas | Steam Trap Maintenance | A | Cumulative Energy Savings (MWh or mTherms) | Achievable Technical Potential | 0 | 0 | 0 | 0 | 0 | 0 | 0 | 0 | 0 | 0 | 0 | 0 | 0 | 0 | 0 | 0 | 0 | 0 | 0 | 0 | 0 | 0 | 0 | 0 | 0 | 0 | 0 | 0 | 0 | 0 | 0
F11_Industrial_Food Products_New_Process_Natural Gas_Steam Trap Maintenance_A_Achievable Technical Potential | F11 | Industrial | Food Products | New | Process | Natural Gas | Steam Trap Maintenance | A | Cumulative Summer Peak Savings (MW) | Achievable Technical Potential | 0 | 0 | 0 | 0 | 0 | 0 | 0 | 0 | 0 | 0 | 0 | 0 | 0 | 0 | 0 | 0 | 0 | 0 | 0 | 0 | 0 | 0 | 0 | 0 | 0 | 0 | 0 | 0 | 0 | 0 | 0
F12_Industrial_Food Products_New_Process_Natural Gas_Steam Trap Maintenance_A_Achievable Technical Potential | F12 | Industrial | Food Products | New | Process | Natural Gas | Steam Trap Maintenance | A | Cumulative Winter Peak Savings (MW) | Achievable Technical Potential | 0 | 0 | 0 | 0 | 0 | 0 | 0 | 0 | 0 | 0 | 0 | 0 | 0 | 0 | 0 | 0 | 0 | 0 | 0 | 0 | 0 | 0 | 0 | 0 | 0 | 0 | 0 | 0 | 0 | 0 | 0
F13_Industrial_Food Products_New_Process_Natural Gas_Steam Trap Maintenance_A_Achievable Technical Potential | F13 | Industrial | Food Products | New | Process | Natural Gas | Steam Trap Maintenance | A | Purchases (Incremental) | Achievable Technical Potential | 0 | 0 | 0 | 0 | 0 | 0 | 0 | 0 | 0 | 0 | 0 | 0 | 0 | 0 | 0 | 0 | 0 | 0 | 0 | 0 | 0 | 0 | 0 | 0 | 0 | 0 | 0 | 0 | 0 | 0 | 0
F14_Industrial_Food Products_New_Process_Natural Gas_Steam Trap Maintenance_A_Achievable Technical Potential | F14 | Industrial | Food Products | New | Process | Natural Gas | Steam Trap Maintenance | A | Purchases (Cumulative) | Achievable Technical Potential | 0 | 0 | 0 | 0 | 0 | 0 | 0 | 0 | 0 | 0 | 0 | 0 | 0 | 0 | 0 | 0 | 0 | 0 | 0 | 0 | 0 | 0 | 0 | 0 | 0 | 0 | 0 | 0 | 0 | 0 | 0
F1_Industrial_Food Products_New_Space Heating_Natural Gas_Gas Boiler - High Turndown_A_Achievable Technical Potential | F1 | Industrial | Food Products | New | Space Heating | Natural Gas | Gas Boiler - High Turndown | A | Original Unit Energy Savings (kWh or therms) | Achievable Technical Potential | 0 | 0 | 0 | 0 | 0 | 0 | 0 | 0 | 0 | 0 | 0 | 0 | 0 | 0 | 0 | 0 | 0 | 0 | 0 | 0 | 0 | 0 | 0 | 0 | 0 | 0 | 0 | 0 | 0 | 0 | 0
F2_Industrial_Food Products_New_Space Heating_Natural Gas_Gas Boiler - High Turndown_A_Achievable Technical Potential | F2 | Industrial | Food Products | New | Space Heating | Natural Gas | Gas Boiler - High Turndown | A | Original Unit Summer Peak Savings (kW) | Achievable Technical Potential | 0 | 0 | 0 | 0 | 0 | 0 | 0 | 0 | 0 | 0 | 0 | 0 | 0 | 0 | 0 | 0 | 0 | 0 | 0 | 0 | 0 | 0 | 0 | 0 | 0 | 0 | 0 | 0 | 0 | 0 | 0
F3_Industrial_Food Products_New_Space Heating_Natural Gas_Gas Boiler - High Turndown_A_Achievable Technical Potential | F3 | Industrial | Food Products | New | Space Heating | Natural Gas | Gas Boiler - High Turndown | A | Original Unit Winter Peak Savings (kW) | Achievable Technical Potential | 0 | 0 | 0 | 0 | 0 | 0 | 0 | 0 | 0 | 0 | 0 | 0 | 0 | 0 | 0 | 0 | 0 | 0 | 0 | 0 | 0 | 0 | 0 | 0 | 0 | 0 | 0 | 0 | 0 | 0 | 0
F4_Industrial_Food Products_New_Space Heating_Natural Gas_Gas Boiler - High Turndown_A_Achievable Technical Potential | F4 | Industrial | Food Products | New | Space Heating | Natural Gas | Gas Boiler - High Turndown | A | Standalone Impact on Baseline Energy (%) | Achievable Technical Potential | 0% | 0% | 0% | 0% | 0% | 0% | 0% | 0% | 0% | 0% | 0% | 0% | 0% | 0% | 0% | 0% | 0% | 0% | 0% | 0% | 0% | 0% | 0% | 0% | 0 | 0 | 0 | 0 | 0 | 0 | 0
F5_Industrial_Food Products_New_Space Heating_Natural Gas_Gas Boiler - High Turndown_A_Achievable Technical Potential | F5 | Industrial | Food Products | New | Space Heating | Natural Gas | Gas Boiler - High Turndown | A | Standalone Impact on Baseline Summer Peak (%) | Achievable Technical Potential | 0% | 0% | 0% | 0% | 0% | 0% | 0% | 0% | 0% | 0% | 0% | 0% | 0% | 0% | 0% | 0% | 0% | 0% | 0% | 0% | 0% | 0% | 0% | 0% | 0 | 0 | 0 | 0 | 0 | 0 | 0
F6_Industrial_Food Products_New_Space Heating_Natural Gas_Gas Boiler - High Turndown_A_Achievable Technical Potential | F6 | Industrial | Food Products | New | Space Heating | Natural Gas | Gas Boiler - High Turndown | A | Standalone Impact on Baseline Winter Peak (%) | Achievable Technical Potential | 0% | 0% | 0% | 0% | 0% | 0% | 0% | 0% | 0% | 0% | 0% | 0% | 0% | 0% | 0% | 0% | 0% | 0% | 0% | 0% | 0% | 0% | 0% | 0% | 0 | 0 | 0 | 0 | 0 | 0 | 0
F7_Industrial_Food Products_New_Space Heating_Natural Gas_Gas Boiler - High Turndown_A_Achievable Technical Potential | F7 | Industrial | Food Products | New | Space Heating | Natural Gas | Gas Boiler - High Turndown | A | Incremental Energy Savings (MWh or mTherms) | Achievable Technical Potential | 0 | 0 | 0 | 0 | 0 | 0 | 0 | 0 | 0 | 0 | 0 | 0 | 0 | 0 | 0 | 0 | 0 | 0 | 0 | 0 | 0 | 0 | 0 | 0 | 0 | 0 | 0 | 0 | 0 | 0 | 0
F8_Industrial_Food Products_New_Space Heating_Natural Gas_Gas Boiler - High Turndown_A_Achievable Technical Potential | F8 | Industrial | Food Products | New | Space Heating | Natural Gas | Gas Boiler - High Turndown | A | Incremental Summer Peak Savings (MW) | Achievable Technical Potential | 0 | 0 | 0 | 0 | 0 | 0 | 0 | 0 | 0 | 0 | 0 | 0 | 0 | 0 | 0 | 0 | 0 | 0 | 0 | 0 | 0 | 0 | 0 | 0 | 0 | 0 | 0 | 0 | 0 | 0 | 0
F9_Industrial_Food Products_New_Space Heating_Natural Gas_Gas Boiler - High Turndown_A_Achievable Technical Potential | F9 | Industrial | Food Products | New | Space Heating | Natural Gas | Gas Boiler - High Turndown | A | Incremental Winter Peak Savings (MW) | Achievable Technical Potential | 0 | 0 | 0 | 0 | 0 | 0 | 0 | 0 | 0 | 0 | 0 | 0 | 0 | 0 | 0 | 0 | 0 | 0 | 0 | 0 | 0 | 0 | 0 | 0 | 0 | 0 | 0 | 0 | 0 | 0 | 0
F10_Industrial_Food Products_New_Space Heating_Natural Gas_Gas Boiler - High Turndown_A_Achievable Technical Potential | F10 | Industrial | Food Products | New | Space Heating | Natural Gas | Gas Boiler - High Turndown | A | Cumulative Energy Savings (MWh or mTherms) | Achievable Technical Potential | 0 | 0 | 0 | 0 | 0 | 0 | 0 | 0 | 0 | 0 | 0 | 0 | 0 | 0 | 0 | 0 | 0 | 0 | 0 | 0 | 0 | 0 | 0 | 0 | 0 | 0 | 0 | 0 | 0 | 0 | 0
F11_Industrial_Food Products_New_Space Heating_Natural Gas_Gas Boiler - High Turndown_A_Achievable Technical Potential | F11 | Industrial | Food Products | New | Space Heating | Natural Gas | Gas Boiler - High Turndown | A | Cumulative Summer Peak Savings (MW) | Achievable Technical Potential | 0 | 0 | 0 | 0 | 0 | 0 | 0 | 0 | 0 | 0 | 0 | 0 | 0 | 0 | 0 | 0 | 0 | 0 | 0 | 0 | 0 | 0 | 0 | 0 | 0 | 0 | 0 | 0 | 0 | 0 | 0
F12_Industrial_Food Products_New_Space Heating_Natural Gas_Gas Boiler - High Turndown_A_Achievable Technical Potential | F12 | Industrial | Food Products | New | Space Heating | Natural Gas | Gas Boiler - High Turndown | A | Cumulative Winter Peak Savings (MW) | Achievable Technical Potential | 0 | 0 | 0 | 0 | 0 | 0 | 0 | 0 | 0 | 0 | 0 | 0 | 0 | 0 | 0 | 0 | 0 | 0 | 0 | 0 | 0 | 0 | 0 | 0 | 0 | 0 | 0 | 0 | 0 | 0 | 0
F13_Industrial_Food Products_New_Space Heating_Natural Gas_Gas Boiler - High Turndown_A_Achievable Technical Potential | F13 | Industrial | Food Products | New | Space Heating | Natural Gas | Gas Boiler - High Turndown | A | Purchases (Incremental) | Achievable Technical Potential | 0 | 0 | 0 | 0 | 0 | 0 | 0 | 0 | 0 | 0 | 0 | 0 | 0 | 0 | 0 | 0 | 0 | 0 | 0 | 0 | 0 | 0 | 0 | 0 | 0 | 0 | 0 | 0 | 0 | 0 | 0
F14_Industrial_Food Products_New_Space Heating_Natural Gas_Gas Boiler - High Turndown_A_Achievable Technical Potential | F14 | Industrial | Food Products | New | Space Heating | Natural Gas | Gas Boiler - High Turndown | A | Purchases (Cumulative) | Achievable Technical Potential | 0 | 0 | 0 | 0 | 0 | 0 | 0 | 0 | 0 | 0 | 0 | 0 | 0 | 0 | 0 | 0 | 0 | 0 | 0 | 0 | 0 | 0 | 0 | 0 | 0 | 0 | 0 | 0 | 0 | 0 | 0
F1_Industrial_Food Products_New_Process_Natural Gas_Gas Boiler - High Turndown_A_Achievable Technical Potential | F1 | Industrial | Food Products | New | Process | Natural Gas | Gas Boiler - High Turndown | A | Original Unit Energy Savings (kWh or therms) | Achievable Technical Potential | 0 | 0 | 0 | 0 | 0 | 47.3863 | 47.3863 | 47.3863 | 47.3863 | 47.3863 | 47.3863 | 47.3863 | 47.3863 | 47.3863 | 47.3863 | 47.3863 | 47.3863 | 47.3863 | 47.3863 | 47.3863 | 47.3863 | 47.3863 | 47.3863 | 47.3863 | 47.3863 | 47.3863 | 47.3863 | 47.3863 | 47.3863 | 47.3863 | 47.3863
F2_Industrial_Food Products_New_Process_Natural Gas_Gas Boiler - High Turndown_A_Achievable Technical Potential | F2 | Industrial | Food Products | New | Process | Natural Gas | Gas Boiler - High Turndown | A | Original Unit Summer Peak Savings (kW) | Achievable Technical Potential | 0 | 0 | 0 | 0 | 0 | 0 | 0 | 0 | 0 | 0 | 0 | 0 | 0 | 0 | 0 | 0 | 0 | 0 | 0 | 0 | 0 | 0 | 0 | 0 | 0 | 0 | 0 | 0 | 0 | 0 | 0
F3_Industrial_Food Products_New_Process_Natural Gas_Gas Boiler - High Turndown_A_Achievable Technical Potential | F3 | Industrial | Food Products | New | Process | Natural Gas | Gas Boiler - High Turndown | A | Original Unit Winter Peak Savings (kW) | Achievable Technical Potential | 0 | 0 | 0 | 0 | 0 | 0 | 0 | 0 | 0 | 0 | 0 | 0 | 0 | 0 | 0 | 0 | 0 | 0 | 0 | 0 | 0 | 0 | 0 | 0 | 0 | 0 | 0 | 0 | 0 | 0 | 0
F4_Industrial_Food Products_New_Process_Natural Gas_Gas Boiler - High Turndown_A_Achievable Technical Potential | F4 | Industrial | Food Products | New | Process | Natural Gas | Gas Boiler - High Turndown | A | Standalone Impact on Baseline Energy (%) | Achievable Technical Potential | 0% | 0% | 0% | 0% | 0% | 0.02352% | 0.04337% | 0.06104% | 0.07734% | 0.09268% | 0.105% | 0.1128% | 0.1174% | 0.1197% | 0.1203% | 0.1196% | 0.1181% | 0.116% | 0.1134% | 0.1107% | 0.1054% | 0.1007% | 0.09639% | 0.09245% | 0.00088829 | 0.00085492 | 0.00082405 | 0.0007954 | 0 | 0 | 0
F5_Industrial_Food Products_New_Process_Natural Gas_Gas Boiler - High Turndown_A_Achievable Technical Potential | F5 | Industrial | Food Products | New | Process | Natural Gas | Gas Boiler - High Turndown | A | Standalone Impact on Baseline Summer Peak (%) | Achievable Technical Potential | 0% | 0% | 0% | 0% | 0% | 0% | 0% | 0% | 0% | 0% | 0% | 0% | 0% | 0% | 0% | 0% | 0% | 0% | 0% | 0% | 0% | 0% | 0% | 0% | 0 | 0 | 0 | 0 | 0 | 0 | 0
F6_Industrial_Food Products_New_Process_Natural Gas_Gas Boiler - High Turndown_A_Achievable Technical Potential | F6 | Industrial | Food Products | New | Process | Natural Gas | Gas Boiler - High Turndown | A | Standalone Impact on Baseline Winter Peak (%) | Achievable Technical Potential | 0% | 0% | 0% | 0% | 0% | 0% | 0% | 0% | 0% | 0% | 0% | 0% | 0% | 0% | 0% | 0% | 0% | 0% | 0% | 0% | 0% | 0% | 0% | 0% | 0 | 0 | 0 | 0 | 0 | 0 | 0
F7_Industrial_Food Products_New_Process_Natural Gas_Gas Boiler - High Turndown_A_Achievable Technical Potential | F7 | Industrial | Food Products | New | Process | Natural Gas | Gas Boiler - High Turndown | A | Incremental Energy Savings (MWh or mTherms) | Achievable Technical Potential | 0 | 0 | 0 | 0 | 0 | 0.13439 | 0.15922 | 0.18403 | 0.2087 | 0.23338 | 0.23227 | 0.20338 | 0.17671 | 0.15255 | 0.13085 | 0.11175 | 0.095001 | 0.080484 | 0.067955 | 0.057193 | 0.13439 | 0.15922 | 0.18403 | 0.2087 | 0.23338 | 0.23227 | 0.20338 | 0.17671 | 0.15255 | 0.13085 | 0.11175
F8_Industrial_Food Products_New_Process_Natural Gas_Gas Boiler - High Turndown_A_Achievable Technical Potential | F8 | Industrial | Food Products | New | Process | Natural Gas | Gas Boiler - High Turndown | A | Incremental Summer Peak Savings (MW) | Achievable Technical Potential | 0 | 0 | 0 | 0 | 0 | 0 | 0 | 0 | 0 | 0 | 0 | 0 | 0 | 0 | 0 | 0 | 0 | 0 | 0 | 0 | 0 | 0 | 0 | 0 | 0 | 0 | 0 | 0 | 0 | 0 | 0
F9_Industrial_Food Products_New_Process_Natural Gas_Gas Boiler - High Turndown_A_Achievable Technical Potential | F9 | Industrial | Food Products | New | Process | Natural Gas | Gas Boiler - High Turndown | A | Incremental Winter Peak Savings (MW) | Achievable Technical Potential | 0 | 0 | 0 | 0 | 0 | 0 | 0 | 0 | 0 | 0 | 0 | 0 | 0 | 0 | 0 | 0 | 0 | 0 | 0 | 0 | 0 | 0 | 0 | 0 | 0 | 0 | 0 | 0 | 0 | 0 | 0
F10_Industrial_Food Products_New_Process_Natural Gas_Gas Boiler - High Turndown_A_Achievable Technical Potential | F10 | Industrial | Food Products | New | Process | Natural Gas | Gas Boiler - High Turndown | A | Cumulative Energy Savings (MWh or mTherms) | Achievable Technical Potential | 0 | 0 | 0 | 0 | 0 | 0.13439 | 0.29362 | 0.47765 | 0.68635 | 0.91973 | 1.152 | 1.3554 | 1.5321 | 1.6846 | 1.8155 | 1.9272 | 2.0222 | 2.1027 | 2.1707 | 2.2279 | 2.2279 | 2.2279 | 2.2279 | 2.2279 | 2.2279 | 2.2279 | 2.2279 | 2.2279 | 2.2279 | 2.2279 | 2.2279
F11_Industrial_Food Products_New_Process_Natural Gas_Gas Boiler - High Turndown_A_Achievable Technical Potential | F11 | Industrial | Food Products | New | Process | Natural Gas | Gas Boiler - High Turndown | A | Cumulative Summer Peak Savings (MW) | Achievable Technical Potential | 0 | 0 | 0 | 0 | 0 | 0 | 0 | 0 | 0 | 0 | 0 | 0 | 0 | 0 | 0 | 0 | 0 | 0 | 0 | 0 | 0 | 0 | 0 | 0 | 0 | 0 | 0 | 0 | 0 | 0 | 0
F12_Industrial_Food Products_New_Process_Natural Gas_Gas Boiler - High Turndown_A_Achievable Technical Potential | F12 | Industrial | Food Products | New | Process | Natural Gas | Gas Boiler - High Turndown | A | Cumulative Winter Peak Savings (MW) | Achievable Technical Potential | 0 | 0 | 0 | 0 | 0 | 0 | 0 | 0 | 0 | 0 | 0 | 0 | 0 | 0 | 0 | 0 | 0 | 0 | 0 | 0 | 0 | 0 | 0 | 0 | 0 | 0 | 0 | 0 | 0 | 0 | 0
F13_Industrial_Food Products_New_Process_Natural Gas_Gas Boiler - High Turndown_A_Achievable Technical Potential | F13 | Industrial | Food Products | New | Process | Natural Gas | Gas Boiler - High Turndown | A | Purchases (Incremental) | Achievable Technical Potential | 0 | 0 | 0 | 0 | 0 | 2.8362 | 3.3601 | 3.8837 | 4.4042 | 4.9251 | 4.9017 | 4.2919 | 3.7291 | 3.2193 | 2.7613 | 2.3582 | 2.0048 | 1.6985 | 1.4341 | 1.207 | 2.8362 | 3.3601 | 3.8837 | 4.4042 | 4.9251 | 4.9017 | 4.2919 | 3.7291 | 3.2193 | 2.7613 | 2.3582
F14_Industrial_Food Products_New_Process_Natural Gas_Gas Boiler - High Turndown_A_Achievable Technical Potential | F14 | Industrial | Food Products | New | Process | Natural Gas | Gas Boiler - High Turndown | A | Purchases (Cumulative) | Achievable Technical Potential | 0 | 0 | 0 | 0 | 0 | 2.8362 | 6.1962 | 10.0799 | 14.4842 | 19.4092 | 24.3109 | 28.6028 | 32.3319 | 35.5512 | 38.3125 | 40.6707 | 42.6755 | 44.374 | 45.8081 | 47.015 | 47.015 | 47.015 | 47.015 | 47.015 | 47.015 | 47.015 | 47.015 | 47.015 | 47.015 | 47.015 | 47.015
F1_Industrial_Food Products_New_Space Heating_Natural Gas_Gas Boiler - Burner Control Optimization_A_Achievable Technical Potential | F1 | Industrial | Food Products | New | Space Heating | Natural Gas | Gas Boiler - Burner Control Optimization | A | Original Unit Energy Savings (kWh or therms) | Achievable Technical Potential | 0 | 0 | 0 | 0 | 0 | 0 | 0 | 0 | 0 | 0 | 0 | 0 | 0 | 0 | 0 | 0 | 0 | 0 | 0 | 0 | 0 | 0 | 0 | 0 | 0 | 0 | 0 | 0 | 0 | 0 | 0
F2_Industrial_Food Products_New_Space Heating_Natural Gas_Gas Boiler - Burner Control Optimization_A_Achievable Technical Potential | F2 | Industrial | Food Products | New | Space Heating | Natural Gas | Gas Boiler - Burner Control Optimization | A | Original Unit Summer Peak Savings (kW) | Achievable Technical Potential | 0 | 0 | 0 | 0 | 0 | 0 | 0 | 0 | 0 | 0 | 0 | 0 | 0 | 0 | 0 | 0 | 0 | 0 | 0 | 0 | 0 | 0 | 0 | 0 | 0 | 0 | 0 | 0 | 0 | 0 | 0
F3_Industrial_Food Products_New_Space Heating_Natural Gas_Gas Boiler - Burner Control Optimization_A_Achievable Technical Potential | F3 | Industrial | Food Products | New | Space Heating | Natural Gas | Gas Boiler - Burner Control Optimization | A | Original Unit Winter Peak Savings (kW) | Achievable Technical Potential | 0 | 0 | 0 | 0 | 0 | 0 | 0 | 0 | 0 | 0 | 0 | 0 | 0 | 0 | 0 | 0 | 0 | 0 | 0 | 0 | 0 | 0 | 0 | 0 | 0 | 0 | 0 | 0 | 0 | 0 | 0
F4_Industrial_Food Products_New_Space Heating_Natural Gas_Gas Boiler - Burner Control Optimization_A_Achievable Technical Potential | F4 | Industrial | Food Products | New | Space Heating | Natural Gas | Gas Boiler - Burner Control Optimization | A | Standalone Impact on Baseline Energy (%) | Achievable Technical Potential | 0% | 0% | 0% | 0% | 0% | 0% | 0% | 0% | 0% | 0% | 0% | 0% | 0% | 0% | 0% | 0% | 0% | 0% | 0% | 0% | 0% | 0% | 0% | 0% | 0 | 0 | 0 | 0 | 0 | 0 | 0
F5_Industrial_Food Products_New_Space Heating_Natural Gas_Gas Boiler - Burner Control Optimization_A_Achievable Technical Potential | F5 | Industrial | Food Products | New | Space Heating | Natural Gas | Gas Boiler - Burner Control Optimization | A | Standalone Impact on Baseline Summer Peak (%) | Achievable Technical Potential | 0% | 0% | 0% | 0% | 0% | 0% | 0% | 0% | 0% | 0% | 0% | 0% | 0% | 0% | 0% | 0% | 0% | 0% | 0% | 0% | 0% | 0% | 0% | 0% | 0 | 0 | 0 | 0 | 0 | 0 | 0
F6_Industrial_Food Products_New_Space Heating_Natural Gas_Gas Boiler - Burner Control Optimization_A_Achievable Technical Potential | F6 | Industrial | Food Products | New | Space Heating | Natural Gas | Gas Boiler - Burner Control Optimization | A | Standalone Impact on Baseline Winter Peak (%) | Achievable Technical Potential | 0% | 0% | 0% | 0% | 0% | 0% | 0% | 0% | 0% | 0% | 0% | 0% | 0% | 0% | 0% | 0% | 0% | 0% | 0% | 0% | 0% | 0% | 0% | 0% | 0 | 0 | 0 | 0 | 0 | 0 | 0
F7_Industrial_Food Products_New_Space Heating_Natural Gas_Gas Boiler - Burner Control Optimization_A_Achievable Technical Potential | F7 | Industrial | Food Products | New | Space Heating | Natural Gas | Gas Boiler - Burner Control Optimization | A | Incremental Energy Savings (MWh or mTherms) | Achievable Technical Potential | 0 | 0 | 0 | 0 | 0 | 0 | 0 | 0 | 0 | 0 | 0 | 0 | 0 | 0 | 0 | 0 | 0 | 0 | 0 | 0 | 0 | 0 | 0 | 0 | 0 | 0 | 0 | 0 | 0 | 0 | 0
F8_Industrial_Food Products_New_Space Heating_Natural Gas_Gas Boiler - Burner Control Optimization_A_Achievable Technical Potential | F8 | Industrial | Food Products | New | Space Heating | Natural Gas | Gas Boiler - Burner Control Optimization | A | Incremental Summer Peak Savings (MW) | Achievable Technical Potential | 0 | 0 | 0 | 0 | 0 | 0 | 0 | 0 | 0 | 0 | 0 | 0 | 0 | 0 | 0 | 0 | 0 | 0 | 0 | 0 | 0 | 0 | 0 | 0 | 0 | 0 | 0 | 0 | 0 | 0 | 0
F9_Industrial_Food Products_New_Space Heating_Natural Gas_Gas Boiler - Burner Control Optimization_A_Achievable Technical Potential | F9 | Industrial | Food Products | New | Space Heating | Natural Gas | Gas Boiler - Burner Control Optimization | A | Incremental Winter Peak Savings (MW) | Achievable Technical Potential | 0 | 0 | 0 | 0 | 0 | 0 | 0 | 0 | 0 | 0 | 0 | 0 | 0 | 0 | 0 | 0 | 0 | 0 | 0 | 0 | 0 | 0 | 0 | 0 | 0 | 0 | 0 | 0 | 0 | 0 | 0
F10_Industrial_Food Products_New_Space Heating_Natural Gas_Gas Boiler - Burner Control Optimization_A_Achievable Technical Potential | F10 | Industrial | Food Products | New | Space Heating | Natural Gas | Gas Boiler - Burner Control Optimization | A | Cumulative Energy Savings (MWh or mTherms) | Achievable Technical Potential | 0 | 0 | 0 | 0 | 0 | 0 | 0 | 0 | 0 | 0 | 0 | 0 | 0 | 0 | 0 | 0 | 0 | 0 | 0 | 0 | 0 | 0 | 0 | 0 | 0 | 0 | 0 | 0 | 0 | 0 | 0
F11_Industrial_Food Products_New_Space Heating_Natural Gas_Gas Boiler - Burner Control Optimization_A_Achievable Technical Potential | F11 | Industrial | Food Products | New | Space Heating | Natural Gas | Gas Boiler - Burner Control Optimization | A | Cumulative Summer Peak Savings (MW) | Achievable Technical Potential | 0 | 0 | 0 | 0 | 0 | 0 | 0 | 0 | 0 | 0 | 0 | 0 | 0 | 0 | 0 | 0 | 0 | 0 | 0 | 0 | 0 | 0 | 0 | 0 | 0 | 0 | 0 | 0 | 0 | 0 | 0
F12_Industrial_Food Products_New_Space Heating_Natural Gas_Gas Boiler - Burner Control Optimization_A_Achievable Technical Potential | F12 | Industrial | Food Products | New | Space Heating | Natural Gas | Gas Boiler - Burner Control Optimization | A | Cumulative Winter Peak Savings (MW) | Achievable Technical Potential | 0 | 0 | 0 | 0 | 0 | 0 | 0 | 0 | 0 | 0 | 0 | 0 | 0 | 0 | 0 | 0 | 0 | 0 | 0 | 0 | 0 | 0 | 0 | 0 | 0 | 0 | 0 | 0 | 0 | 0 | 0
F13_Industrial_Food Products_New_Space Heating_Natural Gas_Gas Boiler - Burner Control Optimization_A_Achievable Technical Potential | F13 | Industrial | Food Products | New | Space Heating | Natural Gas | Gas Boiler - Burner Control Optimization | A | Purchases (Incremental) | Achievable Technical Potential | 0 | 0 | 0 | 0 | 0 | 0 | 0 | 0 | 0 | 0 | 0 | 0 | 0 | 0 | 0 | 0 | 0 | 0 | 0 | 0 | 0 | 0 | 0 | 0 | 0 | 0 | 0 | 0 | 0 | 0 | 0
F14_Industrial_Food Products_New_Space Heating_Natural Gas_Gas Boiler - Burner Control Optimization_A_Achievable Technical Potential | F14 | Industrial | Food Products | New | Space Heating | Natural Gas | Gas Boiler - Burner Control Optimization | A | Purchases (Cumulative) | Achievable Technical Potential | 0 | 0 | 0 | 0 | 0 | 0 | 0 | 0 | 0 | 0 | 0 | 0 | 0 | 0 | 0 | 0 | 0 | 0 | 0 | 0 | 0 | 0 | 0 | 0 | 0 | 0 | 0 | 0 | 0 | 0 | 0
F1_Industrial_Food Products_New_Process_Natural Gas_Gas Boiler - Burner Control Optimization_A_Achievable Technical Potential | F1 | Industrial | Food Products | New | Process | Natural Gas | Gas Boiler - Burner Control Optimization | A | Original Unit Energy Savings (kWh or therms) | Achievable Technical Potential | 0 | 0 | 0 | 0 | 0 | 13.742 | 13.742 | 13.742 | 13.742 | 13.742 | 13.742 | 13.742 | 13.742 | 13.742 | 13.742 | 13.742 | 13.742 | 13.742 | 13.742 | 13.742 | 13.742 | 13.742 | 13.742 | 13.742 | 13.742 | 13.742 | 13.742 | 13.742 | 13.742 | 13.742 | 13.742
F2_Industrial_Food Products_New_Process_Natural Gas_Gas Boiler - Burner Control Optimization_A_Achievable Technical Potential | F2 | Industrial | Food Products | New | Process | Natural Gas | Gas Boiler - Burner Control Optimization | A | Original Unit Summer Peak Savings (kW) | Achievable Technical Potential | 0 | 0 | 0 | 0 | 0 | 0 | 0 | 0 | 0 | 0 | 0 | 0 | 0 | 0 | 0 | 0 | 0 | 0 | 0 | 0 | 0 | 0 | 0 | 0 | 0 | 0 | 0 | 0 | 0 | 0 | 0
F3_Industrial_Food Products_New_Process_Natural Gas_Gas Boiler - Burner Control Optimization_A_Achievable Technical Potential | F3 | Industrial | Food Products | New | Process | Natural Gas | Gas Boiler - Burner Control Optimization | A | Original Unit Winter Peak Savings (kW) | Achievable Technical Potential | 0 | 0 | 0 | 0 | 0 | 0 | 0 | 0 | 0 | 0 | 0 | 0 | 0 | 0 | 0 | 0 | 0 | 0 | 0 | 0 | 0 | 0 | 0 | 0 | 0 | 0 | 0 | 0 | 0 | 0 | 0
F4_Industrial_Food Products_New_Process_Natural Gas_Gas Boiler - Burner Control Optimization_A_Achievable Technical Potential | F4 | Industrial | Food Products | New | Process | Natural Gas | Gas Boiler - Burner Control Optimization | A | Standalone Impact on Baseline Energy (%) | Achievable Technical Potential | 0% | 0% | 0% | 0% | 0% | 0.00184% | 0.004445% | 0.009629% | 0.01861% | 0.03239% | 0.05133% | 0.07495% | 0.1017% | 0.1295% | 0.1561% | 0.1791% | 0.1973% | 0.21% | 0.2174% | 0.2203% | 0.2194% | 0.2159% | 0.2107% | 0.2041% | 0.0019696 | 0.0018956 | 0.0018271 | 0.0017636 | 0 | 0 | 0
F5_Industrial_Food Products_New_Process_Natural Gas_Gas Boiler - Burner Control Optimization_A_Achievable Technical Potential | F5 | Industrial | Food Products | New | Process | Natural Gas | Gas Boiler - Burner Control Optimization | A | Standalone Impact on Baseline Summer Peak (%) | Achievable Technical Potential | 0% | 0% | 0% | 0% | 0% | 0% | 0% | 0% | 0% | 0% | 0% | 0% | 0% | 0% | 0% | 0% | 0% | 0% | 0% | 0% | 0% | 0% | 0% | 0% | 0 | 0 | 0 | 0 | 0 | 0 | 0
F6_Industrial_Food Products_New_Process_Natural Gas_Gas Boiler - Burner Control Optimization_A_Achievable Technical Potential | F6 | Industrial | Food Products | New | Process | Natural Gas | Gas Boiler - Burner Control Optimization | A | Standalone Impact on Baseline Winter Peak (%) | Achievable Technical Potential | 0% | 0% | 0% | 0% | 0% | 0% | 0% | 0% | 0% | 0% | 0% | 0% | 0% | 0% | 0% | 0% | 0% | 0% | 0% | 0% | 0% | 0% | 0% | 0% | 0 | 0 | 0 | 0 | 0 | 0 | 0
F7_Industrial_Food Products_New_Process_Natural Gas_Gas Boiler - Burner Control Optimization_A_Achievable Technical Potential | F7 | Industrial | Food Products | New | Process | Natural Gas | Gas Boiler - Burner Control Optimization | A | Incremental Energy Savings (MWh or mTherms) | Achievable Technical Potential | 0 | 0 | 0 | 0 | 0 | 0.010514 | 0.019579 | 0.045261 | 0.089822 | 0.15625 | 0.2419 | 0.33696 | 0.42697 | 0.49619 | 0.53199 | 0.53006 | 0.49287 | 0.42983 | 0.35284 | 0.27352 | 0.20095 | 0.14026 | 0.093246 | 0.059179 | 0.041702 | 0.045261 | 0.089822 | 0.15625 | 0.2419 | 0.33696 | 0.42697
F8_Industrial_Food Products_New_Process_Natural Gas_Gas Boiler - Burner Control Optimization_A_Achievable Technical Potential | F8 | Industrial | Food Products | New | Process | Natural Gas | Gas Boiler - Burner Control Optimization | A | Incremental Summer Peak Savings (MW) | Achievable Technical Potential | 0 | 0 | 0 | 0 | 0 | 0 | 0 | 0 | 0 | 0 | 0 | 0 | 0 | 0 | 0 | 0 | 0 | 0 | 0 | 0 | 0 | 0 | 0 | 0 | 0 | 0 | 0 | 0 | 0 | 0 | 0
F9_Industrial_Food Products_New_Process_Natural Gas_Gas Boiler - Burner Control Optimization_A_Achievable Technical Potential | F9 | Industrial | Food Products | New | Process | Natural Gas | Gas Boiler - Burner Control Optimization | A | Incremental Winter Peak Savings (MW) | Achievable Technical Potential | 0 | 0 | 0 | 0 | 0 | 0 | 0 | 0 | 0 | 0 | 0 | 0 | 0 | 0 | 0 | 0 | 0 | 0 | 0 | 0 | 0 | 0 | 0 | 0 | 0 | 0 | 0 | 0 | 0 | 0 | 0
F10_Industrial_Food Products_New_Process_Natural Gas_Gas Boiler - Burner Control Optimization_A_Achievable Technical Potential | F10 | Industrial | Food Products | New | Process | Natural Gas | Gas Boiler - Burner Control Optimization | A | Cumulative Energy Savings (MWh or mTherms) | Achievable Technical Potential | 0 | 0 | 0 | 0 | 0 | 0.010514 | 0.030093 | 0.075353 | 0.16518 | 0.32142 | 0.56332 | 0.90028 | 1.3272 | 1.8234 | 2.3554 | 2.8855 | 3.3783 | 3.8082 | 4.161 | 4.4345 | 4.6355 | 4.7757 | 4.869 | 4.9177 | 4.9398 | 4.9398 | 4.9398 | 4.9398 | 4.9398 | 4.9398 | 4.9398
F11_Industrial_Food Products_New_Process_Natural Gas_Gas Boiler - Burner Control Optimization_A_Achievable Technical Potential | F11 | Industrial | Food Products | New | Process | Natural Gas | Gas Boiler - Burner Control Optimization | A | Cumulative Summer Peak Savings (MW) | Achievable Technical Potential | 0 | 0 | 0 | 0 | 0 | 0 | 0 | 0 | 0 | 0 | 0 | 0 | 0 | 0 | 0 | 0 | 0 | 0 | 0 | 0 | 0 | 0 | 0 | 0 | 0 | 0 | 0 | 0 | 0 | 0 | 0
F12_Industrial_Food Products_New_Process_Natural Gas_Gas Boiler - Burner Control Optimization_A_Achievable Technical Potential | F12 | Industrial | Food Products | New | Process | Natural Gas | Gas Boiler - Burner Control Optimization | A | Cumulative Winter Peak Savings (MW) | Achievable Technical Potential | 0 | 0 | 0 | 0 | 0 | 0 | 0 | 0 | 0 | 0 | 0 | 0 | 0 | 0 | 0 | 0 | 0 | 0 | 0 | 0 | 0 | 0 | 0 | 0 | 0 | 0 | 0 | 0 | 0 | 0 | 0
F13_Industrial_Food Products_New_Process_Natural Gas_Gas Boiler - Burner Control Optimization_A_Achievable Technical Potential | F13 | Industrial | Food Products | New | Process | Natural Gas | Gas Boiler - Burner Control Optimization | A | Purchases (Incremental) | Achievable Technical Potential | 0 | 0 | 0 | 0 | 0 | 0.76507 | 1.4248 | 3.2936 | 6.5363 | 11.37 | 17.6027 | 24.5204 | 31.0701 | 36.1072 | 38.7123 | 38.5721 | 35.8659 | 31.2788 | 25.6761 | 19.9038 | 14.6227 | 10.2065 | 6.7855 | 4.3064 | 3.0346 | 3.2936 | 6.5363 | 11.37 | 17.6027 | 24.5204 | 31.0701
F14_Industrial_Food Products_New_Process_Natural Gas_Gas Boiler - Burner Control Optimization_A_Achievable Technical Potential | F14 | Industrial | Food Products | New | Process | Natural Gas | Gas Boiler - Burner Control Optimization | A | Purchases (Cumulative) | Achievable Technical Potential | 0 | 0 | 0 | 0 | 0 | 0.76507 | 2.1898 | 5.4834 | 12.0198 | 23.3898 | 40.9925 | 65.5128 | 96.583 | 132.6902 | 171.4025 | 209.9747 | 245.8405 | 277.1193 | 302.7954 | 322.6992 | 337.3219 | 347.5284 | 354.3139 | 357.8552 | 359.4651 | 359.4651 | 359.4651 | 359.4651 | 359.4651 | 359.4651 | 359.4651
F1_Industrial_Food Products_New_Space Heating_Natural Gas_HVAC - Demand Controlled Ventilation_A_Achievable Technical Potential | F1 | Industrial | Food Products | New | Space Heating | Natural Gas | HVAC - Demand Controlled Ventilation | A | Original Unit Energy Savings (kWh or therms) | Achievable Technical Potential | 0 | 0 | 0 | 0 | 0 | 0 | 0 | 0 | 0 | 0 | 0 | 0 | 0 | 0 | 0 | 0 | 0 | 0 | 0 | 0 | 0 | 0 | 0 | 0 | 0 | 0 | 0 | 0 | 0 | 0 | 0
F2_Industrial_Food Products_New_Space Heating_Natural Gas_HVAC - Demand Controlled Ventilation_A_Achievable Technical Potential | F2 | Industrial | Food Products | New | Space Heating | Natural Gas | HVAC - Demand Controlled Ventilation | A | Original Unit Summer Peak Savings (kW) | Achievable Technical Potential | 0 | 0 | 0 | 0 | 0 | 0 | 0 | 0 | 0 | 0 | 0 | 0 | 0 | 0 | 0 | 0 | 0 | 0 | 0 | 0 | 0 | 0 | 0 | 0 | 0 | 0 | 0 | 0 | 0 | 0 | 0
F3_Industrial_Food Products_New_Space Heating_Natural Gas_HVAC - Demand Controlled Ventilation_A_Achievable Technical Potential | F3 | Industrial | Food Products | New | Space Heating | Natural Gas | HVAC - Demand Controlled Ventilation | A | Original Unit Winter Peak Savings (kW) | Achievable Technical Potential | 0 | 0 | 0 | 0 | 0 | 0 | 0 | 0 | 0 | 0 | 0 | 0 | 0 | 0 | 0 | 0 | 0 | 0 | 0 | 0 | 0 | 0 | 0 | 0 | 0 | 0 | 0 | 0 | 0 | 0 | 0
F4_Industrial_Food Products_New_Space Heating_Natural Gas_HVAC - Demand Controlled Ventilation_A_Achievable Technical Potential | F4 | Industrial | Food Products | New | Space Heating | Natural Gas | HVAC - Demand Controlled Ventilation | A | Standalone Impact on Baseline Energy (%) | Achievable Technical Potential | 0% | 0% | 0% | 0% | 0% | 0% | 0% | 0% | 0% | 0% | 0% | 0% | 0% | 0% | 0% | 0% | 0% | 0% | 0% | 0% | 0% | 0% | 0% | 0% | 0 | 0 | 0 | 0 | 0 | 0 | 0
F5_Industrial_Food Products_New_Space Heating_Natural Gas_HVAC - Demand Controlled Ventilation_A_Achievable Technical Potential | F5 | Industrial | Food Products | New | Space Heating | Natural Gas | HVAC - Demand Controlled Ventilation | A | Standalone Impact on Baseline Summer Peak (%) | Achievable Technical Potential | 0% | 0% | 0% | 0% | 0% | 0% | 0% | 0% | 0% | 0% | 0% | 0% | 0% | 0% | 0% | 0% | 0% | 0% | 0% | 0% | 0% | 0% | 0% | 0% | 0 | 0 | 0 | 0 | 0 | 0 | 0
F6_Industrial_Food Products_New_Space Heating_Natural Gas_HVAC - Demand Controlled Ventilation_A_Achievable Technical Potential | F6 | Industrial | Food Products | New | Space Heating | Natural Gas | HVAC - Demand Controlled Ventilation | A | Standalone Impact on Baseline Winter Peak (%) | Achievable Technical Potential | 0% | 0% | 0% | 0% | 0% | 0% | 0% | 0% | 0% | 0% | 0% | 0% | 0% | 0% | 0% | 0% | 0% | 0% | 0% | 0% | 0% | 0% | 0% | 0% | 0 | 0 | 0 | 0 | 0 | 0 | 0
F7_Industrial_Food Products_New_Space Heating_Natural Gas_HVAC - Demand Controlled Ventilation_A_Achievable Technical Potential | F7 | Industrial | Food Products | New | Space Heating | Natural Gas | HVAC - Demand Controlled Ventilation | A | Incremental Energy Savings (MWh or mTherms) | Achievable Technical Potential | 0 | 0 | 0 | 0 | 0 | 0 | 0 | 0 | 0 | 0 | 0 | 0 | 0 | 0 | 0 | 0 | 0 | 0 | 0 | 0 | 0 | 0 | 0 | 0 | 0 | 0 | 0 | 0 | 0 | 0 | 0
F8_Industrial_Food Products_New_Space Heating_Natural Gas_HVAC - Demand Controlled Ventilation_A_Achievable Technical Potential | F8 | Industrial | Food Products | New | Space Heating | Natural Gas | HVAC - Demand Controlled Ventilation | A | Incremental Summer Peak Savings (MW) | Achievable Technical Potential | 0 | 0 | 0 | 0 | 0 | 0 | 0 | 0 | 0 | 0 | 0 | 0 | 0 | 0 | 0 | 0 | 0 | 0 | 0 | 0 | 0 | 0 | 0 | 0 | 0 | 0 | 0 | 0 | 0 | 0 | 0
F9_Industrial_Food Products_New_Space Heating_Natural Gas_HVAC - Demand Controlled Ventilation_A_Achievable Technical Potential | F9 | Industrial | Food Products | New | Space Heating | Natural Gas | HVAC - Demand Controlled Ventilation | A | Incremental Winter Peak Savings (MW) | Achievable Technical Potential | 0 | 0 | 0 | 0 | 0 | 0 | 0 | 0 | 0 | 0 | 0 | 0 | 0 | 0 | 0 | 0 | 0 | 0 | 0 | 0 | 0 | 0 | 0 | 0 | 0 | 0 | 0 | 0 | 0 | 0 | 0
F10_Industrial_Food Products_New_Space Heating_Natural Gas_HVAC - Demand Controlled Ventilation_A_Achievable Technical Potential | F10 | Industrial | Food Products | New | Space Heating | Natural Gas | HVAC - Demand Controlled Ventilation | A | Cumulative Energy Savings (MWh or mTherms) | Achievable Technical Potential | 0 | 0 | 0 | 0 | 0 | 0 | 0 | 0 | 0 | 0 | 0 | 0 | 0 | 0 | 0 | 0 | 0 | 0 | 0 | 0 | 0 | 0 | 0 | 0 | 0 | 0 | 0 | 0 | 0 | 0 | 0
F11_Industrial_Food Products_New_Space Heating_Natural Gas_HVAC - Demand Controlled Ventilation_A_Achievable Technical Potential | F11 | Industrial | Food Products | New | Space Heating | Natural Gas | HVAC - Demand Controlled Ventilation | A | Cumulative Summer Peak Savings (MW) | Achievable Technical Potential | 0 | 0 | 0 | 0 | 0 | 0 | 0 | 0 | 0 | 0 | 0 | 0 | 0 | 0 | 0 | 0 | 0 | 0 | 0 | 0 | 0 | 0 | 0 | 0 | 0 | 0 | 0 | 0 | 0 | 0 | 0
F12_Industrial_Food Products_New_Space Heating_Natural Gas_HVAC - Demand Controlled Ventilation_A_Achievable Technical Potential | F12 | Industrial | Food Products | New | Space Heating | Natural Gas | HVAC - Demand Controlled Ventilation | A | Cumulative Winter Peak Savings (MW) | Achievable Technical Potential | 0 | 0 | 0 | 0 | 0 | 0 | 0 | 0 | 0 | 0 | 0 | 0 | 0 | 0 | 0 | 0 | 0 | 0 | 0 | 0 | 0 | 0 | 0 | 0 | 0 | 0 | 0 | 0 | 0 | 0 | 0
F13_Industrial_Food Products_New_Space Heating_Natural Gas_HVAC - Demand Controlled Ventilation_A_Achievable Technical Potential | F13 | Industrial | Food Products | New | Space Heating | Natural Gas | HVAC - Demand Controlled Ventilation | A | Purchases (Incremental) | Achievable Technical Potential | 0 | 0 | 0 | 0 | 0 | 0 | 0 | 0 | 0 | 0 | 0 | 0 | 0 | 0 | 0 | 0 | 0 | 0 | 0 | 0 | 0 | 0 | 0 | 0 | 0 | 0 | 0 | 0 | 0 | 0 | 0
F14_Industrial_Food Products_New_Space Heating_Natural Gas_HVAC - Demand Controlled Ventilation_A_Achievable Technical Potential | F14 | Industrial | Food Products | New | Space Heating | Natural Gas | HVAC - Demand Controlled Ventilation | A | Purchases (Cumulative) | Achievable Technical Potential | 0 | 0 | 0 | 0 | 0 | 0 | 0 | 0 | 0 | 0 | 0 | 0 | 0 | 0 | 0 | 0 | 0 | 0 | 0 | 0 | 0 | 0 | 0 | 0 | 0 | 0 | 0 | 0 | 0 | 0 | 0
F1_Industrial_Food Products_New_Space Heating_Natural Gas_Gas Boiler - Stack Economizer_A_Achievable Technical Potential | F1 | Industrial | Food Products | New | Space Heating | Natural Gas | Gas Boiler - Stack Economizer | A | Original Unit Energy Savings (kWh or therms) | Achievable Technical Potential | 0 | 0 | 0 | 0 | 0 | 0 | 0 | 0 | 0 | 0 | 0 | 0 | 0 | 0 | 0 | 0 | 0 | 0 | 0 | 0 | 0 | 0 | 0 | 0 | 0 | 0 | 0 | 0 | 0 | 0 | 0
F2_Industrial_Food Products_New_Space Heating_Natural Gas_Gas Boiler - Stack Economizer_A_Achievable Technical Potential | F2 | Industrial | Food Products | New | Space Heating | Natural Gas | Gas Boiler - Stack Economizer | A | Original Unit Summer Peak Savings (kW) | Achievable Technical Potential | 0 | 0 | 0 | 0 | 0 | 0 | 0 | 0 | 0 | 0 | 0 | 0 | 0 | 0 | 0 | 0 | 0 | 0 | 0 | 0 | 0 | 0 | 0 | 0 | 0 | 0 | 0 | 0 | 0 | 0 | 0
F3_Industrial_Food Products_New_Space Heating_Natural Gas_Gas Boiler - Stack Economizer_A_Achievable Technical Potential | F3 | Industrial | Food Products | New | Space Heating | Natural Gas | Gas Boiler - Stack Economizer | A | Original Unit Winter Peak Savings (kW) | Achievable Technical Potential | 0 | 0 | 0 | 0 | 0 | 0 | 0 | 0 | 0 | 0 | 0 | 0 | 0 | 0 | 0 | 0 | 0 | 0 | 0 | 0 | 0 | 0 | 0 | 0 | 0 | 0 | 0 | 0 | 0 | 0 | 0
F4_Industrial_Food Products_New_Space Heating_Natural Gas_Gas Boiler - Stack Economizer_A_Achievable Technical Potential | F4 | Industrial | Food Products | New | Space Heating | Natural Gas | Gas Boiler - Stack Economizer | A | Standalone Impact on Baseline Energy (%) | Achievable Technical Potential | 0% | 0% | 0% | 0% | 0% | 0% | 0% | 0% | 0% | 0% | 0% | 0% | 0% | 0% | 0% | 0% | 0% | 0% | 0% | 0% | 0% | 0% | 0% | 0% | 0 | 0 | 0 | 0 | 0 | 0 | 0
F5_Industrial_Food Products_New_Space Heating_Natural Gas_Gas Boiler - Stack Economizer_A_Achievable Technical Potential | F5 | Industrial | Food Products | New | Space Heating | Natural Gas | Gas Boiler - Stack Economizer | A | Standalone Impact on Baseline Summer Peak (%) | Achievable Technical Potential | 0% | 0% | 0% | 0% | 0% | 0% | 0% | 0% | 0% | 0% | 0% | 0% | 0% | 0% | 0% | 0% | 0% | 0% | 0% | 0% | 0% | 0% | 0% | 0% | 0 | 0 | 0 | 0 | 0 | 0 | 0
F6_Industrial_Food Products_New_Space Heating_Natural Gas_Gas Boiler - Stack Economizer_A_Achievable Technical Potential | F6 | Industrial | Food Products | New | Space Heating | Natural Gas | Gas Boiler - Stack Economizer | A | Standalone Impact on Baseline Winter Peak (%) | Achievable Technical Potential | 0% | 0% | 0% | 0% | 0% | 0% | 0% | 0% | 0% | 0% | 0% | 0% | 0% | 0% | 0% | 0% | 0% | 0% | 0% | 0% | 0% | 0% | 0% | 0% | 0 | 0 | 0 | 0 | 0 | 0 | 0
F7_Industrial_Food Products_New_Space Heating_Natural Gas_Gas Boiler - Stack Economizer_A_Achievable Technical Potential | F7 | Industrial | Food Products | New | Space Heating | Natural Gas | Gas Boiler - Stack Economizer | A | Incremental Energy Savings (MWh or mTherms) | Achievable Technical Potential | 0 | 0 | 0 | 0 | 0 | 0 | 0 | 0 | 0 | 0 | 0 | 0 | 0 | 0 | 0 | 0 | 0 | 0 | 0 | 0 | 0 | 0 | 0 | 0 | 0 | 0 | 0 | 0 | 0 | 0 | 0
F8_Industrial_Food Products_New_Space Heating_Natural Gas_Gas Boiler - Stack Economizer_A_Achievable Technical Potential | F8 | Industrial | Food Products | New | Space Heating | Natural Gas | Gas Boiler - Stack Economizer | A | Incremental Summer Peak Savings (MW) | Achievable Technical Potential | 0 | 0 | 0 | 0 | 0 | 0 | 0 | 0 | 0 | 0 | 0 | 0 | 0 | 0 | 0 | 0 | 0 | 0 | 0 | 0 | 0 | 0 | 0 | 0 | 0 | 0 | 0 | 0 | 0 | 0 | 0
F9_Industrial_Food Products_New_Space Heating_Natural Gas_Gas Boiler - Stack Economizer_A_Achievable Technical Potential | F9 | Industrial | Food Products | New | Space Heating | Natural Gas | Gas Boiler - Stack Economizer | A | Incremental Winter Peak Savings (MW) | Achievable Technical Potential | 0 | 0 | 0 | 0 | 0 | 0 | 0 | 0 | 0 | 0 | 0 | 0 | 0 | 0 | 0 | 0 | 0 | 0 | 0 | 0 | 0 | 0 | 0 | 0 | 0 | 0 | 0 | 0 | 0 | 0 | 0
F10_Industrial_Food Products_New_Space Heating_Natural Gas_Gas Boiler - Stack Economizer_A_Achievable Technical Potential | F10 | Industrial | Food Products | New | Space Heating | Natural Gas | Gas Boiler - Stack Economizer | A | Cumulative Energy Savings (MWh or mTherms) | Achievable Technical Potential | 0 | 0 | 0 | 0 | 0 | 0 | 0 | 0 | 0 | 0 | 0 | 0 | 0 | 0 | 0 | 0 | 0 | 0 | 0 | 0 | 0 | 0 | 0 | 0 | 0 | 0 | 0 | 0 | 0 | 0 | 0
F11_Industrial_Food Products_New_Space Heating_Natural Gas_Gas Boiler - Stack Economizer_A_Achievable Technical Potential | F11 | Industrial | Food Products | New | Space Heating | Natural Gas | Gas Boiler - Stack Economizer | A | Cumulative Summer Peak Savings (MW) | Achievable Technical Potential | 0 | 0 | 0 | 0 | 0 | 0 | 0 | 0 | 0 | 0 | 0 | 0 | 0 | 0 | 0 | 0 | 0 | 0 | 0 | 0 | 0 | 0 | 0 | 0 | 0 | 0 | 0 | 0 | 0 | 0 | 0
F12_Industrial_Food Products_New_Space Heating_Natural Gas_Gas Boiler - Stack Economizer_A_Achievable Technical Potential | F12 | Industrial | Food Products | New | Space Heating | Natural Gas | Gas Boiler - Stack Economizer | A | Cumulative Winter Peak Savings (MW) | Achievable Technical Potential | 0 | 0 | 0 | 0 | 0 | 0 | 0 | 0 | 0 | 0 | 0 | 0 | 0 | 0 | 0 | 0 | 0 | 0 | 0 | 0 | 0 | 0 | 0 | 0 | 0 | 0 | 0 | 0 | 0 | 0 | 0
F13_Industrial_Food Products_New_Space Heating_Natural Gas_Gas Boiler - Stack Economizer_A_Achievable Technical Potential | F13 | Industrial | Food Products | New | Space Heating | Natural Gas | Gas Boiler - Stack Economizer | A | Purchases (Incremental) | Achievable Technical Potential | 0 | 0 | 0 | 0 | 0 | 0 | 0 | 0 | 0 | 0 | 0 | 0 | 0 | 0 | 0 | 0 | 0 | 0 | 0 | 0 | 0 | 0 | 0 | 0 | 0 | 0 | 0 | 0 | 0 | 0 | 0
F14_Industrial_Food Products_New_Space Heating_Natural Gas_Gas Boiler - Stack Economizer_A_Achievable Technical Potential | F14 | Industrial | Food Products | New | Space Heating | Natural Gas | Gas Boiler - Stack Economizer | A | Purchases (Cumulative) | Achievable Technical Potential | 0 | 0 | 0 | 0 | 0 | 0 | 0 | 0 | 0 | 0 | 0 | 0 | 0 | 0 | 0 | 0 | 0 | 0 | 0 | 0 | 0 | 0 | 0 | 0 | 0 | 0 | 0 | 0 | 0 | 0 | 0
F1_Industrial_Food Products_New_Process_Natural Gas_Gas Boiler - Stack Economizer_A_Achievable Technical Potential | F1 | Industrial | Food Products | New | Process | Natural Gas | Gas Boiler - Stack Economizer | A | Original Unit Energy Savings (kWh or therms) | Achievable Technical Potential | 0 | 0 | 0 | 0 | 0 | 45.4909 | 45.4909 | 45.4909 | 45.4909 | 45.4909 | 45.4909 | 45.4909 | 45.4909 | 45.4909 | 45.4909 | 45.4909 | 45.4909 | 45.4909 | 45.4909 | 45.4909 | 45.4909 | 45.4909 | 45.4909 | 45.4909 | 45.4909 | 45.4909 | 45.4909 | 45.4909 | 45.4909 | 45.4909 | 45.4909
F2_Industrial_Food Products_New_Process_Natural Gas_Gas Boiler - Stack Economizer_A_Achievable Technical Potential | F2 | Industrial | Food Products | New | Process | Natural Gas | Gas Boiler - Stack Economizer | A | Original Unit Summer Peak Savings (kW) | Achievable Technical Potential | 0 | 0 | 0 | 0 | 0 | 0 | 0 | 0 | 0 | 0 | 0 | 0 | 0 | 0 | 0 | 0 | 0 | 0 | 0 | 0 | 0 | 0 | 0 | 0 | 0 | 0 | 0 | 0 | 0 | 0 | 0
F3_Industrial_Food Products_New_Process_Natural Gas_Gas Boiler - Stack Economizer_A_Achievable Technical Potential | F3 | Industrial | Food Products | New | Process | Natural Gas | Gas Boiler - Stack Economizer | A | Original Unit Winter Peak Savings (kW) | Achievable Technical Potential | 0 | 0 | 0 | 0 | 0 | 0 | 0 | 0 | 0 | 0 | 0 | 0 | 0 | 0 | 0 | 0 | 0 | 0 | 0 | 0 | 0 | 0 | 0 | 0 | 0 | 0 | 0 | 0 | 0 | 0 | 0
F4_Industrial_Food Products_New_Process_Natural Gas_Gas Boiler - Stack Economizer_A_Achievable Technical Potential | F4 | Industrial | Food Products | New | Process | Natural Gas | Gas Boiler - Stack Economizer | A | Standalone Impact on Baseline Energy (%) | Achievable Technical Potential | 0% | 0% | 0% | 0% | 0% | 0.0602% | 0.111% | 0.1563% | 0.198% | 0.2373% | 0.2687% | 0.2889% | 0.3006% | 0.3063% | 0.3079% | 0.3062% | 0.3023% | 0.2969% | 0.2904% | 0.2833% | 0.2699% | 0.2578% | 0.2468% | 0.2367% | 0.002274 | 0.0021886 | 0.0021096 | 0.0020362 | 0 | 0 | 0
F5_Industrial_Food Products_New_Process_Natural Gas_Gas Boiler - Stack Economizer_A_Achievable Technical Potential | F5 | Industrial | Food Products | New | Process | Natural Gas | Gas Boiler - Stack Economizer | A | Standalone Impact on Baseline Summer Peak (%) | Achievable Technical Potential | 0% | 0% | 0% | 0% | 0% | 0% | 0% | 0% | 0% | 0% | 0% | 0% | 0% | 0% | 0% | 0% | 0% | 0% | 0% | 0% | 0% | 0% | 0% | 0% | 0 | 0 | 0 | 0 | 0 | 0 | 0
F6_Industrial_Food Products_New_Process_Natural Gas_Gas Boiler - Stack Economizer_A_Achievable Technical Potential | F6 | Industrial | Food Products | New | Process | Natural Gas | Gas Boiler - Stack Economizer | A | Standalone Impact on Baseline Winter Peak (%) | Achievable Technical Potential | 0% | 0% | 0% | 0% | 0% | 0% | 0% | 0% | 0% | 0% | 0% | 0% | 0% | 0% | 0% | 0% | 0% | 0% | 0% | 0% | 0% | 0% | 0% | 0% | 0 | 0 | 0 | 0 | 0 | 0 | 0
F7_Industrial_Food Products_New_Process_Natural Gas_Gas Boiler - Stack Economizer_A_Achievable Technical Potential | F7 | Industrial | Food Products | New | Process | Natural Gas | Gas Boiler - Stack Economizer | A | Incremental Energy Savings (MWh or mTherms) | Achievable Technical Potential | 0 | 0 | 0 | 0 | 0 | 0.34405 | 0.40761 | 0.47113 | 0.53427 | 0.59745 | 0.59462 | 0.52064 | 0.45238 | 0.39053 | 0.33497 | 0.28607 | 0.2432 | 0.20604 | 0.17396 | 0.14641 | 0.34405 | 0.40761 | 0.47113 | 0.53427 | 0.59745 | 0.59462 | 0.52064 | 0.45238 | 0.39053 | 0.33497 | 0.28607
F8_Industrial_Food Products_New_Process_Natural Gas_Gas Boiler - Stack Economizer_A_Achievable Technical Potential | F8 | Industrial | Food Products | New | Process | Natural Gas | Gas Boiler - Stack Economizer | A | Incremental Summer Peak Savings (MW) | Achievable Technical Potential | 0 | 0 | 0 | 0 | 0 | 0 | 0 | 0 | 0 | 0 | 0 | 0 | 0 | 0 | 0 | 0 | 0 | 0 | 0 | 0 | 0 | 0 | 0 | 0 | 0 | 0 | 0 | 0 | 0 | 0 | 0
F9_Industrial_Food Products_New_Process_Natural Gas_Gas Boiler - Stack Economizer_A_Achievable Technical Potential | F9 | Industrial | Food Products | New | Process | Natural Gas | Gas Boiler - Stack Economizer | A | Incremental Winter Peak Savings (MW) | Achievable Technical Potential | 0 | 0 | 0 | 0 | 0 | 0 | 0 | 0 | 0 | 0 | 0 | 0 | 0 | 0 | 0 | 0 | 0 | 0 | 0 | 0 | 0 | 0 | 0 | 0 | 0 | 0 | 0 | 0 | 0 | 0 | 0
F10_Industrial_Food Products_New_Process_Natural Gas_Gas Boiler - Stack Economizer_A_Achievable Technical Potential | F10 | Industrial | Food Products | New | Process | Natural Gas | Gas Boiler - Stack Economizer | A | Cumulative Energy Savings (MWh or mTherms) | Achievable Technical Potential | 0 | 0 | 0 | 0 | 0 | 0.34405 | 0.75166 | 1.2228 | 1.7571 | 2.3545 | 2.9491 | 3.4698 | 3.9221 | 4.3127 | 4.6476 | 4.9337 | 5.1769 | 5.383 | 5.5569 | 5.7033 | 5.7033 | 5.7033 | 5.7033 | 5.7033 | 5.7033 | 5.7033 | 5.7033 | 5.7033 | 5.7033 | 5.7033 | 5.7033
F11_Industrial_Food Products_New_Process_Natural Gas_Gas Boiler - Stack Economizer_A_Achievable Technical Potential | F11 | Industrial | Food Products | New | Process | Natural Gas | Gas Boiler - Stack Economizer | A | Cumulative Summer Peak Savings (MW) | Achievable Technical Potential | 0 | 0 | 0 | 0 | 0 | 0 | 0 | 0 | 0 | 0 | 0 | 0 | 0 | 0 | 0 | 0 | 0 | 0 | 0 | 0 | 0 | 0 | 0 | 0 | 0 | 0 | 0 | 0 | 0 | 0 | 0
F12_Industrial_Food Products_New_Process_Natural Gas_Gas Boiler - Stack Economizer_A_Achievable Technical Potential | F12 | Industrial | Food Products | New | Process | Natural Gas | Gas Boiler - Stack Economizer | A | Cumulative Winter Peak Savings (MW) | Achievable Technical Potential | 0 | 0 | 0 | 0 | 0 | 0 | 0 | 0 | 0 | 0 | 0 | 0 | 0 | 0 | 0 | 0 | 0 | 0 | 0 | 0 | 0 | 0 | 0 | 0 | 0 | 0 | 0 | 0 | 0 | 0 | 0
F13_Industrial_Food Products_New_Process_Natural Gas_Gas Boiler - Stack Economizer_A_Achievable Technical Potential | F13 | Industrial | Food Products | New | Process | Natural Gas | Gas Boiler - Stack Economizer | A | Purchases (Incremental) | Achievable Technical Potential | 0 | 0 | 0 | 0 | 0 | 7.5631 | 8.9602 | 10.3565 | 11.7446 | 13.1335 | 13.0711 | 11.445 | 9.9443 | 8.5848 | 7.3634 | 6.2886 | 5.3462 | 4.5292 | 3.8242 | 3.2185 | 7.5631 | 8.9602 | 10.3565 | 11.7446 | 13.1335 | 13.0711 | 11.445 | 9.9443 | 8.5848 | 7.3634 | 6.2886
F14_Industrial_Food Products_New_Process_Natural Gas_Gas Boiler - Stack Economizer_A_Achievable Technical Potential | F14 | Industrial | Food Products | New | Process | Natural Gas | Gas Boiler - Stack Economizer | A | Purchases (Cumulative) | Achievable Technical Potential | 0 | 0 | 0 | 0 | 0 | 7.5631 | 16.5233 | 26.8798 | 38.6244 | 51.7579 | 64.8291 | 76.2741 | 86.2184 | 94.8033 | 102.1666 | 108.4552 | 113.8014 | 118.3306 | 122.1548 | 125.3733 | 125.3733 | 125.3733 | 125.3733 | 125.3733 | 125.3733 | 125.3733 | 125.3733 | 125.3733 | 125.3733 | 125.3733 | 125.3733
F1_Industrial_Food Products_New_Space Heating_Natural Gas_Gas Furnace Tube Inserts_A_Achievable Technical Potential | F1 | Industrial | Food Products | New | Space Heating | Natural Gas | Gas Furnace Tube Inserts | A | Original Unit Energy Savings (kWh or therms) | Achievable Technical Potential | 0 | 0 | 0 | 0 | 0 | 0 | 0 | 0 | 0 | 0 | 0 | 0 | 0 | 0 | 0 | 0 | 0 | 0 | 0 | 0 | 0 | 0 | 0 | 0 | 0 | 0 | 0 | 0 | 0 | 0 | 0
F2_Industrial_Food Products_New_Space Heating_Natural Gas_Gas Furnace Tube Inserts_A_Achievable Technical Potential | F2 | Industrial | Food Products | New | Space Heating | Natural Gas | Gas Furnace Tube Inserts | A | Original Unit Summer Peak Savings (kW) | Achievable Technical Potential | 0 | 0 | 0 | 0 | 0 | 0 | 0 | 0 | 0 | 0 | 0 | 0 | 0 | 0 | 0 | 0 | 0 | 0 | 0 | 0 | 0 | 0 | 0 | 0 | 0 | 0 | 0 | 0 | 0 | 0 | 0
F3_Industrial_Food Products_New_Space Heating_Natural Gas_Gas Furnace Tube Inserts_A_Achievable Technical Potential | F3 | Industrial | Food Products | New | Space Heating | Natural Gas | Gas Furnace Tube Inserts | A | Original Unit Winter Peak Savings (kW) | Achievable Technical Potential | 0 | 0 | 0 | 0 | 0 | 0 | 0 | 0 | 0 | 0 | 0 | 0 | 0 | 0 | 0 | 0 | 0 | 0 | 0 | 0 | 0 | 0 | 0 | 0 | 0 | 0 | 0 | 0 | 0 | 0 | 0
F4_Industrial_Food Products_New_Space Heating_Natural Gas_Gas Furnace Tube Inserts_A_Achievable Technical Potential | F4 | Industrial | Food Products | New | Space Heating | Natural Gas | Gas Furnace Tube Inserts | A | Standalone Impact on Baseline Energy (%) | Achievable Technical Potential | 0% | 0% | 0% | 0% | 0% | 0% | 0% | 0% | 0% | 0% | 0% | 0% | 0% | 0% | 0% | 0% | 0% | 0% | 0% | 0% | 0% | 0% | 0% | 0% | 0 | 0 | 0 | 0 | 0 | 0 | 0
F5_Industrial_Food Products_New_Space Heating_Natural Gas_Gas Furnace Tube Inserts_A_Achievable Technical Potential | F5 | Industrial | Food Products | New | Space Heating | Natural Gas | Gas Furnace Tube Inserts | A | Standalone Impact on Baseline Summer Peak (%) | Achievable Technical Potential | 0% | 0% | 0% | 0% | 0% | 0% | 0% | 0% | 0% | 0% | 0% | 0% | 0% | 0% | 0% | 0% | 0% | 0% | 0% | 0% | 0% | 0% | 0% | 0% | 0 | 0 | 0 | 0 | 0 | 0 | 0
F6_Industrial_Food Products_New_Space Heating_Natural Gas_Gas Furnace Tube Inserts_A_Achievable Technical Potential | F6 | Industrial | Food Products | New | Space Heating | Natural Gas | Gas Furnace Tube Inserts | A | Standalone Impact on Baseline Winter Peak (%) | Achievable Technical Potential | 0% | 0% | 0% | 0% | 0% | 0% | 0% | 0% | 0% | 0% | 0% | 0% | 0% | 0% | 0% | 0% | 0% | 0% | 0% | 0% | 0% | 0% | 0% | 0% | 0 | 0 | 0 | 0 | 0 | 0 | 0
F7_Industrial_Food Products_New_Space Heating_Natural Gas_Gas Furnace Tube Inserts_A_Achievable Technical Potential | F7 | Industrial | Food Products | New | Space Heating | Natural Gas | Gas Furnace Tube Inserts | A | Incremental Energy Savings (MWh or mTherms) | Achievable Technical Potential | 0 | 0 | 0 | 0 | 0 | 0 | 0 | 0 | 0 | 0 | 0 | 0 | 0 | 0 | 0 | 0 | 0 | 0 | 0 | 0 | 0 | 0 | 0 | 0 | 0 | 0 | 0 | 0 | 0 | 0 | 0
F8_Industrial_Food Products_New_Space Heating_Natural Gas_Gas Furnace Tube Inserts_A_Achievable Technical Potential | F8 | Industrial | Food Products | New | Space Heating | Natural Gas | Gas Furnace Tube Inserts | A | Incremental Summer Peak Savings (MW) | Achievable Technical Potential | 0 | 0 | 0 | 0 | 0 | 0 | 0 | 0 | 0 | 0 | 0 | 0 | 0 | 0 | 0 | 0 | 0 | 0 | 0 | 0 | 0 | 0 | 0 | 0 | 0 | 0 | 0 | 0 | 0 | 0 | 0
F9_Industrial_Food Products_New_Space Heating_Natural Gas_Gas Furnace Tube Inserts_A_Achievable Technical Potential | F9 | Industrial | Food Products | New | Space Heating | Natural Gas | Gas Furnace Tube Inserts | A | Incremental Winter Peak Savings (MW) | Achievable Technical Potential | 0 | 0 | 0 | 0 | 0 | 0 | 0 | 0 | 0 | 0 | 0 | 0 | 0 | 0 | 0 | 0 | 0 | 0 | 0 | 0 | 0 | 0 | 0 | 0 | 0 | 0 | 0 | 0 | 0 | 0 | 0
F10_Industrial_Food Products_New_Space Heating_Natural Gas_Gas Furnace Tube Inserts_A_Achievable Technical Potential | F10 | Industrial | Food Products | New | Space Heating | Natural Gas | Gas Furnace Tube Inserts | A | Cumulative Energy Savings (MWh or mTherms) | Achievable Technical Potential | 0 | 0 | 0 | 0 | 0 | 0 | 0 | 0 | 0 | 0 | 0 | 0 | 0 | 0 | 0 | 0 | 0 | 0 | 0 | 0 | 0 | 0 | 0 | 0 | 0 | 0 | 0 | 0 | 0 | 0 | 0
F11_Industrial_Food Products_New_Space Heating_Natural Gas_Gas Furnace Tube Inserts_A_Achievable Technical Potential | F11 | Industrial | Food Products | New | Space Heating | Natural Gas | Gas Furnace Tube Inserts | A | Cumulative Summer Peak Savings (MW) | Achievable Technical Potential | 0 | 0 | 0 | 0 | 0 | 0 | 0 | 0 | 0 | 0 | 0 | 0 | 0 | 0 | 0 | 0 | 0 | 0 | 0 | 0 | 0 | 0 | 0 | 0 | 0 | 0 | 0 | 0 | 0 | 0 | 0
F12_Industrial_Food Products_New_Space Heating_Natural Gas_Gas Furnace Tube Inserts_A_Achievable Technical Potential | F12 | Industrial | Food Products | New | Space Heating | Natural Gas | Gas Furnace Tube Inserts | A | Cumulative Winter Peak Savings (MW) | Achievable Technical Potential | 0 | 0 | 0 | 0 | 0 | 0 | 0 | 0 | 0 | 0 | 0 | 0 | 0 | 0 | 0 | 0 | 0 | 0 | 0 | 0 | 0 | 0 | 0 | 0 | 0 | 0 | 0 | 0 | 0 | 0 | 0
F13_Industrial_Food Products_New_Space Heating_Natural Gas_Gas Furnace Tube Inserts_A_Achievable Technical Potential | F13 | Industrial | Food Products | New | Space Heating | Natural Gas | Gas Furnace Tube Inserts | A | Purchases (Incremental) | Achievable Technical Potential | 0 | 0 | 0 | 0 | 0 | 0 | 0 | 0 | 0 | 0 | 0 | 0 | 0 | 0 | 0 | 0 | 0 | 0 | 0 | 0 | 0 | 0 | 0 | 0 | 0 | 0 | 0 | 0 | 0 | 0 | 0
F14_Industrial_Food Products_New_Space Heating_Natural Gas_Gas Furnace Tube Inserts_A_Achievable Technical Potential | F14 | Industrial | Food Products | New | Space Heating | Natural Gas | Gas Furnace Tube Inserts | A | Purchases (Cumulative) | Achievable Technical Potential | 0 | 0 | 0 | 0 | 0 | 0 | 0 | 0 | 0 | 0 | 0 | 0 | 0 | 0 | 0 | 0 | 0 | 0 | 0 | 0 | 0 | 0 | 0 | 0 | 0 | 0 | 0 | 0 | 0 | 0 | 0
F1_Industrial_Food Products_New_Space Heating_Natural Gas_Space Heating - Heat Recovery Ventilator_A_Achievable Technical Potential | F1 | Industrial | Food Products | New | Space Heating | Natural Gas | Space Heating - Heat Recovery Ventilator | A | Original Unit Energy Savings (kWh or therms) | Achievable Technical Potential | 0 | 0 | 0 | 0 | 0 | 0.012468 | 0.012307 | 0.01219 | 0.0121 | 0.01203 | 0.011973 | 0.011906 | 0.011837 | 0.011768 | 0.011701 | 0.011649 | 0.011607 | 0.011574 | 0.011522 | 0.011484 | 0.011457 | 0.011435 | 0.011435 | 0.011435 | 0.011435 | 0.011435 | 0.011435 | 0.011435 | 0 | 0 | 0
F2_Industrial_Food Products_New_Space Heating_Natural Gas_Space Heating - Heat Recovery Ventilator_A_Achievable Technical Potential | F2 | Industrial | Food Products | New | Space Heating | Natural Gas | Space Heating - Heat Recovery Ventilator | A | Original Unit Summer Peak Savings (kW) | Achievable Technical Potential | 0 | 0 | 0 | 0 | 0 | 0 | 0 | 0 | 0 | 0 | 0 | 0 | 0 | 0 | 0 | 0 | 0 | 0 | 0 | 0 | 0 | 0 | 0 | 0 | 0 | 0 | 0 | 0 | 0 | 0 | 0
F3_Industrial_Food Products_New_Space Heating_Natural Gas_Space Heating - Heat Recovery Ventilator_A_Achievable Technical Potential | F3 | Industrial | Food Products | New | Space Heating | Natural Gas | Space Heating - Heat Recovery Ventilator | A | Original Unit Winter Peak Savings (kW) | Achievable Technical Potential | 0 | 0 | 0 | 0 | 0 | 0 | 0 | 0 | 0 | 0 | 0 | 0 | 0 | 0 | 0 | 0 | 0 | 0 | 0 | 0 | 0 | 0 | 0 | 0 | 0 | 0 | 0 | 0 | 0 | 0 | 0
F4_Industrial_Food Products_New_Space Heating_Natural Gas_Space Heating - Heat Recovery Ventilator_A_Achievable Technical Potential | F4 | Industrial | Food Products | New | Space Heating | Natural Gas | Space Heating - Heat Recovery Ventilator | A | Standalone Impact on Baseline Energy (%) | Achievable Technical Potential | 0% | 0% | 0% | 0% | 0% | 0.007539% | 0.0139% | 0.01957% | 0.02479% | 0.02971% | 0.0344% | 0.03897% | 0.04342% | 0.04778% | 0.0521% | 0.05634% | 0.06056% | 0.06472% | 0.06886% | 0.073% | 0.07505% | 0.07691% | 0.07861% | 0.08016% | 0.00081573 | 0.00078508 | 0.00075673 | 0.00073043 | 0 | 0 | 0
F5_Industrial_Food Products_New_Space Heating_Natural Gas_Space Heating - Heat Recovery Ventilator_A_Achievable Technical Potential | F5 | Industrial | Food Products | New | Space Heating | Natural Gas | Space Heating - Heat Recovery Ventilator | A | Standalone Impact on Baseline Summer Peak (%) | Achievable Technical Potential | 0% | 0% | 0% | 0% | 0% | 0% | 0% | 0% | 0% | 0% | 0% | 0% | 0% | 0% | 0% | 0% | 0% | 0% | 0% | 0% | 0% | 0% | 0% | 0% | 0 | 0 | 0 | 0 | 0 | 0 | 0
F6_Industrial_Food Products_New_Space Heating_Natural Gas_Space Heating - Heat Recovery Ventilator_A_Achievable Technical Potential | F6 | Industrial | Food Products | New | Space Heating | Natural Gas | Space Heating - Heat Recovery Ventilator | A | Standalone Impact on Baseline Winter Peak (%) | Achievable Technical Potential | 0% | 0% | 0% | 0% | 0% | 0% | 0% | 0% | 0% | 0% | 0% | 0% | 0% | 0% | 0% | 0% | 0% | 0% | 0% | 0% | 0% | 0% | 0% | 0% | 0 | 0 | 0 | 0 | 0 | 0 | 0
F7_Industrial_Food Products_New_Space Heating_Natural Gas_Space Heating - Heat Recovery Ventilator_A_Achievable Technical Potential | F7 | Industrial | Food Products | New | Space Heating | Natural Gas | Space Heating - Heat Recovery Ventilator | A | Incremental Energy Savings (MWh or mTherms) | Achievable Technical Potential | 0 | 0 | 0 | 0 | 0 | 0.0002777 | 0.00032475 | 0.00037177 | 0.00041851 | 0.00046528 | 0.00051209 | 0.00055736 | 0.0006018 | 0.00064562 | 0.00068828 | 0.00073148 | 0.00077457 | 0.00081794 | 0.00085939 | 0.00090112 | 0.00094348 | 0.00098595 | 0.00103 | 0.0010739 | 0.0011177 | 0.00048908 | 0.0005353 | 0.00058139 | 0 | 0 | 0
F8_Industrial_Food Products_New_Space Heating_Natural Gas_Space Heating - Heat Recovery Ventilator_A_Achievable Technical Potential | F8 | Industrial | Food Products | New | Space Heating | Natural Gas | Space Heating - Heat Recovery Ventilator | A | Incremental Summer Peak Savings (MW) | Achievable Technical Potential | 0 | 0 | 0 | 0 | 0 | 0 | 0 | 0 | 0 | 0 | 0 | 0 | 0 | 0 | 0 | 0 | 0 | 0 | 0 | 0 | 0 | 0 | 0 | 0 | 0 | 0 | 0 | 0 | 0 | 0 | 0
F9_Industrial_Food Products_New_Space Heating_Natural Gas_Space Heating - Heat Recovery Ventilator_A_Achievable Technical Potential | F9 | Industrial | Food Products | New | Space Heating | Natural Gas | Space Heating - Heat Recovery Ventilator | A | Incremental Winter Peak Savings (MW) | Achievable Technical Potential | 0 | 0 | 0 | 0 | 0 | 0 | 0 | 0 | 0 | 0 | 0 | 0 | 0 | 0 | 0 | 0 | 0 | 0 | 0 | 0 | 0 | 0 | 0 | 0 | 0 | 0 | 0 | 0 | 0 | 0 | 0
F10_Industrial_Food Products_New_Space Heating_Natural Gas_Space Heating - Heat Recovery Ventilator_A_Achievable Technical Potential | F10 | Industrial | Food Products | New | Space Heating | Natural Gas | Space Heating - Heat Recovery Ventilator | A | Cumulative Energy Savings (MWh or mTherms) | Achievable Technical Potential | 0 | 0 | 0 | 0 | 0 | 0.0002777 | 0.00059886 | 0.0009649 | 0.0013764 | 0.0018336 | 0.0023371 | 0.0028814 | 0.0034663 | 0.0040917 | 0.0047568 | 0.005467 | 0.0062222 | 0.0070226 | 0.0078504 | 0.0087255 | 0.0093929 | 0.010059 | 0.010741 | 0.011419 | 0.012095 | 0.012095 | 0.012095 | 0.012095 | 0 | 0 | 0
F11_Industrial_Food Products_New_Space Heating_Natural Gas_Space Heating - Heat Recovery Ventilator_A_Achievable Technical Potential | F11 | Industrial | Food Products | New | Space Heating | Natural Gas | Space Heating - Heat Recovery Ventilator | A | Cumulative Summer Peak Savings (MW) | Achievable Technical Potential | 0 | 0 | 0 | 0 | 0 | 0 | 0 | 0 | 0 | 0 | 0 | 0 | 0 | 0 | 0 | 0 | 0 | 0 | 0 | 0 | 0 | 0 | 0 | 0 | 0 | 0 | 0 | 0 | 0 | 0 | 0
F12_Industrial_Food Products_New_Space Heating_Natural Gas_Space Heating - Heat Recovery Ventilator_A_Achievable Technical Potential | F12 | Industrial | Food Products | New | Space Heating | Natural Gas | Space Heating - Heat Recovery Ventilator | A | Cumulative Winter Peak Savings (MW) | Achievable Technical Potential | 0 | 0 | 0 | 0 | 0 | 0 | 0 | 0 | 0 | 0 | 0 | 0 | 0 | 0 | 0 | 0 | 0 | 0 | 0 | 0 | 0 | 0 | 0 | 0 | 0 | 0 | 0 | 0 | 0 | 0 | 0
F13_Industrial_Food Products_New_Space Heating_Natural Gas_Space Heating - Heat Recovery Ventilator_A_Achievable Technical Potential | F13 | Industrial | Food Products | New | Space Heating | Natural Gas | Space Heating - Heat Recovery Ventilator | A | Purchases (Incremental) | Achievable Technical Potential | 0 | 0 | 0 | 0 | 0 | 22.2725 | 26.3868 | 30.4989 | 34.5868 | 38.6768 | 42.7702 | 46.8117 | 50.842 | 54.8643 | 58.8226 | 62.7961 | 66.7316 | 70.6677 | 74.5839 | 78.4653 | 82.3512 | 86.2211 | 90.0759 | 93.9166 | 97.7443 | 42.7702 | 46.8117 | 50.842 | 54.8643 | 58.8226 | 62.7961
F14_Industrial_Food Products_New_Space Heating_Natural Gas_Space Heating - Heat Recovery Ventilator_A_Achievable Technical Potential | F14 | Industrial | Food Products | New | Space Heating | Natural Gas | Space Heating - Heat Recovery Ventilator | A | Purchases (Cumulative) | Achievable Technical Potential | 0 | 0 | 0 | 0 | 0 | 22.2725 | 48.6594 | 79.1583 | 113.745 | 152.4218 | 195.192 | 242.0037 | 292.8457 | 347.71 | 406.5326 | 469.3287 | 536.0603 | 606.7279 | 681.3119 | 759.7772 | 819.8559 | 879.6901 | 939.267 | 998.5969 | 1057.6644 | 1057.6644 | 1057.6644 | 1057.6644 | 1057.6644 | 1057.6644 | 1057.6644
F1_Industrial_Food Products_New_Space Heating_Natural Gas_Thermostat - Programmable_A_Achievable Technical Potential | F1 | Industrial | Food Products | New | Space Heating | Natural Gas | Thermostat - Programmable | A | Original Unit Energy Savings (kWh or therms) | Achievable Technical Potential | 0 | 0 | 0 | 0 | 0 | 0.006194 | 0.006114 | 0.0060556 | 0.0060113 | 0.0059764 | 0.0059481 | 0.005915 | 0.0058802 | 0.005846 | 0.0058129 | 0.0057868 | 0.0057663 | 0.00575 | 0.0057242 | 0.0057053 | 0.0056915 | 0.0056808 | 0.0056808 | 0.0056808 | 0.0056808 | 0.0056808 | 0.0056808 | 0.0056808 | 0 | 0 | 0
F2_Industrial_Food Products_New_Space Heating_Natural Gas_Thermostat - Programmable_A_Achievable Technical Potential | F2 | Industrial | Food Products | New | Space Heating | Natural Gas | Thermostat - Programmable | A | Original Unit Summer Peak Savings (kW) | Achievable Technical Potential | 0 | 0 | 0 | 0 | 0 | 0 | 0 | 0 | 0 | 0 | 0 | 0 | 0 | 0 | 0 | 0 | 0 | 0 | 0 | 0 | 0 | 0 | 0 | 0 | 0 | 0 | 0 | 0 | 0 | 0 | 0
F3_Industrial_Food Products_New_Space Heating_Natural Gas_Thermostat - Programmable_A_Achievable Technical Potential | F3 | Industrial | Food Products | New | Space Heating | Natural Gas | Thermostat - Programmable | A | Original Unit Winter Peak Savings (kW) | Achievable Technical Potential | 0 | 0 | 0 | 0 | 0 | 0 | 0 | 0 | 0 | 0 | 0 | 0 | 0 | 0 | 0 | 0 | 0 | 0 | 0 | 0 | 0 | 0 | 0 | 0 | 0 | 0 | 0 | 0 | 0 | 0 | 0
F4_Industrial_Food Products_New_Space Heating_Natural Gas_Thermostat - Programmable_A_Achievable Technical Potential | F4 | Industrial | Food Products | New | Space Heating | Natural Gas | Thermostat - Programmable | A | Standalone Impact on Baseline Energy (%) | Achievable Technical Potential | 0% | 0% | 0% | 0% | 0% | 0.01124% | 0.02072% | 0.02916% | 0.03695% | 0.04428% | 0.05127% | 0.05808% | 0.06471% | 0.0712% | 0.07765% | 0.08397% | 0.0865% | 0.08873% | 0.09071% | 0.0925% | 0.0941% | 0.09554% | 0.09684% | 0.09804% | 0.00099126 | 0.00095401 | 0.00091957 | 0.0008876 | 0 | 0 | 0
F5_Industrial_Food Products_New_Space Heating_Natural Gas_Thermostat - Programmable_A_Achievable Technical Potential | F5 | Industrial | Food Products | New | Space Heating | Natural Gas | Thermostat - Programmable | A | Standalone Impact on Baseline Summer Peak (%) | Achievable Technical Potential | 0% | 0% | 0% | 0% | 0% | 0% | 0% | 0% | 0% | 0% | 0% | 0% | 0% | 0% | 0% | 0% | 0% | 0% | 0% | 0% | 0% | 0% | 0% | 0% | 0 | 0 | 0 | 0 | 0 | 0 | 0
F6_Industrial_Food Products_New_Space Heating_Natural Gas_Thermostat - Programmable_A_Achievable Technical Potential | F6 | Industrial | Food Products | New | Space Heating | Natural Gas | Thermostat - Programmable | A | Standalone Impact on Baseline Winter Peak (%) | Achievable Technical Potential | 0% | 0% | 0% | 0% | 0% | 0% | 0% | 0% | 0% | 0% | 0% | 0% | 0% | 0% | 0% | 0% | 0% | 0% | 0% | 0% | 0% | 0% | 0% | 0% | 0 | 0 | 0 | 0 | 0 | 0 | 0
F7_Industrial_Food Products_New_Space Heating_Natural Gas_Thermostat - Programmable_A_Achievable Technical Potential | F7 | Industrial | Food Products | New | Space Heating | Natural Gas | Thermostat - Programmable | A | Incremental Energy Savings (MWh or mTherms) | Achievable Technical Potential | 0 | 0 | 0 | 0 | 0 | 0.00041387 | 0.00048399 | 0.00055407 | 0.00062373 | 0.00069344 | 0.0007632 | 0.00083067 | 0.00089689 | 0.00096221 | 0.0010258 | 0.0010902 | 0.0011544 | 0.001219 | 0.0012808 | 0.001343 | 0.0014061 | 0.0014694 | 0.0015351 | 0.0016006 | 0.0016658 | 0.0010025 | 0.0010702 | 0.0011373 | 0 | 0 | 0
F8_Industrial_Food Products_New_Space Heating_Natural Gas_Thermostat - Programmable_A_Achievable Technical Potential | F8 | Industrial | Food Products | New | Space Heating | Natural Gas | Thermostat - Programmable | A | Incremental Summer Peak Savings (MW) | Achievable Technical Potential | 0 | 0 | 0 | 0 | 0 | 0 | 0 | 0 | 0 | 0 | 0 | 0 | 0 | 0 | 0 | 0 | 0 | 0 | 0 | 0 | 0 | 0 | 0 | 0 | 0 | 0 | 0 | 0 | 0 | 0 | 0
F9_Industrial_Food Products_New_Space Heating_Natural Gas_Thermostat - Programmable_A_Achievable Technical Potential | F9 | Industrial | Food Products | New | Space Heating | Natural Gas | Thermostat - Programmable | A | Incremental Winter Peak Savings (MW) | Achievable Technical Potential | 0 | 0 | 0 | 0 | 0 | 0 | 0 | 0 | 0 | 0 | 0 | 0 | 0 | 0 | 0 | 0 | 0 | 0 | 0 | 0 | 0 | 0 | 0 | 0 | 0 | 0 | 0 | 0 | 0 | 0 | 0
F10_Industrial_Food Products_New_Space Heating_Natural Gas_Thermostat - Programmable_A_Achievable Technical Potential | F10 | Industrial | Food Products | New | Space Heating | Natural Gas | Thermostat - Programmable | A | Cumulative Energy Savings (MWh or mTherms) | Achievable Technical Potential | 0 | 0 | 0 | 0 | 0 | 0.00041387 | 0.00089251 | 0.0014381 | 0.0020513 | 0.0027328 | 0.003483 | 0.0042943 | 0.005166 | 0.0060981 | 0.0070894 | 0.0081478 | 0.008888 | 0.0096267 | 0.010341 | 0.011057 | 0.011776 | 0.012495 | 0.013232 | 0.013966 | 0.014697 | 0.014697 | 0.014697 | 0.014697 | 0 | 0 | 0
F11_Industrial_Food Products_New_Space Heating_Natural Gas_Thermostat - Programmable_A_Achievable Technical Potential | F11 | Industrial | Food Products | New | Space Heating | Natural Gas | Thermostat - Programmable | A | Cumulative Summer Peak Savings (MW) | Achievable Technical Potential | 0 | 0 | 0 | 0 | 0 | 0 | 0 | 0 | 0 | 0 | 0 | 0 | 0 | 0 | 0 | 0 | 0 | 0 | 0 | 0 | 0 | 0 | 0 | 0 | 0 | 0 | 0 | 0 | 0 | 0 | 0
F12_Industrial_Food Products_New_Space Heating_Natural Gas_Thermostat - Programmable_A_Achievable Technical Potential | F12 | Industrial | Food Products | New | Space Heating | Natural Gas | Thermostat - Programmable | A | Cumulative Winter Peak Savings (MW) | Achievable Technical Potential | 0 | 0 | 0 | 0 | 0 | 0 | 0 | 0 | 0 | 0 | 0 | 0 | 0 | 0 | 0 | 0 | 0 | 0 | 0 | 0 | 0 | 0 | 0 | 0 | 0 | 0 | 0 | 0 | 0 | 0 | 0
F13_Industrial_Food Products_New_Space Heating_Natural Gas_Thermostat - Programmable_A_Achievable Technical Potential | F13 | Industrial | Food Products | New | Space Heating | Natural Gas | Thermostat - Programmable | A | Purchases (Incremental) | Achievable Technical Potential | 0 | 0 | 0 | 0 | 0 | 66.8175 | 79.1605 | 91.4968 | 103.7603 | 116.0304 | 128.3106 | 140.435 | 152.5261 | 164.5928 | 176.4678 | 188.3882 | 200.1948 | 212.0031 | 223.7518 | 235.3958 | 247.0536 | 258.6632 | 270.2276 | 281.7499 | 293.233 | 176.4678 | 188.3882 | 200.1948 | 212.0031 | 223.7518 | 235.3958
F14_Industrial_Food Products_New_Space Heating_Natural Gas_Thermostat - Programmable_A_Achievable Technical Potential | F14 | Industrial | Food Products | New | Space Heating | Natural Gas | Thermostat - Programmable | A | Purchases (Cumulative) | Achievable Technical Potential | 0 | 0 | 0 | 0 | 0 | 66.8175 | 145.9781 | 237.4748 | 341.2351 | 457.2655 | 585.5761 | 726.0111 | 878.5372 | 1043.13 | 1219.5978 | 1407.986 | 1541.3633 | 1674.2058 | 1806.4608 | 1938.0964 | 2069.1196 | 2199.4721 | 2329.2647 | 2458.4885 | 2587.1287 | 2587.1287 | 2587.1287 | 2587.1287 | 2587.1287 | 2587.1287 | 2587.1287
F1_Industrial_Food Products_New_Space Heating_Natural Gas_ENERGY STAR Connected Thermostat_A_Achievable Technical Potential | F1 | Industrial | Food Products | New | Space Heating | Natural Gas | ENERGY STAR Connected Thermostat | A | Original Unit Energy Savings (kWh or therms) | Achievable Technical Potential | 0 | 0 | 0 | 0 | 0 | 0.014581 | 0.014392 | 0.014255 | 0.014151 | 0.014068 | 0.014002 | 0.013924 | 0.013842 | 0.013762 | 0.013684 | 0.013622 | 0.013574 | 0.013536 | 0.013475 | 0.01343 | 0.013398 | 0.013373 | 0.013373 | 0.013373 | 0.013373 | 0.013373 | 0.013373 | 0.013373 | 0 | 0 | 0
F2_Industrial_Food Products_New_Space Heating_Natural Gas_ENERGY STAR Connected Thermostat_A_Achievable Technical Potential | F2 | Industrial | Food Products | New | Space Heating | Natural Gas | ENERGY STAR Connected Thermostat | A | Original Unit Summer Peak Savings (kW) | Achievable Technical Potential | 0 | 0 | 0 | 0 | 0 | 0 | 0 | 0 | 0 | 0 | 0 | 0 | 0 | 0 | 0 | 0 | 0 | 0 | 0 | 0 | 0 | 0 | 0 | 0 | 0 | 0 | 0 | 0 | 0 | 0 | 0
F3_Industrial_Food Products_New_Space Heating_Natural Gas_ENERGY STAR Connected Thermostat_A_Achievable Technical Potential | F3 | Industrial | Food Products | New | Space Heating | Natural Gas | ENERGY STAR Connected Thermostat | A | Original Unit Winter Peak Savings (kW) | Achievable Technical Potential | 0 | 0 | 0 | 0 | 0 | 0 | 0 | 0 | 0 | 0 | 0 | 0 | 0 | 0 | 0 | 0 | 0 | 0 | 0 | 0 | 0 | 0 | 0 | 0 | 0 | 0 | 0 | 0 | 0 | 0 | 0
F4_Industrial_Food Products_New_Space Heating_Natural Gas_ENERGY STAR Connected Thermostat_A_Achievable Technical Potential | F4 | Industrial | Food Products | New | Space Heating | Natural Gas | ENERGY STAR Connected Thermostat | A | Standalone Impact on Baseline Energy (%) | Achievable Technical Potential | 0% | 0% | 0% | 0% | 0% | 0.02645% | 0.04877% | 0.06864% | 0.08698% | 0.1042% | 0.1069% | 0.1092% | 0.1112% | 0.1128% | 0.1143% | 0.1155% | 0.1165% | 0.1175% | 0.1183% | 0.1191% | 0.1197% | 0.1203% | 0.1209% | 0.1214% | 0.0012185 | 0.0011727 | 0.0011303 | 0.001091 | 0 | 0 | 0
F5_Industrial_Food Products_New_Space Heating_Natural Gas_ENERGY STAR Connected Thermostat_A_Achievable Technical Potential | F5 | Industrial | Food Products | New | Space Heating | Natural Gas | ENERGY STAR Connected Thermostat | A | Standalone Impact on Baseline Summer Peak (%) | Achievable Technical Potential | 0% | 0% | 0% | 0% | 0% | 0% | 0% | 0% | 0% | 0% | 0% | 0% | 0% | 0% | 0% | 0% | 0% | 0% | 0% | 0% | 0% | 0% | 0% | 0% | 0 | 0 | 0 | 0 | 0 | 0 | 0
F6_Industrial_Food Products_New_Space Heating_Natural Gas_ENERGY STAR Connected Thermostat_A_Achievable Technical Potential | F6 | Industrial | Food Products | New | Space Heating | Natural Gas | ENERGY STAR Connected Thermostat | A | Standalone Impact on Baseline Winter Peak (%) | Achievable Technical Potential | 0% | 0% | 0% | 0% | 0% | 0% | 0% | 0% | 0% | 0% | 0% | 0% | 0% | 0% | 0% | 0% | 0% | 0% | 0% | 0% | 0% | 0% | 0% | 0% | 0 | 0 | 0 | 0 | 0 | 0 | 0
F7_Industrial_Food Products_New_Space Heating_Natural Gas_ENERGY STAR Connected Thermostat_A_Achievable Technical Potential | F7 | Industrial | Food Products | New | Space Heating | Natural Gas | ENERGY STAR Connected Thermostat | A | Incremental Energy Savings (MWh or mTherms) | Achievable Technical Potential | 0 | 0 | 0 | 0 | 0 | 0.00097426 | 0.0011393 | 0.0013043 | 0.0014683 | 0.0016324 | 0.0017966 | 0.0019554 | 0.0021113 | 0.0022651 | 0.0024147 | 0.0025663 | 0.0027175 | 0.0028696 | 0.003015 | 0.0031614 | 0.00331 | 0.003459 | 0.0036137 | 0.0037678 | 0.0039213 | 0.0033038 | 0.003459 | 0.0036137 | 0 | 0 | 0
F8_Industrial_Food Products_New_Space Heating_Natural Gas_ENERGY STAR Connected Thermostat_A_Achievable Technical Potential | F8 | Industrial | Food Products | New | Space Heating | Natural Gas | ENERGY STAR Connected Thermostat | A | Incremental Summer Peak Savings (MW) | Achievable Technical Potential | 0 | 0 | 0 | 0 | 0 | 0 | 0 | 0 | 0 | 0 | 0 | 0 | 0 | 0 | 0 | 0 | 0 | 0 | 0 | 0 | 0 | 0 | 0 | 0 | 0 | 0 | 0 | 0 | 0 | 0 | 0
F9_Industrial_Food Products_New_Space Heating_Natural Gas_ENERGY STAR Connected Thermostat_A_Achievable Technical Potential | F9 | Industrial | Food Products | New | Space Heating | Natural Gas | ENERGY STAR Connected Thermostat | A | Incremental Winter Peak Savings (MW) | Achievable Technical Potential | 0 | 0 | 0 | 0 | 0 | 0 | 0 | 0 | 0 | 0 | 0 | 0 | 0 | 0 | 0 | 0 | 0 | 0 | 0 | 0 | 0 | 0 | 0 | 0 | 0 | 0 | 0 | 0 | 0 | 0 | 0
F10_Industrial_Food Products_New_Space Heating_Natural Gas_ENERGY STAR Connected Thermostat_A_Achievable Technical Potential | F10 | Industrial | Food Products | New | Space Heating | Natural Gas | ENERGY STAR Connected Thermostat | A | Cumulative Energy Savings (MWh or mTherms) | Achievable Technical Potential | 0 | 0 | 0 | 0 | 0 | 0.00097426 | 0.002101 | 0.0033852 | 0.0048287 | 0.006433 | 0.0072636 | 0.0080764 | 0.0088737 | 0.0096592 | 0.010431 | 0.011203 | 0.011975 | 0.012746 | 0.013486 | 0.014233 | 0.014984 | 0.015738 | 0.016517 | 0.017292 | 0.018066 | 0.018066 | 0.018066 | 0.018066 | 0 | 0 | 0
F11_Industrial_Food Products_New_Space Heating_Natural Gas_ENERGY STAR Connected Thermostat_A_Achievable Technical Potential | F11 | Industrial | Food Products | New | Space Heating | Natural Gas | ENERGY STAR Connected Thermostat | A | Cumulative Summer Peak Savings (MW) | Achievable Technical Potential | 0 | 0 | 0 | 0 | 0 | 0 | 0 | 0 | 0 | 0 | 0 | 0 | 0 | 0 | 0 | 0 | 0 | 0 | 0 | 0 | 0 | 0 | 0 | 0 | 0 | 0 | 0 | 0 | 0 | 0 | 0
F12_Industrial_Food Products_New_Space Heating_Natural Gas_ENERGY STAR Connected Thermostat_A_Achievable Technical Potential | F12 | Industrial | Food Products | New | Space Heating | Natural Gas | ENERGY STAR Connected Thermostat | A | Cumulative Winter Peak Savings (MW) | Achievable Technical Potential | 0 | 0 | 0 | 0 | 0 | 0 | 0 | 0 | 0 | 0 | 0 | 0 | 0 | 0 | 0 | 0 | 0 | 0 | 0 | 0 | 0 | 0 | 0 | 0 | 0 | 0 | 0 | 0 | 0 | 0 | 0
F13_Industrial_Food Products_New_Space Heating_Natural Gas_ENERGY STAR Connected Thermostat_A_Achievable Technical Potential | F13 | Industrial | Food Products | New | Space Heating | Natural Gas | ENERGY STAR Connected Thermostat | A | Purchases (Incremental) | Achievable Technical Potential | 0 | 0 | 0 | 0 | 0 | 66.8175 | 79.1605 | 91.4968 | 103.7603 | 116.0304 | 128.3106 | 140.435 | 152.5261 | 164.5928 | 176.4678 | 188.3882 | 200.1948 | 212.0031 | 223.7518 | 235.3958 | 247.0536 | 258.6632 | 270.2276 | 281.7499 | 293.233 | 247.0536 | 258.6632 | 270.2276 | 281.7499 | 293.233 | 247.0536
F14_Industrial_Food Products_New_Space Heating_Natural Gas_ENERGY STAR Connected Thermostat_A_Achievable Technical Potential | F14 | Industrial | Food Products | New | Space Heating | Natural Gas | ENERGY STAR Connected Thermostat | A | Purchases (Cumulative) | Achievable Technical Potential | 0 | 0 | 0 | 0 | 0 | 66.8175 | 145.9781 | 237.4748 | 341.2351 | 457.2655 | 518.7586 | 580.033 | 641.0624 | 701.8949 | 762.3323 | 822.4098 | 882.1697 | 941.6466 | 1000.8057 | 1059.7337 | 1118.3991 | 1176.8675 | 1235.092 | 1293.09 | 1350.9272 | 1350.9272 | 1350.9272 | 1350.9272 | 1350.9272 | 1350.9272 | 1350.9272
F1_Industrial_Food Products_New_Space Heating_Natural Gas_Destratification Fans (HVLS)_A_Achievable Technical Potential | F1 | Industrial | Food Products | New | Space Heating | Natural Gas | Destratification Fans (HVLS) | A | Original Unit Energy Savings (kWh or therms) | Achievable Technical Potential | 0 | 0 | 0 | 0 | 0 | 0.014581 | 0.014392 | 0.014255 | 0.014151 | 0.014068 | 0.014002 | 0.013924 | 0.013842 | 0.013762 | 0.013684 | 0.013622 | 0.013574 | 0.013536 | 0.013475 | 0.01343 | 0.013398 | 0.013373 | 0.013373 | 0.013373 | 0.013373 | 0.013373 | 0.013373 | 0.013373 | 0 | 0 | 0
F2_Industrial_Food Products_New_Space Heating_Natural Gas_Destratification Fans (HVLS)_A_Achievable Technical Potential | F2 | Industrial | Food Products | New | Space Heating | Natural Gas | Destratification Fans (HVLS) | A | Original Unit Summer Peak Savings (kW) | Achievable Technical Potential | 0 | 0 | 0 | 0 | 0 | 0 | 0 | 0 | 0 | 0 | 0 | 0 | 0 | 0 | 0 | 0 | 0 | 0 | 0 | 0 | 0 | 0 | 0 | 0 | 0 | 0 | 0 | 0 | 0 | 0 | 0
F3_Industrial_Food Products_New_Space Heating_Natural Gas_Destratification Fans (HVLS)_A_Achievable Technical Potential | F3 | Industrial | Food Products | New | Space Heating | Natural Gas | Destratification Fans (HVLS) | A | Original Unit Winter Peak Savings (kW) | Achievable Technical Potential | 0 | 0 | 0 | 0 | 0 | 0 | 0 | 0 | 0 | 0 | 0 | 0 | 0 | 0 | 0 | 0 | 0 | 0 | 0 | 0 | 0 | 0 | 0 | 0 | 0 | 0 | 0 | 0 | 0 | 0 | 0
F4_Industrial_Food Products_New_Space Heating_Natural Gas_Destratification Fans (HVLS)_A_Achievable Technical Potential | F4 | Industrial | Food Products | New | Space Heating | Natural Gas | Destratification Fans (HVLS) | A | Standalone Impact on Baseline Energy (%) | Achievable Technical Potential | 0% | 0% | 0% | 0% | 0% | 0.02645% | 0.04877% | 0.06864% | 0.08698% | 0.1042% | 0.1207% | 0.1367% | 0.1523% | 0.1676% | 0.1828% | 0.1883% | 0.1932% | 0.1974% | 0.2013% | 0.2047% | 0.2078% | 0.2105% | 0.213% | 0.2153% | 0.0021743 | 0.0020926 | 0.002017 | 0.0019469 | 0 | 0 | 0
F5_Industrial_Food Products_New_Space Heating_Natural Gas_Destratification Fans (HVLS)_A_Achievable Technical Potential | F5 | Industrial | Food Products | New | Space Heating | Natural Gas | Destratification Fans (HVLS) | A | Standalone Impact on Baseline Summer Peak (%) | Achievable Technical Potential | 0% | 0% | 0% | 0% | 0% | 0% | 0% | 0% | 0% | 0% | 0% | 0% | 0% | 0% | 0% | 0% | 0% | 0% | 0% | 0% | 0% | 0% | 0% | 0% | 0 | 0 | 0 | 0 | 0 | 0 | 0
F6_Industrial_Food Products_New_Space Heating_Natural Gas_Destratification Fans (HVLS)_A_Achievable Technical Potential | F6 | Industrial | Food Products | New | Space Heating | Natural Gas | Destratification Fans (HVLS) | A | Standalone Impact on Baseline Winter Peak (%) | Achievable Technical Potential | 0% | 0% | 0% | 0% | 0% | 0% | 0% | 0% | 0% | 0% | 0% | 0% | 0% | 0% | 0% | 0% | 0% | 0% | 0% | 0% | 0% | 0% | 0% | 0% | 0 | 0 | 0 | 0 | 0 | 0 | 0
F7_Industrial_Food Products_New_Space Heating_Natural Gas_Destratification Fans (HVLS)_A_Achievable Technical Potential | F7 | Industrial | Food Products | New | Space Heating | Natural Gas | Destratification Fans (HVLS) | A | Incremental Energy Savings (MWh or mTherms) | Achievable Technical Potential | 0 | 0 | 0 | 0 | 0 | 0.00097426 | 0.0011393 | 0.0013043 | 0.0014683 | 0.0016324 | 0.0017966 | 0.0019554 | 0.0021113 | 0.0022651 | 0.0024147 | 0.0025663 | 0.0027175 | 0.0028696 | 0.003015 | 0.0031614 | 0.00331 | 0.003459 | 0.0036137 | 0.0037678 | 0.0039213 | 0.0025193 | 0.0026772 | 0.0028351 | 0 | 0 | 0
F8_Industrial_Food Products_New_Space Heating_Natural Gas_Destratification Fans (HVLS)_A_Achievable Technical Potential | F8 | Industrial | Food Products | New | Space Heating | Natural Gas | Destratification Fans (HVLS) | A | Incremental Summer Peak Savings (MW) | Achievable Technical Potential | 0 | 0 | 0 | 0 | 0 | 0 | 0 | 0 | 0 | 0 | 0 | 0 | 0 | 0 | 0 | 0 | 0 | 0 | 0 | 0 | 0 | 0 | 0 | 0 | 0 | 0 | 0 | 0 | 0 | 0 | 0
F9_Industrial_Food Products_New_Space Heating_Natural Gas_Destratification Fans (HVLS)_A_Achievable Technical Potential | F9 | Industrial | Food Products | New | Space Heating | Natural Gas | Destratification Fans (HVLS) | A | Incremental Winter Peak Savings (MW) | Achievable Technical Potential | 0 | 0 | 0 | 0 | 0 | 0 | 0 | 0 | 0 | 0 | 0 | 0 | 0 | 0 | 0 | 0 | 0 | 0 | 0 | 0 | 0 | 0 | 0 | 0 | 0 | 0 | 0 | 0 | 0 | 0 | 0
F10_Industrial_Food Products_New_Space Heating_Natural Gas_Destratification Fans (HVLS)_A_Achievable Technical Potential | F10 | Industrial | Food Products | New | Space Heating | Natural Gas | Destratification Fans (HVLS) | A | Cumulative Energy Savings (MWh or mTherms) | Achievable Technical Potential | 0 | 0 | 0 | 0 | 0 | 0.00097426 | 0.002101 | 0.0033852 | 0.0048287 | 0.006433 | 0.0081992 | 0.010109 | 0.012161 | 0.014355 | 0.016688 | 0.01827 | 0.019848 | 0.021423 | 0.022944 | 0.024471 | 0.026003 | 0.027535 | 0.029109 | 0.030676 | 0.032237 | 0.032237 | 0.032237 | 0.032237 | 0 | 0 | 0
F11_Industrial_Food Products_New_Space Heating_Natural Gas_Destratification Fans (HVLS)_A_Achievable Technical Potential | F11 | Industrial | Food Products | New | Space Heating | Natural Gas | Destratification Fans (HVLS) | A | Cumulative Summer Peak Savings (MW) | Achievable Technical Potential | 0 | 0 | 0 | 0 | 0 | 0 | 0 | 0 | 0 | 0 | 0 | 0 | 0 | 0 | 0 | 0 | 0 | 0 | 0 | 0 | 0 | 0 | 0 | 0 | 0 | 0 | 0 | 0 | 0 | 0 | 0
F12_Industrial_Food Products_New_Space Heating_Natural Gas_Destratification Fans (HVLS)_A_Achievable Technical Potential | F12 | Industrial | Food Products | New | Space Heating | Natural Gas | Destratification Fans (HVLS) | A | Cumulative Winter Peak Savings (MW) | Achievable Technical Potential | 0 | 0 | 0 | 0 | 0 | 0 | 0 | 0 | 0 | 0 | 0 | 0 | 0 | 0 | 0 | 0 | 0 | 0 | 0 | 0 | 0 | 0 | 0 | 0 | 0 | 0 | 0 | 0 | 0 | 0 | 0
F13_Industrial_Food Products_New_Space Heating_Natural Gas_Destratification Fans (HVLS)_A_Achievable Technical Potential | F13 | Industrial | Food Products | New | Space Heating | Natural Gas | Destratification Fans (HVLS) | A | Purchases (Incremental) | Achievable Technical Potential | 0 | 0 | 0 | 0 | 0 | 66.8175 | 79.1605 | 91.4968 | 103.7603 | 116.0304 | 128.3106 | 140.435 | 152.5261 | 164.5928 | 176.4678 | 188.3882 | 200.1948 | 212.0031 | 223.7518 | 235.3958 | 247.0536 | 258.6632 | 270.2276 | 281.7499 | 293.233 | 188.3882 | 200.1948 | 212.0031 | 223.7518 | 235.3958 | 247.0536
F14_Industrial_Food Products_New_Space Heating_Natural Gas_Destratification Fans (HVLS)_A_Achievable Technical Potential | F14 | Industrial | Food Products | New | Space Heating | Natural Gas | Destratification Fans (HVLS) | A | Purchases (Cumulative) | Achievable Technical Potential | 0 | 0 | 0 | 0 | 0 | 66.8175 | 145.9781 | 237.4748 | 341.2351 | 457.2655 | 585.5761 | 726.0111 | 878.5372 | 1043.13 | 1219.5978 | 1341.1684 | 1462.2027 | 1582.709 | 1702.7006 | 1822.066 | 1940.809 | 2059.0372 | 2176.7386 | 2293.8957 | 2410.6609 | 2410.6609 | 2410.6609 | 2410.6609 | 2410.6609 | 2410.6609 | 2410.6609
F1_Industrial_Food Products_New_Space Heating_Natural Gas_Gas Boiler - Insulate Steam Lines/Condensate Tank_A_Achievable Technical Potential | F1 | Industrial | Food Products | New | Space Heating | Natural Gas | Gas Boiler - Insulate Steam Lines/Condensate Tank | A | Original Unit Energy Savings (kWh or therms) | Achievable Technical Potential | 0 | 0 | 0 | 0 | 0 | 0 | 0 | 0 | 0 | 0 | 0 | 0 | 0 | 0 | 0 | 0 | 0 | 0 | 0 | 0 | 0 | 0 | 0 | 0 | 0 | 0 | 0 | 0 | 0 | 0 | 0
F2_Industrial_Food Products_New_Space Heating_Natural Gas_Gas Boiler - Insulate Steam Lines/Condensate Tank_A_Achievable Technical Potential | F2 | Industrial | Food Products | New | Space Heating | Natural Gas | Gas Boiler - Insulate Steam Lines/Condensate Tank | A | Original Unit Summer Peak Savings (kW) | Achievable Technical Potential | 0 | 0 | 0 | 0 | 0 | 0 | 0 | 0 | 0 | 0 | 0 | 0 | 0 | 0 | 0 | 0 | 0 | 0 | 0 | 0 | 0 | 0 | 0 | 0 | 0 | 0 | 0 | 0 | 0 | 0 | 0
F3_Industrial_Food Products_New_Space Heating_Natural Gas_Gas Boiler - Insulate Steam Lines/Condensate Tank_A_Achievable Technical Potential | F3 | Industrial | Food Products | New | Space Heating | Natural Gas | Gas Boiler - Insulate Steam Lines/Condensate Tank | A | Original Unit Winter Peak Savings (kW) | Achievable Technical Potential | 0 | 0 | 0 | 0 | 0 | 0 | 0 | 0 | 0 | 0 | 0 | 0 | 0 | 0 | 0 | 0 | 0 | 0 | 0 | 0 | 0 | 0 | 0 | 0 | 0 | 0 | 0 | 0 | 0 | 0 | 0
F4_Industrial_Food Products_New_Space Heating_Natural Gas_Gas Boiler - Insulate Steam Lines/Condensate Tank_A_Achievable Technical Potential | F4 | Industrial | Food Products | New | Space Heating | Natural Gas | Gas Boiler - Insulate Steam Lines/Condensate Tank | A | Standalone Impact on Baseline Energy (%) | Achievable Technical Potential | 0% | 0% | 0% | 0% | 0% | 0% | 0% | 0% | 0% | 0% | 0% | 0% | 0% | 0% | 0% | 0% | 0% | 0% | 0% | 0% | 0% | 0% | 0% | 0% | 0 | 0 | 0 | 0 | 0 | 0 | 0
F5_Industrial_Food Products_New_Space Heating_Natural Gas_Gas Boiler - Insulate Steam Lines/Condensate Tank_A_Achievable Technical Potential | F5 | Industrial | Food Products | New | Space Heating | Natural Gas | Gas Boiler - Insulate Steam Lines/Condensate Tank | A | Standalone Impact on Baseline Summer Peak (%) | Achievable Technical Potential | 0% | 0% | 0% | 0% | 0% | 0% | 0% | 0% | 0% | 0% | 0% | 0% | 0% | 0% | 0% | 0% | 0% | 0% | 0% | 0% | 0% | 0% | 0% | 0% | 0 | 0 | 0 | 0 | 0 | 0 | 0
F6_Industrial_Food Products_New_Space Heating_Natural Gas_Gas Boiler - Insulate Steam Lines/Condensate Tank_A_Achievable Technical Potential | F6 | Industrial | Food Products | New | Space Heating | Natural Gas | Gas Boiler - Insulate Steam Lines/Condensate Tank | A | Standalone Impact on Baseline Winter Peak (%) | Achievable Technical Potential | 0% | 0% | 0% | 0% | 0% | 0% | 0% | 0% | 0% | 0% | 0% | 0% | 0% | 0% | 0% | 0% | 0% | 0% | 0% | 0% | 0% | 0% | 0% | 0% | 0 | 0 | 0 | 0 | 0 | 0 | 0
F7_Industrial_Food Products_New_Space Heating_Natural Gas_Gas Boiler - Insulate Steam Lines/Condensate Tank_A_Achievable Technical Potential | F7 | Industrial | Food Products | New | Space Heating | Natural Gas | Gas Boiler - Insulate Steam Lines/Condensate Tank | A | Incremental Energy Savings (MWh or mTherms) | Achievable Technical Potential | 0 | 0 | 0 | 0 | 0 | 0 | 0 | 0 | 0 | 0 | 0 | 0 | 0 | 0 | 0 | 0 | 0 | 0 | 0 | 0 | 0 | 0 | 0 | 0 | 0 | 0 | 0 | 0 | 0 | 0 | 0
F8_Industrial_Food Products_New_Space Heating_Natural Gas_Gas Boiler - Insulate Steam Lines/Condensate Tank_A_Achievable Technical Potential | F8 | Industrial | Food Products | New | Space Heating | Natural Gas | Gas Boiler - Insulate Steam Lines/Condensate Tank | A | Incremental Summer Peak Savings (MW) | Achievable Technical Potential | 0 | 0 | 0 | 0 | 0 | 0 | 0 | 0 | 0 | 0 | 0 | 0 | 0 | 0 | 0 | 0 | 0 | 0 | 0 | 0 | 0 | 0 | 0 | 0 | 0 | 0 | 0 | 0 | 0 | 0 | 0
F9_Industrial_Food Products_New_Space Heating_Natural Gas_Gas Boiler - Insulate Steam Lines/Condensate Tank_A_Achievable Technical Potential | F9 | Industrial | Food Products | New | Space Heating | Natural Gas | Gas Boiler - Insulate Steam Lines/Condensate Tank | A | Incremental Winter Peak Savings (MW) | Achievable Technical Potential | 0 | 0 | 0 | 0 | 0 | 0 | 0 | 0 | 0 | 0 | 0 | 0 | 0 | 0 | 0 | 0 | 0 | 0 | 0 | 0 | 0 | 0 | 0 | 0 | 0 | 0 | 0 | 0 | 0 | 0 | 0
F10_Industrial_Food Products_New_Space Heating_Natural Gas_Gas Boiler - Insulate Steam Lines/Condensate Tank_A_Achievable Technical Potential | F10 | Industrial | Food Products | New | Space Heating | Natural Gas | Gas Boiler - Insulate Steam Lines/Condensate Tank | A | Cumulative Energy Savings (MWh or mTherms) | Achievable Technical Potential | 0 | 0 | 0 | 0 | 0 | 0 | 0 | 0 | 0 | 0 | 0 | 0 | 0 | 0 | 0 | 0 | 0 | 0 | 0 | 0 | 0 | 0 | 0 | 0 | 0 | 0 | 0 | 0 | 0 | 0 | 0
F11_Industrial_Food Products_New_Space Heating_Natural Gas_Gas Boiler - Insulate Steam Lines/Condensate Tank_A_Achievable Technical Potential | F11 | Industrial | Food Products | New | Space Heating | Natural Gas | Gas Boiler - Insulate Steam Lines/Condensate Tank | A | Cumulative Summer Peak Savings (MW) | Achievable Technical Potential | 0 | 0 | 0 | 0 | 0 | 0 | 0 | 0 | 0 | 0 | 0 | 0 | 0 | 0 | 0 | 0 | 0 | 0 | 0 | 0 | 0 | 0 | 0 | 0 | 0 | 0 | 0 | 0 | 0 | 0 | 0
F12_Industrial_Food Products_New_Space Heating_Natural Gas_Gas Boiler - Insulate Steam Lines/Condensate Tank_A_Achievable Technical Potential | F12 | Industrial | Food Products | New | Space Heating | Natural Gas | Gas Boiler - Insulate Steam Lines/Condensate Tank | A | Cumulative Winter Peak Savings (MW) | Achievable Technical Potential | 0 | 0 | 0 | 0 | 0 | 0 | 0 | 0 | 0 | 0 | 0 | 0 | 0 | 0 | 0 | 0 | 0 | 0 | 0 | 0 | 0 | 0 | 0 | 0 | 0 | 0 | 0 | 0 | 0 | 0 | 0
F13_Industrial_Food Products_New_Space Heating_Natural Gas_Gas Boiler - Insulate Steam Lines/Condensate Tank_A_Achievable Technical Potential | F13 | Industrial | Food Products | New | Space Heating | Natural Gas | Gas Boiler - Insulate Steam Lines/Condensate Tank | A | Purchases (Incremental) | Achievable Technical Potential | 0 | 0 | 0 | 0 | 0 | 0 | 0 | 0 | 0 | 0 | 0 | 0 | 0 | 0 | 0 | 0 | 0 | 0 | 0 | 0 | 0 | 0 | 0 | 0 | 0 | 0 | 0 | 0 | 0 | 0 | 0
F14_Industrial_Food Products_New_Space Heating_Natural Gas_Gas Boiler - Insulate Steam Lines/Condensate Tank_A_Achievable Technical Potential | F14 | Industrial | Food Products | New | Space Heating | Natural Gas | Gas Boiler - Insulate Steam Lines/Condensate Tank | A | Purchases (Cumulative) | Achievable Technical Potential | 0 | 0 | 0 | 0 | 0 | 0 | 0 | 0 | 0 | 0 | 0 | 0 | 0 | 0 | 0 | 0 | 0 | 0 | 0 | 0 | 0 | 0 | 0 | 0 | 0 | 0 | 0 | 0 | 0 | 0 | 0
F1_Industrial_Food Products_New_Process_Natural Gas_Gas Boiler - Insulate Steam Lines/Condensate Tank_A_Achievable Technical Potential | F1 | Industrial | Food Products | New | Process | Natural Gas | Gas Boiler - Insulate Steam Lines/Condensate Tank | A | Original Unit Energy Savings (kWh or therms) | Achievable Technical Potential | 0 | 0 | 0 | 0 | 0 | 376.3371 | 376.3371 | 376.3371 | 376.3371 | 376.3371 | 376.3371 | 376.3371 | 376.3371 | 376.3371 | 376.3371 | 376.3371 | 376.3371 | 376.3371 | 376.3371 | 376.3371 | 376.3371 | 376.3371 | 376.3371 | 376.3371 | 376.3371 | 376.3371 | 376.3371 | 376.3371 | 376.3371 | 376.3371 | 376.3371
F2_Industrial_Food Products_New_Process_Natural Gas_Gas Boiler - Insulate Steam Lines/Condensate Tank_A_Achievable Technical Potential | F2 | Industrial | Food Products | New | Process | Natural Gas | Gas Boiler - Insulate Steam Lines/Condensate Tank | A | Original Unit Summer Peak Savings (kW) | Achievable Technical Potential | 0 | 0 | 0 | 0 | 0 | 0 | 0 | 0 | 0 | 0 | 0 | 0 | 0 | 0 | 0 | 0 | 0 | 0 | 0 | 0 | 0 | 0 | 0 | 0 | 0 | 0 | 0 | 0 | 0 | 0 | 0
F3_Industrial_Food Products_New_Process_Natural Gas_Gas Boiler - Insulate Steam Lines/Condensate Tank_A_Achievable Technical Potential | F3 | Industrial | Food Products | New | Process | Natural Gas | Gas Boiler - Insulate Steam Lines/Condensate Tank | A | Original Unit Winter Peak Savings (kW) | Achievable Technical Potential | 0 | 0 | 0 | 0 | 0 | 0 | 0 | 0 | 0 | 0 | 0 | 0 | 0 | 0 | 0 | 0 | 0 | 0 | 0 | 0 | 0 | 0 | 0 | 0 | 0 | 0 | 0 | 0 | 0 | 0 | 0
F4_Industrial_Food Products_New_Process_Natural Gas_Gas Boiler - Insulate Steam Lines/Condensate Tank_A_Achievable Technical Potential | F4 | Industrial | Food Products | New | Process | Natural Gas | Gas Boiler - Insulate Steam Lines/Condensate Tank | A | Standalone Impact on Baseline Energy (%) | Achievable Technical Potential | 0% | 0% | 0% | 0% | 0% | 0.02846% | 0.05248% | 0.07386% | 0.09359% | 0.1122% | 0.1299% | 0.1471% | 0.1639% | 0.1804% | 0.1967% | 0.2127% | 0.2286% | 0.2443% | 0.26% | 0.2756% | 0.291% | 0.3064% | 0.3218% | 0.3371% | 0.0035233 | 0.0033909 | 0.0032685 | 0.0031549 | 0 | 0 | 0
F5_Industrial_Food Products_New_Process_Natural Gas_Gas Boiler - Insulate Steam Lines/Condensate Tank_A_Achievable Technical Potential | F5 | Industrial | Food Products | New | Process | Natural Gas | Gas Boiler - Insulate Steam Lines/Condensate Tank | A | Standalone Impact on Baseline Summer Peak (%) | Achievable Technical Potential | 0% | 0% | 0% | 0% | 0% | 0% | 0% | 0% | 0% | 0% | 0% | 0% | 0% | 0% | 0% | 0% | 0% | 0% | 0% | 0% | 0% | 0% | 0% | 0% | 0 | 0 | 0 | 0 | 0 | 0 | 0
F6_Industrial_Food Products_New_Process_Natural Gas_Gas Boiler - Insulate Steam Lines/Condensate Tank_A_Achievable Technical Potential | F6 | Industrial | Food Products | New | Process | Natural Gas | Gas Boiler - Insulate Steam Lines/Condensate Tank | A | Standalone Impact on Baseline Winter Peak (%) | Achievable Technical Potential | 0% | 0% | 0% | 0% | 0% | 0% | 0% | 0% | 0% | 0% | 0% | 0% | 0% | 0% | 0% | 0% | 0% | 0% | 0% | 0% | 0% | 0% | 0% | 0% | 0 | 0 | 0 | 0 | 0 | 0 | 0
F7_Industrial_Food Products_New_Process_Natural Gas_Gas Boiler - Insulate Steam Lines/Condensate Tank_A_Achievable Technical Potential | F7 | Industrial | Food Products | New | Process | Natural Gas | Gas Boiler - Insulate Steam Lines/Condensate Tank | A | Incremental Energy Savings (MWh or mTherms) | Achievable Technical Potential | 0 | 0 | 0 | 0 | 0 | 0.16264 | 0.19269 | 0.22272 | 0.25257 | 0.28244 | 0.31233 | 0.34184 | 0.37127 | 0.40065 | 0.42955 | 0.45857 | 0.48731 | 0.51605 | 0.54465 | 0.57299 | 0.60137 | 0.62963 | 0.65778 | 0.68582 | 0.71378 | 0.16264 | 0.19269 | 0.22272 | 0.25257 | 0.28244 | 0.31233
F8_Industrial_Food Products_New_Process_Natural Gas_Gas Boiler - Insulate Steam Lines/Condensate Tank_A_Achievable Technical Potential | F8 | Industrial | Food Products | New | Process | Natural Gas | Gas Boiler - Insulate Steam Lines/Condensate Tank | A | Incremental Summer Peak Savings (MW) | Achievable Technical Potential | 0 | 0 | 0 | 0 | 0 | 0 | 0 | 0 | 0 | 0 | 0 | 0 | 0 | 0 | 0 | 0 | 0 | 0 | 0 | 0 | 0 | 0 | 0 | 0 | 0 | 0 | 0 | 0 | 0 | 0 | 0
F9_Industrial_Food Products_New_Process_Natural Gas_Gas Boiler - Insulate Steam Lines/Condensate Tank_A_Achievable Technical Potential | F9 | Industrial | Food Products | New | Process | Natural Gas | Gas Boiler - Insulate Steam Lines/Condensate Tank | A | Incremental Winter Peak Savings (MW) | Achievable Technical Potential | 0 | 0 | 0 | 0 | 0 | 0 | 0 | 0 | 0 | 0 | 0 | 0 | 0 | 0 | 0 | 0 | 0 | 0 | 0 | 0 | 0 | 0 | 0 | 0 | 0 | 0 | 0 | 0 | 0 | 0 | 0
F10_Industrial_Food Products_New_Process_Natural Gas_Gas Boiler - Insulate Steam Lines/Condensate Tank_A_Achievable Technical Potential | F10 | Industrial | Food Products | New | Process | Natural Gas | Gas Boiler - Insulate Steam Lines/Condensate Tank | A | Cumulative Energy Savings (MWh or mTherms) | Achievable Technical Potential | 0 | 0 | 0 | 0 | 0 | 0.16264 | 0.35533 | 0.57805 | 0.83062 | 1.1131 | 1.4254 | 1.7672 | 2.1385 | 2.5391 | 2.9687 | 3.4273 | 3.9146 | 4.4306 | 4.9753 | 5.5483 | 6.1496 | 6.7793 | 7.437 | 8.1229 | 8.8366 | 8.8366 | 8.8366 | 8.8366 | 8.8366 | 8.8366 | 8.8366
F11_Industrial_Food Products_New_Process_Natural Gas_Gas Boiler - Insulate Steam Lines/Condensate Tank_A_Achievable Technical Potential | F11 | Industrial | Food Products | New | Process | Natural Gas | Gas Boiler - Insulate Steam Lines/Condensate Tank | A | Cumulative Summer Peak Savings (MW) | Achievable Technical Potential | 0 | 0 | 0 | 0 | 0 | 0 | 0 | 0 | 0 | 0 | 0 | 0 | 0 | 0 | 0 | 0 | 0 | 0 | 0 | 0 | 0 | 0 | 0 | 0 | 0 | 0 | 0 | 0 | 0 | 0 | 0
F12_Industrial_Food Products_New_Process_Natural Gas_Gas Boiler - Insulate Steam Lines/Condensate Tank_A_Achievable Technical Potential | F12 | Industrial | Food Products | New | Process | Natural Gas | Gas Boiler - Insulate Steam Lines/Condensate Tank | A | Cumulative Winter Peak Savings (MW) | Achievable Technical Potential | 0 | 0 | 0 | 0 | 0 | 0 | 0 | 0 | 0 | 0 | 0 | 0 | 0 | 0 | 0 | 0 | 0 | 0 | 0 | 0 | 0 | 0 | 0 | 0 | 0 | 0 | 0 | 0 | 0 | 0 | 0
F13_Industrial_Food Products_New_Process_Natural Gas_Gas Boiler - Insulate Steam Lines/Condensate Tank_A_Achievable Technical Potential | F13 | Industrial | Food Products | New | Process | Natural Gas | Gas Boiler - Insulate Steam Lines/Condensate Tank | A | Purchases (Incremental) | Achievable Technical Potential | 0 | 0 | 0 | 0 | 0 | 0.43218 | 0.51201 | 0.5918 | 0.67112 | 0.75049 | 0.82992 | 0.90834 | 0.98654 | 1.0646 | 1.1414 | 1.2185 | 1.2949 | 1.3712 | 1.4472 | 1.5225 | 1.598 | 1.673 | 1.7478 | 1.8224 | 1.8966 | 0.43218 | 0.51201 | 0.5918 | 0.67112 | 0.75049 | 0.82992
F14_Industrial_Food Products_New_Process_Natural Gas_Gas Boiler - Insulate Steam Lines/Condensate Tank_A_Achievable Technical Potential | F14 | Industrial | Food Products | New | Process | Natural Gas | Gas Boiler - Insulate Steam Lines/Condensate Tank | A | Purchases (Cumulative) | Achievable Technical Potential | 0 | 0 | 0 | 0 | 0 | 0.43218 | 0.94419 | 1.536 | 2.2071 | 2.9576 | 3.7875 | 4.6959 | 5.6824 | 6.747 | 7.8884 | 9.1069 | 10.4018 | 11.773 | 13.2202 | 14.7428 | 16.3407 | 18.0138 | 19.7616 | 21.584 | 23.4806 | 23.4806 | 23.4806 | 23.4806 | 23.4806 | 23.4806 | 23.4806
F1_Industrial_Food Products_New_Space Heating_Natural Gas_Gas Boiler - Insulate Hot Water Lines_A_Achievable Technical Potential | F1 | Industrial | Food Products | New | Space Heating | Natural Gas | Gas Boiler - Insulate Hot Water Lines | A | Original Unit Energy Savings (kWh or therms) | Achievable Technical Potential | 0 | 0 | 0 | 0 | 0 | 0 | 0 | 0 | 0 | 0 | 0 | 0 | 0 | 0 | 0 | 0 | 0 | 0 | 0 | 0 | 0 | 0 | 0 | 0 | 0 | 0 | 0 | 0 | 0 | 0 | 0
F2_Industrial_Food Products_New_Space Heating_Natural Gas_Gas Boiler - Insulate Hot Water Lines_A_Achievable Technical Potential | F2 | Industrial | Food Products | New | Space Heating | Natural Gas | Gas Boiler - Insulate Hot Water Lines | A | Original Unit Summer Peak Savings (kW) | Achievable Technical Potential | 0 | 0 | 0 | 0 | 0 | 0 | 0 | 0 | 0 | 0 | 0 | 0 | 0 | 0 | 0 | 0 | 0 | 0 | 0 | 0 | 0 | 0 | 0 | 0 | 0 | 0 | 0 | 0 | 0 | 0 | 0
F3_Industrial_Food Products_New_Space Heating_Natural Gas_Gas Boiler - Insulate Hot Water Lines_A_Achievable Technical Potential | F3 | Industrial | Food Products | New | Space Heating | Natural Gas | Gas Boiler - Insulate Hot Water Lines | A | Original Unit Winter Peak Savings (kW) | Achievable Technical Potential | 0 | 0 | 0 | 0 | 0 | 0 | 0 | 0 | 0 | 0 | 0 | 0 | 0 | 0 | 0 | 0 | 0 | 0 | 0 | 0 | 0 | 0 | 0 | 0 | 0 | 0 | 0 | 0 | 0 | 0 | 0
F4_Industrial_Food Products_New_Space Heating_Natural Gas_Gas Boiler - Insulate Hot Water Lines_A_Achievable Technical Potential | F4 | Industrial | Food Products | New | Space Heating | Natural Gas | Gas Boiler - Insulate Hot Water Lines | A | Standalone Impact on Baseline Energy (%) | Achievable Technical Potential | 0% | 0% | 0% | 0% | 0% | 0% | 0% | 0% | 0% | 0% | 0% | 0% | 0% | 0% | 0% | 0% | 0% | 0% | 0% | 0% | 0% | 0% | 0% | 0% | 0 | 0 | 0 | 0 | 0 | 0 | 0
F5_Industrial_Food Products_New_Space Heating_Natural Gas_Gas Boiler - Insulate Hot Water Lines_A_Achievable Technical Potential | F5 | Industrial | Food Products | New | Space Heating | Natural Gas | Gas Boiler - Insulate Hot Water Lines | A | Standalone Impact on Baseline Summer Peak (%) | Achievable Technical Potential | 0% | 0% | 0% | 0% | 0% | 0% | 0% | 0% | 0% | 0% | 0% | 0% | 0% | 0% | 0% | 0% | 0% | 0% | 0% | 0% | 0% | 0% | 0% | 0% | 0 | 0 | 0 | 0 | 0 | 0 | 0
F6_Industrial_Food Products_New_Space Heating_Natural Gas_Gas Boiler - Insulate Hot Water Lines_A_Achievable Technical Potential | F6 | Industrial | Food Products | New | Space Heating | Natural Gas | Gas Boiler - Insulate Hot Water Lines | A | Standalone Impact on Baseline Winter Peak (%) | Achievable Technical Potential | 0% | 0% | 0% | 0% | 0% | 0% | 0% | 0% | 0% | 0% | 0% | 0% | 0% | 0% | 0% | 0% | 0% | 0% | 0% | 0% | 0% | 0% | 0% | 0% | 0 | 0 | 0 | 0 | 0 | 0 | 0
F7_Industrial_Food Products_New_Space Heating_Natural Gas_Gas Boiler - Insulate Hot Water Lines_A_Achievable Technical Potential | F7 | Industrial | Food Products | New | Space Heating | Natural Gas | Gas Boiler - Insulate Hot Water Lines | A | Incremental Energy Savings (MWh or mTherms) | Achievable Technical Potential | 0 | 0 | 0 | 0 | 0 | 0 | 0 | 0 | 0 | 0 | 0 | 0 | 0 | 0 | 0 | 0 | 0 | 0 | 0 | 0 | 0 | 0 | 0 | 0 | 0 | 0 | 0 | 0 | 0 | 0 | 0
F8_Industrial_Food Products_New_Space Heating_Natural Gas_Gas Boiler - Insulate Hot Water Lines_A_Achievable Technical Potential | F8 | Industrial | Food Products | New | Space Heating | Natural Gas | Gas Boiler - Insulate Hot Water Lines | A | Incremental Summer Peak Savings (MW) | Achievable Technical Potential | 0 | 0 | 0 | 0 | 0 | 0 | 0 | 0 | 0 | 0 | 0 | 0 | 0 | 0 | 0 | 0 | 0 | 0 | 0 | 0 | 0 | 0 | 0 | 0 | 0 | 0 | 0 | 0 | 0 | 0 | 0
F9_Industrial_Food Products_New_Space Heating_Natural Gas_Gas Boiler - Insulate Hot Water Lines_A_Achievable Technical Potential | F9 | Industrial | Food Products | New | Space Heating | Natural Gas | Gas Boiler - Insulate Hot Water Lines | A | Incremental Winter Peak Savings (MW) | Achievable Technical Potential | 0 | 0 | 0 | 0 | 0 | 0 | 0 | 0 | 0 | 0 | 0 | 0 | 0 | 0 | 0 | 0 | 0 | 0 | 0 | 0 | 0 | 0 | 0 | 0 | 0 | 0 | 0 | 0 | 0 | 0 | 0
F10_Industrial_Food Products_New_Space Heating_Natural Gas_Gas Boiler - Insulate Hot Water Lines_A_Achievable Technical Potential | F10 | Industrial | Food Products | New | Space Heating | Natural Gas | Gas Boiler - Insulate Hot Water Lines | A | Cumulative Energy Savings (MWh or mTherms) | Achievable Technical Potential | 0 | 0 | 0 | 0 | 0 | 0 | 0 | 0 | 0 | 0 | 0 | 0 | 0 | 0 | 0 | 0 | 0 | 0 | 0 | 0 | 0 | 0 | 0 | 0 | 0 | 0 | 0 | 0 | 0 | 0 | 0
F11_Industrial_Food Products_New_Space Heating_Natural Gas_Gas Boiler - Insulate Hot Water Lines_A_Achievable Technical Potential | F11 | Industrial | Food Products | New | Space Heating | Natural Gas | Gas Boiler - Insulate Hot Water Lines | A | Cumulative Summer Peak Savings (MW) | Achievable Technical Potential | 0 | 0 | 0 | 0 | 0 | 0 | 0 | 0 | 0 | 0 | 0 | 0 | 0 | 0 | 0 | 0 | 0 | 0 | 0 | 0 | 0 | 0 | 0 | 0 | 0 | 0 | 0 | 0 | 0 | 0 | 0
F12_Industrial_Food Products_New_Space Heating_Natural Gas_Gas Boiler - Insulate Hot Water Lines_A_Achievable Technical Potential | F12 | Industrial | Food Products | New | Space Heating | Natural Gas | Gas Boiler - Insulate Hot Water Lines | A | Cumulative Winter Peak Savings (MW) | Achievable Technical Potential | 0 | 0 | 0 | 0 | 0 | 0 | 0 | 0 | 0 | 0 | 0 | 0 | 0 | 0 | 0 | 0 | 0 | 0 | 0 | 0 | 0 | 0 | 0 | 0 | 0 | 0 | 0 | 0 | 0 | 0 | 0
F13_Industrial_Food Products_New_Space Heating_Natural Gas_Gas Boiler - Insulate Hot Water Lines_A_Achievable Technical Potential | F13 | Industrial | Food Products | New | Space Heating | Natural Gas | Gas Boiler - Insulate Hot Water Lines | A | Purchases (Incremental) | Achievable Technical Potential | 0 | 0 | 0 | 0 | 0 | 0 | 0 | 0 | 0 | 0 | 0 | 0 | 0 | 0 | 0 | 0 | 0 | 0 | 0 | 0 | 0 | 0 | 0 | 0 | 0 | 0 | 0 | 0 | 0 | 0 | 0
F14_Industrial_Food Products_New_Space Heating_Natural Gas_Gas Boiler - Insulate Hot Water Lines_A_Achievable Technical Potential | F14 | Industrial | Food Products | New | Space Heating | Natural Gas | Gas Boiler - Insulate Hot Water Lines | A | Purchases (Cumulative) | Achievable Technical Potential | 0 | 0 | 0 | 0 | 0 | 0 | 0 | 0 | 0 | 0 | 0 | 0 | 0 | 0 | 0 | 0 | 0 | 0 | 0 | 0 | 0 | 0 | 0 | 0 | 0 | 0 | 0 | 0 | 0 | 0 | 0
F1_Industrial_Food Products_New_Process_Natural Gas_Gas Boiler - Insulate Hot Water Lines_A_Achievable Technical Potential | F1 | Industrial | Food Products | New | Process | Natural Gas | Gas Boiler - Insulate Hot Water Lines | A | Original Unit Energy Savings (kWh or therms) | Achievable Technical Potential | 0 | 0 | 0 | 0 | 0 | 425.3792 | 425.3792 | 425.3792 | 425.3792 | 425.3792 | 425.3792 | 425.3792 | 425.3792 | 425.3792 | 425.3792 | 425.3792 | 425.3792 | 425.3792 | 425.3792 | 425.3792 | 425.3792 | 425.3792 | 425.3792 | 425.3792 | 425.3792 | 425.3792 | 425.3792 | 425.3792 | 425.3792 | 425.3792 | 425.3792
F2_Industrial_Food Products_New_Process_Natural Gas_Gas Boiler - Insulate Hot Water Lines_A_Achievable Technical Potential | F2 | Industrial | Food Products | New | Process | Natural Gas | Gas Boiler - Insulate Hot Water Lines | A | Original Unit Summer Peak Savings (kW) | Achievable Technical Potential | 0 | 0 | 0 | 0 | 0 | 0 | 0 | 0 | 0 | 0 | 0 | 0 | 0 | 0 | 0 | 0 | 0 | 0 | 0 | 0 | 0 | 0 | 0 | 0 | 0 | 0 | 0 | 0 | 0 | 0 | 0
F3_Industrial_Food Products_New_Process_Natural Gas_Gas Boiler - Insulate Hot Water Lines_A_Achievable Technical Potential | F3 | Industrial | Food Products | New | Process | Natural Gas | Gas Boiler - Insulate Hot Water Lines | A | Original Unit Winter Peak Savings (kW) | Achievable Technical Potential | 0 | 0 | 0 | 0 | 0 | 0 | 0 | 0 | 0 | 0 | 0 | 0 | 0 | 0 | 0 | 0 | 0 | 0 | 0 | 0 | 0 | 0 | 0 | 0 | 0 | 0 | 0 | 0 | 0 | 0 | 0
F4_Industrial_Food Products_New_Process_Natural Gas_Gas Boiler - Insulate Hot Water Lines_A_Achievable Technical Potential | F4 | Industrial | Food Products | New | Process | Natural Gas | Gas Boiler - Insulate Hot Water Lines | A | Standalone Impact on Baseline Energy (%) | Achievable Technical Potential | 0% | 0% | 0% | 0% | 0% | 0.03217% | 0.05932% | 0.08349% | 0.1058% | 0.1268% | 0.1468% | 0.1663% | 0.1853% | 0.2039% | 0.2223% | 0.2404% | 0.2584% | 0.2762% | 0.2939% | 0.3115% | 0.329% | 0.3464% | 0.3637% | 0.381% | 0.0039825 | 0.0038328 | 0.0036944 | 0.003566 | 0 | 0 | 0
F5_Industrial_Food Products_New_Process_Natural Gas_Gas Boiler - Insulate Hot Water Lines_A_Achievable Technical Potential | F5 | Industrial | Food Products | New | Process | Natural Gas | Gas Boiler - Insulate Hot Water Lines | A | Standalone Impact on Baseline Summer Peak (%) | Achievable Technical Potential | 0% | 0% | 0% | 0% | 0% | 0% | 0% | 0% | 0% | 0% | 0% | 0% | 0% | 0% | 0% | 0% | 0% | 0% | 0% | 0% | 0% | 0% | 0% | 0% | 0 | 0 | 0 | 0 | 0 | 0 | 0
F6_Industrial_Food Products_New_Process_Natural Gas_Gas Boiler - Insulate Hot Water Lines_A_Achievable Technical Potential | F6 | Industrial | Food Products | New | Process | Natural Gas | Gas Boiler - Insulate Hot Water Lines | A | Standalone Impact on Baseline Winter Peak (%) | Achievable Technical Potential | 0% | 0% | 0% | 0% | 0% | 0% | 0% | 0% | 0% | 0% | 0% | 0% | 0% | 0% | 0% | 0% | 0% | 0% | 0% | 0% | 0% | 0% | 0% | 0% | 0 | 0 | 0 | 0 | 0 | 0 | 0
F7_Industrial_Food Products_New_Process_Natural Gas_Gas Boiler - Insulate Hot Water Lines_A_Achievable Technical Potential | F7 | Industrial | Food Products | New | Process | Natural Gas | Gas Boiler - Insulate Hot Water Lines | A | Incremental Energy Savings (MWh or mTherms) | Achievable Technical Potential | 0 | 0 | 0 | 0 | 0 | 0.18384 | 0.2178 | 0.25174 | 0.28548 | 0.31924 | 0.35303 | 0.38639 | 0.41966 | 0.45285 | 0.48553 | 0.51832 | 0.55081 | 0.5833 | 0.61562 | 0.64766 | 0.67973 | 0.71168 | 0.7435 | 0.7752 | 0.80679 | 0.18384 | 0.2178 | 0.25174 | 0.28548 | 0.31924 | 0.35303
F8_Industrial_Food Products_New_Process_Natural Gas_Gas Boiler - Insulate Hot Water Lines_A_Achievable Technical Potential | F8 | Industrial | Food Products | New | Process | Natural Gas | Gas Boiler - Insulate Hot Water Lines | A | Incremental Summer Peak Savings (MW) | Achievable Technical Potential | 0 | 0 | 0 | 0 | 0 | 0 | 0 | 0 | 0 | 0 | 0 | 0 | 0 | 0 | 0 | 0 | 0 | 0 | 0 | 0 | 0 | 0 | 0 | 0 | 0 | 0 | 0 | 0 | 0 | 0 | 0
F9_Industrial_Food Products_New_Process_Natural Gas_Gas Boiler - Insulate Hot Water Lines_A_Achievable Technical Potential | F9 | Industrial | Food Products | New | Process | Natural Gas | Gas Boiler - Insulate Hot Water Lines | A | Incremental Winter Peak Savings (MW) | Achievable Technical Potential | 0 | 0 | 0 | 0 | 0 | 0 | 0 | 0 | 0 | 0 | 0 | 0 | 0 | 0 | 0 | 0 | 0 | 0 | 0 | 0 | 0 | 0 | 0 | 0 | 0 | 0 | 0 | 0 | 0 | 0 | 0
F10_Industrial_Food Products_New_Process_Natural Gas_Gas Boiler - Insulate Hot Water Lines_A_Achievable Technical Potential | F10 | Industrial | Food Products | New | Process | Natural Gas | Gas Boiler - Insulate Hot Water Lines | A | Cumulative Energy Savings (MWh or mTherms) | Achievable Technical Potential | 0 | 0 | 0 | 0 | 0 | 0.18384 | 0.40164 | 0.65338 | 0.93886 | 1.2581 | 1.6111 | 1.9975 | 2.4172 | 2.87 | 3.3556 | 3.8739 | 4.4247 | 5.008 | 5.6236 | 6.2713 | 6.951 | 7.6627 | 8.4062 | 9.1814 | 9.9882 | 9.9882 | 9.9882 | 9.9882 | 9.9882 | 9.9882 | 9.9882
F11_Industrial_Food Products_New_Process_Natural Gas_Gas Boiler - Insulate Hot Water Lines_A_Achievable Technical Potential | F11 | Industrial | Food Products | New | Process | Natural Gas | Gas Boiler - Insulate Hot Water Lines | A | Cumulative Summer Peak Savings (MW) | Achievable Technical Potential | 0 | 0 | 0 | 0 | 0 | 0 | 0 | 0 | 0 | 0 | 0 | 0 | 0 | 0 | 0 | 0 | 0 | 0 | 0 | 0 | 0 | 0 | 0 | 0 | 0 | 0 | 0 | 0 | 0 | 0 | 0
F12_Industrial_Food Products_New_Process_Natural Gas_Gas Boiler - Insulate Hot Water Lines_A_Achievable Technical Potential | F12 | Industrial | Food Products | New | Process | Natural Gas | Gas Boiler - Insulate Hot Water Lines | A | Cumulative Winter Peak Savings (MW) | Achievable Technical Potential | 0 | 0 | 0 | 0 | 0 | 0 | 0 | 0 | 0 | 0 | 0 | 0 | 0 | 0 | 0 | 0 | 0 | 0 | 0 | 0 | 0 | 0 | 0 | 0 | 0 | 0 | 0 | 0 | 0 | 0 | 0
F13_Industrial_Food Products_New_Process_Natural Gas_Gas Boiler - Insulate Hot Water Lines_A_Achievable Technical Potential | F13 | Industrial | Food Products | New | Process | Natural Gas | Gas Boiler - Insulate Hot Water Lines | A | Purchases (Incremental) | Achievable Technical Potential | 0 | 0 | 0 | 0 | 0 | 0.43218 | 0.51201 | 0.5918 | 0.67112 | 0.75049 | 0.82992 | 0.90834 | 0.98654 | 1.0646 | 1.1414 | 1.2185 | 1.2949 | 1.3712 | 1.4472 | 1.5225 | 1.598 | 1.673 | 1.7478 | 1.8224 | 1.8966 | 0.43218 | 0.51201 | 0.5918 | 0.67112 | 0.75049 | 0.82992
F14_Industrial_Food Products_New_Process_Natural Gas_Gas Boiler - Insulate Hot Water Lines_A_Achievable Technical Potential | F14 | Industrial | Food Products | New | Process | Natural Gas | Gas Boiler - Insulate Hot Water Lines | A | Purchases (Cumulative) | Achievable Technical Potential | 0 | 0 | 0 | 0 | 0 | 0.43218 | 0.94419 | 1.536 | 2.2071 | 2.9576 | 3.7875 | 4.6959 | 5.6824 | 6.747 | 7.8884 | 9.1069 | 10.4018 | 11.773 | 13.2202 | 14.7428 | 16.3407 | 18.0138 | 19.7616 | 21.584 | 23.4806 | 23.4806 | 23.4806 | 23.4806 | 23.4806 | 23.4806 | 23.4806
F1_Industrial_Food Products_New_Process_Natural Gas_Process - Insulate Heated Process Fluids_A_Achievable Technical Potential | F1 | Industrial | Food Products | New | Process | Natural Gas | Process - Insulate Heated Process Fluids | A | Original Unit Energy Savings (kWh or therms) | Achievable Technical Potential | 0 | 0 | 0 | 0 | 0 | 275.607 | 275.607 | 275.607 | 275.607 | 275.607 | 275.607 | 275.607 | 275.607 | 275.607 | 275.607 | 275.607 | 275.607 | 275.607 | 275.607 | 275.607 | 275.607 | 275.607 | 275.607 | 275.607 | 275.607 | 275.607 | 275.607 | 275.607 | 275.607 | 275.607 | 275.607
F2_Industrial_Food Products_New_Process_Natural Gas_Process - Insulate Heated Process Fluids_A_Achievable Technical Potential | F2 | Industrial | Food Products | New | Process | Natural Gas | Process - Insulate Heated Process Fluids | A | Original Unit Summer Peak Savings (kW) | Achievable Technical Potential | 0 | 0 | 0 | 0 | 0 | 0 | 0 | 0 | 0 | 0 | 0 | 0 | 0 | 0 | 0 | 0 | 0 | 0 | 0 | 0 | 0 | 0 | 0 | 0 | 0 | 0 | 0 | 0 | 0 | 0 | 0
F3_Industrial_Food Products_New_Process_Natural Gas_Process - Insulate Heated Process Fluids_A_Achievable Technical Potential | F3 | Industrial | Food Products | New | Process | Natural Gas | Process - Insulate Heated Process Fluids | A | Original Unit Winter Peak Savings (kW) | Achievable Technical Potential | 0 | 0 | 0 | 0 | 0 | 0 | 0 | 0 | 0 | 0 | 0 | 0 | 0 | 0 | 0 | 0 | 0 | 0 | 0 | 0 | 0 | 0 | 0 | 0 | 0 | 0 | 0 | 0 | 0 | 0 | 0
F4_Industrial_Food Products_New_Process_Natural Gas_Process - Insulate Heated Process Fluids_A_Achievable Technical Potential | F4 | Industrial | Food Products | New | Process | Natural Gas | Process - Insulate Heated Process Fluids | A | Standalone Impact on Baseline Energy (%) | Achievable Technical Potential | 0% | 0% | 0% | 0% | 0% | 0.04559% | 0.08407% | 0.1183% | 0.1499% | 0.1797% | 0.2035% | 0.2188% | 0.2277% | 0.232% | 0.2332% | 0.2319% | 0.229% | 0.2248% | 0.2199% | 0.2145% | 0.2088% | 0.1995% | 0.1909% | 0.1831% | 0.0017597 | 0.0016936 | 0.0016324 | 0.0015757 | 0 | 0 | 0
F5_Industrial_Food Products_New_Process_Natural Gas_Process - Insulate Heated Process Fluids_A_Achievable Technical Potential | F5 | Industrial | Food Products | New | Process | Natural Gas | Process - Insulate Heated Process Fluids | A | Standalone Impact on Baseline Summer Peak (%) | Achievable Technical Potential | 0% | 0% | 0% | 0% | 0% | 0% | 0% | 0% | 0% | 0% | 0% | 0% | 0% | 0% | 0% | 0% | 0% | 0% | 0% | 0% | 0% | 0% | 0% | 0% | 0 | 0 | 0 | 0 | 0 | 0 | 0
F6_Industrial_Food Products_New_Process_Natural Gas_Process - Insulate Heated Process Fluids_A_Achievable Technical Potential | F6 | Industrial | Food Products | New | Process | Natural Gas | Process - Insulate Heated Process Fluids | A | Standalone Impact on Baseline Winter Peak (%) | Achievable Technical Potential | 0% | 0% | 0% | 0% | 0% | 0% | 0% | 0% | 0% | 0% | 0% | 0% | 0% | 0% | 0% | 0% | 0% | 0% | 0% | 0% | 0% | 0% | 0% | 0% | 0 | 0 | 0 | 0 | 0 | 0 | 0
F7_Industrial_Food Products_New_Process_Natural Gas_Process - Insulate Heated Process Fluids_A_Achievable Technical Potential | F7 | Industrial | Food Products | New | Process | Natural Gas | Process - Insulate Heated Process Fluids | A | Incremental Energy Savings (MWh or mTherms) | Achievable Technical Potential | 0 | 0 | 0 | 0 | 0 | 0.26055 | 0.30869 | 0.35679 | 0.40461 | 0.45246 | 0.45031 | 0.39429 | 0.34259 | 0.29575 | 0.25367 | 0.21665 | 0.18418 | 0.15604 | 0.13175 | 0.11088 | 0.093098 | 0.00066484 | 0.00024806 | 8.8172e-05 | 2.9923e-05 | 0.26055 | 0.30869 | 0.35679 | 0.40461 | 0.45246 | 0.45031
F8_Industrial_Food Products_New_Process_Natural Gas_Process - Insulate Heated Process Fluids_A_Achievable Technical Potential | F8 | Industrial | Food Products | New | Process | Natural Gas | Process - Insulate Heated Process Fluids | A | Incremental Summer Peak Savings (MW) | Achievable Technical Potential | 0 | 0 | 0 | 0 | 0 | 0 | 0 | 0 | 0 | 0 | 0 | 0 | 0 | 0 | 0 | 0 | 0 | 0 | 0 | 0 | 0 | 0 | 0 | 0 | 0 | 0 | 0 | 0 | 0 | 0 | 0
F9_Industrial_Food Products_New_Process_Natural Gas_Process - Insulate Heated Process Fluids_A_Achievable Technical Potential | F9 | Industrial | Food Products | New | Process | Natural Gas | Process - Insulate Heated Process Fluids | A | Incremental Winter Peak Savings (MW) | Achievable Technical Potential | 0 | 0 | 0 | 0 | 0 | 0 | 0 | 0 | 0 | 0 | 0 | 0 | 0 | 0 | 0 | 0 | 0 | 0 | 0 | 0 | 0 | 0 | 0 | 0 | 0 | 0 | 0 | 0 | 0 | 0 | 0
F10_Industrial_Food Products_New_Process_Natural Gas_Process - Insulate Heated Process Fluids_A_Achievable Technical Potential | F10 | Industrial | Food Products | New | Process | Natural Gas | Process - Insulate Heated Process Fluids | A | Cumulative Energy Savings (MWh or mTherms) | Achievable Technical Potential | 0 | 0 | 0 | 0 | 0 | 0.26055 | 0.56924 | 0.92603 | 1.3306 | 1.7831 | 2.2334 | 2.6277 | 2.9703 | 3.2661 | 3.5197 | 3.7364 | 3.9206 | 4.0766 | 4.2083 | 4.3192 | 4.4123 | 4.413 | 4.4132 | 4.4133 | 4.4134 | 4.4134 | 4.4134 | 4.4134 | 4.4134 | 4.4134 | 4.4134
F11_Industrial_Food Products_New_Process_Natural Gas_Process - Insulate Heated Process Fluids_A_Achievable Technical Potential | F11 | Industrial | Food Products | New | Process | Natural Gas | Process - Insulate Heated Process Fluids | A | Cumulative Summer Peak Savings (MW) | Achievable Technical Potential | 0 | 0 | 0 | 0 | 0 | 0 | 0 | 0 | 0 | 0 | 0 | 0 | 0 | 0 | 0 | 0 | 0 | 0 | 0 | 0 | 0 | 0 | 0 | 0 | 0 | 0 | 0 | 0 | 0 | 0 | 0
F12_Industrial_Food Products_New_Process_Natural Gas_Process - Insulate Heated Process Fluids_A_Achievable Technical Potential | F12 | Industrial | Food Products | New | Process | Natural Gas | Process - Insulate Heated Process Fluids | A | Cumulative Winter Peak Savings (MW) | Achievable Technical Potential | 0 | 0 | 0 | 0 | 0 | 0 | 0 | 0 | 0 | 0 | 0 | 0 | 0 | 0 | 0 | 0 | 0 | 0 | 0 | 0 | 0 | 0 | 0 | 0 | 0 | 0 | 0 | 0 | 0 | 0 | 0
F13_Industrial_Food Products_New_Process_Natural Gas_Process - Insulate Heated Process Fluids_A_Achievable Technical Potential | F13 | Industrial | Food Products | New | Process | Natural Gas | Process - Insulate Heated Process Fluids | A | Purchases (Incremental) | Achievable Technical Potential | 0 | 0 | 0 | 0 | 0 | 0.94539 | 1.12 | 1.2946 | 1.4681 | 1.6417 | 1.6339 | 1.4306 | 1.243 | 1.0731 | 0.92042 | 0.78608 | 0.66827 | 0.56615 | 0.47802 | 0.40232 | 0.33779 | 0.0024123 | 0.00090005 | 0.00031992 | 0.00010857 | 0.94539 | 1.12 | 1.2946 | 1.4681 | 1.6417 | 1.6339
F14_Industrial_Food Products_New_Process_Natural Gas_Process - Insulate Heated Process Fluids_A_Achievable Technical Potential | F14 | Industrial | Food Products | New | Process | Natural Gas | Process - Insulate Heated Process Fluids | A | Purchases (Cumulative) | Achievable Technical Potential | 0 | 0 | 0 | 0 | 0 | 0.94539 | 2.0654 | 3.36 | 4.8281 | 6.4697 | 8.1036 | 9.5343 | 10.7773 | 11.8504 | 12.7708 | 13.5569 | 14.2252 | 14.7913 | 15.2694 | 15.6717 | 16.0095 | 16.0119 | 16.0128 | 16.0131 | 16.0132 | 16.0132 | 16.0132 | 16.0132 | 16.0132 | 16.0132 | 16.0132
F1_Industrial_Food Products_New_Process_Natural Gas_Process Heat Recovery_A_Achievable Technical Potential | F1 | Industrial | Food Products | New | Process | Natural Gas | Process Heat Recovery | A | Original Unit Energy Savings (kWh or therms) | Achievable Technical Potential | 0 | 0 | 0 | 0 | 0 | 3.2358 | 3.2358 | 3.2358 | 3.2358 | 3.2358 | 3.2358 | 3.2358 | 3.2358 | 3.2358 | 3.2358 | 3.2358 | 3.2358 | 3.2358 | 3.2358 | 3.2358 | 3.2358 | 3.2358 | 3.2358 | 3.2358 | 3.2358 | 3.2358 | 3.2358 | 3.2358 | 0 | 0 | 0
F2_Industrial_Food Products_New_Process_Natural Gas_Process Heat Recovery_A_Achievable Technical Potential | F2 | Industrial | Food Products | New | Process | Natural Gas | Process Heat Recovery | A | Original Unit Summer Peak Savings (kW) | Achievable Technical Potential | 0 | 0 | 0 | 0 | 0 | 0 | 0 | 0 | 0 | 0 | 0 | 0 | 0 | 0 | 0 | 0 | 0 | 0 | 0 | 0 | 0 | 0 | 0 | 0 | 0 | 0 | 0 | 0 | 0 | 0 | 0
F3_Industrial_Food Products_New_Process_Natural Gas_Process Heat Recovery_A_Achievable Technical Potential | F3 | Industrial | Food Products | New | Process | Natural Gas | Process Heat Recovery | A | Original Unit Winter Peak Savings (kW) | Achievable Technical Potential | 0 | 0 | 0 | 0 | 0 | 0 | 0 | 0 | 0 | 0 | 0 | 0 | 0 | 0 | 0 | 0 | 0 | 0 | 0 | 0 | 0 | 0 | 0 | 0 | 0 | 0 | 0 | 0 | 0 | 0 | 0
F4_Industrial_Food Products_New_Process_Natural Gas_Process Heat Recovery_A_Achievable Technical Potential | F4 | Industrial | Food Products | New | Process | Natural Gas | Process Heat Recovery | A | Standalone Impact on Baseline Energy (%) | Achievable Technical Potential | 0% | 0% | 0% | 0% | 0% | 0.01927% | 0.03554% | 0.05001% | 0.06337% | 0.07594% | 0.08602% | 0.09246% | 0.09623% | 0.09806% | 0.09856% | 0.09801% | 0.09678% | 0.09502% | 0.09294% | 0.09067% | 0.08639% | 0.08252% | 0.07899% | 0.07575% | 0.00072788 | 0.00070054 | 0.00067524 | 0.00065177 | 0 | 0 | 0
F5_Industrial_Food Products_New_Process_Natural Gas_Process Heat Recovery_A_Achievable Technical Potential | F5 | Industrial | Food Products | New | Process | Natural Gas | Process Heat Recovery | A | Standalone Impact on Baseline Summer Peak (%) | Achievable Technical Potential | 0% | 0% | 0% | 0% | 0% | 0% | 0% | 0% | 0% | 0% | 0% | 0% | 0% | 0% | 0% | 0% | 0% | 0% | 0% | 0% | 0% | 0% | 0% | 0% | 0 | 0 | 0 | 0 | 0 | 0 | 0
F6_Industrial_Food Products_New_Process_Natural Gas_Process Heat Recovery_A_Achievable Technical Potential | F6 | Industrial | Food Products | New | Process | Natural Gas | Process Heat Recovery | A | Standalone Impact on Baseline Winter Peak (%) | Achievable Technical Potential | 0% | 0% | 0% | 0% | 0% | 0% | 0% | 0% | 0% | 0% | 0% | 0% | 0% | 0% | 0% | 0% | 0% | 0% | 0% | 0% | 0% | 0% | 0% | 0% | 0 | 0 | 0 | 0 | 0 | 0 | 0
F7_Industrial_Food Products_New_Process_Natural Gas_Process Heat Recovery_A_Achievable Technical Potential | F7 | Industrial | Food Products | New | Process | Natural Gas | Process Heat Recovery | A | Incremental Energy Savings (MWh or mTherms) | Achievable Technical Potential | 0 | 0 | 0 | 0 | 0 | 0.11013 | 0.13047 | 0.1508 | 0.17101 | 0.19124 | 0.19033 | 0.16665 | 0.1448 | 0.125 | 0.10722 | 0.091569 | 0.077846 | 0.06595 | 0.055684 | 0.046865 | 0.11013 | 0.13047 | 0.1508 | 0.17101 | 0.19124 | 0.19033 | 0.16665 | 0.1448 | 0 | 0 | 0
F8_Industrial_Food Products_New_Process_Natural Gas_Process Heat Recovery_A_Achievable Technical Potential | F8 | Industrial | Food Products | New | Process | Natural Gas | Process Heat Recovery | A | Incremental Summer Peak Savings (MW) | Achievable Technical Potential | 0 | 0 | 0 | 0 | 0 | 0 | 0 | 0 | 0 | 0 | 0 | 0 | 0 | 0 | 0 | 0 | 0 | 0 | 0 | 0 | 0 | 0 | 0 | 0 | 0 | 0 | 0 | 0 | 0 | 0 | 0
F9_Industrial_Food Products_New_Process_Natural Gas_Process Heat Recovery_A_Achievable Technical Potential | F9 | Industrial | Food Products | New | Process | Natural Gas | Process Heat Recovery | A | Incremental Winter Peak Savings (MW) | Achievable Technical Potential | 0 | 0 | 0 | 0 | 0 | 0 | 0 | 0 | 0 | 0 | 0 | 0 | 0 | 0 | 0 | 0 | 0 | 0 | 0 | 0 | 0 | 0 | 0 | 0 | 0 | 0 | 0 | 0 | 0 | 0 | 0
F10_Industrial_Food Products_New_Process_Natural Gas_Process Heat Recovery_A_Achievable Technical Potential | F10 | Industrial | Food Products | New | Process | Natural Gas | Process Heat Recovery | A | Cumulative Energy Savings (MWh or mTherms) | Achievable Technical Potential | 0 | 0 | 0 | 0 | 0 | 0.11013 | 0.2406 | 0.3914 | 0.56241 | 0.75365 | 0.94398 | 1.1106 | 1.2554 | 1.3804 | 1.4877 | 1.5792 | 1.6571 | 1.723 | 1.7787 | 1.8256 | 1.8256 | 1.8256 | 1.8256 | 1.8256 | 1.8256 | 1.8256 | 1.8256 | 1.8256 | 0 | 0 | 0
F11_Industrial_Food Products_New_Process_Natural Gas_Process Heat Recovery_A_Achievable Technical Potential | F11 | Industrial | Food Products | New | Process | Natural Gas | Process Heat Recovery | A | Cumulative Summer Peak Savings (MW) | Achievable Technical Potential | 0 | 0 | 0 | 0 | 0 | 0 | 0 | 0 | 0 | 0 | 0 | 0 | 0 | 0 | 0 | 0 | 0 | 0 | 0 | 0 | 0 | 0 | 0 | 0 | 0 | 0 | 0 | 0 | 0 | 0 | 0
F12_Industrial_Food Products_New_Process_Natural Gas_Process Heat Recovery_A_Achievable Technical Potential | F12 | Industrial | Food Products | New | Process | Natural Gas | Process Heat Recovery | A | Cumulative Winter Peak Savings (MW) | Achievable Technical Potential | 0 | 0 | 0 | 0 | 0 | 0 | 0 | 0 | 0 | 0 | 0 | 0 | 0 | 0 | 0 | 0 | 0 | 0 | 0 | 0 | 0 | 0 | 0 | 0 | 0 | 0 | 0 | 0 | 0 | 0 | 0
F13_Industrial_Food Products_New_Process_Natural Gas_Process Heat Recovery_A_Achievable Technical Potential | F13 | Industrial | Food Products | New | Process | Natural Gas | Process Heat Recovery | A | Purchases (Incremental) | Achievable Technical Potential | 0 | 0 | 0 | 0 | 0 | 34.0339 | 40.3209 | 46.6044 | 52.8509 | 59.1007 | 58.8202 | 51.5026 | 44.7495 | 38.6317 | 33.1352 | 28.2987 | 24.0578 | 20.3815 | 17.2088 | 14.4835 | 34.0339 | 40.3209 | 46.6044 | 52.8509 | 59.1007 | 58.8202 | 51.5026 | 44.7495 | 38.6317 | 33.1352 | 28.2987
F14_Industrial_Food Products_New_Process_Natural Gas_Process Heat Recovery_A_Achievable Technical Potential | F14 | Industrial | Food Products | New | Process | Natural Gas | Process Heat Recovery | A | Purchases (Cumulative) | Achievable Technical Potential | 0 | 0 | 0 | 0 | 0 | 34.0339 | 74.3547 | 120.9591 | 173.81 | 232.9107 | 291.7309 | 343.2334 | 387.9829 | 426.6146 | 459.7498 | 488.0485 | 512.1064 | 532.4878 | 549.6966 | 564.1801 | 564.1801 | 564.1801 | 564.1801 | 564.1801 | 564.1801 | 564.1801 | 564.1801 | 564.1801 | 564.1801 | 564.1801 | 564.1801
F1_Industrial_Food Products_New_Space Heating_Natural Gas_Building Automation System_A_Achievable Technical Potential | F1 | Industrial | Food Products | New | Space Heating | Natural Gas | Building Automation System | A | Original Unit Energy Savings (kWh or therms) | Achievable Technical Potential | 0 | 0 | 0 | 0 | 0 | 0.014581 | 0.014392 | 0.014255 | 0.014151 | 0.014068 | 0.014002 | 0.013924 | 0.013842 | 0.013762 | 0.013684 | 0.013622 | 0.013574 | 0.013536 | 0.013475 | 0.01343 | 0.013398 | 0.013373 | 0.013373 | 0.013373 | 0.013373 | 0.013373 | 0.013373 | 0.013373 | 0 | 0 | 0
F2_Industrial_Food Products_New_Space Heating_Natural Gas_Building Automation System_A_Achievable Technical Potential | F2 | Industrial | Food Products | New | Space Heating | Natural Gas | Building Automation System | A | Original Unit Summer Peak Savings (kW) | Achievable Technical Potential | 0 | 0 | 0 | 0 | 0 | 0 | 0 | 0 | 0 | 0 | 0 | 0 | 0 | 0 | 0 | 0 | 0 | 0 | 0 | 0 | 0 | 0 | 0 | 0 | 0 | 0 | 0 | 0 | 0 | 0 | 0
F3_Industrial_Food Products_New_Space Heating_Natural Gas_Building Automation System_A_Achievable Technical Potential | F3 | Industrial | Food Products | New | Space Heating | Natural Gas | Building Automation System | A | Original Unit Winter Peak Savings (kW) | Achievable Technical Potential | 0 | 0 | 0 | 0 | 0 | 0 | 0 | 0 | 0 | 0 | 0 | 0 | 0 | 0 | 0 | 0 | 0 | 0 | 0 | 0 | 0 | 0 | 0 | 0 | 0 | 0 | 0 | 0 | 0 | 0 | 0
F4_Industrial_Food Products_New_Space Heating_Natural Gas_Building Automation System_A_Achievable Technical Potential | F4 | Industrial | Food Products | New | Space Heating | Natural Gas | Building Automation System | A | Standalone Impact on Baseline Energy (%) | Achievable Technical Potential | 0% | 0% | 0% | 0% | 0% | 0.005426% | 0.01543% | 0.0326% | 0.06007% | 0.1013% | 0.1597% | 0.2385% | 0.3397% | 0.4633% | 0.6073% | 0.7653% | 0.9292% | 1.087% | 1.228% | 1.341% | 1.421% | 1.463% | 1.47% | 1.447% | 0.014037 | 0.01351 | 0.013022 | 0.012569 | 0 | 0 | 0
F5_Industrial_Food Products_New_Space Heating_Natural Gas_Building Automation System_A_Achievable Technical Potential | F5 | Industrial | Food Products | New | Space Heating | Natural Gas | Building Automation System | A | Standalone Impact on Baseline Summer Peak (%) | Achievable Technical Potential | 0% | 0% | 0% | 0% | 0% | 0% | 0% | 0% | 0% | 0% | 0% | 0% | 0% | 0% | 0% | 0% | 0% | 0% | 0% | 0% | 0% | 0% | 0% | 0% | 0 | 0 | 0 | 0 | 0 | 0 | 0
F6_Industrial_Food Products_New_Space Heating_Natural Gas_Building Automation System_A_Achievable Technical Potential | F6 | Industrial | Food Products | New | Space Heating | Natural Gas | Building Automation System | A | Standalone Impact on Baseline Winter Peak (%) | Achievable Technical Potential | 0% | 0% | 0% | 0% | 0% | 0% | 0% | 0% | 0% | 0% | 0% | 0% | 0% | 0% | 0% | 0% | 0% | 0% | 0% | 0% | 0% | 0% | 0% | 0% | 0 | 0 | 0 | 0 | 0 | 0 | 0
F7_Industrial_Food Products_New_Space Heating_Natural Gas_Building Automation System_A_Achievable Technical Potential | F7 | Industrial | Food Products | New | Space Heating | Natural Gas | Building Automation System | A | Incremental Energy Savings (MWh or mTherms) | Achievable Technical Potential | 0 | 0 | 0 | 0 | 0 | 0.00019987 | 0.00046722 | 0.00094968 | 0.001739 | 0.0029346 | 0.0046258 | 0.0068486 | 0.009586 | 0.01272 | 0.015991 | 0.019067 | 0.021478 | 0.022775 | 0.022558 | 0.020796 | 0.018007 | 0.01439 | 0.010407 | 0.0069327 | 0.0047056 | 0.0044179 | 0.0065775 | 0.0092609 | 0 | 0 | 0
F8_Industrial_Food Products_New_Space Heating_Natural Gas_Building Automation System_A_Achievable Technical Potential | F8 | Industrial | Food Products | New | Space Heating | Natural Gas | Building Automation System | A | Incremental Summer Peak Savings (MW) | Achievable Technical Potential | 0 | 0 | 0 | 0 | 0 | 0 | 0 | 0 | 0 | 0 | 0 | 0 | 0 | 0 | 0 | 0 | 0 | 0 | 0 | 0 | 0 | 0 | 0 | 0 | 0 | 0 | 0 | 0 | 0 | 0 | 0
F9_Industrial_Food Products_New_Space Heating_Natural Gas_Building Automation System_A_Achievable Technical Potential | F9 | Industrial | Food Products | New | Space Heating | Natural Gas | Building Automation System | A | Incremental Winter Peak Savings (MW) | Achievable Technical Potential | 0 | 0 | 0 | 0 | 0 | 0 | 0 | 0 | 0 | 0 | 0 | 0 | 0 | 0 | 0 | 0 | 0 | 0 | 0 | 0 | 0 | 0 | 0 | 0 | 0 | 0 | 0 | 0 | 0 | 0 | 0
F10_Industrial_Food Products_New_Space Heating_Natural Gas_Building Automation System_A_Achievable Technical Potential | F10 | Industrial | Food Products | New | Space Heating | Natural Gas | Building Automation System | A | Cumulative Energy Savings (MWh or mTherms) | Achievable Technical Potential | 0 | 0 | 0 | 0 | 0 | 0.00019987 | 0.0006645 | 0.0016078 | 0.0033351 | 0.0062503 | 0.010846 | 0.017635 | 0.027117 | 0.039679 | 0.055445 | 0.074263 | 0.095478 | 0.11798 | 0.14001 | 0.16034 | 0.17778 | 0.1914 | 0.20092 | 0.20621 | 0.20812 | 0.20812 | 0.20812 | 0.20812 | 0 | 0 | 0
F11_Industrial_Food Products_New_Space Heating_Natural Gas_Building Automation System_A_Achievable Technical Potential | F11 | Industrial | Food Products | New | Space Heating | Natural Gas | Building Automation System | A | Cumulative Summer Peak Savings (MW) | Achievable Technical Potential | 0 | 0 | 0 | 0 | 0 | 0 | 0 | 0 | 0 | 0 | 0 | 0 | 0 | 0 | 0 | 0 | 0 | 0 | 0 | 0 | 0 | 0 | 0 | 0 | 0 | 0 | 0 | 0 | 0 | 0 | 0
F12_Industrial_Food Products_New_Space Heating_Natural Gas_Building Automation System_A_Achievable Technical Potential | F12 | Industrial | Food Products | New | Space Heating | Natural Gas | Building Automation System | A | Cumulative Winter Peak Savings (MW) | Achievable Technical Potential | 0 | 0 | 0 | 0 | 0 | 0 | 0 | 0 | 0 | 0 | 0 | 0 | 0 | 0 | 0 | 0 | 0 | 0 | 0 | 0 | 0 | 0 | 0 | 0 | 0 | 0 | 0 | 0 | 0 | 0 | 0
F13_Industrial_Food Products_New_Space Heating_Natural Gas_Building Automation System_A_Achievable Technical Potential | F13 | Industrial | Food Products | New | Space Heating | Natural Gas | Building Automation System | A | Purchases (Incremental) | Achievable Technical Potential | 0 | 0 | 0 | 0 | 0 | 13.7077 | 32.4625 | 66.621 | 122.893 | 208.593 | 330.3684 | 491.8557 | 692.5207 | 924.2903 | 1168.596 | 1399.6525 | 1582.2835 | 1682.6077 | 1674.0423 | 1548.4527 | 1343.9716 | 1076.0388 | 778.2554 | 518.4197 | 351.8796 | 330.3684 | 491.8557 | 692.5207 | 924.2903 | 1168.596 | 1399.6525
F14_Industrial_Food Products_New_Space Heating_Natural Gas_Building Automation System_A_Achievable Technical Potential | F14 | Industrial | Food Products | New | Space Heating | Natural Gas | Building Automation System | A | Purchases (Cumulative) | Achievable Technical Potential | 0 | 0 | 0 | 0 | 0 | 13.7077 | 46.1703 | 112.7913 | 235.6844 | 444.2774 | 774.6458 | 1266.5014 | 1959.0221 | 2883.3124 | 4051.9085 | 5451.561 | 7033.8444 | 8716.4522 | 10390.4945 | 11938.9471 | 13269.211 | 14312.7872 | 15024.4216 | 15419.9483 | 15563.2349 | 15563.2349 | 15563.2349 | 15563.2349 | 15563.2349 | 15563.2349 | 15563.2349
F1_Industrial_Food Products_New_Space Heating_Natural Gas_Steam System Efficiency Improvements_A_Achievable Technical Potential | F1 | Industrial | Food Products | New | Space Heating | Natural Gas | Steam System Efficiency Improvements | A | Original Unit Energy Savings (kWh or therms) | Achievable Technical Potential | 0 | 0 | 0 | 0 | 0 | 0 | 0 | 0 | 0 | 0 | 0 | 0 | 0 | 0 | 0 | 0 | 0 | 0 | 0 | 0 | 0 | 0 | 0 | 0 | 0 | 0 | 0 | 0 | 0 | 0 | 0
F2_Industrial_Food Products_New_Space Heating_Natural Gas_Steam System Efficiency Improvements_A_Achievable Technical Potential | F2 | Industrial | Food Products | New | Space Heating | Natural Gas | Steam System Efficiency Improvements | A | Original Unit Summer Peak Savings (kW) | Achievable Technical Potential | 0 | 0 | 0 | 0 | 0 | 0 | 0 | 0 | 0 | 0 | 0 | 0 | 0 | 0 | 0 | 0 | 0 | 0 | 0 | 0 | 0 | 0 | 0 | 0 | 0 | 0 | 0 | 0 | 0 | 0 | 0
F3_Industrial_Food Products_New_Space Heating_Natural Gas_Steam System Efficiency Improvements_A_Achievable Technical Potential | F3 | Industrial | Food Products | New | Space Heating | Natural Gas | Steam System Efficiency Improvements | A | Original Unit Winter Peak Savings (kW) | Achievable Technical Potential | 0 | 0 | 0 | 0 | 0 | 0 | 0 | 0 | 0 | 0 | 0 | 0 | 0 | 0 | 0 | 0 | 0 | 0 | 0 | 0 | 0 | 0 | 0 | 0 | 0 | 0 | 0 | 0 | 0 | 0 | 0
F4_Industrial_Food Products_New_Space Heating_Natural Gas_Steam System Efficiency Improvements_A_Achievable Technical Potential | F4 | Industrial | Food Products | New | Space Heating | Natural Gas | Steam System Efficiency Improvements | A | Standalone Impact on Baseline Energy (%) | Achievable Technical Potential | 0% | 0% | 0% | 0% | 0% | 0% | 0% | 0% | 0% | 0% | 0% | 0% | 0% | 0% | 0% | 0% | 0% | 0% | 0% | 0% | 0% | 0% | 0% | 0% | 0 | 0 | 0 | 0 | 0 | 0 | 0
F5_Industrial_Food Products_New_Space Heating_Natural Gas_Steam System Efficiency Improvements_A_Achievable Technical Potential | F5 | Industrial | Food Products | New | Space Heating | Natural Gas | Steam System Efficiency Improvements | A | Standalone Impact on Baseline Summer Peak (%) | Achievable Technical Potential | 0% | 0% | 0% | 0% | 0% | 0% | 0% | 0% | 0% | 0% | 0% | 0% | 0% | 0% | 0% | 0% | 0% | 0% | 0% | 0% | 0% | 0% | 0% | 0% | 0 | 0 | 0 | 0 | 0 | 0 | 0
F6_Industrial_Food Products_New_Space Heating_Natural Gas_Steam System Efficiency Improvements_A_Achievable Technical Potential | F6 | Industrial | Food Products | New | Space Heating | Natural Gas | Steam System Efficiency Improvements | A | Standalone Impact on Baseline Winter Peak (%) | Achievable Technical Potential | 0% | 0% | 0% | 0% | 0% | 0% | 0% | 0% | 0% | 0% | 0% | 0% | 0% | 0% | 0% | 0% | 0% | 0% | 0% | 0% | 0% | 0% | 0% | 0% | 0 | 0 | 0 | 0 | 0 | 0 | 0
F7_Industrial_Food Products_New_Space Heating_Natural Gas_Steam System Efficiency Improvements_A_Achievable Technical Potential | F7 | Industrial | Food Products | New | Space Heating | Natural Gas | Steam System Efficiency Improvements | A | Incremental Energy Savings (MWh or mTherms) | Achievable Technical Potential | 0 | 0 | 0 | 0 | 0 | 0 | 0 | 0 | 0 | 0 | 0 | 0 | 0 | 0 | 0 | 0 | 0 | 0 | 0 | 0 | 0 | 0 | 0 | 0 | 0 | 0 | 0 | 0 | 0 | 0 | 0
F8_Industrial_Food Products_New_Space Heating_Natural Gas_Steam System Efficiency Improvements_A_Achievable Technical Potential | F8 | Industrial | Food Products | New | Space Heating | Natural Gas | Steam System Efficiency Improvements | A | Incremental Summer Peak Savings (MW) | Achievable Technical Potential | 0 | 0 | 0 | 0 | 0 | 0 | 0 | 0 | 0 | 0 | 0 | 0 | 0 | 0 | 0 | 0 | 0 | 0 | 0 | 0 | 0 | 0 | 0 | 0 | 0 | 0 | 0 | 0 | 0 | 0 | 0
F9_Industrial_Food Products_New_Space Heating_Natural Gas_Steam System Efficiency Improvements_A_Achievable Technical Potential | F9 | Industrial | Food Products | New | Space Heating | Natural Gas | Steam System Efficiency Improvements | A | Incremental Winter Peak Savings (MW) | Achievable Technical Potential | 0 | 0 | 0 | 0 | 0 | 0 | 0 | 0 | 0 | 0 | 0 | 0 | 0 | 0 | 0 | 0 | 0 | 0 | 0 | 0 | 0 | 0 | 0 | 0 | 0 | 0 | 0 | 0 | 0 | 0 | 0
F10_Industrial_Food Products_New_Space Heating_Natural Gas_Steam System Efficiency Improvements_A_Achievable Technical Potential | F10 | Industrial | Food Products | New | Space Heating | Natural Gas | Steam System Efficiency Improvements | A | Cumulative Energy Savings (MWh or mTherms) | Achievable Technical Potential | 0 | 0 | 0 | 0 | 0 | 0 | 0 | 0 | 0 | 0 | 0 | 0 | 0 | 0 | 0 | 0 | 0 | 0 | 0 | 0 | 0 | 0 | 0 | 0 | 0 | 0 | 0 | 0 | 0 | 0 | 0
F11_Industrial_Food Products_New_Space Heating_Natural Gas_Steam System Efficiency Improvements_A_Achievable Technical Potential | F11 | Industrial | Food Products | New | Space Heating | Natural Gas | Steam System Efficiency Improvements | A | Cumulative Summer Peak Savings (MW) | Achievable Technical Potential | 0 | 0 | 0 | 0 | 0 | 0 | 0 | 0 | 0 | 0 | 0 | 0 | 0 | 0 | 0 | 0 | 0 | 0 | 0 | 0 | 0 | 0 | 0 | 0 | 0 | 0 | 0 | 0 | 0 | 0 | 0
F12_Industrial_Food Products_New_Space Heating_Natural Gas_Steam System Efficiency Improvements_A_Achievable Technical Potential | F12 | Industrial | Food Products | New | Space Heating | Natural Gas | Steam System Efficiency Improvements | A | Cumulative Winter Peak Savings (MW) | Achievable Technical Potential | 0 | 0 | 0 | 0 | 0 | 0 | 0 | 0 | 0 | 0 | 0 | 0 | 0 | 0 | 0 | 0 | 0 | 0 | 0 | 0 | 0 | 0 | 0 | 0 | 0 | 0 | 0 | 0 | 0 | 0 | 0
F13_Industrial_Food Products_New_Space Heating_Natural Gas_Steam System Efficiency Improvements_A_Achievable Technical Potential | F13 | Industrial | Food Products | New | Space Heating | Natural Gas | Steam System Efficiency Improvements | A | Purchases (Incremental) | Achievable Technical Potential | 0 | 0 | 0 | 0 | 0 | 0 | 0 | 0 | 0 | 0 | 0 | 0 | 0 | 0 | 0 | 0 | 0 | 0 | 0 | 0 | 0 | 0 | 0 | 0 | 0 | 0 | 0 | 0 | 0 | 0 | 0
F14_Industrial_Food Products_New_Space Heating_Natural Gas_Steam System Efficiency Improvements_A_Achievable Technical Potential | F14 | Industrial | Food Products | New | Space Heating | Natural Gas | Steam System Efficiency Improvements | A | Purchases (Cumulative) | Achievable Technical Potential | 0 | 0 | 0 | 0 | 0 | 0 | 0 | 0 | 0 | 0 | 0 | 0 | 0 | 0 | 0 | 0 | 0 | 0 | 0 | 0 | 0 | 0 | 0 | 0 | 0 | 0 | 0 | 0 | 0 | 0 | 0
F1_Industrial_Food Products_New_Process_Natural Gas_Steam System Efficiency Improvements_A_Achievable Technical Potential | F1 | Industrial | Food Products | New | Process | Natural Gas | Steam System Efficiency Improvements | A | Original Unit Energy Savings (kWh or therms) | Achievable Technical Potential | 0 | 0 | 0 | 0 | 0 | 5.0908 | 5.0908 | 5.0908 | 5.0908 | 5.0908 | 5.0908 | 5.0908 | 5.0908 | 5.0908 | 5.0908 | 5.0908 | 5.0908 | 5.0908 | 5.0908 | 5.0908 | 5.0908 | 5.0908 | 5.0908 | 5.0908 | 5.0908 | 5.0908 | 5.0908 | 5.0908 | 5.0908 | 5.0908 | 5.0908
F2_Industrial_Food Products_New_Process_Natural Gas_Steam System Efficiency Improvements_A_Achievable Technical Potential | F2 | Industrial | Food Products | New | Process | Natural Gas | Steam System Efficiency Improvements | A | Original Unit Summer Peak Savings (kW) | Achievable Technical Potential | 0 | 0 | 0 | 0 | 0 | 0 | 0 | 0 | 0 | 0 | 0 | 0 | 0 | 0 | 0 | 0 | 0 | 0 | 0 | 0 | 0 | 0 | 0 | 0 | 0 | 0 | 0 | 0 | 0 | 0 | 0
F3_Industrial_Food Products_New_Process_Natural Gas_Steam System Efficiency Improvements_A_Achievable Technical Potential | F3 | Industrial | Food Products | New | Process | Natural Gas | Steam System Efficiency Improvements | A | Original Unit Winter Peak Savings (kW) | Achievable Technical Potential | 0 | 0 | 0 | 0 | 0 | 0 | 0 | 0 | 0 | 0 | 0 | 0 | 0 | 0 | 0 | 0 | 0 | 0 | 0 | 0 | 0 | 0 | 0 | 0 | 0 | 0 | 0 | 0 | 0 | 0 | 0
F4_Industrial_Food Products_New_Process_Natural Gas_Steam System Efficiency Improvements_A_Achievable Technical Potential | F4 | Industrial | Food Products | New | Process | Natural Gas | Steam System Efficiency Improvements | A | Standalone Impact on Baseline Energy (%) | Achievable Technical Potential | 0% | 0% | 0% | 0% | 0% | 0.0001185% | 0.0003368% | 0.0007119% | 0.001312% | 0.002211% | 0.003425% | 0.005018% | 0.00699% | 0.009289% | 0.01181% | 0.01434% | 0.01664% | 0.01841% | 0.01937% | 0.01935% | 0.01844% | 0.01761% | 0.01685% | 0.01617% | 0.00015532 | 0.00014949 | 0.00014409 | 0.00013908 | 0 | 0 | 0
F5_Industrial_Food Products_New_Process_Natural Gas_Steam System Efficiency Improvements_A_Achievable Technical Potential | F5 | Industrial | Food Products | New | Process | Natural Gas | Steam System Efficiency Improvements | A | Standalone Impact on Baseline Summer Peak (%) | Achievable Technical Potential | 0% | 0% | 0% | 0% | 0% | 0% | 0% | 0% | 0% | 0% | 0% | 0% | 0% | 0% | 0% | 0% | 0% | 0% | 0% | 0% | 0% | 0% | 0% | 0% | 0 | 0 | 0 | 0 | 0 | 0 | 0
F6_Industrial_Food Products_New_Process_Natural Gas_Steam System Efficiency Improvements_A_Achievable Technical Potential | F6 | Industrial | Food Products | New | Process | Natural Gas | Steam System Efficiency Improvements | A | Standalone Impact on Baseline Winter Peak (%) | Achievable Technical Potential | 0% | 0% | 0% | 0% | 0% | 0% | 0% | 0% | 0% | 0% | 0% | 0% | 0% | 0% | 0% | 0% | 0% | 0% | 0% | 0% | 0% | 0% | 0% | 0% | 0 | 0 | 0 | 0 | 0 | 0 | 0
F7_Industrial_Food Products_New_Process_Natural Gas_Steam System Efficiency Improvements_A_Achievable Technical Potential | F7 | Industrial | Food Products | New | Process | Natural Gas | Steam System Efficiency Improvements | A | Incremental Energy Savings (MWh or mTherms) | Achievable Technical Potential | 0 | 0 | 0 | 0 | 0 | 0.00067704 | 0.0016034 | 0.0032905 | 0.0060699 | 0.010303 | 0.016317 | 0.024293 | 0.034205 | 0.045652 | 0.057719 | 0.069131 | 0.078151 | 0.083106 | 0.082683 | 0.07648 | 0.069131 | 0.078151 | 0.083106 | 0.082683 | 0.07648 | 0.069131 | 0.078151 | 0.083106 | 0.082683 | 0.07648 | 0.069131
F8_Industrial_Food Products_New_Process_Natural Gas_Steam System Efficiency Improvements_A_Achievable Technical Potential | F8 | Industrial | Food Products | New | Process | Natural Gas | Steam System Efficiency Improvements | A | Incremental Summer Peak Savings (MW) | Achievable Technical Potential | 0 | 0 | 0 | 0 | 0 | 0 | 0 | 0 | 0 | 0 | 0 | 0 | 0 | 0 | 0 | 0 | 0 | 0 | 0 | 0 | 0 | 0 | 0 | 0 | 0 | 0 | 0 | 0 | 0 | 0 | 0
F9_Industrial_Food Products_New_Process_Natural Gas_Steam System Efficiency Improvements_A_Achievable Technical Potential | F9 | Industrial | Food Products | New | Process | Natural Gas | Steam System Efficiency Improvements | A | Incremental Winter Peak Savings (MW) | Achievable Technical Potential | 0 | 0 | 0 | 0 | 0 | 0 | 0 | 0 | 0 | 0 | 0 | 0 | 0 | 0 | 0 | 0 | 0 | 0 | 0 | 0 | 0 | 0 | 0 | 0 | 0 | 0 | 0 | 0 | 0 | 0 | 0
F10_Industrial_Food Products_New_Process_Natural Gas_Steam System Efficiency Improvements_A_Achievable Technical Potential | F10 | Industrial | Food Products | New | Process | Natural Gas | Steam System Efficiency Improvements | A | Cumulative Energy Savings (MWh or mTherms) | Achievable Technical Potential | 0 | 0 | 0 | 0 | 0 | 0.00067704 | 0.0022804 | 0.0055709 | 0.011641 | 0.021943 | 0.037584 | 0.060274 | 0.091188 | 0.13077 | 0.17819 | 0.231 | 0.28486 | 0.33376 | 0.37079 | 0.38955 | 0.38955 | 0.38955 | 0.38955 | 0.38955 | 0.38955 | 0.38955 | 0.38955 | 0.38955 | 0.38955 | 0.38955 | 0.38955
F11_Industrial_Food Products_New_Process_Natural Gas_Steam System Efficiency Improvements_A_Achievable Technical Potential | F11 | Industrial | Food Products | New | Process | Natural Gas | Steam System Efficiency Improvements | A | Cumulative Summer Peak Savings (MW) | Achievable Technical Potential | 0 | 0 | 0 | 0 | 0 | 0 | 0 | 0 | 0 | 0 | 0 | 0 | 0 | 0 | 0 | 0 | 0 | 0 | 0 | 0 | 0 | 0 | 0 | 0 | 0 | 0 | 0 | 0 | 0 | 0 | 0
F12_Industrial_Food Products_New_Process_Natural Gas_Steam System Efficiency Improvements_A_Achievable Technical Potential | F12 | Industrial | Food Products | New | Process | Natural Gas | Steam System Efficiency Improvements | A | Cumulative Winter Peak Savings (MW) | Achievable Technical Potential | 0 | 0 | 0 | 0 | 0 | 0 | 0 | 0 | 0 | 0 | 0 | 0 | 0 | 0 | 0 | 0 | 0 | 0 | 0 | 0 | 0 | 0 | 0 | 0 | 0 | 0 | 0 | 0 | 0 | 0 | 0
F13_Industrial_Food Products_New_Process_Natural Gas_Steam System Efficiency Improvements_A_Achievable Technical Potential | F13 | Industrial | Food Products | New | Process | Natural Gas | Steam System Efficiency Improvements | A | Purchases (Incremental) | Achievable Technical Potential | 0 | 0 | 0 | 0 | 0 | 0.13299 | 0.31495 | 0.64636 | 1.1923 | 2.0238 | 3.2052 | 4.772 | 6.7189 | 8.9675 | 11.3378 | 13.5795 | 15.3514 | 16.3247 | 16.2416 | 15.0232 | 13.5795 | 15.3514 | 16.3247 | 16.2416 | 15.0232 | 13.5795 | 15.3514 | 16.3247 | 16.2416 | 15.0232 | 13.5795
F14_Industrial_Food Products_New_Process_Natural Gas_Steam System Efficiency Improvements_A_Achievable Technical Potential | F14 | Industrial | Food Products | New | Process | Natural Gas | Steam System Efficiency Improvements | A | Purchases (Cumulative) | Achievable Technical Potential | 0 | 0 | 0 | 0 | 0 | 0.13299 | 0.44795 | 1.0943 | 2.2866 | 4.3104 | 7.3827 | 11.8397 | 17.9122 | 25.6874 | 35.0014 | 45.3756 | 55.955 | 65.5609 | 72.835 | 76.5204 | 76.5204 | 76.5204 | 76.5204 | 76.5204 | 76.5204 | 76.5204 | 76.5204 | 76.5204 | 76.5204 | 76.5204 | 76.5204
F1_Industrial_Food Products_New_Space Heating_Natural Gas_Strategic Energy Management_A_Achievable Technical Potential | F1 | Industrial | Food Products | New | Space Heating | Natural Gas | Strategic Energy Management | A | Original Unit Energy Savings (kWh or therms) | Achievable Technical Potential | 0 | 0 | 0 | 0 | 0 | 7.3995 | 7.3039 | 7.2342 | 7.1813 | 7.1395 | 7.1057 | 7.0662 | 7.0247 | 6.9838 | 6.9442 | 6.9131 | 6.8886 | 6.8691 | 6.8383 | 6.8156 | 6.7993 | 6.7865 | 6.7865 | 6.7865 | 6.7865 | 6.7865 | 6.7865 | 6.7865 | 0 | 0 | 0
F2_Industrial_Food Products_New_Space Heating_Natural Gas_Strategic Energy Management_A_Achievable Technical Potential | F2 | Industrial | Food Products | New | Space Heating | Natural Gas | Strategic Energy Management | A | Original Unit Summer Peak Savings (kW) | Achievable Technical Potential | 0 | 0 | 0 | 0 | 0 | 0 | 0 | 0 | 0 | 0 | 0 | 0 | 0 | 0 | 0 | 0 | 0 | 0 | 0 | 0 | 0 | 0 | 0 | 0 | 0 | 0 | 0 | 0 | 0 | 0 | 0
F3_Industrial_Food Products_New_Space Heating_Natural Gas_Strategic Energy Management_A_Achievable Technical Potential | F3 | Industrial | Food Products | New | Space Heating | Natural Gas | Strategic Energy Management | A | Original Unit Winter Peak Savings (kW) | Achievable Technical Potential | 0 | 0 | 0 | 0 | 0 | 0 | 0 | 0 | 0 | 0 | 0 | 0 | 0 | 0 | 0 | 0 | 0 | 0 | 0 | 0 | 0 | 0 | 0 | 0 | 0 | 0 | 0 | 0 | 0 | 0 | 0
F4_Industrial_Food Products_New_Space Heating_Natural Gas_Strategic Energy Management_A_Achievable Technical Potential | F4 | Industrial | Food Products | New | Space Heating | Natural Gas | Strategic Energy Management | A | Standalone Impact on Baseline Energy (%) | Achievable Technical Potential | 0% | 0% | 0% | 0% | 0% | 0.03412% | 0.06292% | 0.08855% | 0.1122% | 0.1345% | 0.1379% | 0.1409% | 0.1434% | 0.1455% | 0.1474% | 0.1489% | 0.1503% | 0.1515% | 0.1526% | 0.1536% | 0.1544% | 0.1552% | 0.1559% | 0.1566% | 0.0015718 | 0.0015128 | 0.0014581 | 0.0014074 | 0 | 0 | 0
F5_Industrial_Food Products_New_Space Heating_Natural Gas_Strategic Energy Management_A_Achievable Technical Potential | F5 | Industrial | Food Products | New | Space Heating | Natural Gas | Strategic Energy Management | A | Standalone Impact on Baseline Summer Peak (%) | Achievable Technical Potential | 0% | 0% | 0% | 0% | 0% | 0% | 0% | 0% | 0% | 0% | 0% | 0% | 0% | 0% | 0% | 0% | 0% | 0% | 0% | 0% | 0% | 0% | 0% | 0% | 0 | 0 | 0 | 0 | 0 | 0 | 0
F6_Industrial_Food Products_New_Space Heating_Natural Gas_Strategic Energy Management_A_Achievable Technical Potential | F6 | Industrial | Food Products | New | Space Heating | Natural Gas | Strategic Energy Management | A | Standalone Impact on Baseline Winter Peak (%) | Achievable Technical Potential | 0% | 0% | 0% | 0% | 0% | 0% | 0% | 0% | 0% | 0% | 0% | 0% | 0% | 0% | 0% | 0% | 0% | 0% | 0% | 0% | 0% | 0% | 0% | 0% | 0 | 0 | 0 | 0 | 0 | 0 | 0
F7_Industrial_Food Products_New_Space Heating_Natural Gas_Strategic Energy Management_A_Achievable Technical Potential | F7 | Industrial | Food Products | New | Space Heating | Natural Gas | Strategic Energy Management | A | Incremental Energy Savings (MWh or mTherms) | Achievable Technical Potential | 0 | 0 | 0 | 0 | 0 | 0.0012568 | 0.0014697 | 0.0016825 | 0.0018941 | 0.0021058 | 0.0023176 | 0.0025225 | 0.0027236 | 0.0029219 | 0.003115 | 0.0033105 | 0.0035055 | 0.0037018 | 0.0038894 | 0.0040782 | 0.0042699 | 0.0044622 | 0.0046617 | 0.0048604 | 0.0050585 | 0.0042619 | 0.0044622 | 0.0046617 | 0 | 0 | 0
F8_Industrial_Food Products_New_Space Heating_Natural Gas_Strategic Energy Management_A_Achievable Technical Potential | F8 | Industrial | Food Products | New | Space Heating | Natural Gas | Strategic Energy Management | A | Incremental Summer Peak Savings (MW) | Achievable Technical Potential | 0 | 0 | 0 | 0 | 0 | 0 | 0 | 0 | 0 | 0 | 0 | 0 | 0 | 0 | 0 | 0 | 0 | 0 | 0 | 0 | 0 | 0 | 0 | 0 | 0 | 0 | 0 | 0 | 0 | 0 | 0
F9_Industrial_Food Products_New_Space Heating_Natural Gas_Strategic Energy Management_A_Achievable Technical Potential | F9 | Industrial | Food Products | New | Space Heating | Natural Gas | Strategic Energy Management | A | Incremental Winter Peak Savings (MW) | Achievable Technical Potential | 0 | 0 | 0 | 0 | 0 | 0 | 0 | 0 | 0 | 0 | 0 | 0 | 0 | 0 | 0 | 0 | 0 | 0 | 0 | 0 | 0 | 0 | 0 | 0 | 0 | 0 | 0 | 0 | 0 | 0 | 0
F10_Industrial_Food Products_New_Space Heating_Natural Gas_Strategic Energy Management_A_Achievable Technical Potential | F10 | Industrial | Food Products | New | Space Heating | Natural Gas | Strategic Energy Management | A | Cumulative Energy Savings (MWh or mTherms) | Achievable Technical Potential | 0 | 0 | 0 | 0 | 0 | 0.0012568 | 0.0027103 | 0.0043669 | 0.006229 | 0.0082986 | 0.00937 | 0.010419 | 0.011447 | 0.01246 | 0.013457 | 0.014452 | 0.015447 | 0.016442 | 0.017397 | 0.01836 | 0.01933 | 0.020302 | 0.021306 | 0.022307 | 0.023305 | 0.023305 | 0.023305 | 0.023305 | 0 | 0 | 0
F11_Industrial_Food Products_New_Space Heating_Natural Gas_Strategic Energy Management_A_Achievable Technical Potential | F11 | Industrial | Food Products | New | Space Heating | Natural Gas | Strategic Energy Management | A | Cumulative Summer Peak Savings (MW) | Achievable Technical Potential | 0 | 0 | 0 | 0 | 0 | 0 | 0 | 0 | 0 | 0 | 0 | 0 | 0 | 0 | 0 | 0 | 0 | 0 | 0 | 0 | 0 | 0 | 0 | 0 | 0 | 0 | 0 | 0 | 0 | 0 | 0
F12_Industrial_Food Products_New_Space Heating_Natural Gas_Strategic Energy Management_A_Achievable Technical Potential | F12 | Industrial | Food Products | New | Space Heating | Natural Gas | Strategic Energy Management | A | Cumulative Winter Peak Savings (MW) | Achievable Technical Potential | 0 | 0 | 0 | 0 | 0 | 0 | 0 | 0 | 0 | 0 | 0 | 0 | 0 | 0 | 0 | 0 | 0 | 0 | 0 | 0 | 0 | 0 | 0 | 0 | 0 | 0 | 0 | 0 | 0 | 0 | 0
F13_Industrial_Food Products_New_Space Heating_Natural Gas_Strategic Energy Management_A_Achievable Technical Potential | F13 | Industrial | Food Products | New | Space Heating | Natural Gas | Strategic Energy Management | A | Purchases (Incremental) | Achievable Technical Potential | 0 | 0 | 0 | 0 | 0 | 0.16985 | 0.20122 | 0.23258 | 0.26375 | 0.29494 | 0.32616 | 0.35698 | 0.38771 | 0.41839 | 0.44857 | 0.47887 | 0.50889 | 0.5389 | 0.56877 | 0.59836 | 0.628 | 0.65751 | 0.68691 | 0.71619 | 0.74538 | 0.628 | 0.65751 | 0.68691 | 0.71619 | 0.74538 | 0.628
F14_Industrial_Food Products_New_Space Heating_Natural Gas_Strategic Energy Management_A_Achievable Technical Potential | F14 | Industrial | Food Products | New | Space Heating | Natural Gas | Strategic Energy Management | A | Purchases (Cumulative) | Achievable Technical Potential | 0 | 0 | 0 | 0 | 0 | 0.16985 | 0.37107 | 0.60365 | 0.8674 | 1.1623 | 1.3187 | 1.4744 | 1.6295 | 1.7842 | 1.9378 | 2.0905 | 2.2424 | 2.3936 | 2.544 | 2.6938 | 2.8429 | 2.9915 | 3.1395 | 3.287 | 3.434 | 3.434 | 3.434 | 3.434 | 3.434 | 3.434 | 3.434
F1_Industrial_Food Products_New_Process_Natural Gas_Strategic Energy Management_A_Achievable Technical Potential | F1 | Industrial | Food Products | New | Process | Natural Gas | Strategic Energy Management | A | Original Unit Energy Savings (kWh or therms) | Achievable Technical Potential | 0 | 0 | 0 | 0 | 0 | 30.2077 | 30.2077 | 30.2077 | 30.2077 | 30.2077 | 30.2077 | 30.2077 | 30.2077 | 30.2077 | 30.2077 | 30.2077 | 30.2077 | 30.2077 | 30.2077 | 30.2077 | 30.2077 | 30.2077 | 30.2077 | 30.2077 | 30.2077 | 30.2077 | 30.2077 | 30.2077 | 0 | 0 | 0
F2_Industrial_Food Products_New_Process_Natural Gas_Strategic Energy Management_A_Achievable Technical Potential | F2 | Industrial | Food Products | New | Process | Natural Gas | Strategic Energy Management | A | Original Unit Summer Peak Savings (kW) | Achievable Technical Potential | 0 | 0 | 0 | 0 | 0 | 0 | 0 | 0 | 0 | 0 | 0 | 0 | 0 | 0 | 0 | 0 | 0 | 0 | 0 | 0 | 0 | 0 | 0 | 0 | 0 | 0 | 0 | 0 | 0 | 0 | 0
F3_Industrial_Food Products_New_Process_Natural Gas_Strategic Energy Management_A_Achievable Technical Potential | F3 | Industrial | Food Products | New | Process | Natural Gas | Strategic Energy Management | A | Original Unit Winter Peak Savings (kW) | Achievable Technical Potential | 0 | 0 | 0 | 0 | 0 | 0 | 0 | 0 | 0 | 0 | 0 | 0 | 0 | 0 | 0 | 0 | 0 | 0 | 0 | 0 | 0 | 0 | 0 | 0 | 0 | 0 | 0 | 0 | 0 | 0 | 0
F4_Industrial_Food Products_New_Process_Natural Gas_Strategic Energy Management_A_Achievable Technical Potential | F4 | Industrial | Food Products | New | Process | Natural Gas | Strategic Energy Management | A | Standalone Impact on Baseline Energy (%) | Achievable Technical Potential | 0% | 0% | 0% | 0% | 0% | 0.08224% | 0.1517% | 0.2134% | 0.2705% | 0.3241% | 0.3325% | 0.3397% | 0.3456% | 0.3507% | 0.3553% | 0.359% | 0.3624% | 0.3653% | 0.3678% | 0.3702% | 0.3723% | 0.3742% | 0.3759% | 0.3774% | 0.0037887 | 0.0036463 | 0.0035147 | 0.0033925 | 0 | 0 | 0
F5_Industrial_Food Products_New_Process_Natural Gas_Strategic Energy Management_A_Achievable Technical Potential | F5 | Industrial | Food Products | New | Process | Natural Gas | Strategic Energy Management | A | Standalone Impact on Baseline Summer Peak (%) | Achievable Technical Potential | 0% | 0% | 0% | 0% | 0% | 0% | 0% | 0% | 0% | 0% | 0% | 0% | 0% | 0% | 0% | 0% | 0% | 0% | 0% | 0% | 0% | 0% | 0% | 0% | 0 | 0 | 0 | 0 | 0 | 0 | 0
F6_Industrial_Food Products_New_Process_Natural Gas_Strategic Energy Management_A_Achievable Technical Potential | F6 | Industrial | Food Products | New | Process | Natural Gas | Strategic Energy Management | A | Standalone Impact on Baseline Winter Peak (%) | Achievable Technical Potential | 0% | 0% | 0% | 0% | 0% | 0% | 0% | 0% | 0% | 0% | 0% | 0% | 0% | 0% | 0% | 0% | 0% | 0% | 0% | 0% | 0% | 0% | 0% | 0% | 0 | 0 | 0 | 0 | 0 | 0 | 0
F7_Industrial_Food Products_New_Process_Natural Gas_Strategic Energy Management_A_Achievable Technical Potential | F7 | Industrial | Food Products | New | Process | Natural Gas | Strategic Energy Management | A | Incremental Energy Savings (MWh or mTherms) | Achievable Technical Potential | 0 | 0 | 0 | 0 | 0 | 0.46998 | 0.5568 | 0.64357 | 0.72983 | 0.81614 | 0.90252 | 0.9878 | 1.0728 | 1.1577 | 1.2412 | 1.3251 | 1.4081 | 1.4912 | 1.5738 | 1.6557 | 1.7377 | 1.8194 | 1.9007 | 1.9818 | 2.0626 | 1.7377 | 1.8194 | 1.9007 | 0 | 0 | 0
F8_Industrial_Food Products_New_Process_Natural Gas_Strategic Energy Management_A_Achievable Technical Potential | F8 | Industrial | Food Products | New | Process | Natural Gas | Strategic Energy Management | A | Incremental Summer Peak Savings (MW) | Achievable Technical Potential | 0 | 0 | 0 | 0 | 0 | 0 | 0 | 0 | 0 | 0 | 0 | 0 | 0 | 0 | 0 | 0 | 0 | 0 | 0 | 0 | 0 | 0 | 0 | 0 | 0 | 0 | 0 | 0 | 0 | 0 | 0
F9_Industrial_Food Products_New_Process_Natural Gas_Strategic Energy Management_A_Achievable Technical Potential | F9 | Industrial | Food Products | New | Process | Natural Gas | Strategic Energy Management | A | Incremental Winter Peak Savings (MW) | Achievable Technical Potential | 0 | 0 | 0 | 0 | 0 | 0 | 0 | 0 | 0 | 0 | 0 | 0 | 0 | 0 | 0 | 0 | 0 | 0 | 0 | 0 | 0 | 0 | 0 | 0 | 0 | 0 | 0 | 0 | 0 | 0 | 0
F10_Industrial_Food Products_New_Process_Natural Gas_Strategic Energy Management_A_Achievable Technical Potential | F10 | Industrial | Food Products | New | Process | Natural Gas | Strategic Energy Management | A | Cumulative Energy Savings (MWh or mTherms) | Achievable Technical Potential | 0 | 0 | 0 | 0 | 0 | 0.46998 | 1.0268 | 1.6704 | 2.4002 | 3.2163 | 3.6489 | 4.0799 | 4.5091 | 4.937 | 5.3621 | 5.7847 | 6.205 | 6.6234 | 7.0395 | 7.454 | 7.8666 | 8.2779 | 8.6874 | 9.0954 | 9.5022 | 9.5022 | 9.5022 | 9.5022 | 0 | 0 | 0
F11_Industrial_Food Products_New_Process_Natural Gas_Strategic Energy Management_A_Achievable Technical Potential | F11 | Industrial | Food Products | New | Process | Natural Gas | Strategic Energy Management | A | Cumulative Summer Peak Savings (MW) | Achievable Technical Potential | 0 | 0 | 0 | 0 | 0 | 0 | 0 | 0 | 0 | 0 | 0 | 0 | 0 | 0 | 0 | 0 | 0 | 0 | 0 | 0 | 0 | 0 | 0 | 0 | 0 | 0 | 0 | 0 | 0 | 0 | 0
F12_Industrial_Food Products_New_Process_Natural Gas_Strategic Energy Management_A_Achievable Technical Potential | F12 | Industrial | Food Products | New | Process | Natural Gas | Strategic Energy Management | A | Cumulative Winter Peak Savings (MW) | Achievable Technical Potential | 0 | 0 | 0 | 0 | 0 | 0 | 0 | 0 | 0 | 0 | 0 | 0 | 0 | 0 | 0 | 0 | 0 | 0 | 0 | 0 | 0 | 0 | 0 | 0 | 0 | 0 | 0 | 0 | 0 | 0 | 0
F13_Industrial_Food Products_New_Process_Natural Gas_Strategic Energy Management_A_Achievable Technical Potential | F13 | Industrial | Food Products | New | Process | Natural Gas | Strategic Energy Management | A | Purchases (Incremental) | Achievable Technical Potential | 0 | 0 | 0 | 0 | 0 | 15.5584 | 18.4325 | 21.3049 | 24.1605 | 27.0176 | 29.877 | 32.7002 | 35.5156 | 38.3253 | 41.0904 | 43.866 | 46.6152 | 49.3647 | 52.1004 | 54.8117 | 57.5262 | 60.2295 | 62.9223 | 65.6052 | 68.279 | 57.5262 | 60.2295 | 62.9223 | 65.6052 | 68.279 | 57.5262
F14_Industrial_Food Products_New_Process_Natural Gas_Strategic Energy Management_A_Achievable Technical Potential | F14 | Industrial | Food Products | New | Process | Natural Gas | Strategic Energy Management | A | Purchases (Cumulative) | Achievable Technical Potential | 0 | 0 | 0 | 0 | 0 | 15.5584 | 33.9909 | 55.2958 | 79.4563 | 106.4739 | 120.7925 | 135.0602 | 149.2708 | 163.4356 | 177.5084 | 191.4974 | 205.4124 | 219.2616 | 233.0367 | 246.7581 | 260.4182 | 274.0325 | 287.5901 | 301.0949 | 314.5622 | 314.5622 | 314.5622 | 314.5622 | 314.5622 | 314.5622 | 314.5622
F1_Industrial_Food Products_New_Miscellaneous_Natural Gas_Strategic Energy Management_A_Achievable Technical Potential | F1 | Industrial | Food Products | New | Miscellaneous | Natural Gas | Strategic Energy Management | A | Original Unit Energy Savings (kWh or therms) | Achievable Technical Potential | 0 | 0 | 0 | 0 | 0 | 2.7925 | 2.7925 | 2.7925 | 2.7925 | 2.7925 | 2.7925 | 2.7925 | 2.7925 | 2.7925 | 2.7925 | 2.7925 | 2.7925 | 2.7925 | 2.7925 | 2.7925 | 2.7925 | 2.7925 | 2.7925 | 2.7925 | 2.7925 | 2.7925 | 2.7925 | 2.7925 | 0 | 0 | 0
F2_Industrial_Food Products_New_Miscellaneous_Natural Gas_Strategic Energy Management_A_Achievable Technical Potential | F2 | Industrial | Food Products | New | Miscellaneous | Natural Gas | Strategic Energy Management | A | Original Unit Summer Peak Savings (kW) | Achievable Technical Potential | 0 | 0 | 0 | 0 | 0 | 0 | 0 | 0 | 0 | 0 | 0 | 0 | 0 | 0 | 0 | 0 | 0 | 0 | 0 | 0 | 0 | 0 | 0 | 0 | 0 | 0 | 0 | 0 | 0 | 0 | 0
F3_Industrial_Food Products_New_Miscellaneous_Natural Gas_Strategic Energy Management_A_Achievable Technical Potential | F3 | Industrial | Food Products | New | Miscellaneous | Natural Gas | Strategic Energy Management | A | Original Unit Winter Peak Savings (kW) | Achievable Technical Potential | 0 | 0 | 0 | 0 | 0 | 0 | 0 | 0 | 0 | 0 | 0 | 0 | 0 | 0 | 0 | 0 | 0 | 0 | 0 | 0 | 0 | 0 | 0 | 0 | 0 | 0 | 0 | 0 | 0 | 0 | 0
F4_Industrial_Food Products_New_Miscellaneous_Natural Gas_Strategic Energy Management_A_Achievable Technical Potential | F4 | Industrial | Food Products | New | Miscellaneous | Natural Gas | Strategic Energy Management | A | Standalone Impact on Baseline Energy (%) | Achievable Technical Potential | 0% | 0% | 0% | 0% | 0% | 0.08224% | 0.1517% | 0.2134% | 0.2705% | 0.3241% | 0.3325% | 0.3397% | 0.3456% | 0.3507% | 0.3553% | 0.359% | 0.3624% | 0.3653% | 0.3678% | 0.3702% | 0.3723% | 0.3742% | 0.3759% | 0.3774% | 0.0037887 | 0.0036463 | 0.0035147 | 0.0033925 | 0 | 0 | 0
F5_Industrial_Food Products_New_Miscellaneous_Natural Gas_Strategic Energy Management_A_Achievable Technical Potential | F5 | Industrial | Food Products | New | Miscellaneous | Natural Gas | Strategic Energy Management | A | Standalone Impact on Baseline Summer Peak (%) | Achievable Technical Potential | 0% | 0% | 0% | 0% | 0% | 0% | 0% | 0% | 0% | 0% | 0% | 0% | 0% | 0% | 0% | 0% | 0% | 0% | 0% | 0% | 0% | 0% | 0% | 0% | 0 | 0 | 0 | 0 | 0 | 0 | 0
F6_Industrial_Food Products_New_Miscellaneous_Natural Gas_Strategic Energy Management_A_Achievable Technical Potential | F6 | Industrial | Food Products | New | Miscellaneous | Natural Gas | Strategic Energy Management | A | Standalone Impact on Baseline Winter Peak (%) | Achievable Technical Potential | 0% | 0% | 0% | 0% | 0% | 0% | 0% | 0% | 0% | 0% | 0% | 0% | 0% | 0% | 0% | 0% | 0% | 0% | 0% | 0% | 0% | 0% | 0% | 0% | 0 | 0 | 0 | 0 | 0 | 0 | 0
F7_Industrial_Food Products_New_Miscellaneous_Natural Gas_Strategic Energy Management_A_Achievable Technical Potential | F7 | Industrial | Food Products | New | Miscellaneous | Natural Gas | Strategic Energy Management | A | Incremental Energy Savings (MWh or mTherms) | Achievable Technical Potential | 0 | 0 | 0 | 0 | 0 | 0.010862 | 0.012868 | 0.014873 | 0.016867 | 0.018862 | 0.020858 | 0.022829 | 0.024794 | 0.026756 | 0.028686 | 0.030624 | 0.032543 | 0.034463 | 0.036372 | 0.038265 | 0.04016 | 0.042048 | 0.043927 | 0.0458 | 0.047667 | 0.04016 | 0.042048 | 0.043927 | 0 | 0 | 0
F8_Industrial_Food Products_New_Miscellaneous_Natural Gas_Strategic Energy Management_A_Achievable Technical Potential | F8 | Industrial | Food Products | New | Miscellaneous | Natural Gas | Strategic Energy Management | A | Incremental Summer Peak Savings (MW) | Achievable Technical Potential | 0 | 0 | 0 | 0 | 0 | 0 | 0 | 0 | 0 | 0 | 0 | 0 | 0 | 0 | 0 | 0 | 0 | 0 | 0 | 0 | 0 | 0 | 0 | 0 | 0 | 0 | 0 | 0 | 0 | 0 | 0
F9_Industrial_Food Products_New_Miscellaneous_Natural Gas_Strategic Energy Management_A_Achievable Technical Potential | F9 | Industrial | Food Products | New | Miscellaneous | Natural Gas | Strategic Energy Management | A | Incremental Winter Peak Savings (MW) | Achievable Technical Potential | 0 | 0 | 0 | 0 | 0 | 0 | 0 | 0 | 0 | 0 | 0 | 0 | 0 | 0 | 0 | 0 | 0 | 0 | 0 | 0 | 0 | 0 | 0 | 0 | 0 | 0 | 0 | 0 | 0 | 0 | 0
F10_Industrial_Food Products_New_Miscellaneous_Natural Gas_Strategic Energy Management_A_Achievable Technical Potential | F10 | Industrial | Food Products | New | Miscellaneous | Natural Gas | Strategic Energy Management | A | Cumulative Energy Savings (MWh or mTherms) | Achievable Technical Potential | 0 | 0 | 0 | 0 | 0 | 0.010862 | 0.02373 | 0.038603 | 0.05547 | 0.074332 | 0.084328 | 0.094288 | 0.10421 | 0.1141 | 0.12392 | 0.13369 | 0.1434 | 0.15307 | 0.16269 | 0.17227 | 0.1818 | 0.19131 | 0.20077 | 0.2102 | 0.2196 | 0.2196 | 0.2196 | 0.2196 | 0 | 0 | 0
F11_Industrial_Food Products_New_Miscellaneous_Natural Gas_Strategic Energy Management_A_Achievable Technical Potential | F11 | Industrial | Food Products | New | Miscellaneous | Natural Gas | Strategic Energy Management | A | Cumulative Summer Peak Savings (MW) | Achievable Technical Potential | 0 | 0 | 0 | 0 | 0 | 0 | 0 | 0 | 0 | 0 | 0 | 0 | 0 | 0 | 0 | 0 | 0 | 0 | 0 | 0 | 0 | 0 | 0 | 0 | 0 | 0 | 0 | 0 | 0 | 0 | 0
F12_Industrial_Food Products_New_Miscellaneous_Natural Gas_Strategic Energy Management_A_Achievable Technical Potential | F12 | Industrial | Food Products | New | Miscellaneous | Natural Gas | Strategic Energy Management | A | Cumulative Winter Peak Savings (MW) | Achievable Technical Potential | 0 | 0 | 0 | 0 | 0 | 0 | 0 | 0 | 0 | 0 | 0 | 0 | 0 | 0 | 0 | 0 | 0 | 0 | 0 | 0 | 0 | 0 | 0 | 0 | 0 | 0 | 0 | 0 | 0 | 0 | 0
F13_Industrial_Food Products_New_Miscellaneous_Natural Gas_Strategic Energy Management_A_Achievable Technical Potential | F13 | Industrial | Food Products | New | Miscellaneous | Natural Gas | Strategic Energy Management | A | Purchases (Incremental) | Achievable Technical Potential | 0 | 0 | 0 | 0 | 0 | 3.8896 | 4.6081 | 5.3262 | 6.0401 | 6.7544 | 7.4693 | 8.175 | 8.8789 | 9.5813 | 10.2726 | 10.9665 | 11.6538 | 12.3412 | 13.0251 | 13.7029 | 14.3816 | 15.0574 | 15.7306 | 16.4013 | 17.0698 | 14.3816 | 15.0574 | 15.7306 | 16.4013 | 17.0698 | 14.3816
F14_Industrial_Food Products_New_Miscellaneous_Natural Gas_Strategic Energy Management_A_Achievable Technical Potential | F14 | Industrial | Food Products | New | Miscellaneous | Natural Gas | Strategic Energy Management | A | Purchases (Cumulative) | Achievable Technical Potential | 0 | 0 | 0 | 0 | 0 | 3.8896 | 8.4977 | 13.824 | 19.8641 | 26.6185 | 30.1981 | 33.765 | 37.3177 | 40.8589 | 44.3771 | 47.8743 | 51.3531 | 54.8154 | 58.2592 | 61.6895 | 65.1046 | 68.5081 | 71.8975 | 75.2737 | 78.6406 | 78.6406 | 78.6406 | 78.6406 | 78.6406 | 78.6406 | 78.6406
F1_Industrial_Food Products_New_Space Heating_Natural Gas_Commissioning_A_Achievable Technical Potential | F1 | Industrial | Food Products | New | Space Heating | Natural Gas | Commissioning | A | Original Unit Energy Savings (kWh or therms) | Achievable Technical Potential | 0 | 0 | 0 | 0 | 0 | 10.0392 | 9.9095 | 9.8148 | 9.7431 | 9.6864 | 9.6406 | 9.5869 | 9.5306 | 9.4751 | 9.4214 | 9.3793 | 9.346 | 9.3196 | 9.2777 | 9.247 | 9.2248 | 9.2074 | 9.2074 | 9.2074 | 9.2074 | 9.2074 | 9.2074 | 9.2074 | 0 | 0 | 0
F2_Industrial_Food Products_New_Space Heating_Natural Gas_Commissioning_A_Achievable Technical Potential | F2 | Industrial | Food Products | New | Space Heating | Natural Gas | Commissioning | A | Original Unit Summer Peak Savings (kW) | Achievable Technical Potential | 0 | 0 | 0 | 0 | 0 | 0 | 0 | 0 | 0 | 0 | 0 | 0 | 0 | 0 | 0 | 0 | 0 | 0 | 0 | 0 | 0 | 0 | 0 | 0 | 0 | 0 | 0 | 0 | 0 | 0 | 0
F3_Industrial_Food Products_New_Space Heating_Natural Gas_Commissioning_A_Achievable Technical Potential | F3 | Industrial | Food Products | New | Space Heating | Natural Gas | Commissioning | A | Original Unit Winter Peak Savings (kW) | Achievable Technical Potential | 0 | 0 | 0 | 0 | 0 | 0 | 0 | 0 | 0 | 0 | 0 | 0 | 0 | 0 | 0 | 0 | 0 | 0 | 0 | 0 | 0 | 0 | 0 | 0 | 0 | 0 | 0 | 0 | 0 | 0 | 0
F4_Industrial_Food Products_New_Space Heating_Natural Gas_Commissioning_A_Achievable Technical Potential | F4 | Industrial | Food Products | New | Space Heating | Natural Gas | Commissioning | A | Standalone Impact on Baseline Energy (%) | Achievable Technical Potential | 0% | 0% | 0% | 0% | 0% | 0% | 0% | 0% | 0% | 0% | 0% | 0% | 0% | 0% | 0% | 0% | 0% | 0% | 0% | 0% | 0% | 0% | 0% | 0% | 0 | 0 | 0 | 0 | 0 | 0 | 0
F5_Industrial_Food Products_New_Space Heating_Natural Gas_Commissioning_A_Achievable Technical Potential | F5 | Industrial | Food Products | New | Space Heating | Natural Gas | Commissioning | A | Standalone Impact on Baseline Summer Peak (%) | Achievable Technical Potential | 0% | 0% | 0% | 0% | 0% | 0% | 0% | 0% | 0% | 0% | 0% | 0% | 0% | 0% | 0% | 0% | 0% | 0% | 0% | 0% | 0% | 0% | 0% | 0% | 0 | 0 | 0 | 0 | 0 | 0 | 0
F6_Industrial_Food Products_New_Space Heating_Natural Gas_Commissioning_A_Achievable Technical Potential | F6 | Industrial | Food Products | New | Space Heating | Natural Gas | Commissioning | A | Standalone Impact on Baseline Winter Peak (%) | Achievable Technical Potential | 0% | 0% | 0% | 0% | 0% | 0% | 0% | 0% | 0% | 0% | 0% | 0% | 0% | 0% | 0% | 0% | 0% | 0% | 0% | 0% | 0% | 0% | 0% | 0% | 0 | 0 | 0 | 0 | 0 | 0 | 0
F7_Industrial_Food Products_New_Space Heating_Natural Gas_Commissioning_A_Achievable Technical Potential | F7 | Industrial | Food Products | New | Space Heating | Natural Gas | Commissioning | A | Incremental Energy Savings (MWh or mTherms) | Achievable Technical Potential | 0 | 0 | 0 | 0 | 0 | 0 | 0 | 0 | 0 | 0 | 0 | 0 | 0 | 0 | 0 | 0 | 0 | 0 | 0 | 0 | 0 | 0 | 0 | 0 | 0 | 0 | 0 | 0 | 0 | 0 | 0
F8_Industrial_Food Products_New_Space Heating_Natural Gas_Commissioning_A_Achievable Technical Potential | F8 | Industrial | Food Products | New | Space Heating | Natural Gas | Commissioning | A | Incremental Summer Peak Savings (MW) | Achievable Technical Potential | 0 | 0 | 0 | 0 | 0 | 0 | 0 | 0 | 0 | 0 | 0 | 0 | 0 | 0 | 0 | 0 | 0 | 0 | 0 | 0 | 0 | 0 | 0 | 0 | 0 | 0 | 0 | 0 | 0 | 0 | 0
F9_Industrial_Food Products_New_Space Heating_Natural Gas_Commissioning_A_Achievable Technical Potential | F9 | Industrial | Food Products | New | Space Heating | Natural Gas | Commissioning | A | Incremental Winter Peak Savings (MW) | Achievable Technical Potential | 0 | 0 | 0 | 0 | 0 | 0 | 0 | 0 | 0 | 0 | 0 | 0 | 0 | 0 | 0 | 0 | 0 | 0 | 0 | 0 | 0 | 0 | 0 | 0 | 0 | 0 | 0 | 0 | 0 | 0 | 0
F10_Industrial_Food Products_New_Space Heating_Natural Gas_Commissioning_A_Achievable Technical Potential | F10 | Industrial | Food Products | New | Space Heating | Natural Gas | Commissioning | A | Cumulative Energy Savings (MWh or mTherms) | Achievable Technical Potential | 0 | 0 | 0 | 0 | 0 | 0 | 0 | 0 | 0 | 0 | 0 | 0 | 0 | 0 | 0 | 0 | 0 | 0 | 0 | 0 | 0 | 0 | 0 | 0 | 0 | 0 | 0 | 0 | 0 | 0 | 0
F11_Industrial_Food Products_New_Space Heating_Natural Gas_Commissioning_A_Achievable Technical Potential | F11 | Industrial | Food Products | New | Space Heating | Natural Gas | Commissioning | A | Cumulative Summer Peak Savings (MW) | Achievable Technical Potential | 0 | 0 | 0 | 0 | 0 | 0 | 0 | 0 | 0 | 0 | 0 | 0 | 0 | 0 | 0 | 0 | 0 | 0 | 0 | 0 | 0 | 0 | 0 | 0 | 0 | 0 | 0 | 0 | 0 | 0 | 0
F12_Industrial_Food Products_New_Space Heating_Natural Gas_Commissioning_A_Achievable Technical Potential | F12 | Industrial | Food Products | New | Space Heating | Natural Gas | Commissioning | A | Cumulative Winter Peak Savings (MW) | Achievable Technical Potential | 0 | 0 | 0 | 0 | 0 | 0 | 0 | 0 | 0 | 0 | 0 | 0 | 0 | 0 | 0 | 0 | 0 | 0 | 0 | 0 | 0 | 0 | 0 | 0 | 0 | 0 | 0 | 0 | 0 | 0 | 0
F13_Industrial_Food Products_New_Space Heating_Natural Gas_Commissioning_A_Achievable Technical Potential | F13 | Industrial | Food Products | New | Space Heating | Natural Gas | Commissioning | A | Purchases (Incremental) | Achievable Technical Potential | 0 | 0 | 0 | 0 | 0 | 0 | 0 | 0 | 0 | 0 | 0 | 0 | 0 | 0 | 0 | 0 | 0 | 0 | 0 | 0 | 0 | 0 | 0 | 0 | 0 | 0 | 0 | 0 | 0 | 0 | 0
F14_Industrial_Food Products_New_Space Heating_Natural Gas_Commissioning_A_Achievable Technical Potential | F14 | Industrial | Food Products | New | Space Heating | Natural Gas | Commissioning | A | Purchases (Cumulative) | Achievable Technical Potential | 0 | 0 | 0 | 0 | 0 | 0 | 0 | 0 | 0 | 0 | 0 | 0 | 0 | 0 | 0 | 0 | 0 | 0 | 0 | 0 | 0 | 0 | 0 | 0 | 0 | 0 | 0 | 0 | 0 | 0 | 0
F1_Industrial_Food Products_New_Process_Natural Gas_Commissioning_A_Achievable Technical Potential | F1 | Industrial | Food Products | New | Process | Natural Gas | Commissioning | A | Original Unit Energy Savings (kWh or therms) | Achievable Technical Potential | 0 | 0 | 0 | 0 | 0 | 168.6012 | 168.6012 | 168.6012 | 168.6012 | 168.6012 | 168.6012 | 168.6012 | 168.6012 | 168.6012 | 168.6012 | 168.6012 | 168.6012 | 168.6012 | 168.6012 | 168.6012 | 168.6012 | 168.6012 | 168.6012 | 168.6012 | 168.6012 | 168.6012 | 168.6012 | 168.6012 | 0 | 0 | 0
F2_Industrial_Food Products_New_Process_Natural Gas_Commissioning_A_Achievable Technical Potential | F2 | Industrial | Food Products | New | Process | Natural Gas | Commissioning | A | Original Unit Summer Peak Savings (kW) | Achievable Technical Potential | 0 | 0 | 0 | 0 | 0 | 0 | 0 | 0 | 0 | 0 | 0 | 0 | 0 | 0 | 0 | 0 | 0 | 0 | 0 | 0 | 0 | 0 | 0 | 0 | 0 | 0 | 0 | 0 | 0 | 0 | 0
F3_Industrial_Food Products_New_Process_Natural Gas_Commissioning_A_Achievable Technical Potential | F3 | Industrial | Food Products | New | Process | Natural Gas | Commissioning | A | Original Unit Winter Peak Savings (kW) | Achievable Technical Potential | 0 | 0 | 0 | 0 | 0 | 0 | 0 | 0 | 0 | 0 | 0 | 0 | 0 | 0 | 0 | 0 | 0 | 0 | 0 | 0 | 0 | 0 | 0 | 0 | 0 | 0 | 0 | 0 | 0 | 0 | 0
F4_Industrial_Food Products_New_Process_Natural Gas_Commissioning_A_Achievable Technical Potential | F4 | Industrial | Food Products | New | Process | Natural Gas | Commissioning | A | Standalone Impact on Baseline Energy (%) | Achievable Technical Potential | 0% | 0% | 0% | 0% | 0% | 0% | 0% | 0% | 0% | 0% | 0% | 0% | 0% | 0% | 0% | 0% | 0% | 0% | 0% | 0% | 0% | 0% | 0% | 0% | 0 | 0 | 0 | 0 | 0 | 0 | 0
F5_Industrial_Food Products_New_Process_Natural Gas_Commissioning_A_Achievable Technical Potential | F5 | Industrial | Food Products | New | Process | Natural Gas | Commissioning | A | Standalone Impact on Baseline Summer Peak (%) | Achievable Technical Potential | 0% | 0% | 0% | 0% | 0% | 0% | 0% | 0% | 0% | 0% | 0% | 0% | 0% | 0% | 0% | 0% | 0% | 0% | 0% | 0% | 0% | 0% | 0% | 0% | 0 | 0 | 0 | 0 | 0 | 0 | 0
F6_Industrial_Food Products_New_Process_Natural Gas_Commissioning_A_Achievable Technical Potential | F6 | Industrial | Food Products | New | Process | Natural Gas | Commissioning | A | Standalone Impact on Baseline Winter Peak (%) | Achievable Technical Potential | 0% | 0% | 0% | 0% | 0% | 0% | 0% | 0% | 0% | 0% | 0% | 0% | 0% | 0% | 0% | 0% | 0% | 0% | 0% | 0% | 0% | 0% | 0% | 0% | 0 | 0 | 0 | 0 | 0 | 0 | 0
F7_Industrial_Food Products_New_Process_Natural Gas_Commissioning_A_Achievable Technical Potential | F7 | Industrial | Food Products | New | Process | Natural Gas | Commissioning | A | Incremental Energy Savings (MWh or mTherms) | Achievable Technical Potential | 0 | 0 | 0 | 0 | 0 | 0 | 0 | 0 | 0 | 0 | 0 | 0 | 0 | 0 | 0 | 0 | 0 | 0 | 0 | 0 | 0 | 0 | 0 | 0 | 0 | 0 | 0 | 0 | 0 | 0 | 0
F8_Industrial_Food Products_New_Process_Natural Gas_Commissioning_A_Achievable Technical Potential | F8 | Industrial | Food Products | New | Process | Natural Gas | Commissioning | A | Incremental Summer Peak Savings (MW) | Achievable Technical Potential | 0 | 0 | 0 | 0 | 0 | 0 | 0 | 0 | 0 | 0 | 0 | 0 | 0 | 0 | 0 | 0 | 0 | 0 | 0 | 0 | 0 | 0 | 0 | 0 | 0 | 0 | 0 | 0 | 0 | 0 | 0
F9_Industrial_Food Products_New_Process_Natural Gas_Commissioning_A_Achievable Technical Potential | F9 | Industrial | Food Products | New | Process | Natural Gas | Commissioning | A | Incremental Winter Peak Savings (MW) | Achievable Technical Potential | 0 | 0 | 0 | 0 | 0 | 0 | 0 | 0 | 0 | 0 | 0 | 0 | 0 | 0 | 0 | 0 | 0 | 0 | 0 | 0 | 0 | 0 | 0 | 0 | 0 | 0 | 0 | 0 | 0 | 0 | 0
F10_Industrial_Food Products_New_Process_Natural Gas_Commissioning_A_Achievable Technical Potential | F10 | Industrial | Food Products | New | Process | Natural Gas | Commissioning | A | Cumulative Energy Savings (MWh or mTherms) | Achievable Technical Potential | 0 | 0 | 0 | 0 | 0 | 0 | 0 | 0 | 0 | 0 | 0 | 0 | 0 | 0 | 0 | 0 | 0 | 0 | 0 | 0 | 0 | 0 | 0 | 0 | 0 | 0 | 0 | 0 | 0 | 0 | 0
F11_Industrial_Food Products_New_Process_Natural Gas_Commissioning_A_Achievable Technical Potential | F11 | Industrial | Food Products | New | Process | Natural Gas | Commissioning | A | Cumulative Summer Peak Savings (MW) | Achievable Technical Potential | 0 | 0 | 0 | 0 | 0 | 0 | 0 | 0 | 0 | 0 | 0 | 0 | 0 | 0 | 0 | 0 | 0 | 0 | 0 | 0 | 0 | 0 | 0 | 0 | 0 | 0 | 0 | 0 | 0 | 0 | 0
F12_Industrial_Food Products_New_Process_Natural Gas_Commissioning_A_Achievable Technical Potential | F12 | Industrial | Food Products | New | Process | Natural Gas | Commissioning | A | Cumulative Winter Peak Savings (MW) | Achievable Technical Potential | 0 | 0 | 0 | 0 | 0 | 0 | 0 | 0 | 0 | 0 | 0 | 0 | 0 | 0 | 0 | 0 | 0 | 0 | 0 | 0 | 0 | 0 | 0 | 0 | 0 | 0 | 0 | 0 | 0 | 0 | 0
F13_Industrial_Food Products_New_Process_Natural Gas_Commissioning_A_Achievable Technical Potential | F13 | Industrial | Food Products | New | Process | Natural Gas | Commissioning | A | Purchases (Incremental) | Achievable Technical Potential | 0 | 0 | 0 | 0 | 0 | 0 | 0 | 0 | 0 | 0 | 0 | 0 | 0 | 0 | 0 | 0 | 0 | 0 | 0 | 0 | 0 | 0 | 0 | 0 | 0 | 0 | 0 | 0 | 0 | 0 | 0
F14_Industrial_Food Products_New_Process_Natural Gas_Commissioning_A_Achievable Technical Potential | F14 | Industrial | Food Products | New | Process | Natural Gas | Commissioning | A | Purchases (Cumulative) | Achievable Technical Potential | 0 | 0 | 0 | 0 | 0 | 0 | 0 | 0 | 0 | 0 | 0 | 0 | 0 | 0 | 0 | 0 | 0 | 0 | 0 | 0 | 0 | 0 | 0 | 0 | 0 | 0 | 0 | 0 | 0 | 0 | 0
F1_Industrial_Food Products_New_Space Heating_Natural Gas_Retrocommissioning_A_Achievable Technical Potential | F1 | Industrial | Food Products | New | Space Heating | Natural Gas | Retrocommissioning | A | Original Unit Energy Savings (kWh or therms) | Achievable Technical Potential | 0 | 0 | 0 | 0 | 0 | 0 | 0 | 0 | 0 | 0 | 0 | 0 | 0 | 0 | 0 | 0 | 0 | 0 | 0 | 0 | 0 | 0 | 0 | 0 | 0 | 0 | 0 | 0 | 0 | 0 | 0
F2_Industrial_Food Products_New_Space Heating_Natural Gas_Retrocommissioning_A_Achievable Technical Potential | F2 | Industrial | Food Products | New | Space Heating | Natural Gas | Retrocommissioning | A | Original Unit Summer Peak Savings (kW) | Achievable Technical Potential | 0 | 0 | 0 | 0 | 0 | 0 | 0 | 0 | 0 | 0 | 0 | 0 | 0 | 0 | 0 | 0 | 0 | 0 | 0 | 0 | 0 | 0 | 0 | 0 | 0 | 0 | 0 | 0 | 0 | 0 | 0
F3_Industrial_Food Products_New_Space Heating_Natural Gas_Retrocommissioning_A_Achievable Technical Potential | F3 | Industrial | Food Products | New | Space Heating | Natural Gas | Retrocommissioning | A | Original Unit Winter Peak Savings (kW) | Achievable Technical Potential | 0 | 0 | 0 | 0 | 0 | 0 | 0 | 0 | 0 | 0 | 0 | 0 | 0 | 0 | 0 | 0 | 0 | 0 | 0 | 0 | 0 | 0 | 0 | 0 | 0 | 0 | 0 | 0 | 0 | 0 | 0
F4_Industrial_Food Products_New_Space Heating_Natural Gas_Retrocommissioning_A_Achievable Technical Potential | F4 | Industrial | Food Products | New | Space Heating | Natural Gas | Retrocommissioning | A | Standalone Impact on Baseline Energy (%) | Achievable Technical Potential | 0% | 0% | 0% | 0% | 0% | 0% | 0% | 0% | 0% | 0% | 0% | 0% | 0% | 0% | 0% | 0% | 0% | 0% | 0% | 0% | 0% | 0% | 0% | 0% | 0 | 0 | 0 | 0 | 0 | 0 | 0
F5_Industrial_Food Products_New_Space Heating_Natural Gas_Retrocommissioning_A_Achievable Technical Potential | F5 | Industrial | Food Products | New | Space Heating | Natural Gas | Retrocommissioning | A | Standalone Impact on Baseline Summer Peak (%) | Achievable Technical Potential | 0% | 0% | 0% | 0% | 0% | 0% | 0% | 0% | 0% | 0% | 0% | 0% | 0% | 0% | 0% | 0% | 0% | 0% | 0% | 0% | 0% | 0% | 0% | 0% | 0 | 0 | 0 | 0 | 0 | 0 | 0
F6_Industrial_Food Products_New_Space Heating_Natural Gas_Retrocommissioning_A_Achievable Technical Potential | F6 | Industrial | Food Products | New | Space Heating | Natural Gas | Retrocommissioning | A | Standalone Impact on Baseline Winter Peak (%) | Achievable Technical Potential | 0% | 0% | 0% | 0% | 0% | 0% | 0% | 0% | 0% | 0% | 0% | 0% | 0% | 0% | 0% | 0% | 0% | 0% | 0% | 0% | 0% | 0% | 0% | 0% | 0 | 0 | 0 | 0 | 0 | 0 | 0
F7_Industrial_Food Products_New_Space Heating_Natural Gas_Retrocommissioning_A_Achievable Technical Potential | F7 | Industrial | Food Products | New | Space Heating | Natural Gas | Retrocommissioning | A | Incremental Energy Savings (MWh or mTherms) | Achievable Technical Potential | 0 | 0 | 0 | 0 | 0 | 0 | 0 | 0 | 0 | 0 | 0 | 0 | 0 | 0 | 0 | 0 | 0 | 0 | 0 | 0 | 0 | 0 | 0 | 0 | 0 | 0 | 0 | 0 | 0 | 0 | 0
F8_Industrial_Food Products_New_Space Heating_Natural Gas_Retrocommissioning_A_Achievable Technical Potential | F8 | Industrial | Food Products | New | Space Heating | Natural Gas | Retrocommissioning | A | Incremental Summer Peak Savings (MW) | Achievable Technical Potential | 0 | 0 | 0 | 0 | 0 | 0 | 0 | 0 | 0 | 0 | 0 | 0 | 0 | 0 | 0 | 0 | 0 | 0 | 0 | 0 | 0 | 0 | 0 | 0 | 0 | 0 | 0 | 0 | 0 | 0 | 0
F9_Industrial_Food Products_New_Space Heating_Natural Gas_Retrocommissioning_A_Achievable Technical Potential | F9 | Industrial | Food Products | New | Space Heating | Natural Gas | Retrocommissioning | A | Incremental Winter Peak Savings (MW) | Achievable Technical Potential | 0 | 0 | 0 | 0 | 0 | 0 | 0 | 0 | 0 | 0 | 0 | 0 | 0 | 0 | 0 | 0 | 0 | 0 | 0 | 0 | 0 | 0 | 0 | 0 | 0 | 0 | 0 | 0 | 0 | 0 | 0
F10_Industrial_Food Products_New_Space Heating_Natural Gas_Retrocommissioning_A_Achievable Technical Potential | F10 | Industrial | Food Products | New | Space Heating | Natural Gas | Retrocommissioning | A | Cumulative Energy Savings (MWh or mTherms) | Achievable Technical Potential | 0 | 0 | 0 | 0 | 0 | 0 | 0 | 0 | 0 | 0 | 0 | 0 | 0 | 0 | 0 | 0 | 0 | 0 | 0 | 0 | 0 | 0 | 0 | 0 | 0 | 0 | 0 | 0 | 0 | 0 | 0
F11_Industrial_Food Products_New_Space Heating_Natural Gas_Retrocommissioning_A_Achievable Technical Potential | F11 | Industrial | Food Products | New | Space Heating | Natural Gas | Retrocommissioning | A | Cumulative Summer Peak Savings (MW) | Achievable Technical Potential | 0 | 0 | 0 | 0 | 0 | 0 | 0 | 0 | 0 | 0 | 0 | 0 | 0 | 0 | 0 | 0 | 0 | 0 | 0 | 0 | 0 | 0 | 0 | 0 | 0 | 0 | 0 | 0 | 0 | 0 | 0
F12_Industrial_Food Products_New_Space Heating_Natural Gas_Retrocommissioning_A_Achievable Technical Potential | F12 | Industrial | Food Products | New | Space Heating | Natural Gas | Retrocommissioning | A | Cumulative Winter Peak Savings (MW) | Achievable Technical Potential | 0 | 0 | 0 | 0 | 0 | 0 | 0 | 0 | 0 | 0 | 0 | 0 | 0 | 0 | 0 | 0 | 0 | 0 | 0 | 0 | 0 | 0 | 0 | 0 | 0 | 0 | 0 | 0 | 0 | 0 | 0
F13_Industrial_Food Products_New_Space Heating_Natural Gas_Retrocommissioning_A_Achievable Technical Potential | F13 | Industrial | Food Products | New | Space Heating | Natural Gas | Retrocommissioning | A | Purchases (Incremental) | Achievable Technical Potential | 0 | 0 | 0 | 0 | 0 | 0 | 0 | 0 | 0 | 0 | 0 | 0 | 0 | 0 | 0 | 0 | 0 | 0 | 0 | 0 | 0 | 0 | 0 | 0 | 0 | 0 | 0 | 0 | 0 | 0 | 0
F14_Industrial_Food Products_New_Space Heating_Natural Gas_Retrocommissioning_A_Achievable Technical Potential | F14 | Industrial | Food Products | New | Space Heating | Natural Gas | Retrocommissioning | A | Purchases (Cumulative) | Achievable Technical Potential | 0 | 0 | 0 | 0 | 0 | 0 | 0 | 0 | 0 | 0 | 0 | 0 | 0 | 0 | 0 | 0 | 0 | 0 | 0 | 0 | 0 | 0 | 0 | 0 | 0 | 0 | 0 | 0 | 0 | 0 | 0
F1_Industrial_Food Products_New_Process_Natural Gas_Retrocommissioning_A_Achievable Technical Potential | F1 | Industrial | Food Products | New | Process | Natural Gas | Retrocommissioning | A | Original Unit Energy Savings (kWh or therms) | Achievable Technical Potential | 0 | 0 | 0 | 0 | 0 | 0 | 0 | 0 | 0 | 0 | 0 | 0 | 0 | 0 | 0 | 0 | 0 | 0 | 0 | 0 | 0 | 0 | 0 | 0 | 0 | 0 | 0 | 0 | 0 | 0 | 0
F2_Industrial_Food Products_New_Process_Natural Gas_Retrocommissioning_A_Achievable Technical Potential | F2 | Industrial | Food Products | New | Process | Natural Gas | Retrocommissioning | A | Original Unit Summer Peak Savings (kW) | Achievable Technical Potential | 0 | 0 | 0 | 0 | 0 | 0 | 0 | 0 | 0 | 0 | 0 | 0 | 0 | 0 | 0 | 0 | 0 | 0 | 0 | 0 | 0 | 0 | 0 | 0 | 0 | 0 | 0 | 0 | 0 | 0 | 0
F3_Industrial_Food Products_New_Process_Natural Gas_Retrocommissioning_A_Achievable Technical Potential | F3 | Industrial | Food Products | New | Process | Natural Gas | Retrocommissioning | A | Original Unit Winter Peak Savings (kW) | Achievable Technical Potential | 0 | 0 | 0 | 0 | 0 | 0 | 0 | 0 | 0 | 0 | 0 | 0 | 0 | 0 | 0 | 0 | 0 | 0 | 0 | 0 | 0 | 0 | 0 | 0 | 0 | 0 | 0 | 0 | 0 | 0 | 0
F4_Industrial_Food Products_New_Process_Natural Gas_Retrocommissioning_A_Achievable Technical Potential | F4 | Industrial | Food Products | New | Process | Natural Gas | Retrocommissioning | A | Standalone Impact on Baseline Energy (%) | Achievable Technical Potential | 0% | 0% | 0% | 0% | 0% | 0% | 0% | 0% | 0% | 0% | 0% | 0% | 0% | 0% | 0% | 0% | 0% | 0% | 0% | 0% | 0% | 0% | 0% | 0% | 0 | 0 | 0 | 0 | 0 | 0 | 0
F5_Industrial_Food Products_New_Process_Natural Gas_Retrocommissioning_A_Achievable Technical Potential | F5 | Industrial | Food Products | New | Process | Natural Gas | Retrocommissioning | A | Standalone Impact on Baseline Summer Peak (%) | Achievable Technical Potential | 0% | 0% | 0% | 0% | 0% | 0% | 0% | 0% | 0% | 0% | 0% | 0% | 0% | 0% | 0% | 0% | 0% | 0% | 0% | 0% | 0% | 0% | 0% | 0% | 0 | 0 | 0 | 0 | 0 | 0 | 0
F6_Industrial_Food Products_New_Process_Natural Gas_Retrocommissioning_A_Achievable Technical Potential | F6 | Industrial | Food Products | New | Process | Natural Gas | Retrocommissioning | A | Standalone Impact on Baseline Winter Peak (%) | Achievable Technical Potential | 0% | 0% | 0% | 0% | 0% | 0% | 0% | 0% | 0% | 0% | 0% | 0% | 0% | 0% | 0% | 0% | 0% | 0% | 0% | 0% | 0% | 0% | 0% | 0% | 0 | 0 | 0 | 0 | 0 | 0 | 0
F7_Industrial_Food Products_New_Process_Natural Gas_Retrocommissioning_A_Achievable Technical Potential | F7 | Industrial | Food Products | New | Process | Natural Gas | Retrocommissioning | A | Incremental Energy Savings (MWh or mTherms) | Achievable Technical Potential | 0 | 0 | 0 | 0 | 0 | 0 | 0 | 0 | 0 | 0 | 0 | 0 | 0 | 0 | 0 | 0 | 0 | 0 | 0 | 0 | 0 | 0 | 0 | 0 | 0 | 0 | 0 | 0 | 0 | 0 | 0
F8_Industrial_Food Products_New_Process_Natural Gas_Retrocommissioning_A_Achievable Technical Potential | F8 | Industrial | Food Products | New | Process | Natural Gas | Retrocommissioning | A | Incremental Summer Peak Savings (MW) | Achievable Technical Potential | 0 | 0 | 0 | 0 | 0 | 0 | 0 | 0 | 0 | 0 | 0 | 0 | 0 | 0 | 0 | 0 | 0 | 0 | 0 | 0 | 0 | 0 | 0 | 0 | 0 | 0 | 0 | 0 | 0 | 0 | 0
F9_Industrial_Food Products_New_Process_Natural Gas_Retrocommissioning_A_Achievable Technical Potential | F9 | Industrial | Food Products | New | Process | Natural Gas | Retrocommissioning | A | Incremental Winter Peak Savings (MW) | Achievable Technical Potential | 0 | 0 | 0 | 0 | 0 | 0 | 0 | 0 | 0 | 0 | 0 | 0 | 0 | 0 | 0 | 0 | 0 | 0 | 0 | 0 | 0 | 0 | 0 | 0 | 0 | 0 | 0 | 0 | 0 | 0 | 0
F10_Industrial_Food Products_New_Process_Natural Gas_Retrocommissioning_A_Achievable Technical Potential | F10 | Industrial | Food Products | New | Process | Natural Gas | Retrocommissioning | A | Cumulative Energy Savings (MWh or mTherms) | Achievable Technical Potential | 0 | 0 | 0 | 0 | 0 | 0 | 0 | 0 | 0 | 0 | 0 | 0 | 0 | 0 | 0 | 0 | 0 | 0 | 0 | 0 | 0 | 0 | 0 | 0 | 0 | 0 | 0 | 0 | 0 | 0 | 0
F11_Industrial_Food Products_New_Process_Natural Gas_Retrocommissioning_A_Achievable Technical Potential | F11 | Industrial | Food Products | New | Process | Natural Gas | Retrocommissioning | A | Cumulative Summer Peak Savings (MW) | Achievable Technical Potential | 0 | 0 | 0 | 0 | 0 | 0 | 0 | 0 | 0 | 0 | 0 | 0 | 0 | 0 | 0 | 0 | 0 | 0 | 0 | 0 | 0 | 0 | 0 | 0 | 0 | 0 | 0 | 0 | 0 | 0 | 0
F12_Industrial_Food Products_New_Process_Natural Gas_Retrocommissioning_A_Achievable Technical Potential | F12 | Industrial | Food Products | New | Process | Natural Gas | Retrocommissioning | A | Cumulative Winter Peak Savings (MW) | Achievable Technical Potential | 0 | 0 | 0 | 0 | 0 | 0 | 0 | 0 | 0 | 0 | 0 | 0 | 0 | 0 | 0 | 0 | 0 | 0 | 0 | 0 | 0 | 0 | 0 | 0 | 0 | 0 | 0 | 0 | 0 | 0 | 0
F13_Industrial_Food Products_New_Process_Natural Gas_Retrocommissioning_A_Achievable Technical Potential | F13 | Industrial | Food Products | New | Process | Natural Gas | Retrocommissioning | A | Purchases (Incremental) | Achievable Technical Potential | 0 | 0 | 0 | 0 | 0 | 0 | 0 | 0 | 0 | 0 | 0 | 0 | 0 | 0 | 0 | 0 | 0 | 0 | 0 | 0 | 0 | 0 | 0 | 0 | 0 | 0 | 0 | 0 | 0 | 0 | 0
F14_Industrial_Food Products_New_Process_Natural Gas_Retrocommissioning_A_Achievable Technical Potential | F14 | Industrial | Food Products | New | Process | Natural Gas | Retrocommissioning | A | Purchases (Cumulative) | Achievable Technical Potential | 0 | 0 | 0 | 0 | 0 | 0 | 0 | 0 | 0 | 0 | 0 | 0 | 0 | 0 | 0 | 0 | 0 | 0 | 0 | 0 | 0 | 0 | 0 | 0 | 0 | 0 | 0 | 0 | 0 | 0 | 0
F1_Industrial_Agriculture_Existing_Space Heating_Natural Gas_Insulation - Roof/Ceiling_A_Achievable Technical Potential | F1 | Industrial | Agriculture | Existing | Space Heating | Natural Gas | Insulation - Roof/Ceiling | A | Original Unit Energy Savings (kWh or therms) | Achievable Technical Potential | 0 | 0 | 0 | 0 | 0 | 0.099591 | 0.099104 | 0.098502 | 0.097865 | 0.097198 | 0.096522 | 0.095828 | 0.095137 | 0.094449 | 0.093706 | 0.093019 | 0.09234 | 0.09171 | 0.091123 | 0.090551 | 0.090011 | 0.089458 | 0.08896 | 0.088489 | 0.088041 | 0.087626 | 0.087242 | 0.086887 | 0 | 0 | 0
F2_Industrial_Agriculture_Existing_Space Heating_Natural Gas_Insulation - Roof/Ceiling_A_Achievable Technical Potential | F2 | Industrial | Agriculture | Existing | Space Heating | Natural Gas | Insulation - Roof/Ceiling | A | Original Unit Summer Peak Savings (kW) | Achievable Technical Potential | 0 | 0 | 0 | 0 | 0 | 0 | 0 | 0 | 0 | 0 | 0 | 0 | 0 | 0 | 0 | 0 | 0 | 0 | 0 | 0 | 0 | 0 | 0 | 0 | 0 | 0 | 0 | 0 | 0 | 0 | 0
F3_Industrial_Agriculture_Existing_Space Heating_Natural Gas_Insulation - Roof/Ceiling_A_Achievable Technical Potential | F3 | Industrial | Agriculture | Existing | Space Heating | Natural Gas | Insulation - Roof/Ceiling | A | Original Unit Winter Peak Savings (kW) | Achievable Technical Potential | 0 | 0 | 0 | 0 | 0 | 0 | 0 | 0 | 0 | 0 | 0 | 0 | 0 | 0 | 0 | 0 | 0 | 0 | 0 | 0 | 0 | 0 | 0 | 0 | 0 | 0 | 0 | 0 | 0 | 0 | 0
F4_Industrial_Agriculture_Existing_Space Heating_Natural Gas_Insulation - Roof/Ceiling_A_Achievable Technical Potential | F4 | Industrial | Agriculture | Existing | Space Heating | Natural Gas | Insulation - Roof/Ceiling | A | Standalone Impact on Baseline Energy (%) | Achievable Technical Potential | 0% | 0% | 0% | 0% | 0% | 0.1142% | 0.3142% | 0.627% | 1.062% | 1.615% | 2.282% | 2.985% | 3.687% | 4.396% | 4.948% | 5.464% | 5.827% | 6.125% | 6.368% | 6.486% | 6.592% | 6.667% | 6.724% | 6.747% | 0.067682 | 0.06788 | 0.068061 | 0.068227 | 0 | 0 | 0
F5_Industrial_Agriculture_Existing_Space Heating_Natural Gas_Insulation - Roof/Ceiling_A_Achievable Technical Potential | F5 | Industrial | Agriculture | Existing | Space Heating | Natural Gas | Insulation - Roof/Ceiling | A | Standalone Impact on Baseline Summer Peak (%) | Achievable Technical Potential | 0% | 0% | 0% | 0% | 0% | 0% | 0% | 0% | 0% | 0% | 0% | 0% | 0% | 0% | 0% | 0% | 0% | 0% | 0% | 0% | 0% | 0% | 0% | 0% | 0 | 0 | 0 | 0 | 0 | 0 | 0
F6_Industrial_Agriculture_Existing_Space Heating_Natural Gas_Insulation - Roof/Ceiling_A_Achievable Technical Potential | F6 | Industrial | Agriculture | Existing | Space Heating | Natural Gas | Insulation - Roof/Ceiling | A | Standalone Impact on Baseline Winter Peak (%) | Achievable Technical Potential | 0% | 0% | 0% | 0% | 0% | 0% | 0% | 0% | 0% | 0% | 0% | 0% | 0% | 0% | 0% | 0% | 0% | 0% | 0% | 0% | 0% | 0% | 0% | 0% | 0 | 0 | 0 | 0 | 0 | 0 | 0
F7_Industrial_Agriculture_Existing_Space Heating_Natural Gas_Insulation - Roof/Ceiling_A_Achievable Technical Potential | F7 | Industrial | Agriculture | Existing | Space Heating | Natural Gas | Insulation - Roof/Ceiling | A | Incremental Energy Savings (MWh or mTherms) | Achievable Technical Potential | 0 | 0 | 0 | 0 | 0 | 0.98071 | 1.7069 | 2.6235 | 3.6511 | 4.619 | 5.2835 | 5.6335 | 5.5815 | 5.0896 | 4.4352 | 3.5912 | 2.7731 | 2.0192 | 1.3919 | 0.92318 | 0.58156 | 0.35045 | 0.2351 | 0 | 0 | 0 | 0 | 0 | 0 | 0 | 0
F8_Industrial_Agriculture_Existing_Space Heating_Natural Gas_Insulation - Roof/Ceiling_A_Achievable Technical Potential | F8 | Industrial | Agriculture | Existing | Space Heating | Natural Gas | Insulation - Roof/Ceiling | A | Incremental Summer Peak Savings (MW) | Achievable Technical Potential | 0 | 0 | 0 | 0 | 0 | 0 | 0 | 0 | 0 | 0 | 0 | 0 | 0 | 0 | 0 | 0 | 0 | 0 | 0 | 0 | 0 | 0 | 0 | 0 | 0 | 0 | 0 | 0 | 0 | 0 | 0
F9_Industrial_Agriculture_Existing_Space Heating_Natural Gas_Insulation - Roof/Ceiling_A_Achievable Technical Potential | F9 | Industrial | Agriculture | Existing | Space Heating | Natural Gas | Insulation - Roof/Ceiling | A | Incremental Winter Peak Savings (MW) | Achievable Technical Potential | 0 | 0 | 0 | 0 | 0 | 0 | 0 | 0 | 0 | 0 | 0 | 0 | 0 | 0 | 0 | 0 | 0 | 0 | 0 | 0 | 0 | 0 | 0 | 0 | 0 | 0 | 0 | 0 | 0 | 0 | 0
F10_Industrial_Agriculture_Existing_Space Heating_Natural Gas_Insulation - Roof/Ceiling_A_Achievable Technical Potential | F10 | Industrial | Agriculture | Existing | Space Heating | Natural Gas | Insulation - Roof/Ceiling | A | Cumulative Energy Savings (MWh or mTherms) | Achievable Technical Potential | 0 | 0 | 0 | 0 | 0 | 0.98071 | 2.6828 | 5.29 | 8.9069 | 13.4653 | 18.6551 | 24.1543 | 29.5617 | 34.4376 | 38.6018 | 41.91 | 44.3773 | 46.0939 | 47.1907 | 47.8176 | 48.1137 | 48.169 | 48.1356 | 47.8808 | 47.6383 | 47.414 | 47.2063 | 47.014 | 0 | 0 | 0
F11_Industrial_Agriculture_Existing_Space Heating_Natural Gas_Insulation - Roof/Ceiling_A_Achievable Technical Potential | F11 | Industrial | Agriculture | Existing | Space Heating | Natural Gas | Insulation - Roof/Ceiling | A | Cumulative Summer Peak Savings (MW) | Achievable Technical Potential | 0 | 0 | 0 | 0 | 0 | 0 | 0 | 0 | 0 | 0 | 0 | 0 | 0 | 0 | 0 | 0 | 0 | 0 | 0 | 0 | 0 | 0 | 0 | 0 | 0 | 0 | 0 | 0 | 0 | 0 | 0
F12_Industrial_Agriculture_Existing_Space Heating_Natural Gas_Insulation - Roof/Ceiling_A_Achievable Technical Potential | F12 | Industrial | Agriculture | Existing | Space Heating | Natural Gas | Insulation - Roof/Ceiling | A | Cumulative Winter Peak Savings (MW) | Achievable Technical Potential | 0 | 0 | 0 | 0 | 0 | 0 | 0 | 0 | 0 | 0 | 0 | 0 | 0 | 0 | 0 | 0 | 0 | 0 | 0 | 0 | 0 | 0 | 0 | 0 | 0 | 0 | 0 | 0 | 0 | 0 | 0
F13_Industrial_Agriculture_Existing_Space Heating_Natural Gas_Insulation - Roof/Ceiling_A_Achievable Technical Potential | F13 | Industrial | Agriculture | Existing | Space Heating | Natural Gas | Insulation - Roof/Ceiling | A | Purchases (Incremental) | Achievable Technical Potential | 0 | 0 | 0 | 0 | 0 | 9847.3552 | 17223.4135 | 26633.9747 | 37307.7237 | 47521.8199 | 54738.0652 | 58787.5983 | 58668.2342 | 53887.496 | 47331.5852 | 38607.2374 | 30031.7482 | 22017.2821 | 15274.6225 | 10195.1441 | 6460.9903 | 3917.4808 | 2642.7978 | 0 | 0 | 0 | 0 | 0 | 0 | 0 | 0
F14_Industrial_Agriculture_Existing_Space Heating_Natural Gas_Insulation - Roof/Ceiling_A_Achievable Technical Potential | F14 | Industrial | Agriculture | Existing | Space Heating | Natural Gas | Insulation - Roof/Ceiling | A | Purchases (Cumulative) | Achievable Technical Potential | 0 | 0 | 0 | 0 | 0 | 9847.3552 | 27070.7687 | 53704.7433 | 91012.4671 | 138534.287 | 193272.3522 | 252059.9505 | 310728.1847 | 364615.6806 | 411947.2659 | 450554.5033 | 480586.2515 | 502603.5336 | 517878.1561 | 528073.3001 | 534534.2904 | 538451.7712 | 541094.569 | 541094.569 | 541094.569 | 541094.569 | 541094.569 | 541094.569 | 541094.569 | 541094.569 | 541094.569
F1_Industrial_Agriculture_Existing_Space Heating_Natural Gas_Insulation - Wall Cavity_A_Achievable Technical Potential | F1 | Industrial | Agriculture | Existing | Space Heating | Natural Gas | Insulation - Wall Cavity | A | Original Unit Energy Savings (kWh or therms) | Achievable Technical Potential | 0 | 0 | 0 | 0 | 0 | 0.017935 | 0.017848 | 0.017739 | 0.017625 | 0.017505 | 0.017383 | 0.017258 | 0.017133 | 0.017009 | 0.016876 | 0.016752 | 0.01663 | 0.016516 | 0.01641 | 0.016307 | 0.01621 | 0.016111 | 0.016021 | 0.015936 | 0.015855 | 0.015781 | 0.015712 | 0.015648 | 0 | 0 | 0
F2_Industrial_Agriculture_Existing_Space Heating_Natural Gas_Insulation - Wall Cavity_A_Achievable Technical Potential | F2 | Industrial | Agriculture | Existing | Space Heating | Natural Gas | Insulation - Wall Cavity | A | Original Unit Summer Peak Savings (kW) | Achievable Technical Potential | 0 | 0 | 0 | 0 | 0 | 0 | 0 | 0 | 0 | 0 | 0 | 0 | 0 | 0 | 0 | 0 | 0 | 0 | 0 | 0 | 0 | 0 | 0 | 0 | 0 | 0 | 0 | 0 | 0 | 0 | 0
F3_Industrial_Agriculture_Existing_Space Heating_Natural Gas_Insulation - Wall Cavity_A_Achievable Technical Potential | F3 | Industrial | Agriculture | Existing | Space Heating | Natural Gas | Insulation - Wall Cavity | A | Original Unit Winter Peak Savings (kW) | Achievable Technical Potential | 0 | 0 | 0 | 0 | 0 | 0 | 0 | 0 | 0 | 0 | 0 | 0 | 0 | 0 | 0 | 0 | 0 | 0 | 0 | 0 | 0 | 0 | 0 | 0 | 0 | 0 | 0 | 0 | 0 | 0 | 0
F4_Industrial_Agriculture_Existing_Space Heating_Natural Gas_Insulation - Wall Cavity_A_Achievable Technical Potential | F4 | Industrial | Agriculture | Existing | Space Heating | Natural Gas | Insulation - Wall Cavity | A | Standalone Impact on Baseline Energy (%) | Achievable Technical Potential | 0% | 0% | 0% | 0% | 0% | 0.02057% | 0.05658% | 0.1129% | 0.1913% | 0.2909% | 0.4111% | 0.5375% | 0.664% | 0.7917% | 0.8911% | 0.984% | 1.049% | 1.103% | 1.147% | 1.168% | 1.187% | 1.201% | 1.211% | 1.215% | 0.012189 | 0.012225 | 0.012257 | 0.012287 | 0 | 0 | 0
F5_Industrial_Agriculture_Existing_Space Heating_Natural Gas_Insulation - Wall Cavity_A_Achievable Technical Potential | F5 | Industrial | Agriculture | Existing | Space Heating | Natural Gas | Insulation - Wall Cavity | A | Standalone Impact on Baseline Summer Peak (%) | Achievable Technical Potential | 0% | 0% | 0% | 0% | 0% | 0% | 0% | 0% | 0% | 0% | 0% | 0% | 0% | 0% | 0% | 0% | 0% | 0% | 0% | 0% | 0% | 0% | 0% | 0% | 0 | 0 | 0 | 0 | 0 | 0 | 0
F6_Industrial_Agriculture_Existing_Space Heating_Natural Gas_Insulation - Wall Cavity_A_Achievable Technical Potential | F6 | Industrial | Agriculture | Existing | Space Heating | Natural Gas | Insulation - Wall Cavity | A | Standalone Impact on Baseline Winter Peak (%) | Achievable Technical Potential | 0% | 0% | 0% | 0% | 0% | 0% | 0% | 0% | 0% | 0% | 0% | 0% | 0% | 0% | 0% | 0% | 0% | 0% | 0% | 0% | 0% | 0% | 0% | 0% | 0 | 0 | 0 | 0 | 0 | 0 | 0
F7_Industrial_Agriculture_Existing_Space Heating_Natural Gas_Insulation - Wall Cavity_A_Achievable Technical Potential | F7 | Industrial | Agriculture | Existing | Space Heating | Natural Gas | Insulation - Wall Cavity | A | Incremental Energy Savings (MWh or mTherms) | Achievable Technical Potential | 0 | 0 | 0 | 0 | 0 | 0.17662 | 0.3074 | 0.47247 | 0.65754 | 0.83185 | 0.9515 | 1.0145 | 1.0052 | 0.9166 | 0.79875 | 0.64674 | 0.49942 | 0.36364 | 0.25066 | 0.16626 | 0.10473 | 0.063113 | 0.04234 | 0 | 0 | 0 | 0 | 0 | 0 | 0 | 0
F8_Industrial_Agriculture_Existing_Space Heating_Natural Gas_Insulation - Wall Cavity_A_Achievable Technical Potential | F8 | Industrial | Agriculture | Existing | Space Heating | Natural Gas | Insulation - Wall Cavity | A | Incremental Summer Peak Savings (MW) | Achievable Technical Potential | 0 | 0 | 0 | 0 | 0 | 0 | 0 | 0 | 0 | 0 | 0 | 0 | 0 | 0 | 0 | 0 | 0 | 0 | 0 | 0 | 0 | 0 | 0 | 0 | 0 | 0 | 0 | 0 | 0 | 0 | 0
F9_Industrial_Agriculture_Existing_Space Heating_Natural Gas_Insulation - Wall Cavity_A_Achievable Technical Potential | F9 | Industrial | Agriculture | Existing | Space Heating | Natural Gas | Insulation - Wall Cavity | A | Incremental Winter Peak Savings (MW) | Achievable Technical Potential | 0 | 0 | 0 | 0 | 0 | 0 | 0 | 0 | 0 | 0 | 0 | 0 | 0 | 0 | 0 | 0 | 0 | 0 | 0 | 0 | 0 | 0 | 0 | 0 | 0 | 0 | 0 | 0 | 0 | 0 | 0
F10_Industrial_Agriculture_Existing_Space Heating_Natural Gas_Insulation - Wall Cavity_A_Achievable Technical Potential | F10 | Industrial | Agriculture | Existing | Space Heating | Natural Gas | Insulation - Wall Cavity | A | Cumulative Energy Savings (MWh or mTherms) | Achievable Technical Potential | 0 | 0 | 0 | 0 | 0 | 0.17662 | 0.48315 | 0.95269 | 1.6041 | 2.425 | 3.3596 | 4.35 | 5.3238 | 6.2019 | 6.9519 | 7.5476 | 7.992 | 8.3011 | 8.4986 | 8.6115 | 8.6649 | 8.6748 | 8.6688 | 8.6229 | 8.5792 | 8.5388 | 8.5014 | 8.4668 | 0 | 0 | 0
F11_Industrial_Agriculture_Existing_Space Heating_Natural Gas_Insulation - Wall Cavity_A_Achievable Technical Potential | F11 | Industrial | Agriculture | Existing | Space Heating | Natural Gas | Insulation - Wall Cavity | A | Cumulative Summer Peak Savings (MW) | Achievable Technical Potential | 0 | 0 | 0 | 0 | 0 | 0 | 0 | 0 | 0 | 0 | 0 | 0 | 0 | 0 | 0 | 0 | 0 | 0 | 0 | 0 | 0 | 0 | 0 | 0 | 0 | 0 | 0 | 0 | 0 | 0 | 0
F12_Industrial_Agriculture_Existing_Space Heating_Natural Gas_Insulation - Wall Cavity_A_Achievable Technical Potential | F12 | Industrial | Agriculture | Existing | Space Heating | Natural Gas | Insulation - Wall Cavity | A | Cumulative Winter Peak Savings (MW) | Achievable Technical Potential | 0 | 0 | 0 | 0 | 0 | 0 | 0 | 0 | 0 | 0 | 0 | 0 | 0 | 0 | 0 | 0 | 0 | 0 | 0 | 0 | 0 | 0 | 0 | 0 | 0 | 0 | 0 | 0 | 0 | 0 | 0
F13_Industrial_Agriculture_Existing_Space Heating_Natural Gas_Insulation - Wall Cavity_A_Achievable Technical Potential | F13 | Industrial | Agriculture | Existing | Space Heating | Natural Gas | Insulation - Wall Cavity | A | Purchases (Incremental) | Achievable Technical Potential | 0 | 0 | 0 | 0 | 0 | 9847.3552 | 17223.4135 | 26633.9747 | 37307.7237 | 47521.8199 | 54738.0652 | 58787.5983 | 58668.2342 | 53887.496 | 47331.5852 | 38607.2374 | 30031.7482 | 22017.2821 | 15274.6225 | 10195.1441 | 6460.9903 | 3917.4808 | 2642.7978 | 0 | 0 | 0 | 0 | 0 | 0 | 0 | 0
F14_Industrial_Agriculture_Existing_Space Heating_Natural Gas_Insulation - Wall Cavity_A_Achievable Technical Potential | F14 | Industrial | Agriculture | Existing | Space Heating | Natural Gas | Insulation - Wall Cavity | A | Purchases (Cumulative) | Achievable Technical Potential | 0 | 0 | 0 | 0 | 0 | 9847.3552 | 27070.7687 | 53704.7433 | 91012.4671 | 138534.287 | 193272.3522 | 252059.9505 | 310728.1847 | 364615.6806 | 411947.2659 | 450554.5033 | 480586.2515 | 502603.5336 | 517878.1561 | 528073.3001 | 534534.2904 | 538451.7712 | 541094.569 | 541094.569 | 541094.569 | 541094.569 | 541094.569 | 541094.569 | 541094.569 | 541094.569 | 541094.569
F1_Industrial_Agriculture_Existing_Space Heating_Natural Gas_Insulation - Ducting_A_Achievable Technical Potential | F1 | Industrial | Agriculture | Existing | Space Heating | Natural Gas | Insulation - Ducting | A | Original Unit Energy Savings (kWh or therms) | Achievable Technical Potential | 0 | 0 | 0 | 0 | 0 | 0.0016309 | 0.0016162 | 0.0015975 | 0.0015784 | 0.0015594 | 0.0015407 | 0.0015222 | 0.0015048 | 0.0014884 | 0.0014718 | 0.0014574 | 0.0014437 | 0.0014309 | 0.0014188 | 0.0014066 | 0.0013948 | 0.001383 | 0.0013709 | 0.0013593 | 0.0013481 | 0.0013376 | 0.0013278 | 0.0013186 | 0.00131 | 0.0013019 | 0.0012943
F2_Industrial_Agriculture_Existing_Space Heating_Natural Gas_Insulation - Ducting_A_Achievable Technical Potential | F2 | Industrial | Agriculture | Existing | Space Heating | Natural Gas | Insulation - Ducting | A | Original Unit Summer Peak Savings (kW) | Achievable Technical Potential | 0 | 0 | 0 | 0 | 0 | 0 | 0 | 0 | 0 | 0 | 0 | 0 | 0 | 0 | 0 | 0 | 0 | 0 | 0 | 0 | 0 | 0 | 0 | 0 | 0 | 0 | 0 | 0 | 0 | 0 | 0
F3_Industrial_Agriculture_Existing_Space Heating_Natural Gas_Insulation - Ducting_A_Achievable Technical Potential | F3 | Industrial | Agriculture | Existing | Space Heating | Natural Gas | Insulation - Ducting | A | Original Unit Winter Peak Savings (kW) | Achievable Technical Potential | 0 | 0 | 0 | 0 | 0 | 0 | 0 | 0 | 0 | 0 | 0 | 0 | 0 | 0 | 0 | 0 | 0 | 0 | 0 | 0 | 0 | 0 | 0 | 0 | 0 | 0 | 0 | 0 | 0 | 0 | 0
F4_Industrial_Agriculture_Existing_Space Heating_Natural Gas_Insulation - Ducting_A_Achievable Technical Potential | F4 | Industrial | Agriculture | Existing | Space Heating | Natural Gas | Insulation - Ducting | A | Standalone Impact on Baseline Energy (%) | Achievable Technical Potential | 0% | 0% | 0% | 0% | 0% | 0.0007873% | 0.001747% | 0.002919% | 0.004254% | 0.005763% | 0.007592% | 0.009525% | 0.01149% | 0.01349% | 0.01499% | 0.01632% | 0.0171% | 0.01762% | 0.01797% | 0.018% | 0.01807% | 0.01811% | 0.01812% | 0.01812% | 0.00018123 | 0.00018119 | 0.00018114 | 0.00018106 | 0 | 0 | 0
F5_Industrial_Agriculture_Existing_Space Heating_Natural Gas_Insulation - Ducting_A_Achievable Technical Potential | F5 | Industrial | Agriculture | Existing | Space Heating | Natural Gas | Insulation - Ducting | A | Standalone Impact on Baseline Summer Peak (%) | Achievable Technical Potential | 0% | 0% | 0% | 0% | 0% | 0% | 0% | 0% | 0% | 0% | 0% | 0% | 0% | 0% | 0% | 0% | 0% | 0% | 0% | 0% | 0% | 0% | 0% | 0% | 0 | 0 | 0 | 0 | 0 | 0 | 0
F6_Industrial_Agriculture_Existing_Space Heating_Natural Gas_Insulation - Ducting_A_Achievable Technical Potential | F6 | Industrial | Agriculture | Existing | Space Heating | Natural Gas | Insulation - Ducting | A | Standalone Impact on Baseline Winter Peak (%) | Achievable Technical Potential | 0% | 0% | 0% | 0% | 0% | 0% | 0% | 0% | 0% | 0% | 0% | 0% | 0% | 0% | 0% | 0% | 0% | 0% | 0% | 0% | 0% | 0% | 0% | 0% | 0 | 0 | 0 | 0 | 0 | 0 | 0
F7_Industrial_Agriculture_Existing_Space Heating_Natural Gas_Insulation - Ducting_A_Achievable Technical Potential | F7 | Industrial | Agriculture | Existing | Space Heating | Natural Gas | Insulation - Ducting | A | Incremental Energy Savings (MWh or mTherms) | Achievable Technical Potential | 0 | 0 | 0 | 0 | 0 | 0.0067592 | 0.0082198 | 0.0098835 | 0.011343 | 0.012792 | 0.014589 | 0.015769 | 0.015892 | 0.014578 | 0.012439 | 0.0094403 | 0.0061901 | 0.0035444 | 0.0016771 | 0.00070427 | 0.0002529 | 7.8023e-05 | 1.6795e-05 | 2.7279e-06 | 3.2372e-07 | 0 | 0 | 0 | 0 | 0 | 0
F8_Industrial_Agriculture_Existing_Space Heating_Natural Gas_Insulation - Ducting_A_Achievable Technical Potential | F8 | Industrial | Agriculture | Existing | Space Heating | Natural Gas | Insulation - Ducting | A | Incremental Summer Peak Savings (MW) | Achievable Technical Potential | 0 | 0 | 0 | 0 | 0 | 0 | 0 | 0 | 0 | 0 | 0 | 0 | 0 | 0 | 0 | 0 | 0 | 0 | 0 | 0 | 0 | 0 | 0 | 0 | 0 | 0 | 0 | 0 | 0 | 0 | 0
F9_Industrial_Agriculture_Existing_Space Heating_Natural Gas_Insulation - Ducting_A_Achievable Technical Potential | F9 | Industrial | Agriculture | Existing | Space Heating | Natural Gas | Insulation - Ducting | A | Incremental Winter Peak Savings (MW) | Achievable Technical Potential | 0 | 0 | 0 | 0 | 0 | 0 | 0 | 0 | 0 | 0 | 0 | 0 | 0 | 0 | 0 | 0 | 0 | 0 | 0 | 0 | 0 | 0 | 0 | 0 | 0 | 0 | 0 | 0 | 0 | 0 | 0
F10_Industrial_Agriculture_Existing_Space Heating_Natural Gas_Insulation - Ducting_A_Achievable Technical Potential | F10 | Industrial | Agriculture | Existing | Space Heating | Natural Gas | Insulation - Ducting | A | Cumulative Energy Savings (MWh or mTherms) | Achievable Technical Potential | 0 | 0 | 0 | 0 | 0 | 0.0067592 | 0.014918 | 0.024629 | 0.035679 | 0.048039 | 0.062053 | 0.077076 | 0.092086 | 0.10566 | 0.11693 | 0.12522 | 0.13023 | 0.13262 | 0.13318 | 0.13274 | 0.13188 | 0.13084 | 0.12971 | 0.12862 | 0.12756 | 0.12656 | 0.12563 | 0.12476 | 0.12395 | 0.12318 | 0.12247
F11_Industrial_Agriculture_Existing_Space Heating_Natural Gas_Insulation - Ducting_A_Achievable Technical Potential | F11 | Industrial | Agriculture | Existing | Space Heating | Natural Gas | Insulation - Ducting | A | Cumulative Summer Peak Savings (MW) | Achievable Technical Potential | 0 | 0 | 0 | 0 | 0 | 0 | 0 | 0 | 0 | 0 | 0 | 0 | 0 | 0 | 0 | 0 | 0 | 0 | 0 | 0 | 0 | 0 | 0 | 0 | 0 | 0 | 0 | 0 | 0 | 0 | 0
F12_Industrial_Agriculture_Existing_Space Heating_Natural Gas_Insulation - Ducting_A_Achievable Technical Potential | F12 | Industrial | Agriculture | Existing | Space Heating | Natural Gas | Insulation - Ducting | A | Cumulative Winter Peak Savings (MW) | Achievable Technical Potential | 0 | 0 | 0 | 0 | 0 | 0 | 0 | 0 | 0 | 0 | 0 | 0 | 0 | 0 | 0 | 0 | 0 | 0 | 0 | 0 | 0 | 0 | 0 | 0 | 0 | 0 | 0 | 0 | 0 | 0 | 0
F13_Industrial_Agriculture_Existing_Space Heating_Natural Gas_Insulation - Ducting_A_Achievable Technical Potential | F13 | Industrial | Agriculture | Existing | Space Heating | Natural Gas | Insulation - Ducting | A | Purchases (Incremental) | Achievable Technical Potential | 0 | 0 | 0 | 0 | 0 | 4144.4886 | 5085.9781 | 6187.0452 | 7186.0676 | 8203.3977 | 9468.9652 | 10359.216 | 10561.1835 | 9794.6034 | 8451.4364 | 6477.7101 | 4287.6423 | 2477.0685 | 1182.0241 | 500.6795 | 181.3124 | 56.4136 | 12.2508 | 2.0068 | 0.24013 | 0 | 0 | 0 | 0 | 0 | 0
F14_Industrial_Agriculture_Existing_Space Heating_Natural Gas_Insulation - Ducting_A_Achievable Technical Potential | F14 | Industrial | Agriculture | Existing | Space Heating | Natural Gas | Insulation - Ducting | A | Purchases (Cumulative) | Achievable Technical Potential | 0 | 0 | 0 | 0 | 0 | 4144.4886 | 9230.4667 | 15417.5119 | 22603.5795 | 30806.9772 | 40275.9424 | 50635.1584 | 61196.3419 | 70990.9453 | 79442.3817 | 85920.0918 | 90207.7341 | 92684.8027 | 93866.8268 | 94367.5063 | 94548.8187 | 94605.2323 | 94617.4831 | 94619.4899 | 94619.73 | 94619.73 | 94619.73 | 94619.73 | 94619.73 | 94619.73 | 94619.73
F1_Industrial_Agriculture_Existing_Space Heating_Natural Gas_HVAC - Duct Repair and Sealing_A_Achievable Technical Potential | F1 | Industrial | Agriculture | Existing | Space Heating | Natural Gas | HVAC - Duct Repair and Sealing | A | Original Unit Energy Savings (kWh or therms) | Achievable Technical Potential | 0 | 0 | 0 | 0 | 0 | 0.0038394 | 0.0038048 | 0.0037607 | 0.003716 | 0.0036711 | 0.0036271 | 0.0035835 | 0.0035425 | 0.0035039 | 0.003465 | 0.0034309 | 0.0033988 | 0.0033686 | 0.0033402 | 0.0033115 | 0.0032836 | 0.003256 | 0.0032274 | 0.0032 | 0.0031737 | 0.003149 | 0.0031259 | 0.0031042 | 0.0030839 | 0.0030649 | 0.0030471
F2_Industrial_Agriculture_Existing_Space Heating_Natural Gas_HVAC - Duct Repair and Sealing_A_Achievable Technical Potential | F2 | Industrial | Agriculture | Existing | Space Heating | Natural Gas | HVAC - Duct Repair and Sealing | A | Original Unit Summer Peak Savings (kW) | Achievable Technical Potential | 0 | 0 | 0 | 0 | 0 | 0 | 0 | 0 | 0 | 0 | 0 | 0 | 0 | 0 | 0 | 0 | 0 | 0 | 0 | 0 | 0 | 0 | 0 | 0 | 0 | 0 | 0 | 0 | 0 | 0 | 0
F3_Industrial_Agriculture_Existing_Space Heating_Natural Gas_HVAC - Duct Repair and Sealing_A_Achievable Technical Potential | F3 | Industrial | Agriculture | Existing | Space Heating | Natural Gas | HVAC - Duct Repair and Sealing | A | Original Unit Winter Peak Savings (kW) | Achievable Technical Potential | 0 | 0 | 0 | 0 | 0 | 0 | 0 | 0 | 0 | 0 | 0 | 0 | 0 | 0 | 0 | 0 | 0 | 0 | 0 | 0 | 0 | 0 | 0 | 0 | 0 | 0 | 0 | 0 | 0 | 0 | 0
F4_Industrial_Agriculture_Existing_Space Heating_Natural Gas_HVAC - Duct Repair and Sealing_A_Achievable Technical Potential | F4 | Industrial | Agriculture | Existing | Space Heating | Natural Gas | HVAC - Duct Repair and Sealing | A | Standalone Impact on Baseline Energy (%) | Achievable Technical Potential | 0% | 0% | 0% | 0% | 0% | 0.003772% | 0.007514% | 0.01125% | 0.0149% | 0.0185% | 0.02232% | 0.02593% | 0.02952% | 0.03351% | 0.03689% | 0.04076% | 0.04427% | 0.048% | 0.05192% | 0.05531% | 0.05898% | 0.06263% | 0.06621% | 0.06976% | 0.00073282 | 0.00073269 | 0.00073246 | 0.00073213 | 0 | 0 | 0
F5_Industrial_Agriculture_Existing_Space Heating_Natural Gas_HVAC - Duct Repair and Sealing_A_Achievable Technical Potential | F5 | Industrial | Agriculture | Existing | Space Heating | Natural Gas | HVAC - Duct Repair and Sealing | A | Standalone Impact on Baseline Summer Peak (%) | Achievable Technical Potential | 0% | 0% | 0% | 0% | 0% | 0% | 0% | 0% | 0% | 0% | 0% | 0% | 0% | 0% | 0% | 0% | 0% | 0% | 0% | 0% | 0% | 0% | 0% | 0% | 0 | 0 | 0 | 0 | 0 | 0 | 0
F6_Industrial_Agriculture_Existing_Space Heating_Natural Gas_HVAC - Duct Repair and Sealing_A_Achievable Technical Potential | F6 | Industrial | Agriculture | Existing | Space Heating | Natural Gas | HVAC - Duct Repair and Sealing | A | Standalone Impact on Baseline Winter Peak (%) | Achievable Technical Potential | 0% | 0% | 0% | 0% | 0% | 0% | 0% | 0% | 0% | 0% | 0% | 0% | 0% | 0% | 0% | 0% | 0% | 0% | 0% | 0% | 0% | 0% | 0% | 0% | 0 | 0 | 0 | 0 | 0 | 0 | 0
F7_Industrial_Agriculture_Existing_Space Heating_Natural Gas_HVAC - Duct Repair and Sealing_A_Achievable Technical Potential | F7 | Industrial | Agriculture | Existing | Space Heating | Natural Gas | HVAC - Duct Repair and Sealing | A | Incremental Energy Savings (MWh or mTherms) | Achievable Technical Potential | 0 | 0 | 0 | 0 | 0 | 0.03238 | 0.03207 | 0.031512 | 0.031154 | 0.030803 | 0.030047 | 0.029605 | 0.029207 | 0.02843 | 0.028221 | 0.027677 | 0.027422 | 0.027041 | 0.026574 | 0.026377 | 0.026047 | 0.025727 | 0.025409 | 0.025108 | 0.024822 | 0 | 0 | 0 | 0 | 0 | 0
F8_Industrial_Agriculture_Existing_Space Heating_Natural Gas_HVAC - Duct Repair and Sealing_A_Achievable Technical Potential | F8 | Industrial | Agriculture | Existing | Space Heating | Natural Gas | HVAC - Duct Repair and Sealing | A | Incremental Summer Peak Savings (MW) | Achievable Technical Potential | 0 | 0 | 0 | 0 | 0 | 0 | 0 | 0 | 0 | 0 | 0 | 0 | 0 | 0 | 0 | 0 | 0 | 0 | 0 | 0 | 0 | 0 | 0 | 0 | 0 | 0 | 0 | 0 | 0 | 0 | 0
F9_Industrial_Agriculture_Existing_Space Heating_Natural Gas_HVAC - Duct Repair and Sealing_A_Achievable Technical Potential | F9 | Industrial | Agriculture | Existing | Space Heating | Natural Gas | HVAC - Duct Repair and Sealing | A | Incremental Winter Peak Savings (MW) | Achievable Technical Potential | 0 | 0 | 0 | 0 | 0 | 0 | 0 | 0 | 0 | 0 | 0 | 0 | 0 | 0 | 0 | 0 | 0 | 0 | 0 | 0 | 0 | 0 | 0 | 0 | 0 | 0 | 0 | 0 | 0 | 0 | 0
F10_Industrial_Agriculture_Existing_Space Heating_Natural Gas_HVAC - Duct Repair and Sealing_A_Achievable Technical Potential | F10 | Industrial | Agriculture | Existing | Space Heating | Natural Gas | HVAC - Duct Repair and Sealing | A | Cumulative Energy Savings (MWh or mTherms) | Achievable Technical Potential | 0 | 0 | 0 | 0 | 0 | 0.03238 | 0.064158 | 0.094927 | 0.12495 | 0.15424 | 0.18244 | 0.20986 | 0.23666 | 0.26251 | 0.28782 | 0.31266 | 0.33716 | 0.36121 | 0.38474 | 0.4078 | 0.43042 | 0.45252 | 0.47397 | 0.49505 | 0.5158 | 0.51178 | 0.50802 | 0.5045 | 0.50121 | 0.49811 | 0.49522
F11_Industrial_Agriculture_Existing_Space Heating_Natural Gas_HVAC - Duct Repair and Sealing_A_Achievable Technical Potential | F11 | Industrial | Agriculture | Existing | Space Heating | Natural Gas | HVAC - Duct Repair and Sealing | A | Cumulative Summer Peak Savings (MW) | Achievable Technical Potential | 0 | 0 | 0 | 0 | 0 | 0 | 0 | 0 | 0 | 0 | 0 | 0 | 0 | 0 | 0 | 0 | 0 | 0 | 0 | 0 | 0 | 0 | 0 | 0 | 0 | 0 | 0 | 0 | 0 | 0 | 0
F12_Industrial_Agriculture_Existing_Space Heating_Natural Gas_HVAC - Duct Repair and Sealing_A_Achievable Technical Potential | F12 | Industrial | Agriculture | Existing | Space Heating | Natural Gas | HVAC - Duct Repair and Sealing | A | Cumulative Winter Peak Savings (MW) | Achievable Technical Potential | 0 | 0 | 0 | 0 | 0 | 0 | 0 | 0 | 0 | 0 | 0 | 0 | 0 | 0 | 0 | 0 | 0 | 0 | 0 | 0 | 0 | 0 | 0 | 0 | 0 | 0 | 0 | 0 | 0 | 0 | 0
F13_Industrial_Agriculture_Existing_Space Heating_Natural Gas_HVAC - Duct Repair and Sealing_A_Achievable Technical Potential | F13 | Industrial | Agriculture | Existing | Space Heating | Natural Gas | HVAC - Duct Repair and Sealing | A | Purchases (Incremental) | Achievable Technical Potential | 0 | 0 | 0 | 0 | 0 | 8433.5524 | 8428.9238 | 8379.2154 | 8383.7455 | 8390.6779 | 8284.1249 | 8261.4871 | 8244.7127 | 8113.7895 | 8144.7683 | 8067.0973 | 8068.1442 | 8027.5369 | 7955.9317 | 7965.3559 | 7932.4173 | 7901.5655 | 7872.775 | 7846.0208 | 7821.2787 | 0 | 0 | 0 | 0 | 0 | 0
F14_Industrial_Agriculture_Existing_Space Heating_Natural Gas_HVAC - Duct Repair and Sealing_A_Achievable Technical Potential | F14 | Industrial | Agriculture | Existing | Space Heating | Natural Gas | HVAC - Duct Repair and Sealing | A | Purchases (Cumulative) | Achievable Technical Potential | 0 | 0 | 0 | 0 | 0 | 8433.5524 | 16862.4762 | 25241.6915 | 33625.437 | 42016.1149 | 50300.2398 | 58561.7269 | 66806.4396 | 74920.2292 | 83064.9974 | 91132.0947 | 99200.2389 | 107227.7757 | 115183.7075 | 123149.0634 | 131081.4807 | 138983.0462 | 146855.8212 | 154701.8419 | 162523.1207 | 162523.1207 | 162523.1207 | 162523.1207 | 162523.1207 | 162523.1207 | 162523.1207
F1_Industrial_Agriculture_Existing_Space Heating_Natural Gas_Windows - High Efficiency_A_Achievable Technical Potential | F1 | Industrial | Agriculture | Existing | Space Heating | Natural Gas | Windows - High Efficiency | A | Original Unit Energy Savings (kWh or therms) | Achievable Technical Potential | 0 | 0 | 0 | 0 | 0 | 0.0056921 | 0.0056642 | 0.0056298 | 0.0055934 | 0.0055553 | 0.0055167 | 0.005477 | 0.0054375 | 0.0053982 | 0.0053557 | 0.0053164 | 0.0052777 | 0.0052417 | 0.0052081 | 0.0051754 | 0.0051445 | 0.005113 | 0.0050845 | 0.0050575 | 0.0050319 | 0.0050082 | 0.0049863 | 0.004966 | 0 | 0 | 0
F2_Industrial_Agriculture_Existing_Space Heating_Natural Gas_Windows - High Efficiency_A_Achievable Technical Potential | F2 | Industrial | Agriculture | Existing | Space Heating | Natural Gas | Windows - High Efficiency | A | Original Unit Summer Peak Savings (kW) | Achievable Technical Potential | 0 | 0 | 0 | 0 | 0 | 0 | 0 | 0 | 0 | 0 | 0 | 0 | 0 | 0 | 0 | 0 | 0 | 0 | 0 | 0 | 0 | 0 | 0 | 0 | 0 | 0 | 0 | 0 | 0 | 0 | 0
F3_Industrial_Agriculture_Existing_Space Heating_Natural Gas_Windows - High Efficiency_A_Achievable Technical Potential | F3 | Industrial | Agriculture | Existing | Space Heating | Natural Gas | Windows - High Efficiency | A | Original Unit Winter Peak Savings (kW) | Achievable Technical Potential | 0 | 0 | 0 | 0 | 0 | 0 | 0 | 0 | 0 | 0 | 0 | 0 | 0 | 0 | 0 | 0 | 0 | 0 | 0 | 0 | 0 | 0 | 0 | 0 | 0 | 0 | 0 | 0 | 0 | 0 | 0
F4_Industrial_Agriculture_Existing_Space Heating_Natural Gas_Windows - High Efficiency_A_Achievable Technical Potential | F4 | Industrial | Agriculture | Existing | Space Heating | Natural Gas | Windows - High Efficiency | A | Standalone Impact on Baseline Energy (%) | Achievable Technical Potential | 0% | 0% | 0% | 0% | 0% | 0.004412% | 0.01323% | 0.02897% | 0.05443% | 0.09305% | 0.1496% | 0.2254% | 0.3235% | 0.4495% | 0.5902% | 0.7557% | 0.9255% | 1.101% | 1.272% | 1.412% | 1.535% | 1.63% | 1.698% | 1.743% | 0.017746 | 0.017798 | 0.017846 | 0.017889 | 0 | 0 | 0
F5_Industrial_Agriculture_Existing_Space Heating_Natural Gas_Windows - High Efficiency_A_Achievable Technical Potential | F5 | Industrial | Agriculture | Existing | Space Heating | Natural Gas | Windows - High Efficiency | A | Standalone Impact on Baseline Summer Peak (%) | Achievable Technical Potential | 0% | 0% | 0% | 0% | 0% | 0% | 0% | 0% | 0% | 0% | 0% | 0% | 0% | 0% | 0% | 0% | 0% | 0% | 0% | 0% | 0% | 0% | 0% | 0% | 0 | 0 | 0 | 0 | 0 | 0 | 0
F6_Industrial_Agriculture_Existing_Space Heating_Natural Gas_Windows - High Efficiency_A_Achievable Technical Potential | F6 | Industrial | Agriculture | Existing | Space Heating | Natural Gas | Windows - High Efficiency | A | Standalone Impact on Baseline Winter Peak (%) | Achievable Technical Potential | 0% | 0% | 0% | 0% | 0% | 0% | 0% | 0% | 0% | 0% | 0% | 0% | 0% | 0% | 0% | 0% | 0% | 0% | 0% | 0% | 0% | 0% | 0% | 0% | 0 | 0 | 0 | 0 | 0 | 0 | 0
F7_Industrial_Agriculture_Existing_Space Heating_Natural Gas_Windows - High Efficiency_A_Achievable Technical Potential | F7 | Industrial | Agriculture | Existing | Space Heating | Natural Gas | Windows - High Efficiency | A | Incremental Energy Savings (MWh or mTherms) | Achievable Technical Potential | 0 | 0 | 0 | 0 | 0 | 0.03788 | 0.075309 | 0.13212 | 0.21363 | 0.32232 | 0.45261 | 0.60957 | 0.78293 | 0.94608 | 1.1111 | 1.2256 | 1.2945 | 1.2845 | 1.1924 | 1.0431 | 0.8539 | 0.64645 | 0.44343 | 0.28084 | 0.18166 | 0 | 0 | 0 | 0 | 0 | 0
F8_Industrial_Agriculture_Existing_Space Heating_Natural Gas_Windows - High Efficiency_A_Achievable Technical Potential | F8 | Industrial | Agriculture | Existing | Space Heating | Natural Gas | Windows - High Efficiency | A | Incremental Summer Peak Savings (MW) | Achievable Technical Potential | 0 | 0 | 0 | 0 | 0 | 0 | 0 | 0 | 0 | 0 | 0 | 0 | 0 | 0 | 0 | 0 | 0 | 0 | 0 | 0 | 0 | 0 | 0 | 0 | 0 | 0 | 0 | 0 | 0 | 0 | 0
F9_Industrial_Agriculture_Existing_Space Heating_Natural Gas_Windows - High Efficiency_A_Achievable Technical Potential | F9 | Industrial | Agriculture | Existing | Space Heating | Natural Gas | Windows - High Efficiency | A | Incremental Winter Peak Savings (MW) | Achievable Technical Potential | 0 | 0 | 0 | 0 | 0 | 0 | 0 | 0 | 0 | 0 | 0 | 0 | 0 | 0 | 0 | 0 | 0 | 0 | 0 | 0 | 0 | 0 | 0 | 0 | 0 | 0 | 0 | 0 | 0 | 0 | 0
F10_Industrial_Agriculture_Existing_Space Heating_Natural Gas_Windows - High Efficiency_A_Achievable Technical Potential | F10 | Industrial | Agriculture | Existing | Space Heating | Natural Gas | Windows - High Efficiency | A | Cumulative Energy Savings (MWh or mTherms) | Achievable Technical Potential | 0 | 0 | 0 | 0 | 0 | 0.03788 | 0.113 | 0.24444 | 0.45649 | 0.7757 | 1.2229 | 1.8237 | 2.5935 | 3.5208 | 4.6042 | 5.7961 | 7.0483 | 8.2847 | 9.4241 | 10.408 | 11.1998 | 11.7775 | 12.1553 | 12.3718 | 12.4908 | 12.432 | 12.3775 | 12.3271 | 0 | 0 | 0
F11_Industrial_Agriculture_Existing_Space Heating_Natural Gas_Windows - High Efficiency_A_Achievable Technical Potential | F11 | Industrial | Agriculture | Existing | Space Heating | Natural Gas | Windows - High Efficiency | A | Cumulative Summer Peak Savings (MW) | Achievable Technical Potential | 0 | 0 | 0 | 0 | 0 | 0 | 0 | 0 | 0 | 0 | 0 | 0 | 0 | 0 | 0 | 0 | 0 | 0 | 0 | 0 | 0 | 0 | 0 | 0 | 0 | 0 | 0 | 0 | 0 | 0 | 0
F12_Industrial_Agriculture_Existing_Space Heating_Natural Gas_Windows - High Efficiency_A_Achievable Technical Potential | F12 | Industrial | Agriculture | Existing | Space Heating | Natural Gas | Windows - High Efficiency | A | Cumulative Winter Peak Savings (MW) | Achievable Technical Potential | 0 | 0 | 0 | 0 | 0 | 0 | 0 | 0 | 0 | 0 | 0 | 0 | 0 | 0 | 0 | 0 | 0 | 0 | 0 | 0 | 0 | 0 | 0 | 0 | 0 | 0 | 0 | 0 | 0 | 0 | 0
F13_Industrial_Agriculture_Existing_Space Heating_Natural Gas_Windows - High Efficiency_A_Achievable Technical Potential | F13 | Industrial | Agriculture | Existing | Space Heating | Natural Gas | Windows - High Efficiency | A | Purchases (Incremental) | Achievable Technical Potential | 0 | 0 | 0 | 0 | 0 | 6654.9279 | 13295.4632 | 23467.4799 | 38193.7105 | 58020.6544 | 82042.7159 | 111295.6567 | 143986.4189 | 175258.4341 | 207460.4048 | 230537.4496 | 245280.2684 | 245064.6209 | 228954.0969 | 201540.3111 | 165982.3835 | 126434.0412 | 87212.326 | 55529.6353 | 36100.7774 | 0 | 0 | 0 | 0 | 0 | 0
F14_Industrial_Agriculture_Existing_Space Heating_Natural Gas_Windows - High Efficiency_A_Achievable Technical Potential | F14 | Industrial | Agriculture | Existing | Space Heating | Natural Gas | Windows - High Efficiency | A | Purchases (Cumulative) | Achievable Technical Potential | 0 | 0 | 0 | 0 | 0 | 6654.9279 | 19950.3911 | 43417.871 | 81611.5814 | 139632.2358 | 221674.9517 | 332970.6084 | 476957.0274 | 652215.4614 | 859675.8663 | 1090213.3159 | 1335493.5842 | 1580558.2052 | 1809512.3021 | 2011052.6132 | 2177034.9967 | 2303469.0379 | 2390681.364 | 2446210.9993 | 2482311.7767 | 2482311.7767 | 2482311.7767 | 2482311.7767 | 2482311.7767 | 2482311.7767 | 2482311.7767
F1_Industrial_Agriculture_Existing_Space Heating_Natural Gas_Gas Boiler - Maintenance_A_Achievable Technical Potential | F1 | Industrial | Agriculture | Existing | Space Heating | Natural Gas | Gas Boiler - Maintenance | A | Original Unit Energy Savings (kWh or therms) | Achievable Technical Potential | 0 | 0 | 0 | 0 | 0 | 1.153 | 1.1452 | 1.1374 | 1.1296 | 1.1218 | 1.1143 | 1.1068 | 1.0994 | 1.092 | 1.0843 | 1.0772 | 1.0701 | 1.0632 | 1.0564 | 1.0496 | 1.043 | 1.0361 | 1.0295 | 1.0231 | 1.0166 | 1.0107 | 1.0053 | 1.0004 | 0.99593 | 0.99184 | 0.9881
F2_Industrial_Agriculture_Existing_Space Heating_Natural Gas_Gas Boiler - Maintenance_A_Achievable Technical Potential | F2 | Industrial | Agriculture | Existing | Space Heating | Natural Gas | Gas Boiler - Maintenance | A | Original Unit Summer Peak Savings (kW) | Achievable Technical Potential | 0 | 0 | 0 | 0 | 0 | 0 | 0 | 0 | 0 | 0 | 0 | 0 | 0 | 0 | 0 | 0 | 0 | 0 | 0 | 0 | 0 | 0 | 0 | 0 | 0 | 0 | 0 | 0 | 0 | 0 | 0
F3_Industrial_Agriculture_Existing_Space Heating_Natural Gas_Gas Boiler - Maintenance_A_Achievable Technical Potential | F3 | Industrial | Agriculture | Existing | Space Heating | Natural Gas | Gas Boiler - Maintenance | A | Original Unit Winter Peak Savings (kW) | Achievable Technical Potential | 0 | 0 | 0 | 0 | 0 | 0 | 0 | 0 | 0 | 0 | 0 | 0 | 0 | 0 | 0 | 0 | 0 | 0 | 0 | 0 | 0 | 0 | 0 | 0 | 0 | 0 | 0 | 0 | 0 | 0 | 0
F4_Industrial_Agriculture_Existing_Space Heating_Natural Gas_Gas Boiler - Maintenance_A_Achievable Technical Potential | F4 | Industrial | Agriculture | Existing | Space Heating | Natural Gas | Gas Boiler - Maintenance | A | Standalone Impact on Baseline Energy (%) | Achievable Technical Potential | 0% | 0% | 0% | 0% | 0% | 0.004179% | 0.007097% | 0.009157% | 0.01072% | 0.01209% | 0.01344% | 0.01451% | 0.01542% | 0.01641% | 0.01698% | 0.01767% | 0.01808% | 0.01849% | 0.0189% | 0.01906% | 0.01931% | 0.01951% | 0.01969% | 0.01983% | 0.00019949 | 0.00019985 | 0.0002002 | 0.00020052 | 0 | 0 | 0
F5_Industrial_Agriculture_Existing_Space Heating_Natural Gas_Gas Boiler - Maintenance_A_Achievable Technical Potential | F5 | Industrial | Agriculture | Existing | Space Heating | Natural Gas | Gas Boiler - Maintenance | A | Standalone Impact on Baseline Summer Peak (%) | Achievable Technical Potential | 0% | 0% | 0% | 0% | 0% | 0% | 0% | 0% | 0% | 0% | 0% | 0% | 0% | 0% | 0% | 0% | 0% | 0% | 0% | 0% | 0% | 0% | 0% | 0% | 0 | 0 | 0 | 0 | 0 | 0 | 0
F6_Industrial_Agriculture_Existing_Space Heating_Natural Gas_Gas Boiler - Maintenance_A_Achievable Technical Potential | F6 | Industrial | Agriculture | Existing | Space Heating | Natural Gas | Gas Boiler - Maintenance | A | Standalone Impact on Baseline Winter Peak (%) | Achievable Technical Potential | 0% | 0% | 0% | 0% | 0% | 0% | 0% | 0% | 0% | 0% | 0% | 0% | 0% | 0% | 0% | 0% | 0% | 0% | 0% | 0% | 0% | 0% | 0% | 0% | 0 | 0 | 0 | 0 | 0 | 0 | 0
F7_Industrial_Agriculture_Existing_Space Heating_Natural Gas_Gas Boiler - Maintenance_A_Achievable Technical Potential | F7 | Industrial | Agriculture | Existing | Space Heating | Natural Gas | Gas Boiler - Maintenance | A | Incremental Energy Savings (MWh or mTherms) | Achievable Technical Potential | 0 | 0 | 0 | 0 | 0 | 0.035878 | 0.024963 | 0.017063 | 0.013205 | 0.011499 | 0.0097579 | 0.0082805 | 0.0069739 | 0.0057518 | 0.0048082 | 0.0039477 | 0.0030548 | 0.0023518 | 0.0018036 | 0.0013972 | 0.0012696 | 0.00098323 | 0.00083819 | 0.00069624 | 0.00055703 | 0 | 0 | 0 | 0 | 0 | 0
F8_Industrial_Agriculture_Existing_Space Heating_Natural Gas_Gas Boiler - Maintenance_A_Achievable Technical Potential | F8 | Industrial | Agriculture | Existing | Space Heating | Natural Gas | Gas Boiler - Maintenance | A | Incremental Summer Peak Savings (MW) | Achievable Technical Potential | 0 | 0 | 0 | 0 | 0 | 0 | 0 | 0 | 0 | 0 | 0 | 0 | 0 | 0 | 0 | 0 | 0 | 0 | 0 | 0 | 0 | 0 | 0 | 0 | 0 | 0 | 0 | 0 | 0 | 0 | 0
F9_Industrial_Agriculture_Existing_Space Heating_Natural Gas_Gas Boiler - Maintenance_A_Achievable Technical Potential | F9 | Industrial | Agriculture | Existing | Space Heating | Natural Gas | Gas Boiler - Maintenance | A | Incremental Winter Peak Savings (MW) | Achievable Technical Potential | 0 | 0 | 0 | 0 | 0 | 0 | 0 | 0 | 0 | 0 | 0 | 0 | 0 | 0 | 0 | 0 | 0 | 0 | 0 | 0 | 0 | 0 | 0 | 0 | 0 | 0 | 0 | 0 | 0 | 0 | 0
F10_Industrial_Agriculture_Existing_Space Heating_Natural Gas_Gas Boiler - Maintenance_A_Achievable Technical Potential | F10 | Industrial | Agriculture | Existing | Space Heating | Natural Gas | Gas Boiler - Maintenance | A | Cumulative Energy Savings (MWh or mTherms) | Achievable Technical Potential | 0 | 0 | 0 | 0 | 0 | 0.035878 | 0.060598 | 0.07725 | 0.089925 | 0.1008 | 0.10988 | 0.11742 | 0.12361 | 0.12854 | 0.13244 | 0.13552 | 0.13769 | 0.13915 | 0.14006 | 0.14055 | 0.14094 | 0.14099 | 0.14093 | 0.14074 | 0.14041 | 0.1396 | 0.13885 | 0.13818 | 0.13756 | 0.13699 | 0.13648
F11_Industrial_Agriculture_Existing_Space Heating_Natural Gas_Gas Boiler - Maintenance_A_Achievable Technical Potential | F11 | Industrial | Agriculture | Existing | Space Heating | Natural Gas | Gas Boiler - Maintenance | A | Cumulative Summer Peak Savings (MW) | Achievable Technical Potential | 0 | 0 | 0 | 0 | 0 | 0 | 0 | 0 | 0 | 0 | 0 | 0 | 0 | 0 | 0 | 0 | 0 | 0 | 0 | 0 | 0 | 0 | 0 | 0 | 0 | 0 | 0 | 0 | 0 | 0 | 0
F12_Industrial_Agriculture_Existing_Space Heating_Natural Gas_Gas Boiler - Maintenance_A_Achievable Technical Potential | F12 | Industrial | Agriculture | Existing | Space Heating | Natural Gas | Gas Boiler - Maintenance | A | Cumulative Winter Peak Savings (MW) | Achievable Technical Potential | 0 | 0 | 0 | 0 | 0 | 0 | 0 | 0 | 0 | 0 | 0 | 0 | 0 | 0 | 0 | 0 | 0 | 0 | 0 | 0 | 0 | 0 | 0 | 0 | 0 | 0 | 0 | 0 | 0 | 0 | 0
F13_Industrial_Agriculture_Existing_Space Heating_Natural Gas_Gas Boiler - Maintenance_A_Achievable Technical Potential | F13 | Industrial | Agriculture | Existing | Space Heating | Natural Gas | Gas Boiler - Maintenance | A | Purchases (Incremental) | Achievable Technical Potential | 0 | 0 | 0 | 0 | 0 | 31.117 | 21.7986 | 15.0015 | 11.6895 | 10.2502 | 8.7572 | 7.4816 | 6.3435 | 5.267 | 4.4344 | 3.6649 | 2.8546 | 2.212 | 1.7073 | 1.3312 | 1.2173 | 0.94896 | 0.81419 | 0.68054 | 0.54794 | 0 | 0 | 0 | 0 | 0 | 0
F14_Industrial_Agriculture_Existing_Space Heating_Natural Gas_Gas Boiler - Maintenance_A_Achievable Technical Potential | F14 | Industrial | Agriculture | Existing | Space Heating | Natural Gas | Gas Boiler - Maintenance | A | Purchases (Cumulative) | Achievable Technical Potential | 0 | 0 | 0 | 0 | 0 | 31.117 | 52.9156 | 67.917 | 79.6065 | 89.8567 | 98.6139 | 106.0956 | 112.4391 | 117.7061 | 122.1404 | 125.8053 | 128.6599 | 130.8719 | 132.5792 | 133.9104 | 135.1277 | 136.0767 | 136.8909 | 137.5714 | 138.1193 | 138.1193 | 138.1193 | 138.1193 | 138.1193 | 138.1193 | 138.1193
F1_Industrial_Agriculture_Existing_Process_Natural Gas_Gas Boiler - Maintenance_A_Achievable Technical Potential | F1 | Industrial | Agriculture | Existing | Process | Natural Gas | Gas Boiler - Maintenance | A | Original Unit Energy Savings (kWh or therms) | Achievable Technical Potential | 0 | 0 | 0 | 0 | 0 | 1.5559 | 1.5559 | 1.5559 | 1.5559 | 1.5559 | 1.5559 | 1.5559 | 1.5559 | 1.5559 | 1.5559 | 1.5559 | 1.5559 | 1.5559 | 1.5559 | 1.5559 | 1.5559 | 1.5559 | 1.5559 | 1.5559 | 1.5559 | 1.5559 | 1.5559 | 1.5559 | 1.5559 | 1.5559 | 1.5559
F2_Industrial_Agriculture_Existing_Process_Natural Gas_Gas Boiler - Maintenance_A_Achievable Technical Potential | F2 | Industrial | Agriculture | Existing | Process | Natural Gas | Gas Boiler - Maintenance | A | Original Unit Summer Peak Savings (kW) | Achievable Technical Potential | 0 | 0 | 0 | 0 | 0 | 0 | 0 | 0 | 0 | 0 | 0 | 0 | 0 | 0 | 0 | 0 | 0 | 0 | 0 | 0 | 0 | 0 | 0 | 0 | 0 | 0 | 0 | 0 | 0 | 0 | 0
F3_Industrial_Agriculture_Existing_Process_Natural Gas_Gas Boiler - Maintenance_A_Achievable Technical Potential | F3 | Industrial | Agriculture | Existing | Process | Natural Gas | Gas Boiler - Maintenance | A | Original Unit Winter Peak Savings (kW) | Achievable Technical Potential | 0 | 0 | 0 | 0 | 0 | 0 | 0 | 0 | 0 | 0 | 0 | 0 | 0 | 0 | 0 | 0 | 0 | 0 | 0 | 0 | 0 | 0 | 0 | 0 | 0 | 0 | 0 | 0 | 0 | 0 | 0
F4_Industrial_Agriculture_Existing_Process_Natural Gas_Gas Boiler - Maintenance_A_Achievable Technical Potential | F4 | Industrial | Agriculture | Existing | Process | Natural Gas | Gas Boiler - Maintenance | A | Standalone Impact on Baseline Energy (%) | Achievable Technical Potential | 0% | 0% | 0% | 0% | 0% | 0.02236% | 0.03804% | 0.04912% | 0.05754% | 0.06489% | 0.07213% | 0.07782% | 0.08264% | 0.08791% | 0.09087% | 0.0945% | 0.09663% | 0.09879% | 0.101% | 0.1019% | 0.1032% | 0.1044% | 0.1054% | 0.1062% | 0.0010701 | 0.0010732 | 0.0010761 | 0.0010787 | 0 | 0 | 0
F5_Industrial_Agriculture_Existing_Process_Natural Gas_Gas Boiler - Maintenance_A_Achievable Technical Potential | F5 | Industrial | Agriculture | Existing | Process | Natural Gas | Gas Boiler - Maintenance | A | Standalone Impact on Baseline Summer Peak (%) | Achievable Technical Potential | 0% | 0% | 0% | 0% | 0% | 0% | 0% | 0% | 0% | 0% | 0% | 0% | 0% | 0% | 0% | 0% | 0% | 0% | 0% | 0% | 0% | 0% | 0% | 0% | 0 | 0 | 0 | 0 | 0 | 0 | 0
F6_Industrial_Agriculture_Existing_Process_Natural Gas_Gas Boiler - Maintenance_A_Achievable Technical Potential | F6 | Industrial | Agriculture | Existing | Process | Natural Gas | Gas Boiler - Maintenance | A | Standalone Impact on Baseline Winter Peak (%) | Achievable Technical Potential | 0% | 0% | 0% | 0% | 0% | 0% | 0% | 0% | 0% | 0% | 0% | 0% | 0% | 0% | 0% | 0% | 0% | 0% | 0% | 0% | 0% | 0% | 0% | 0% | 0 | 0 | 0 | 0 | 0 | 0 | 0
F7_Industrial_Agriculture_Existing_Process_Natural Gas_Gas Boiler - Maintenance_A_Achievable Technical Potential | F7 | Industrial | Agriculture | Existing | Process | Natural Gas | Gas Boiler - Maintenance | A | Incremental Energy Savings (MWh or mTherms) | Achievable Technical Potential | 0 | 0 | 0 | 0 | 0 | 0.40048 | 0.28055 | 0.19307 | 0.15045 | 0.13192 | 0.11271 | 0.09629 | 0.081642 | 0.067787 | 0.057071 | 0.047168 | 0.036739 | 0.028468 | 0.021973 | 0.017133 | 0.015667 | 0.012213 | 0.010479 | 0.0087587 | 0.007052 | 0 | 0 | 0 | 0 | 0 | 0
F8_Industrial_Agriculture_Existing_Process_Natural Gas_Gas Boiler - Maintenance_A_Achievable Technical Potential | F8 | Industrial | Agriculture | Existing | Process | Natural Gas | Gas Boiler - Maintenance | A | Incremental Summer Peak Savings (MW) | Achievable Technical Potential | 0 | 0 | 0 | 0 | 0 | 0 | 0 | 0 | 0 | 0 | 0 | 0 | 0 | 0 | 0 | 0 | 0 | 0 | 0 | 0 | 0 | 0 | 0 | 0 | 0 | 0 | 0 | 0 | 0 | 0 | 0
F9_Industrial_Agriculture_Existing_Process_Natural Gas_Gas Boiler - Maintenance_A_Achievable Technical Potential | F9 | Industrial | Agriculture | Existing | Process | Natural Gas | Gas Boiler - Maintenance | A | Incremental Winter Peak Savings (MW) | Achievable Technical Potential | 0 | 0 | 0 | 0 | 0 | 0 | 0 | 0 | 0 | 0 | 0 | 0 | 0 | 0 | 0 | 0 | 0 | 0 | 0 | 0 | 0 | 0 | 0 | 0 | 0 | 0 | 0 | 0 | 0 | 0 | 0
F10_Industrial_Agriculture_Existing_Process_Natural Gas_Gas Boiler - Maintenance_A_Achievable Technical Potential | F10 | Industrial | Agriculture | Existing | Process | Natural Gas | Gas Boiler - Maintenance | A | Cumulative Energy Savings (MWh or mTherms) | Achievable Technical Potential | 0 | 0 | 0 | 0 | 0 | 0.40048 | 0.68103 | 0.8741 | 1.0245 | 1.1565 | 1.2692 | 1.3655 | 1.4471 | 1.5149 | 1.572 | 1.6191 | 1.6559 | 1.6843 | 1.7063 | 1.7234 | 1.7391 | 1.7513 | 1.7618 | 1.7706 | 1.7776 | 1.7776 | 1.7776 | 1.7776 | 1.7776 | 1.7776 | 1.7776
F11_Industrial_Agriculture_Existing_Process_Natural Gas_Gas Boiler - Maintenance_A_Achievable Technical Potential | F11 | Industrial | Agriculture | Existing | Process | Natural Gas | Gas Boiler - Maintenance | A | Cumulative Summer Peak Savings (MW) | Achievable Technical Potential | 0 | 0 | 0 | 0 | 0 | 0 | 0 | 0 | 0 | 0 | 0 | 0 | 0 | 0 | 0 | 0 | 0 | 0 | 0 | 0 | 0 | 0 | 0 | 0 | 0 | 0 | 0 | 0 | 0 | 0 | 0
F12_Industrial_Agriculture_Existing_Process_Natural Gas_Gas Boiler - Maintenance_A_Achievable Technical Potential | F12 | Industrial | Agriculture | Existing | Process | Natural Gas | Gas Boiler - Maintenance | A | Cumulative Winter Peak Savings (MW) | Achievable Technical Potential | 0 | 0 | 0 | 0 | 0 | 0 | 0 | 0 | 0 | 0 | 0 | 0 | 0 | 0 | 0 | 0 | 0 | 0 | 0 | 0 | 0 | 0 | 0 | 0 | 0 | 0 | 0 | 0 | 0 | 0 | 0
F13_Industrial_Agriculture_Existing_Process_Natural Gas_Gas Boiler - Maintenance_A_Achievable Technical Potential | F13 | Industrial | Agriculture | Existing | Process | Natural Gas | Gas Boiler - Maintenance | A | Purchases (Incremental) | Achievable Technical Potential | 0 | 0 | 0 | 0 | 0 | 257.3986 | 180.317 | 124.0914 | 96.6947 | 84.7892 | 72.4393 | 61.8878 | 52.4731 | 43.5686 | 36.6809 | 30.3157 | 23.613 | 18.2972 | 14.1228 | 11.0119 | 10.0694 | 7.8498 | 6.7349 | 5.6294 | 4.5325 | 0 | 0 | 0 | 0 | 0 | 0
F14_Industrial_Agriculture_Existing_Process_Natural Gas_Gas Boiler - Maintenance_A_Achievable Technical Potential | F14 | Industrial | Agriculture | Existing | Process | Natural Gas | Gas Boiler - Maintenance | A | Purchases (Cumulative) | Achievable Technical Potential | 0 | 0 | 0 | 0 | 0 | 257.3986 | 437.7156 | 561.807 | 658.5018 | 743.291 | 815.7303 | 877.6181 | 930.0912 | 973.6599 | 1010.3407 | 1040.6565 | 1064.2695 | 1082.5667 | 1096.6895 | 1107.7014 | 1117.7708 | 1125.6206 | 1132.3555 | 1137.985 | 1142.5175 | 1142.5175 | 1142.5175 | 1142.5175 | 1142.5175 | 1142.5175 | 1142.5175
F1_Industrial_Agriculture_Existing_Space Heating_Natural Gas_Gas Furnace - Maintenance_A_Achievable Technical Potential | F1 | Industrial | Agriculture | Existing | Space Heating | Natural Gas | Gas Furnace - Maintenance | A | Original Unit Energy Savings (kWh or therms) | Achievable Technical Potential | 0 | 0 | 0 | 0 | 0 | 0.0091939 | 0.0091109 | 0.0090054 | 0.0088982 | 0.0087907 | 0.0086854 | 0.0085811 | 0.0084829 | 0.0083904 | 0.0082972 | 0.0082156 | 0.0081386 | 0.0080664 | 0.0079984 | 0.0079296 | 0.007863 | 0.0077967 | 0.0077284 | 0.0076628 | 0.0075997 | 0.0075405 | 0.0074852 | 0.0074333 | 0.0073847 | 0.0073392 | 0.0072965
F2_Industrial_Agriculture_Existing_Space Heating_Natural Gas_Gas Furnace - Maintenance_A_Achievable Technical Potential | F2 | Industrial | Agriculture | Existing | Space Heating | Natural Gas | Gas Furnace - Maintenance | A | Original Unit Summer Peak Savings (kW) | Achievable Technical Potential | 0 | 0 | 0 | 0 | 0 | 0 | 0 | 0 | 0 | 0 | 0 | 0 | 0 | 0 | 0 | 0 | 0 | 0 | 0 | 0 | 0 | 0 | 0 | 0 | 0 | 0 | 0 | 0 | 0 | 0 | 0
F3_Industrial_Agriculture_Existing_Space Heating_Natural Gas_Gas Furnace - Maintenance_A_Achievable Technical Potential | F3 | Industrial | Agriculture | Existing | Space Heating | Natural Gas | Gas Furnace - Maintenance | A | Original Unit Winter Peak Savings (kW) | Achievable Technical Potential | 0 | 0 | 0 | 0 | 0 | 0 | 0 | 0 | 0 | 0 | 0 | 0 | 0 | 0 | 0 | 0 | 0 | 0 | 0 | 0 | 0 | 0 | 0 | 0 | 0 | 0 | 0 | 0 | 0 | 0 | 0
F4_Industrial_Agriculture_Existing_Space Heating_Natural Gas_Gas Furnace - Maintenance_A_Achievable Technical Potential | F4 | Industrial | Agriculture | Existing | Space Heating | Natural Gas | Gas Furnace - Maintenance | A | Standalone Impact on Baseline Energy (%) | Achievable Technical Potential | 0% | 0% | 0% | 0% | 0% | 6.736e-05% | 0.0001141% | 0.0001465% | 0.0001707% | 0.0001915% | 0.0002118% | 0.0002274% | 0.0002405% | 0.0002548% | 0.0002626% | 0.0002724% | 0.0002779% | 0.0002836% | 0.0002892% | 0.0002911% | 0.0002943% | 0.0002968% | 0.0002987% | 0.0003003% | 3.0144e-06 | 3.0138e-06 | 3.0129e-06 | 3.0115e-06 | 0 | 0 | 0
F5_Industrial_Agriculture_Existing_Space Heating_Natural Gas_Gas Furnace - Maintenance_A_Achievable Technical Potential | F5 | Industrial | Agriculture | Existing | Space Heating | Natural Gas | Gas Furnace - Maintenance | A | Standalone Impact on Baseline Summer Peak (%) | Achievable Technical Potential | 0% | 0% | 0% | 0% | 0% | 0% | 0% | 0% | 0% | 0% | 0% | 0% | 0% | 0% | 0% | 0% | 0% | 0% | 0% | 0% | 0% | 0% | 0% | 0% | 0 | 0 | 0 | 0 | 0 | 0 | 0
F6_Industrial_Agriculture_Existing_Space Heating_Natural Gas_Gas Furnace - Maintenance_A_Achievable Technical Potential | F6 | Industrial | Agriculture | Existing | Space Heating | Natural Gas | Gas Furnace - Maintenance | A | Standalone Impact on Baseline Winter Peak (%) | Achievable Technical Potential | 0% | 0% | 0% | 0% | 0% | 0% | 0% | 0% | 0% | 0% | 0% | 0% | 0% | 0% | 0% | 0% | 0% | 0% | 0% | 0% | 0% | 0% | 0% | 0% | 0 | 0 | 0 | 0 | 0 | 0 | 0
F7_Industrial_Agriculture_Existing_Space Heating_Natural Gas_Gas Furnace - Maintenance_A_Achievable Technical Potential | F7 | Industrial | Agriculture | Existing | Space Heating | Natural Gas | Gas Furnace - Maintenance | A | Incremental Energy Savings (MWh or mTherms) | Achievable Technical Potential | 0 | 0 | 0 | 0 | 0 | 0.00057826 | 0.00040144 | 0.00027306 | 0.00021025 | 0.00018213 | 0.00015374 | 0.00012977 | 0.00010877 | 8.9326e-05 | 7.4368e-05 | 6.0859e-05 | 4.6959e-05 | 3.6065e-05 | 2.7602e-05 | 2.1337e-05 | 1.9347e-05 | 1.4955e-05 | 1.2719e-05 | 1.0541e-05 | 8.4169e-06 | 0 | 0 | 0 | 0 | 0 | 0
F8_Industrial_Agriculture_Existing_Space Heating_Natural Gas_Gas Furnace - Maintenance_A_Achievable Technical Potential | F8 | Industrial | Agriculture | Existing | Space Heating | Natural Gas | Gas Furnace - Maintenance | A | Incremental Summer Peak Savings (MW) | Achievable Technical Potential | 0 | 0 | 0 | 0 | 0 | 0 | 0 | 0 | 0 | 0 | 0 | 0 | 0 | 0 | 0 | 0 | 0 | 0 | 0 | 0 | 0 | 0 | 0 | 0 | 0 | 0 | 0 | 0 | 0 | 0 | 0
F9_Industrial_Agriculture_Existing_Space Heating_Natural Gas_Gas Furnace - Maintenance_A_Achievable Technical Potential | F9 | Industrial | Agriculture | Existing | Space Heating | Natural Gas | Gas Furnace - Maintenance | A | Incremental Winter Peak Savings (MW) | Achievable Technical Potential | 0 | 0 | 0 | 0 | 0 | 0 | 0 | 0 | 0 | 0 | 0 | 0 | 0 | 0 | 0 | 0 | 0 | 0 | 0 | 0 | 0 | 0 | 0 | 0 | 0 | 0 | 0 | 0 | 0 | 0 | 0
F10_Industrial_Agriculture_Existing_Space Heating_Natural Gas_Gas Furnace - Maintenance_A_Achievable Technical Potential | F10 | Industrial | Agriculture | Existing | Space Heating | Natural Gas | Gas Furnace - Maintenance | A | Cumulative Energy Savings (MWh or mTherms) | Achievable Technical Potential | 0 | 0 | 0 | 0 | 0 | 0.00057826 | 0.00097448 | 0.0012363 | 0.0014318 | 0.0015966 | 0.0017312 | 0.0018402 | 0.0019279 | 0.0019962 | 0.0020484 | 0.0020891 | 0.0021165 | 0.0021338 | 0.0021434 | 0.0021463 | 0.0021476 | 0.0021445 | 0.0021384 | 0.0021308 | 0.0021217 | 0.0021052 | 0.0020897 | 0.0020752 | 0.0020616 | 0.0020489 | 0.002037
F11_Industrial_Agriculture_Existing_Space Heating_Natural Gas_Gas Furnace - Maintenance_A_Achievable Technical Potential | F11 | Industrial | Agriculture | Existing | Space Heating | Natural Gas | Gas Furnace - Maintenance | A | Cumulative Summer Peak Savings (MW) | Achievable Technical Potential | 0 | 0 | 0 | 0 | 0 | 0 | 0 | 0 | 0 | 0 | 0 | 0 | 0 | 0 | 0 | 0 | 0 | 0 | 0 | 0 | 0 | 0 | 0 | 0 | 0 | 0 | 0 | 0 | 0 | 0 | 0
F12_Industrial_Agriculture_Existing_Space Heating_Natural Gas_Gas Furnace - Maintenance_A_Achievable Technical Potential | F12 | Industrial | Agriculture | Existing | Space Heating | Natural Gas | Gas Furnace - Maintenance | A | Cumulative Winter Peak Savings (MW) | Achievable Technical Potential | 0 | 0 | 0 | 0 | 0 | 0 | 0 | 0 | 0 | 0 | 0 | 0 | 0 | 0 | 0 | 0 | 0 | 0 | 0 | 0 | 0 | 0 | 0 | 0 | 0 | 0 | 0 | 0 | 0 | 0 | 0
F13_Industrial_Agriculture_Existing_Space Heating_Natural Gas_Gas Furnace - Maintenance_A_Achievable Technical Potential | F13 | Industrial | Agriculture | Existing | Space Heating | Natural Gas | Gas Furnace - Maintenance | A | Purchases (Incremental) | Achievable Technical Potential | 0 | 0 | 0 | 0 | 0 | 62.8964 | 44.0612 | 30.3222 | 23.6277 | 20.7186 | 17.7008 | 15.1225 | 12.822 | 10.6462 | 8.9631 | 7.4078 | 5.7699 | 4.471 | 3.451 | 2.6908 | 2.4605 | 1.9181 | 1.6457 | 1.3756 | 1.1075 | 0 | 0 | 0 | 0 | 0 | 0
F14_Industrial_Agriculture_Existing_Space Heating_Natural Gas_Gas Furnace - Maintenance_A_Achievable Technical Potential | F14 | Industrial | Agriculture | Existing | Space Heating | Natural Gas | Gas Furnace - Maintenance | A | Purchases (Cumulative) | Achievable Technical Potential | 0 | 0 | 0 | 0 | 0 | 62.8964 | 106.9575 | 137.2798 | 160.9075 | 181.6261 | 199.3269 | 214.4494 | 227.2715 | 237.9176 | 246.8807 | 254.2885 | 260.0584 | 264.5294 | 267.9804 | 270.6712 | 273.1317 | 275.0498 | 276.6955 | 278.0711 | 279.1786 | 279.1786 | 279.1786 | 279.1786 | 279.1786 | 279.1786 | 279.1786
F1_Industrial_Agriculture_Existing_Space Heating_Natural Gas_Gas Boiler - Hot Water Reset_A_Achievable Technical Potential | F1 | Industrial | Agriculture | Existing | Space Heating | Natural Gas | Gas Boiler - Hot Water Reset | A | Original Unit Energy Savings (kWh or therms) | Achievable Technical Potential | 0 | 0 | 0 | 0 | 0 | 4.1927 | 4.1643 | 4.1361 | 4.1077 | 4.0794 | 4.0519 | 4.0247 | 3.9977 | 3.9711 | 3.9429 | 3.917 | 3.8914 | 3.8663 | 3.8415 | 3.8167 | 3.7927 | 3.7677 | 3.7436 | 3.7202 | 3.6967 | 3.6753 | 3.6557 | 3.6379 | 3.6216 | 3.6067 | 3.5931
F2_Industrial_Agriculture_Existing_Space Heating_Natural Gas_Gas Boiler - Hot Water Reset_A_Achievable Technical Potential | F2 | Industrial | Agriculture | Existing | Space Heating | Natural Gas | Gas Boiler - Hot Water Reset | A | Original Unit Summer Peak Savings (kW) | Achievable Technical Potential | 0 | 0 | 0 | 0 | 0 | 0 | 0 | 0 | 0 | 0 | 0 | 0 | 0 | 0 | 0 | 0 | 0 | 0 | 0 | 0 | 0 | 0 | 0 | 0 | 0 | 0 | 0 | 0 | 0 | 0 | 0
F3_Industrial_Agriculture_Existing_Space Heating_Natural Gas_Gas Boiler - Hot Water Reset_A_Achievable Technical Potential | F3 | Industrial | Agriculture | Existing | Space Heating | Natural Gas | Gas Boiler - Hot Water Reset | A | Original Unit Winter Peak Savings (kW) | Achievable Technical Potential | 0 | 0 | 0 | 0 | 0 | 0 | 0 | 0 | 0 | 0 | 0 | 0 | 0 | 0 | 0 | 0 | 0 | 0 | 0 | 0 | 0 | 0 | 0 | 0 | 0 | 0 | 0 | 0 | 0 | 0 | 0
F4_Industrial_Agriculture_Existing_Space Heating_Natural Gas_Gas Boiler - Hot Water Reset_A_Achievable Technical Potential | F4 | Industrial | Agriculture | Existing | Space Heating | Natural Gas | Gas Boiler - Hot Water Reset | A | Standalone Impact on Baseline Energy (%) | Achievable Technical Potential | 0% | 0% | 0% | 0% | 0% | 0.007385% | 0.01643% | 0.02758% | 0.0404% | 0.05501% | 0.07286% | 0.09189% | 0.1113% | 0.1313% | 0.1465% | 0.1601% | 0.1682% | 0.1738% | 0.1776% | 0.1783% | 0.1793% | 0.18% | 0.1805% | 0.181% | 0.0018133 | 0.0018166 | 0.0018197 | 0.0018227 | 0 | 0 | 0
F5_Industrial_Agriculture_Existing_Space Heating_Natural Gas_Gas Boiler - Hot Water Reset_A_Achievable Technical Potential | F5 | Industrial | Agriculture | Existing | Space Heating | Natural Gas | Gas Boiler - Hot Water Reset | A | Standalone Impact on Baseline Summer Peak (%) | Achievable Technical Potential | 0% | 0% | 0% | 0% | 0% | 0% | 0% | 0% | 0% | 0% | 0% | 0% | 0% | 0% | 0% | 0% | 0% | 0% | 0% | 0% | 0% | 0% | 0% | 0% | 0 | 0 | 0 | 0 | 0 | 0 | 0
F6_Industrial_Agriculture_Existing_Space Heating_Natural Gas_Gas Boiler - Hot Water Reset_A_Achievable Technical Potential | F6 | Industrial | Agriculture | Existing | Space Heating | Natural Gas | Gas Boiler - Hot Water Reset | A | Standalone Impact on Baseline Winter Peak (%) | Achievable Technical Potential | 0% | 0% | 0% | 0% | 0% | 0% | 0% | 0% | 0% | 0% | 0% | 0% | 0% | 0% | 0% | 0% | 0% | 0% | 0% | 0% | 0% | 0% | 0% | 0% | 0 | 0 | 0 | 0 | 0 | 0 | 0
F7_Industrial_Agriculture_Existing_Space Heating_Natural Gas_Gas Boiler - Hot Water Reset_A_Achievable Technical Potential | F7 | Industrial | Agriculture | Existing | Space Heating | Natural Gas | Gas Boiler - Hot Water Reset | A | Incremental Energy Savings (MWh or mTherms) | Achievable Technical Potential | 0 | 0 | 0 | 0 | 0 | 0.063404 | 0.07728 | 0.093373 | 0.10771 | 0.12211 | 0.13999 | 0.15213 | 0.15406 | 0.14192 | 0.12159 | 0.092583 | 0.060881 | 0.034945 | 0.016568 | 0.0069726 | 0.0025091 | 0.00077555 | 0.00016734 | 2.7242e-05 | 3.239e-06 | 0 | 0 | 0 | 0 | 0 | 0
F8_Industrial_Agriculture_Existing_Space Heating_Natural Gas_Gas Boiler - Hot Water Reset_A_Achievable Technical Potential | F8 | Industrial | Agriculture | Existing | Space Heating | Natural Gas | Gas Boiler - Hot Water Reset | A | Incremental Summer Peak Savings (MW) | Achievable Technical Potential | 0 | 0 | 0 | 0 | 0 | 0 | 0 | 0 | 0 | 0 | 0 | 0 | 0 | 0 | 0 | 0 | 0 | 0 | 0 | 0 | 0 | 0 | 0 | 0 | 0 | 0 | 0 | 0 | 0 | 0 | 0
F9_Industrial_Agriculture_Existing_Space Heating_Natural Gas_Gas Boiler - Hot Water Reset_A_Achievable Technical Potential | F9 | Industrial | Agriculture | Existing | Space Heating | Natural Gas | Gas Boiler - Hot Water Reset | A | Incremental Winter Peak Savings (MW) | Achievable Technical Potential | 0 | 0 | 0 | 0 | 0 | 0 | 0 | 0 | 0 | 0 | 0 | 0 | 0 | 0 | 0 | 0 | 0 | 0 | 0 | 0 | 0 | 0 | 0 | 0 | 0 | 0 | 0 | 0 | 0 | 0 | 0
F10_Industrial_Agriculture_Existing_Space Heating_Natural Gas_Gas Boiler - Hot Water Reset_A_Achievable Technical Potential | F10 | Industrial | Agriculture | Existing | Space Heating | Natural Gas | Gas Boiler - Hot Water Reset | A | Cumulative Energy Savings (MWh or mTherms) | Achievable Technical Potential | 0 | 0 | 0 | 0 | 0 | 0.063404 | 0.14025 | 0.23268 | 0.33879 | 0.45856 | 0.59546 | 0.74359 | 0.89267 | 1.0286 | 1.1429 | 1.228 | 1.2809 | 1.3075 | 1.3157 | 1.3142 | 1.3084 | 1.3006 | 1.2924 | 1.2844 | 1.2763 | 1.2689 | 1.2621 | 1.256 | 1.2503 | 1.2452 | 1.2405
F11_Industrial_Agriculture_Existing_Space Heating_Natural Gas_Gas Boiler - Hot Water Reset_A_Achievable Technical Potential | F11 | Industrial | Agriculture | Existing | Space Heating | Natural Gas | Gas Boiler - Hot Water Reset | A | Cumulative Summer Peak Savings (MW) | Achievable Technical Potential | 0 | 0 | 0 | 0 | 0 | 0 | 0 | 0 | 0 | 0 | 0 | 0 | 0 | 0 | 0 | 0 | 0 | 0 | 0 | 0 | 0 | 0 | 0 | 0 | 0 | 0 | 0 | 0 | 0 | 0 | 0
F12_Industrial_Agriculture_Existing_Space Heating_Natural Gas_Gas Boiler - Hot Water Reset_A_Achievable Technical Potential | F12 | Industrial | Agriculture | Existing | Space Heating | Natural Gas | Gas Boiler - Hot Water Reset | A | Cumulative Winter Peak Savings (MW) | Achievable Technical Potential | 0 | 0 | 0 | 0 | 0 | 0 | 0 | 0 | 0 | 0 | 0 | 0 | 0 | 0 | 0 | 0 | 0 | 0 | 0 | 0 | 0 | 0 | 0 | 0 | 0 | 0 | 0 | 0 | 0 | 0 | 0
F13_Industrial_Agriculture_Existing_Space Heating_Natural Gas_Gas Boiler - Hot Water Reset_A_Achievable Technical Potential | F13 | Industrial | Agriculture | Existing | Space Heating | Natural Gas | Gas Boiler - Hot Water Reset | A | Purchases (Incremental) | Achievable Technical Potential | 0 | 0 | 0 | 0 | 0 | 15.1225 | 18.5578 | 22.5754 | 26.2206 | 29.9327 | 34.5505 | 37.7989 | 38.5358 | 35.7387 | 30.8377 | 23.636 | 15.6448 | 9.0384 | 4.313 | 1.8269 | 0.66158 | 0.20584 | 0.044701 | 0.0073226 | 0.00087619 | 0 | 0 | 0 | 0 | 0 | 0
F14_Industrial_Agriculture_Existing_Space Heating_Natural Gas_Gas Boiler - Hot Water Reset_A_Achievable Technical Potential | F14 | Industrial | Agriculture | Existing | Space Heating | Natural Gas | Gas Boiler - Hot Water Reset | A | Purchases (Cumulative) | Achievable Technical Potential | 0 | 0 | 0 | 0 | 0 | 15.1225 | 33.6803 | 56.2556 | 82.4763 | 112.4089 | 146.9594 | 184.7583 | 223.2941 | 259.0328 | 289.8705 | 313.5065 | 329.1513 | 338.1896 | 342.5026 | 344.3295 | 344.9911 | 345.1969 | 345.2416 | 345.249 | 345.2498 | 345.2498 | 345.2498 | 345.2498 | 345.2498 | 345.2498 | 345.2498
F1_Industrial_Agriculture_Existing_Process_Natural Gas_Gas Boiler - Hot Water Reset_A_Achievable Technical Potential | F1 | Industrial | Agriculture | Existing | Process | Natural Gas | Gas Boiler - Hot Water Reset | A | Original Unit Energy Savings (kWh or therms) | Achievable Technical Potential | 0 | 0 | 0 | 0 | 0 | 2.8289 | 2.8289 | 2.8289 | 2.8289 | 2.8289 | 2.8289 | 2.8289 | 2.8289 | 2.8289 | 2.8289 | 2.8289 | 2.8289 | 2.8289 | 2.8289 | 2.8289 | 2.8289 | 2.8289 | 2.8289 | 2.8289 | 2.8289 | 2.8289 | 2.8289 | 2.8289 | 2.8289 | 2.8289 | 2.8289
F2_Industrial_Agriculture_Existing_Process_Natural Gas_Gas Boiler - Hot Water Reset_A_Achievable Technical Potential | F2 | Industrial | Agriculture | Existing | Process | Natural Gas | Gas Boiler - Hot Water Reset | A | Original Unit Summer Peak Savings (kW) | Achievable Technical Potential | 0 | 0 | 0 | 0 | 0 | 0 | 0 | 0 | 0 | 0 | 0 | 0 | 0 | 0 | 0 | 0 | 0 | 0 | 0 | 0 | 0 | 0 | 0 | 0 | 0 | 0 | 0 | 0 | 0 | 0 | 0
F3_Industrial_Agriculture_Existing_Process_Natural Gas_Gas Boiler - Hot Water Reset_A_Achievable Technical Potential | F3 | Industrial | Agriculture | Existing | Process | Natural Gas | Gas Boiler - Hot Water Reset | A | Original Unit Winter Peak Savings (kW) | Achievable Technical Potential | 0 | 0 | 0 | 0 | 0 | 0 | 0 | 0 | 0 | 0 | 0 | 0 | 0 | 0 | 0 | 0 | 0 | 0 | 0 | 0 | 0 | 0 | 0 | 0 | 0 | 0 | 0 | 0 | 0 | 0 | 0
F4_Industrial_Agriculture_Existing_Process_Natural Gas_Gas Boiler - Hot Water Reset_A_Achievable Technical Potential | F4 | Industrial | Agriculture | Existing | Process | Natural Gas | Gas Boiler - Hot Water Reset | A | Standalone Impact on Baseline Energy (%) | Achievable Technical Potential | 0% | 0% | 0% | 0% | 0% | 0.01976% | 0.04402% | 0.07397% | 0.1084% | 0.1476% | 0.1954% | 0.2464% | 0.2984% | 0.3517% | 0.3921% | 0.4282% | 0.4495% | 0.4641% | 0.4743% | 0.4763% | 0.4792% | 0.4813% | 0.4831% | 0.4848% | 0.0048633 | 0.0048775 | 0.0048906 | 0.0049024 | 0 | 0 | 0
F5_Industrial_Agriculture_Existing_Process_Natural Gas_Gas Boiler - Hot Water Reset_A_Achievable Technical Potential | F5 | Industrial | Agriculture | Existing | Process | Natural Gas | Gas Boiler - Hot Water Reset | A | Standalone Impact on Baseline Summer Peak (%) | Achievable Technical Potential | 0% | 0% | 0% | 0% | 0% | 0% | 0% | 0% | 0% | 0% | 0% | 0% | 0% | 0% | 0% | 0% | 0% | 0% | 0% | 0% | 0% | 0% | 0% | 0% | 0 | 0 | 0 | 0 | 0 | 0 | 0
F6_Industrial_Agriculture_Existing_Process_Natural Gas_Gas Boiler - Hot Water Reset_A_Achievable Technical Potential | F6 | Industrial | Agriculture | Existing | Process | Natural Gas | Gas Boiler - Hot Water Reset | A | Standalone Impact on Baseline Winter Peak (%) | Achievable Technical Potential | 0% | 0% | 0% | 0% | 0% | 0% | 0% | 0% | 0% | 0% | 0% | 0% | 0% | 0% | 0% | 0% | 0% | 0% | 0% | 0% | 0% | 0% | 0% | 0% | 0 | 0 | 0 | 0 | 0 | 0 | 0
F7_Industrial_Agriculture_Existing_Process_Natural Gas_Gas Boiler - Hot Water Reset_A_Achievable Technical Potential | F7 | Industrial | Agriculture | Existing | Process | Natural Gas | Gas Boiler - Hot Water Reset | A | Incremental Energy Savings (MWh or mTherms) | Achievable Technical Potential | 0 | 0 | 0 | 0 | 0 | 0.35387 | 0.43426 | 0.52827 | 0.61357 | 0.70043 | 0.80849 | 0.8845 | 0.90175 | 0.83629 | 0.72161 | 0.55309 | 0.36609 | 0.2115 | 0.10093 | 0.04275 | 0.015481 | 0.0048168 | 0.001046 | 0.00017135 | 2.0503e-05 | 0 | 0 | 0 | 0 | 0 | 0
F8_Industrial_Agriculture_Existing_Process_Natural Gas_Gas Boiler - Hot Water Reset_A_Achievable Technical Potential | F8 | Industrial | Agriculture | Existing | Process | Natural Gas | Gas Boiler - Hot Water Reset | A | Incremental Summer Peak Savings (MW) | Achievable Technical Potential | 0 | 0 | 0 | 0 | 0 | 0 | 0 | 0 | 0 | 0 | 0 | 0 | 0 | 0 | 0 | 0 | 0 | 0 | 0 | 0 | 0 | 0 | 0 | 0 | 0 | 0 | 0 | 0 | 0 | 0 | 0
F9_Industrial_Agriculture_Existing_Process_Natural Gas_Gas Boiler - Hot Water Reset_A_Achievable Technical Potential | F9 | Industrial | Agriculture | Existing | Process | Natural Gas | Gas Boiler - Hot Water Reset | A | Incremental Winter Peak Savings (MW) | Achievable Technical Potential | 0 | 0 | 0 | 0 | 0 | 0 | 0 | 0 | 0 | 0 | 0 | 0 | 0 | 0 | 0 | 0 | 0 | 0 | 0 | 0 | 0 | 0 | 0 | 0 | 0 | 0 | 0 | 0 | 0 | 0 | 0
F10_Industrial_Agriculture_Existing_Process_Natural Gas_Gas Boiler - Hot Water Reset_A_Achievable Technical Potential | F10 | Industrial | Agriculture | Existing | Process | Natural Gas | Gas Boiler - Hot Water Reset | A | Cumulative Energy Savings (MWh or mTherms) | Achievable Technical Potential | 0 | 0 | 0 | 0 | 0 | 0.35387 | 0.78813 | 1.3164 | 1.93 | 2.6304 | 3.4389 | 4.3234 | 5.2251 | 6.0614 | 6.783 | 7.3361 | 7.7022 | 7.9137 | 8.0147 | 8.0574 | 8.0729 | 8.0777 | 8.0787 | 8.0789 | 8.0789 | 8.0789 | 8.0789 | 8.0789 | 8.0789 | 8.0789 | 8.0789
F11_Industrial_Agriculture_Existing_Process_Natural Gas_Gas Boiler - Hot Water Reset_A_Achievable Technical Potential | F11 | Industrial | Agriculture | Existing | Process | Natural Gas | Gas Boiler - Hot Water Reset | A | Cumulative Summer Peak Savings (MW) | Achievable Technical Potential | 0 | 0 | 0 | 0 | 0 | 0 | 0 | 0 | 0 | 0 | 0 | 0 | 0 | 0 | 0 | 0 | 0 | 0 | 0 | 0 | 0 | 0 | 0 | 0 | 0 | 0 | 0 | 0 | 0 | 0 | 0
F12_Industrial_Agriculture_Existing_Process_Natural Gas_Gas Boiler - Hot Water Reset_A_Achievable Technical Potential | F12 | Industrial | Agriculture | Existing | Process | Natural Gas | Gas Boiler - Hot Water Reset | A | Cumulative Winter Peak Savings (MW) | Achievable Technical Potential | 0 | 0 | 0 | 0 | 0 | 0 | 0 | 0 | 0 | 0 | 0 | 0 | 0 | 0 | 0 | 0 | 0 | 0 | 0 | 0 | 0 | 0 | 0 | 0 | 0 | 0 | 0 | 0 | 0 | 0 | 0
F13_Industrial_Agriculture_Existing_Process_Natural Gas_Gas Boiler - Hot Water Reset_A_Achievable Technical Potential | F13 | Industrial | Agriculture | Existing | Process | Natural Gas | Gas Boiler - Hot Water Reset | A | Purchases (Incremental) | Achievable Technical Potential | 0 | 0 | 0 | 0 | 0 | 125.0924 | 153.5093 | 186.7426 | 216.8959 | 247.6019 | 285.8003 | 312.6706 | 318.7665 | 295.629 | 255.0884 | 195.5157 | 129.4132 | 74.765 | 35.6768 | 15.1119 | 5.4725 | 1.7027 | 0.36976 | 0.060572 | 0.0072478 | 0 | 0 | 0 | 0 | 0 | 0
F14_Industrial_Agriculture_Existing_Process_Natural Gas_Gas Boiler - Hot Water Reset_A_Achievable Technical Potential | F14 | Industrial | Agriculture | Existing | Process | Natural Gas | Gas Boiler - Hot Water Reset | A | Purchases (Cumulative) | Achievable Technical Potential | 0 | 0 | 0 | 0 | 0 | 125.0924 | 278.6017 | 465.3443 | 682.2403 | 929.8421 | 1215.6424 | 1528.313 | 1847.0796 | 2142.7085 | 2397.7969 | 2593.3126 | 2722.7259 | 2797.4908 | 2833.1677 | 2848.2796 | 2853.7521 | 2855.4548 | 2855.8246 | 2855.8852 | 2855.8924 | 2855.8924 | 2855.8924 | 2855.8924 | 2855.8924 | 2855.8924 | 2855.8924
F1_Industrial_Agriculture_Existing_Space Heating_Natural Gas_Steam Trap Maintenance_A_Achievable Technical Potential | F1 | Industrial | Agriculture | Existing | Space Heating | Natural Gas | Steam Trap Maintenance | A | Original Unit Energy Savings (kWh or therms) | Achievable Technical Potential | 0 | 0 | 0 | 0 | 0 | 1.4812 | 1.4712 | 1.4612 | 1.4512 | 1.4412 | 1.4314 | 1.4218 | 1.4123 | 1.4029 | 1.3929 | 1.3838 | 1.3748 | 1.3659 | 1.3571 | 1.3483 | 1.3399 | 1.331 | 1.3225 | 1.3143 | 1.306 | 1.2984 | 1.2915 | 1.2852 | 1.2794 | 1.2742 | 1.2694
F2_Industrial_Agriculture_Existing_Space Heating_Natural Gas_Steam Trap Maintenance_A_Achievable Technical Potential | F2 | Industrial | Agriculture | Existing | Space Heating | Natural Gas | Steam Trap Maintenance | A | Original Unit Summer Peak Savings (kW) | Achievable Technical Potential | 0 | 0 | 0 | 0 | 0 | 0 | 0 | 0 | 0 | 0 | 0 | 0 | 0 | 0 | 0 | 0 | 0 | 0 | 0 | 0 | 0 | 0 | 0 | 0 | 0 | 0 | 0 | 0 | 0 | 0 | 0
F3_Industrial_Agriculture_Existing_Space Heating_Natural Gas_Steam Trap Maintenance_A_Achievable Technical Potential | F3 | Industrial | Agriculture | Existing | Space Heating | Natural Gas | Steam Trap Maintenance | A | Original Unit Winter Peak Savings (kW) | Achievable Technical Potential | 0 | 0 | 0 | 0 | 0 | 0 | 0 | 0 | 0 | 0 | 0 | 0 | 0 | 0 | 0 | 0 | 0 | 0 | 0 | 0 | 0 | 0 | 0 | 0 | 0 | 0 | 0 | 0 | 0 | 0 | 0
F4_Industrial_Agriculture_Existing_Space Heating_Natural Gas_Steam Trap Maintenance_A_Achievable Technical Potential | F4 | Industrial | Agriculture | Existing | Space Heating | Natural Gas | Steam Trap Maintenance | A | Standalone Impact on Baseline Energy (%) | Achievable Technical Potential | 0% | 0% | 0% | 0% | 0% | 0.001456% | 0.002908% | 0.004375% | 0.005823% | 0.00727% | 0.008817% | 0.0103% | 0.01178% | 0.01343% | 0.01484% | 0.01645% | 0.01792% | 0.01948% | 0.02111% | 0.02254% | 0.02408% | 0.02562% | 0.02715% | 0.02867% | 0.0003018 | 0.00030235 | 0.00030287 | 0.00030336 | 0 | 0 | 0
F5_Industrial_Agriculture_Existing_Space Heating_Natural Gas_Steam Trap Maintenance_A_Achievable Technical Potential | F5 | Industrial | Agriculture | Existing | Space Heating | Natural Gas | Steam Trap Maintenance | A | Standalone Impact on Baseline Summer Peak (%) | Achievable Technical Potential | 0% | 0% | 0% | 0% | 0% | 0% | 0% | 0% | 0% | 0% | 0% | 0% | 0% | 0% | 0% | 0% | 0% | 0% | 0% | 0% | 0% | 0% | 0% | 0% | 0 | 0 | 0 | 0 | 0 | 0 | 0
F6_Industrial_Agriculture_Existing_Space Heating_Natural Gas_Steam Trap Maintenance_A_Achievable Technical Potential | F6 | Industrial | Agriculture | Existing | Space Heating | Natural Gas | Steam Trap Maintenance | A | Standalone Impact on Baseline Winter Peak (%) | Achievable Technical Potential | 0% | 0% | 0% | 0% | 0% | 0% | 0% | 0% | 0% | 0% | 0% | 0% | 0% | 0% | 0% | 0% | 0% | 0% | 0% | 0% | 0% | 0% | 0% | 0% | 0 | 0 | 0 | 0 | 0 | 0 | 0
F7_Industrial_Agriculture_Existing_Space Heating_Natural Gas_Steam Trap Maintenance_A_Achievable Technical Potential | F7 | Industrial | Agriculture | Existing | Space Heating | Natural Gas | Steam Trap Maintenance | A | Incremental Energy Savings (MWh or mTherms) | Achievable Technical Potential | 0 | 0 | 0 | 0 | 0 | 0.012502 | 0.01241 | 0.012254 | 0.012176 | 0.012102 | 0.011868 | 0.011756 | 0.011654 | 0.011392 | 0.011354 | 0.011172 | 0.011101 | 0.010974 | 0.010806 | 0.010749 | 0.010637 | 0.010526 | 0.01042 | 0.01032 | 0.010223 | 0 | 0 | 0 | 0 | 0 | 0
F8_Industrial_Agriculture_Existing_Space Heating_Natural Gas_Steam Trap Maintenance_A_Achievable Technical Potential | F8 | Industrial | Agriculture | Existing | Space Heating | Natural Gas | Steam Trap Maintenance | A | Incremental Summer Peak Savings (MW) | Achievable Technical Potential | 0 | 0 | 0 | 0 | 0 | 0 | 0 | 0 | 0 | 0 | 0 | 0 | 0 | 0 | 0 | 0 | 0 | 0 | 0 | 0 | 0 | 0 | 0 | 0 | 0 | 0 | 0 | 0 | 0 | 0 | 0
F9_Industrial_Agriculture_Existing_Space Heating_Natural Gas_Steam Trap Maintenance_A_Achievable Technical Potential | F9 | Industrial | Agriculture | Existing | Space Heating | Natural Gas | Steam Trap Maintenance | A | Incremental Winter Peak Savings (MW) | Achievable Technical Potential | 0 | 0 | 0 | 0 | 0 | 0 | 0 | 0 | 0 | 0 | 0 | 0 | 0 | 0 | 0 | 0 | 0 | 0 | 0 | 0 | 0 | 0 | 0 | 0 | 0 | 0 | 0 | 0 | 0 | 0 | 0
F10_Industrial_Agriculture_Existing_Space Heating_Natural Gas_Steam Trap Maintenance_A_Achievable Technical Potential | F10 | Industrial | Agriculture | Existing | Space Heating | Natural Gas | Steam Trap Maintenance | A | Cumulative Energy Savings (MWh or mTherms) | Achievable Technical Potential | 0 | 0 | 0 | 0 | 0 | 0.012502 | 0.024828 | 0.036913 | 0.048836 | 0.060602 | 0.072061 | 0.083333 | 0.094428 | 0.10519 | 0.1158 | 0.12621 | 0.13649 | 0.14658 | 0.15645 | 0.16618 | 0.17578 | 0.18514 | 0.19438 | 0.20349 | 0.21242 | 0.21119 | 0.21007 | 0.20904 | 0.20811 | 0.20725 | 0.20647
F11_Industrial_Agriculture_Existing_Space Heating_Natural Gas_Steam Trap Maintenance_A_Achievable Technical Potential | F11 | Industrial | Agriculture | Existing | Space Heating | Natural Gas | Steam Trap Maintenance | A | Cumulative Summer Peak Savings (MW) | Achievable Technical Potential | 0 | 0 | 0 | 0 | 0 | 0 | 0 | 0 | 0 | 0 | 0 | 0 | 0 | 0 | 0 | 0 | 0 | 0 | 0 | 0 | 0 | 0 | 0 | 0 | 0 | 0 | 0 | 0 | 0 | 0 | 0
F12_Industrial_Agriculture_Existing_Space Heating_Natural Gas_Steam Trap Maintenance_A_Achievable Technical Potential | F12 | Industrial | Agriculture | Existing | Space Heating | Natural Gas | Steam Trap Maintenance | A | Cumulative Winter Peak Savings (MW) | Achievable Technical Potential | 0 | 0 | 0 | 0 | 0 | 0 | 0 | 0 | 0 | 0 | 0 | 0 | 0 | 0 | 0 | 0 | 0 | 0 | 0 | 0 | 0 | 0 | 0 | 0 | 0 | 0 | 0 | 0 | 0 | 0 | 0
F13_Industrial_Agriculture_Existing_Space Heating_Natural Gas_Steam Trap Maintenance_A_Achievable Technical Potential | F13 | Industrial | Agriculture | Existing | Space Heating | Natural Gas | Steam Trap Maintenance | A | Purchases (Incremental) | Achievable Technical Potential | 0 | 0 | 0 | 0 | 0 | 8.4404 | 8.4358 | 8.3861 | 8.3906 | 8.3975 | 8.2909 | 8.2682 | 8.2515 | 8.1204 | 8.1514 | 8.0737 | 8.0747 | 8.0341 | 7.9624 | 7.9719 | 7.9389 | 7.908 | 7.8792 | 7.8524 | 7.8277 | 0 | 0 | 0 | 0 | 0 | 0
F14_Industrial_Agriculture_Existing_Space Heating_Natural Gas_Steam Trap Maintenance_A_Achievable Technical Potential | F14 | Industrial | Agriculture | Existing | Space Heating | Natural Gas | Steam Trap Maintenance | A | Purchases (Cumulative) | Achievable Technical Potential | 0 | 0 | 0 | 0 | 0 | 8.4404 | 16.8763 | 25.2623 | 33.6529 | 42.0505 | 50.3414 | 58.6096 | 66.8611 | 74.9815 | 83.1329 | 91.2066 | 99.2813 | 107.3155 | 115.2779 | 123.2498 | 131.1887 | 139.0967 | 146.9759 | 154.8283 | 162.656 | 162.656 | 162.656 | 162.656 | 162.656 | 162.656 | 162.656
F1_Industrial_Agriculture_Existing_Process_Natural Gas_Steam Trap Maintenance_A_Achievable Technical Potential | F1 | Industrial | Agriculture | Existing | Process | Natural Gas | Steam Trap Maintenance | A | Original Unit Energy Savings (kWh or therms) | Achievable Technical Potential | 0 | 0 | 0 | 0 | 0 | 1.9988 | 1.9988 | 1.9988 | 1.9988 | 1.9988 | 1.9988 | 1.9988 | 1.9988 | 1.9988 | 1.9988 | 1.9988 | 1.9988 | 1.9988 | 1.9988 | 1.9988 | 1.9988 | 1.9988 | 1.9988 | 1.9988 | 1.9988 | 1.9988 | 1.9988 | 1.9988 | 1.9988 | 1.9988 | 1.9988
F2_Industrial_Agriculture_Existing_Process_Natural Gas_Steam Trap Maintenance_A_Achievable Technical Potential | F2 | Industrial | Agriculture | Existing | Process | Natural Gas | Steam Trap Maintenance | A | Original Unit Summer Peak Savings (kW) | Achievable Technical Potential | 0 | 0 | 0 | 0 | 0 | 0 | 0 | 0 | 0 | 0 | 0 | 0 | 0 | 0 | 0 | 0 | 0 | 0 | 0 | 0 | 0 | 0 | 0 | 0 | 0 | 0 | 0 | 0 | 0 | 0 | 0
F3_Industrial_Agriculture_Existing_Process_Natural Gas_Steam Trap Maintenance_A_Achievable Technical Potential | F3 | Industrial | Agriculture | Existing | Process | Natural Gas | Steam Trap Maintenance | A | Original Unit Winter Peak Savings (kW) | Achievable Technical Potential | 0 | 0 | 0 | 0 | 0 | 0 | 0 | 0 | 0 | 0 | 0 | 0 | 0 | 0 | 0 | 0 | 0 | 0 | 0 | 0 | 0 | 0 | 0 | 0 | 0 | 0 | 0 | 0 | 0 | 0 | 0
F4_Industrial_Agriculture_Existing_Process_Natural Gas_Steam Trap Maintenance_A_Achievable Technical Potential | F4 | Industrial | Agriculture | Existing | Process | Natural Gas | Steam Trap Maintenance | A | Standalone Impact on Baseline Energy (%) | Achievable Technical Potential | 0% | 0% | 0% | 0% | 0% | 0.007791% | 0.01559% | 0.02347% | 0.03125% | 0.03901% | 0.0473% | 0.05523% | 0.06313% | 0.07194% | 0.07945% | 0.08801% | 0.09579% | 0.1041% | 0.1128% | 0.1205% | 0.1287% | 0.137% | 0.1453% | 0.1536% | 0.0016189 | 0.0016236 | 0.001628 | 0.0016319 | 0 | 0 | 0
F5_Industrial_Agriculture_Existing_Process_Natural Gas_Steam Trap Maintenance_A_Achievable Technical Potential | F5 | Industrial | Agriculture | Existing | Process | Natural Gas | Steam Trap Maintenance | A | Standalone Impact on Baseline Summer Peak (%) | Achievable Technical Potential | 0% | 0% | 0% | 0% | 0% | 0% | 0% | 0% | 0% | 0% | 0% | 0% | 0% | 0% | 0% | 0% | 0% | 0% | 0% | 0% | 0% | 0% | 0% | 0% | 0 | 0 | 0 | 0 | 0 | 0 | 0
F6_Industrial_Agriculture_Existing_Process_Natural Gas_Steam Trap Maintenance_A_Achievable Technical Potential | F6 | Industrial | Agriculture | Existing | Process | Natural Gas | Steam Trap Maintenance | A | Standalone Impact on Baseline Winter Peak (%) | Achievable Technical Potential | 0% | 0% | 0% | 0% | 0% | 0% | 0% | 0% | 0% | 0% | 0% | 0% | 0% | 0% | 0% | 0% | 0% | 0% | 0% | 0% | 0% | 0% | 0% | 0% | 0 | 0 | 0 | 0 | 0 | 0 | 0
F7_Industrial_Agriculture_Existing_Process_Natural Gas_Steam Trap Maintenance_A_Achievable Technical Potential | F7 | Industrial | Agriculture | Existing | Process | Natural Gas | Steam Trap Maintenance | A | Incremental Energy Savings (MWh or mTherms) | Achievable Technical Potential | 0 | 0 | 0 | 0 | 0 | 0.13955 | 0.13947 | 0.13865 | 0.13873 | 0.13884 | 0.13708 | 0.1367 | 0.13643 | 0.13426 | 0.13477 | 0.13349 | 0.1335 | 0.13283 | 0.13165 | 0.1318 | 0.13126 | 0.13075 | 0.13027 | 0.12983 | 0.12942 | 0 | 0 | 0 | 0 | 0 | 0
F8_Industrial_Agriculture_Existing_Process_Natural Gas_Steam Trap Maintenance_A_Achievable Technical Potential | F8 | Industrial | Agriculture | Existing | Process | Natural Gas | Steam Trap Maintenance | A | Incremental Summer Peak Savings (MW) | Achievable Technical Potential | 0 | 0 | 0 | 0 | 0 | 0 | 0 | 0 | 0 | 0 | 0 | 0 | 0 | 0 | 0 | 0 | 0 | 0 | 0 | 0 | 0 | 0 | 0 | 0 | 0 | 0 | 0 | 0 | 0 | 0 | 0
F9_Industrial_Agriculture_Existing_Process_Natural Gas_Steam Trap Maintenance_A_Achievable Technical Potential | F9 | Industrial | Agriculture | Existing | Process | Natural Gas | Steam Trap Maintenance | A | Incremental Winter Peak Savings (MW) | Achievable Technical Potential | 0 | 0 | 0 | 0 | 0 | 0 | 0 | 0 | 0 | 0 | 0 | 0 | 0 | 0 | 0 | 0 | 0 | 0 | 0 | 0 | 0 | 0 | 0 | 0 | 0 | 0 | 0 | 0 | 0 | 0 | 0
F10_Industrial_Agriculture_Existing_Process_Natural Gas_Steam Trap Maintenance_A_Achievable Technical Potential | F10 | Industrial | Agriculture | Existing | Process | Natural Gas | Steam Trap Maintenance | A | Cumulative Energy Savings (MWh or mTherms) | Achievable Technical Potential | 0 | 0 | 0 | 0 | 0 | 0.13955 | 0.27903 | 0.41768 | 0.55641 | 0.69525 | 0.83233 | 0.96903 | 1.1055 | 1.2397 | 1.3745 | 1.508 | 1.6415 | 1.7743 | 1.906 | 2.0378 | 2.169 | 2.2998 | 2.43 | 2.5599 | 2.6893 | 2.6893 | 2.6893 | 2.6893 | 2.6893 | 2.6893 | 2.6893
F11_Industrial_Agriculture_Existing_Process_Natural Gas_Steam Trap Maintenance_A_Achievable Technical Potential | F11 | Industrial | Agriculture | Existing | Process | Natural Gas | Steam Trap Maintenance | A | Cumulative Summer Peak Savings (MW) | Achievable Technical Potential | 0 | 0 | 0 | 0 | 0 | 0 | 0 | 0 | 0 | 0 | 0 | 0 | 0 | 0 | 0 | 0 | 0 | 0 | 0 | 0 | 0 | 0 | 0 | 0 | 0 | 0 | 0 | 0 | 0 | 0 | 0
F12_Industrial_Agriculture_Existing_Process_Natural Gas_Steam Trap Maintenance_A_Achievable Technical Potential | F12 | Industrial | Agriculture | Existing | Process | Natural Gas | Steam Trap Maintenance | A | Cumulative Winter Peak Savings (MW) | Achievable Technical Potential | 0 | 0 | 0 | 0 | 0 | 0 | 0 | 0 | 0 | 0 | 0 | 0 | 0 | 0 | 0 | 0 | 0 | 0 | 0 | 0 | 0 | 0 | 0 | 0 | 0 | 0 | 0 | 0 | 0 | 0 | 0
F13_Industrial_Agriculture_Existing_Process_Natural Gas_Steam Trap Maintenance_A_Achievable Technical Potential | F13 | Industrial | Agriculture | Existing | Process | Natural Gas | Steam Trap Maintenance | A | Purchases (Incremental) | Achievable Technical Potential | 0 | 0 | 0 | 0 | 0 | 69.819 | 69.7807 | 69.3692 | 69.4067 | 69.4641 | 68.582 | 68.3946 | 68.2557 | 67.1718 | 67.4283 | 66.7853 | 66.7939 | 66.4578 | 65.865 | 65.943 | 65.6703 | 65.4149 | 65.1765 | 64.955 | 64.7502 | 0 | 0 | 0 | 0 | 0 | 0
F14_Industrial_Agriculture_Existing_Process_Natural Gas_Steam Trap Maintenance_A_Achievable Technical Potential | F14 | Industrial | Agriculture | Existing | Process | Natural Gas | Steam Trap Maintenance | A | Purchases (Cumulative) | Achievable Technical Potential | 0 | 0 | 0 | 0 | 0 | 69.819 | 139.5998 | 208.969 | 278.3757 | 347.8398 | 416.4217 | 484.8163 | 553.072 | 620.2438 | 687.6721 | 754.4573 | 821.2513 | 887.709 | 953.574 | 1019.5169 | 1085.1872 | 1150.6021 | 1215.7786 | 1280.7336 | 1345.4838 | 1345.4838 | 1345.4838 | 1345.4838 | 1345.4838 | 1345.4838 | 1345.4838
F1_Industrial_Agriculture_Existing_Space Heating_Natural Gas_Gas Boiler - High Turndown_A_Achievable Technical Potential | F1 | Industrial | Agriculture | Existing | Space Heating | Natural Gas | Gas Boiler - High Turndown | A | Original Unit Energy Savings (kWh or therms) | Achievable Technical Potential | 0 | 0 | 0 | 0 | 0 | 1.5723 | 1.5616 | 1.551 | 1.5404 | 1.5298 | 1.5195 | 1.5092 | 1.4991 | 1.4892 | 1.4786 | 1.4689 | 1.4593 | 1.4499 | 1.4406 | 1.4312 | 1.4222 | 1.4129 | 1.4038 | 1.3951 | 1.3863 | 1.3782 | 1.3709 | 1.3642 | 1.3581 | 1.3525 | 1.3474
F2_Industrial_Agriculture_Existing_Space Heating_Natural Gas_Gas Boiler - High Turndown_A_Achievable Technical Potential | F2 | Industrial | Agriculture | Existing | Space Heating | Natural Gas | Gas Boiler - High Turndown | A | Original Unit Summer Peak Savings (kW) | Achievable Technical Potential | 0 | 0 | 0 | 0 | 0 | 0 | 0 | 0 | 0 | 0 | 0 | 0 | 0 | 0 | 0 | 0 | 0 | 0 | 0 | 0 | 0 | 0 | 0 | 0 | 0 | 0 | 0 | 0 | 0 | 0 | 0
F3_Industrial_Agriculture_Existing_Space Heating_Natural Gas_Gas Boiler - High Turndown_A_Achievable Technical Potential | F3 | Industrial | Agriculture | Existing | Space Heating | Natural Gas | Gas Boiler - High Turndown | A | Original Unit Winter Peak Savings (kW) | Achievable Technical Potential | 0 | 0 | 0 | 0 | 0 | 0 | 0 | 0 | 0 | 0 | 0 | 0 | 0 | 0 | 0 | 0 | 0 | 0 | 0 | 0 | 0 | 0 | 0 | 0 | 0 | 0 | 0 | 0 | 0 | 0 | 0
F4_Industrial_Agriculture_Existing_Space Heating_Natural Gas_Gas Boiler - High Turndown_A_Achievable Technical Potential | F4 | Industrial | Agriculture | Existing | Space Heating | Natural Gas | Gas Boiler - High Turndown | A | Standalone Impact on Baseline Energy (%) | Achievable Technical Potential | 0% | 0% | 0% | 0% | 0% | 0.004227% | 0.00844% | 0.0127% | 0.0169% | 0.0211% | 0.02517% | 0.02829% | 0.03079% | 0.03325% | 0.0347% | 0.03631% | 0.03733% | 0.03834% | 0.03932% | 0.03978% | 0.04034% | 0.04048% | 0.04059% | 0.04069% | 0.00040772 | 0.00040847 | 0.00040917 | 0.00040983 | 0 | 0 | 0
F5_Industrial_Agriculture_Existing_Space Heating_Natural Gas_Gas Boiler - High Turndown_A_Achievable Technical Potential | F5 | Industrial | Agriculture | Existing | Space Heating | Natural Gas | Gas Boiler - High Turndown | A | Standalone Impact on Baseline Summer Peak (%) | Achievable Technical Potential | 0% | 0% | 0% | 0% | 0% | 0% | 0% | 0% | 0% | 0% | 0% | 0% | 0% | 0% | 0% | 0% | 0% | 0% | 0% | 0% | 0% | 0% | 0% | 0% | 0 | 0 | 0 | 0 | 0 | 0 | 0
F6_Industrial_Agriculture_Existing_Space Heating_Natural Gas_Gas Boiler - High Turndown_A_Achievable Technical Potential | F6 | Industrial | Agriculture | Existing | Space Heating | Natural Gas | Gas Boiler - High Turndown | A | Standalone Impact on Baseline Winter Peak (%) | Achievable Technical Potential | 0% | 0% | 0% | 0% | 0% | 0% | 0% | 0% | 0% | 0% | 0% | 0% | 0% | 0% | 0% | 0% | 0% | 0% | 0% | 0% | 0% | 0% | 0% | 0% | 0 | 0 | 0 | 0 | 0 | 0 | 0
F7_Industrial_Agriculture_Existing_Space Heating_Natural Gas_Gas Boiler - High Turndown_A_Achievable Technical Potential | F7 | Industrial | Agriculture | Existing | Space Heating | Natural Gas | Gas Boiler - High Turndown | A | Incremental Energy Savings (MWh or mTherms) | Achievable Technical Potential | 0 | 0 | 0 | 0 | 0 | 0.036287 | 0.036021 | 0.035566 | 0.035341 | 0.035126 | 0.031002 | 0.024568 | 0.019483 | 0.015237 | 0.012149 | 0.0095633 | 0.0076017 | 0.0060116 | 0.0047358 | 0.0037686 | 0.0029836 | 2.0138e-05 | 7.1199e-06 | 2.4039e-06 | 7.7648e-07 | 6.5427e-07 | 6.4905e-07 | 6.4431e-07 | 6.4003e-07 | 6.3616e-07 | 6.3269e-07
F8_Industrial_Agriculture_Existing_Space Heating_Natural Gas_Gas Boiler - High Turndown_A_Achievable Technical Potential | F8 | Industrial | Agriculture | Existing | Space Heating | Natural Gas | Gas Boiler - High Turndown | A | Incremental Summer Peak Savings (MW) | Achievable Technical Potential | 0 | 0 | 0 | 0 | 0 | 0 | 0 | 0 | 0 | 0 | 0 | 0 | 0 | 0 | 0 | 0 | 0 | 0 | 0 | 0 | 0 | 0 | 0 | 0 | 0 | 0 | 0 | 0 | 0 | 0 | 0
F9_Industrial_Agriculture_Existing_Space Heating_Natural Gas_Gas Boiler - High Turndown_A_Achievable Technical Potential | F9 | Industrial | Agriculture | Existing | Space Heating | Natural Gas | Gas Boiler - High Turndown | A | Incremental Winter Peak Savings (MW) | Achievable Technical Potential | 0 | 0 | 0 | 0 | 0 | 0 | 0 | 0 | 0 | 0 | 0 | 0 | 0 | 0 | 0 | 0 | 0 | 0 | 0 | 0 | 0 | 0 | 0 | 0 | 0 | 0 | 0 | 0 | 0 | 0 | 0
F10_Industrial_Agriculture_Existing_Space Heating_Natural Gas_Gas Boiler - High Turndown_A_Achievable Technical Potential | F10 | Industrial | Agriculture | Existing | Space Heating | Natural Gas | Gas Boiler - High Turndown | A | Cumulative Energy Savings (MWh or mTherms) | Achievable Technical Potential | 0 | 0 | 0 | 0 | 0 | 0.036287 | 0.072062 | 0.10714 | 0.14175 | 0.17589 | 0.20571 | 0.2289 | 0.24685 | 0.26044 | 0.27074 | 0.27853 | 0.28431 | 0.28848 | 0.29137 | 0.29325 | 0.29439 | 0.29247 | 0.29061 | 0.2888 | 0.28698 | 0.28531 | 0.28379 | 0.28241 | 0.28114 | 0.27999 | 0.27894
F11_Industrial_Agriculture_Existing_Space Heating_Natural Gas_Gas Boiler - High Turndown_A_Achievable Technical Potential | F11 | Industrial | Agriculture | Existing | Space Heating | Natural Gas | Gas Boiler - High Turndown | A | Cumulative Summer Peak Savings (MW) | Achievable Technical Potential | 0 | 0 | 0 | 0 | 0 | 0 | 0 | 0 | 0 | 0 | 0 | 0 | 0 | 0 | 0 | 0 | 0 | 0 | 0 | 0 | 0 | 0 | 0 | 0 | 0 | 0 | 0 | 0 | 0 | 0 | 0
F12_Industrial_Agriculture_Existing_Space Heating_Natural Gas_Gas Boiler - High Turndown_A_Achievable Technical Potential | F12 | Industrial | Agriculture | Existing | Space Heating | Natural Gas | Gas Boiler - High Turndown | A | Cumulative Winter Peak Savings (MW) | Achievable Technical Potential | 0 | 0 | 0 | 0 | 0 | 0 | 0 | 0 | 0 | 0 | 0 | 0 | 0 | 0 | 0 | 0 | 0 | 0 | 0 | 0 | 0 | 0 | 0 | 0 | 0 | 0 | 0 | 0 | 0 | 0 | 0
F13_Industrial_Agriculture_Existing_Space Heating_Natural Gas_Gas Boiler - High Turndown_A_Achievable Technical Potential | F13 | Industrial | Agriculture | Existing | Space Heating | Natural Gas | Gas Boiler - High Turndown | A | Purchases (Incremental) | Achievable Technical Potential | 0 | 0 | 0 | 0 | 0 | 23.0793 | 23.0666 | 22.9306 | 22.943 | 22.9619 | 20.4033 | 16.278 | 12.996 | 10.2317 | 8.2166 | 6.5106 | 5.2092 | 4.1464 | 3.2875 | 2.6331 | 2.0978 | 0.014253 | 0.0050717 | 0.0017231 | 0.00056012 | 0.00047471 | 0.00047345 | 0.0004723 | 0.00047127 | 0.00047036 | 0.00046956
F14_Industrial_Agriculture_Existing_Space Heating_Natural Gas_Gas Boiler - High Turndown_A_Achievable Technical Potential | F14 | Industrial | Agriculture | Existing | Space Heating | Natural Gas | Gas Boiler - High Turndown | A | Purchases (Cumulative) | Achievable Technical Potential | 0 | 0 | 0 | 0 | 0 | 23.0793 | 46.1459 | 69.0764 | 92.0194 | 114.9813 | 135.3846 | 151.6627 | 164.6587 | 174.8904 | 183.107 | 189.6176 | 194.8267 | 198.9731 | 202.2606 | 204.8937 | 206.9915 | 207.0057 | 207.0108 | 207.0125 | 207.0131 | 207.0135 | 207.014 | 207.0145 | 207.015 | 207.0154 | 207.0159
F1_Industrial_Agriculture_Existing_Process_Natural Gas_Gas Boiler - High Turndown_A_Achievable Technical Potential | F1 | Industrial | Agriculture | Existing | Process | Natural Gas | Gas Boiler - High Turndown | A | Original Unit Energy Savings (kWh or therms) | Achievable Technical Potential | 0 | 0 | 0 | 0 | 0 | 2.1216 | 2.1216 | 2.1216 | 2.1216 | 2.1216 | 2.1216 | 2.1216 | 2.1216 | 2.1216 | 2.1216 | 2.1216 | 2.1216 | 2.1216 | 2.1216 | 2.1216 | 2.1216 | 2.1216 | 2.1216 | 2.1216 | 2.1216 | 2.1216 | 2.1216 | 2.1216 | 2.1216 | 2.1216 | 2.1216
F2_Industrial_Agriculture_Existing_Process_Natural Gas_Gas Boiler - High Turndown_A_Achievable Technical Potential | F2 | Industrial | Agriculture | Existing | Process | Natural Gas | Gas Boiler - High Turndown | A | Original Unit Summer Peak Savings (kW) | Achievable Technical Potential | 0 | 0 | 0 | 0 | 0 | 0 | 0 | 0 | 0 | 0 | 0 | 0 | 0 | 0 | 0 | 0 | 0 | 0 | 0 | 0 | 0 | 0 | 0 | 0 | 0 | 0 | 0 | 0 | 0 | 0 | 0
F3_Industrial_Agriculture_Existing_Process_Natural Gas_Gas Boiler - High Turndown_A_Achievable Technical Potential | F3 | Industrial | Agriculture | Existing | Process | Natural Gas | Gas Boiler - High Turndown | A | Original Unit Winter Peak Savings (kW) | Achievable Technical Potential | 0 | 0 | 0 | 0 | 0 | 0 | 0 | 0 | 0 | 0 | 0 | 0 | 0 | 0 | 0 | 0 | 0 | 0 | 0 | 0 | 0 | 0 | 0 | 0 | 0 | 0 | 0 | 0 | 0 | 0 | 0
F4_Industrial_Agriculture_Existing_Process_Natural Gas_Gas Boiler - High Turndown_A_Achievable Technical Potential | F4 | Industrial | Agriculture | Existing | Process | Natural Gas | Gas Boiler - High Turndown | A | Standalone Impact on Baseline Energy (%) | Achievable Technical Potential | 0% | 0% | 0% | 0% | 0% | 0.02261% | 0.04524% | 0.06812% | 0.09069% | 0.1132% | 0.135% | 0.1517% | 0.165% | 0.1781% | 0.1858% | 0.1942% | 0.1995% | 0.2048% | 0.2101% | 0.2126% | 0.2156% | 0.2165% | 0.2173% | 0.218% | 0.0021871 | 0.0021934 | 0.0021993 | 0.0022047 | 0 | 0 | 0
F5_Industrial_Agriculture_Existing_Process_Natural Gas_Gas Boiler - High Turndown_A_Achievable Technical Potential | F5 | Industrial | Agriculture | Existing | Process | Natural Gas | Gas Boiler - High Turndown | A | Standalone Impact on Baseline Summer Peak (%) | Achievable Technical Potential | 0% | 0% | 0% | 0% | 0% | 0% | 0% | 0% | 0% | 0% | 0% | 0% | 0% | 0% | 0% | 0% | 0% | 0% | 0% | 0% | 0% | 0% | 0% | 0% | 0 | 0 | 0 | 0 | 0 | 0 | 0
F6_Industrial_Agriculture_Existing_Process_Natural Gas_Gas Boiler - High Turndown_A_Achievable Technical Potential | F6 | Industrial | Agriculture | Existing | Process | Natural Gas | Gas Boiler - High Turndown | A | Standalone Impact on Baseline Winter Peak (%) | Achievable Technical Potential | 0% | 0% | 0% | 0% | 0% | 0% | 0% | 0% | 0% | 0% | 0% | 0% | 0% | 0% | 0% | 0% | 0% | 0% | 0% | 0% | 0% | 0% | 0% | 0% | 0 | 0 | 0 | 0 | 0 | 0 | 0
F7_Industrial_Agriculture_Existing_Process_Natural Gas_Gas Boiler - High Turndown_A_Achievable Technical Potential | F7 | Industrial | Agriculture | Existing | Process | Natural Gas | Gas Boiler - High Turndown | A | Incremental Energy Savings (MWh or mTherms) | Achievable Technical Potential | 0 | 0 | 0 | 0 | 0 | 0.40505 | 0.40482 | 0.40244 | 0.40265 | 0.40299 | 0.35808 | 0.28568 | 0.22808 | 0.17957 | 0.1442 | 0.11426 | 0.091422 | 0.072769 | 0.057696 | 0.046212 | 0.036816 | 0.00025014 | 8.901e-05 | 3.0241e-05 | 9.8302e-06 | 8.3313e-06 | 8.3091e-06 | 8.289e-06 | 8.2709e-06 | 8.2549e-06 | 8.2408e-06
F8_Industrial_Agriculture_Existing_Process_Natural Gas_Gas Boiler - High Turndown_A_Achievable Technical Potential | F8 | Industrial | Agriculture | Existing | Process | Natural Gas | Gas Boiler - High Turndown | A | Incremental Summer Peak Savings (MW) | Achievable Technical Potential | 0 | 0 | 0 | 0 | 0 | 0 | 0 | 0 | 0 | 0 | 0 | 0 | 0 | 0 | 0 | 0 | 0 | 0 | 0 | 0 | 0 | 0 | 0 | 0 | 0 | 0 | 0 | 0 | 0 | 0 | 0
F9_Industrial_Agriculture_Existing_Process_Natural Gas_Gas Boiler - High Turndown_A_Achievable Technical Potential | F9 | Industrial | Agriculture | Existing | Process | Natural Gas | Gas Boiler - High Turndown | A | Incremental Winter Peak Savings (MW) | Achievable Technical Potential | 0 | 0 | 0 | 0 | 0 | 0 | 0 | 0 | 0 | 0 | 0 | 0 | 0 | 0 | 0 | 0 | 0 | 0 | 0 | 0 | 0 | 0 | 0 | 0 | 0 | 0 | 0 | 0 | 0 | 0 | 0
F10_Industrial_Agriculture_Existing_Process_Natural Gas_Gas Boiler - High Turndown_A_Achievable Technical Potential | F10 | Industrial | Agriculture | Existing | Process | Natural Gas | Gas Boiler - High Turndown | A | Cumulative Energy Savings (MWh or mTherms) | Achievable Technical Potential | 0 | 0 | 0 | 0 | 0 | 0.40505 | 0.80987 | 1.2123 | 1.615 | 2.0179 | 2.376 | 2.6617 | 2.8898 | 3.0694 | 3.2136 | 3.3278 | 3.4192 | 3.492 | 3.5497 | 3.5959 | 3.6327 | 3.633 | 3.6331 | 3.6331 | 3.6331 | 3.6331 | 3.6331 | 3.6331 | 3.6332 | 3.6332 | 3.6332
F11_Industrial_Agriculture_Existing_Process_Natural Gas_Gas Boiler - High Turndown_A_Achievable Technical Potential | F11 | Industrial | Agriculture | Existing | Process | Natural Gas | Gas Boiler - High Turndown | A | Cumulative Summer Peak Savings (MW) | Achievable Technical Potential | 0 | 0 | 0 | 0 | 0 | 0 | 0 | 0 | 0 | 0 | 0 | 0 | 0 | 0 | 0 | 0 | 0 | 0 | 0 | 0 | 0 | 0 | 0 | 0 | 0 | 0 | 0 | 0 | 0 | 0 | 0
F12_Industrial_Agriculture_Existing_Process_Natural Gas_Gas Boiler - High Turndown_A_Achievable Technical Potential | F12 | Industrial | Agriculture | Existing | Process | Natural Gas | Gas Boiler - High Turndown | A | Cumulative Winter Peak Savings (MW) | Achievable Technical Potential | 0 | 0 | 0 | 0 | 0 | 0 | 0 | 0 | 0 | 0 | 0 | 0 | 0 | 0 | 0 | 0 | 0 | 0 | 0 | 0 | 0 | 0 | 0 | 0 | 0 | 0 | 0 | 0 | 0 | 0 | 0
F13_Industrial_Agriculture_Existing_Process_Natural Gas_Gas Boiler - High Turndown_A_Achievable Technical Potential | F13 | Industrial | Agriculture | Existing | Process | Natural Gas | Gas Boiler - High Turndown | A | Purchases (Incremental) | Achievable Technical Potential | 0 | 0 | 0 | 0 | 0 | 190.9107 | 190.806 | 189.6807 | 189.7833 | 189.9402 | 168.7753 | 134.6513 | 107.5023 | 84.6362 | 67.9675 | 53.8554 | 43.0899 | 34.2985 | 27.194 | 21.781 | 17.3527 | 0.1179 | 0.041953 | 0.014254 | 0.0046333 | 0.0039268 | 0.0039164 | 0.0039069 | 0.0038983 | 0.0038908 | 0.0038842
F14_Industrial_Agriculture_Existing_Process_Natural Gas_Gas Boiler - High Turndown_A_Achievable Technical Potential | F14 | Industrial | Agriculture | Existing | Process | Natural Gas | Gas Boiler - High Turndown | A | Purchases (Cumulative) | Achievable Technical Potential | 0 | 0 | 0 | 0 | 0 | 190.9107 | 381.7167 | 571.3974 | 761.1806 | 951.1208 | 1119.8961 | 1254.5474 | 1362.0497 | 1446.6859 | 1514.6534 | 1568.5088 | 1611.5987 | 1645.8972 | 1673.0912 | 1694.8722 | 1712.2249 | 1712.3428 | 1712.3848 | 1712.399 | 1712.4036 | 1712.4076 | 1712.4115 | 1712.4154 | 1712.4193 | 1712.4232 | 1712.4271
F1_Industrial_Agriculture_Existing_Space Heating_Natural Gas_Gas Boiler - Burner Control Optimization_A_Achievable Technical Potential | F1 | Industrial | Agriculture | Existing | Space Heating | Natural Gas | Gas Boiler - Burner Control Optimization | A | Original Unit Energy Savings (kWh or therms) | Achievable Technical Potential | 0 | 0 | 0 | 0 | 0 | 0.45596 | 0.45287 | 0.4498 | 0.44671 | 0.44363 | 0.44064 | 0.43768 | 0.43475 | 0.43186 | 0.42879 | 0.42598 | 0.42319 | 0.42046 | 0.41776 | 0.41506 | 0.41245 | 0.40974 | 0.40711 | 0.40457 | 0.40202 | 0.39969 | 0.39756 | 0.39562 | 0.39384 | 0.39223 | 0.39075
F2_Industrial_Agriculture_Existing_Space Heating_Natural Gas_Gas Boiler - Burner Control Optimization_A_Achievable Technical Potential | F2 | Industrial | Agriculture | Existing | Space Heating | Natural Gas | Gas Boiler - Burner Control Optimization | A | Original Unit Summer Peak Savings (kW) | Achievable Technical Potential | 0 | 0 | 0 | 0 | 0 | 0 | 0 | 0 | 0 | 0 | 0 | 0 | 0 | 0 | 0 | 0 | 0 | 0 | 0 | 0 | 0 | 0 | 0 | 0 | 0 | 0 | 0 | 0 | 0 | 0 | 0
F3_Industrial_Agriculture_Existing_Space Heating_Natural Gas_Gas Boiler - Burner Control Optimization_A_Achievable Technical Potential | F3 | Industrial | Agriculture | Existing | Space Heating | Natural Gas | Gas Boiler - Burner Control Optimization | A | Original Unit Winter Peak Savings (kW) | Achievable Technical Potential | 0 | 0 | 0 | 0 | 0 | 0 | 0 | 0 | 0 | 0 | 0 | 0 | 0 | 0 | 0 | 0 | 0 | 0 | 0 | 0 | 0 | 0 | 0 | 0 | 0 | 0 | 0 | 0 | 0 | 0 | 0
F4_Industrial_Agriculture_Existing_Space Heating_Natural Gas_Gas Boiler - Burner Control Optimization_A_Achievable Technical Potential | F4 | Industrial | Agriculture | Existing | Space Heating | Natural Gas | Gas Boiler - Burner Control Optimization | A | Standalone Impact on Baseline Energy (%) | Achievable Technical Potential | 0% | 0% | 0% | 0% | 0% | 0.0003306% | 0.000849% | 0.00189% | 0.003702% | 0.00652% | 0.01056% | 0.01562% | 0.02153% | 0.02822% | 0.03446% | 0.04074% | 0.04594% | 0.05046% | 0.05423% | 0.0566% | 0.05853% | 0.05987% | 0.06076% | 0.06135% | 0.00061767 | 0.00061879 | 0.00061986 | 0.00062085 | 0 | 0 | 0
F5_Industrial_Agriculture_Existing_Space Heating_Natural Gas_Gas Boiler - Burner Control Optimization_A_Achievable Technical Potential | F5 | Industrial | Agriculture | Existing | Space Heating | Natural Gas | Gas Boiler - Burner Control Optimization | A | Standalone Impact on Baseline Summer Peak (%) | Achievable Technical Potential | 0% | 0% | 0% | 0% | 0% | 0% | 0% | 0% | 0% | 0% | 0% | 0% | 0% | 0% | 0% | 0% | 0% | 0% | 0% | 0% | 0% | 0% | 0% | 0% | 0 | 0 | 0 | 0 | 0 | 0 | 0
F6_Industrial_Agriculture_Existing_Space Heating_Natural Gas_Gas Boiler - Burner Control Optimization_A_Achievable Technical Potential | F6 | Industrial | Agriculture | Existing | Space Heating | Natural Gas | Gas Boiler - Burner Control Optimization | A | Standalone Impact on Baseline Winter Peak (%) | Achievable Technical Potential | 0% | 0% | 0% | 0% | 0% | 0% | 0% | 0% | 0% | 0% | 0% | 0% | 0% | 0% | 0% | 0% | 0% | 0% | 0% | 0% | 0% | 0% | 0% | 0% | 0 | 0 | 0 | 0 | 0 | 0 | 0
F7_Industrial_Agriculture_Existing_Space Heating_Natural Gas_Gas Boiler - Burner Control Optimization_A_Achievable Technical Potential | F7 | Industrial | Agriculture | Existing | Space Heating | Natural Gas | Gas Boiler - Burner Control Optimization | A | Incremental Energy Savings (MWh or mTherms) | Achievable Technical Potential | 0 | 0 | 0 | 0 | 0 | 0.0028387 | 0.0044294 | 0.0087469 | 0.01521 | 0.023517 | 0.032287 | 0.040704 | 0.047075 | 0.049558 | 0.049394 | 0.045362 | 0.039438 | 0.032106 | 0.02459 | 0.018023 | 0.012485 | 0.0082363 | 0.0051888 | 0.003128 | 0.0020979 | 0 | 0 | 0 | 0 | 0 | 0
F8_Industrial_Agriculture_Existing_Space Heating_Natural Gas_Gas Boiler - Burner Control Optimization_A_Achievable Technical Potential | F8 | Industrial | Agriculture | Existing | Space Heating | Natural Gas | Gas Boiler - Burner Control Optimization | A | Incremental Summer Peak Savings (MW) | Achievable Technical Potential | 0 | 0 | 0 | 0 | 0 | 0 | 0 | 0 | 0 | 0 | 0 | 0 | 0 | 0 | 0 | 0 | 0 | 0 | 0 | 0 | 0 | 0 | 0 | 0 | 0 | 0 | 0 | 0 | 0 | 0 | 0
F9_Industrial_Agriculture_Existing_Space Heating_Natural Gas_Gas Boiler - Burner Control Optimization_A_Achievable Technical Potential | F9 | Industrial | Agriculture | Existing | Space Heating | Natural Gas | Gas Boiler - Burner Control Optimization | A | Incremental Winter Peak Savings (MW) | Achievable Technical Potential | 0 | 0 | 0 | 0 | 0 | 0 | 0 | 0 | 0 | 0 | 0 | 0 | 0 | 0 | 0 | 0 | 0 | 0 | 0 | 0 | 0 | 0 | 0 | 0 | 0 | 0 | 0 | 0 | 0 | 0 | 0
F10_Industrial_Agriculture_Existing_Space Heating_Natural Gas_Gas Boiler - Burner Control Optimization_A_Achievable Technical Potential | F10 | Industrial | Agriculture | Existing | Space Heating | Natural Gas | Gas Boiler - Burner Control Optimization | A | Cumulative Energy Savings (MWh or mTherms) | Achievable Technical Potential | 0 | 0 | 0 | 0 | 0 | 0.0028387 | 0.0072489 | 0.015947 | 0.031048 | 0.054351 | 0.086271 | 0.1264 | 0.17262 | 0.22103 | 0.26886 | 0.31246 | 0.34985 | 0.3797 | 0.40185 | 0.41728 | 0.42714 | 0.43256 | 0.43498 | 0.4354 | 0.43475 | 0.43222 | 0.42992 | 0.42782 | 0.42591 | 0.42416 | 0.42256
F11_Industrial_Agriculture_Existing_Space Heating_Natural Gas_Gas Boiler - Burner Control Optimization_A_Achievable Technical Potential | F11 | Industrial | Agriculture | Existing | Space Heating | Natural Gas | Gas Boiler - Burner Control Optimization | A | Cumulative Summer Peak Savings (MW) | Achievable Technical Potential | 0 | 0 | 0 | 0 | 0 | 0 | 0 | 0 | 0 | 0 | 0 | 0 | 0 | 0 | 0 | 0 | 0 | 0 | 0 | 0 | 0 | 0 | 0 | 0 | 0 | 0 | 0 | 0 | 0 | 0 | 0
F12_Industrial_Agriculture_Existing_Space Heating_Natural Gas_Gas Boiler - Burner Control Optimization_A_Achievable Technical Potential | F12 | Industrial | Agriculture | Existing | Space Heating | Natural Gas | Gas Boiler - Burner Control Optimization | A | Cumulative Winter Peak Savings (MW) | Achievable Technical Potential | 0 | 0 | 0 | 0 | 0 | 0 | 0 | 0 | 0 | 0 | 0 | 0 | 0 | 0 | 0 | 0 | 0 | 0 | 0 | 0 | 0 | 0 | 0 | 0 | 0 | 0 | 0 | 0 | 0 | 0 | 0
F13_Industrial_Agriculture_Existing_Space Heating_Natural Gas_Gas Boiler - Burner Control Optimization_A_Achievable Technical Potential | F13 | Industrial | Agriculture | Existing | Space Heating | Natural Gas | Gas Boiler - Burner Control Optimization | A | Purchases (Incremental) | Achievable Technical Potential | 0 | 0 | 0 | 0 | 0 | 6.2257 | 9.7809 | 19.4464 | 34.0497 | 53.0099 | 73.2715 | 92.9998 | 108.2794 | 114.7569 | 115.1951 | 106.4901 | 93.1909 | 76.3592 | 58.8607 | 43.4224 | 30.27 | 20.1015 | 12.7453 | 7.7316 | 5.2184 | 0 | 0 | 0 | 0 | 0 | 0
F14_Industrial_Agriculture_Existing_Space Heating_Natural Gas_Gas Boiler - Burner Control Optimization_A_Achievable Technical Potential | F14 | Industrial | Agriculture | Existing | Space Heating | Natural Gas | Gas Boiler - Burner Control Optimization | A | Purchases (Cumulative) | Achievable Technical Potential | 0 | 0 | 0 | 0 | 0 | 6.2257 | 16.0066 | 35.4531 | 69.5027 | 122.5127 | 195.7841 | 288.7839 | 397.0633 | 511.8202 | 627.0153 | 733.5054 | 826.6963 | 903.0555 | 961.9162 | 1005.3386 | 1035.6086 | 1055.7102 | 1068.4554 | 1076.1871 | 1081.4055 | 1081.4055 | 1081.4055 | 1081.4055 | 1081.4055 | 1081.4055 | 1081.4055
F1_Industrial_Agriculture_Existing_Process_Natural Gas_Gas Boiler - Burner Control Optimization_A_Achievable Technical Potential | F1 | Industrial | Agriculture | Existing | Process | Natural Gas | Gas Boiler - Burner Control Optimization | A | Original Unit Energy Savings (kWh or therms) | Achievable Technical Potential | 0 | 0 | 0 | 0 | 0 | 0.61528 | 0.61528 | 0.61528 | 0.61528 | 0.61528 | 0.61528 | 0.61528 | 0.61528 | 0.61528 | 0.61528 | 0.61528 | 0.61528 | 0.61528 | 0.61528 | 0.61528 | 0.61528 | 0.61528 | 0.61528 | 0.61528 | 0.61528 | 0.61528 | 0.61528 | 0.61528 | 0.61528 | 0.61528 | 0.61528
F2_Industrial_Agriculture_Existing_Process_Natural Gas_Gas Boiler - Burner Control Optimization_A_Achievable Technical Potential | F2 | Industrial | Agriculture | Existing | Process | Natural Gas | Gas Boiler - Burner Control Optimization | A | Original Unit Summer Peak Savings (kW) | Achievable Technical Potential | 0 | 0 | 0 | 0 | 0 | 0 | 0 | 0 | 0 | 0 | 0 | 0 | 0 | 0 | 0 | 0 | 0 | 0 | 0 | 0 | 0 | 0 | 0 | 0 | 0 | 0 | 0 | 0 | 0 | 0 | 0
F3_Industrial_Agriculture_Existing_Process_Natural Gas_Gas Boiler - Burner Control Optimization_A_Achievable Technical Potential | F3 | Industrial | Agriculture | Existing | Process | Natural Gas | Gas Boiler - Burner Control Optimization | A | Original Unit Winter Peak Savings (kW) | Achievable Technical Potential | 0 | 0 | 0 | 0 | 0 | 0 | 0 | 0 | 0 | 0 | 0 | 0 | 0 | 0 | 0 | 0 | 0 | 0 | 0 | 0 | 0 | 0 | 0 | 0 | 0 | 0 | 0 | 0 | 0 | 0 | 0
F4_Industrial_Agriculture_Existing_Process_Natural Gas_Gas Boiler - Burner Control Optimization_A_Achievable Technical Potential | F4 | Industrial | Agriculture | Existing | Process | Natural Gas | Gas Boiler - Burner Control Optimization | A | Standalone Impact on Baseline Energy (%) | Achievable Technical Potential | 0% | 0% | 0% | 0% | 0% | 0.001769% | 0.004551% | 0.01014% | 0.01987% | 0.03499% | 0.05663% | 0.08376% | 0.1154% | 0.1512% | 0.1845% | 0.2179% | 0.2455% | 0.2696% | 0.2897% | 0.3024% | 0.3128% | 0.3202% | 0.3252% | 0.3287% | 0.0033132 | 0.0033229 | 0.0033318 | 0.0033398 | 0 | 0 | 0
F5_Industrial_Agriculture_Existing_Process_Natural Gas_Gas Boiler - Burner Control Optimization_A_Achievable Technical Potential | F5 | Industrial | Agriculture | Existing | Process | Natural Gas | Gas Boiler - Burner Control Optimization | A | Standalone Impact on Baseline Summer Peak (%) | Achievable Technical Potential | 0% | 0% | 0% | 0% | 0% | 0% | 0% | 0% | 0% | 0% | 0% | 0% | 0% | 0% | 0% | 0% | 0% | 0% | 0% | 0% | 0% | 0% | 0% | 0% | 0 | 0 | 0 | 0 | 0 | 0 | 0
F6_Industrial_Agriculture_Existing_Process_Natural Gas_Gas Boiler - Burner Control Optimization_A_Achievable Technical Potential | F6 | Industrial | Agriculture | Existing | Process | Natural Gas | Gas Boiler - Burner Control Optimization | A | Standalone Impact on Baseline Winter Peak (%) | Achievable Technical Potential | 0% | 0% | 0% | 0% | 0% | 0% | 0% | 0% | 0% | 0% | 0% | 0% | 0% | 0% | 0% | 0% | 0% | 0% | 0% | 0% | 0% | 0% | 0% | 0% | 0 | 0 | 0 | 0 | 0 | 0 | 0
F7_Industrial_Agriculture_Existing_Process_Natural Gas_Gas Boiler - Burner Control Optimization_A_Achievable Technical Potential | F7 | Industrial | Agriculture | Existing | Process | Natural Gas | Gas Boiler - Burner Control Optimization | A | Incremental Energy Savings (MWh or mTherms) | Achievable Technical Potential | 0 | 0 | 0 | 0 | 0 | 0.031686 | 0.04978 | 0.098974 | 0.1733 | 0.2698 | 0.37292 | 0.47333 | 0.55109 | 0.58406 | 0.58629 | 0.54199 | 0.4743 | 0.38863 | 0.29958 | 0.221 | 0.15406 | 0.10231 | 0.064868 | 0.039351 | 0.02656 | 0 | 0 | 0 | 0 | 0 | 0
F8_Industrial_Agriculture_Existing_Process_Natural Gas_Gas Boiler - Burner Control Optimization_A_Achievable Technical Potential | F8 | Industrial | Agriculture | Existing | Process | Natural Gas | Gas Boiler - Burner Control Optimization | A | Incremental Summer Peak Savings (MW) | Achievable Technical Potential | 0 | 0 | 0 | 0 | 0 | 0 | 0 | 0 | 0 | 0 | 0 | 0 | 0 | 0 | 0 | 0 | 0 | 0 | 0 | 0 | 0 | 0 | 0 | 0 | 0 | 0 | 0 | 0 | 0 | 0 | 0
F9_Industrial_Agriculture_Existing_Process_Natural Gas_Gas Boiler - Burner Control Optimization_A_Achievable Technical Potential | F9 | Industrial | Agriculture | Existing | Process | Natural Gas | Gas Boiler - Burner Control Optimization | A | Incremental Winter Peak Savings (MW) | Achievable Technical Potential | 0 | 0 | 0 | 0 | 0 | 0 | 0 | 0 | 0 | 0 | 0 | 0 | 0 | 0 | 0 | 0 | 0 | 0 | 0 | 0 | 0 | 0 | 0 | 0 | 0 | 0 | 0 | 0 | 0 | 0 | 0
F10_Industrial_Agriculture_Existing_Process_Natural Gas_Gas Boiler - Burner Control Optimization_A_Achievable Technical Potential | F10 | Industrial | Agriculture | Existing | Process | Natural Gas | Gas Boiler - Burner Control Optimization | A | Cumulative Energy Savings (MWh or mTherms) | Achievable Technical Potential | 0 | 0 | 0 | 0 | 0 | 0.031686 | 0.081467 | 0.18044 | 0.35374 | 0.62354 | 0.99645 | 1.4698 | 2.0209 | 2.6049 | 3.1912 | 3.7332 | 4.2075 | 4.5962 | 4.8957 | 5.1167 | 5.2708 | 5.3731 | 5.438 | 5.4773 | 5.5039 | 5.5039 | 5.5039 | 5.5039 | 5.5039 | 5.5039 | 5.5039
F11_Industrial_Agriculture_Existing_Process_Natural Gas_Gas Boiler - Burner Control Optimization_A_Achievable Technical Potential | F11 | Industrial | Agriculture | Existing | Process | Natural Gas | Gas Boiler - Burner Control Optimization | A | Cumulative Summer Peak Savings (MW) | Achievable Technical Potential | 0 | 0 | 0 | 0 | 0 | 0 | 0 | 0 | 0 | 0 | 0 | 0 | 0 | 0 | 0 | 0 | 0 | 0 | 0 | 0 | 0 | 0 | 0 | 0 | 0 | 0 | 0 | 0 | 0 | 0 | 0
F12_Industrial_Agriculture_Existing_Process_Natural Gas_Gas Boiler - Burner Control Optimization_A_Achievable Technical Potential | F12 | Industrial | Agriculture | Existing | Process | Natural Gas | Gas Boiler - Burner Control Optimization | A | Cumulative Winter Peak Savings (MW) | Achievable Technical Potential | 0 | 0 | 0 | 0 | 0 | 0 | 0 | 0 | 0 | 0 | 0 | 0 | 0 | 0 | 0 | 0 | 0 | 0 | 0 | 0 | 0 | 0 | 0 | 0 | 0 | 0 | 0 | 0 | 0 | 0 | 0
F13_Industrial_Agriculture_Existing_Process_Natural Gas_Gas Boiler - Burner Control Optimization_A_Achievable Technical Potential | F13 | Industrial | Agriculture | Existing | Process | Natural Gas | Gas Boiler - Burner Control Optimization | A | Purchases (Incremental) | Achievable Technical Potential | 0 | 0 | 0 | 0 | 0 | 51.499 | 80.9072 | 160.8601 | 281.6574 | 438.496 | 606.0986 | 769.2902 | 895.683 | 949.2644 | 952.8887 | 880.8816 | 770.8714 | 631.6401 | 486.8935 | 359.1886 | 250.3923 | 166.279 | 105.4283 | 63.9557 | 43.1668 | 0 | 0 | 0 | 0 | 0 | 0
F14_Industrial_Agriculture_Existing_Process_Natural Gas_Gas Boiler - Burner Control Optimization_A_Achievable Technical Potential | F14 | Industrial | Agriculture | Existing | Process | Natural Gas | Gas Boiler - Burner Control Optimization | A | Purchases (Cumulative) | Achievable Technical Potential | 0 | 0 | 0 | 0 | 0 | 51.499 | 132.4062 | 293.2663 | 574.9237 | 1013.4197 | 1619.5183 | 2388.8086 | 3284.4915 | 4233.756 | 5186.6447 | 6067.5263 | 6838.3977 | 7470.0379 | 7956.9314 | 8316.12 | 8566.5123 | 8732.7912 | 8838.2196 | 8902.1753 | 8945.3421 | 8945.3421 | 8945.3421 | 8945.3421 | 8945.3421 | 8945.3421 | 8945.3421
F1_Industrial_Agriculture_Existing_Space Heating_Natural Gas_HVAC - Demand Controlled Ventilation_A_Achievable Technical Potential | F1 | Industrial | Agriculture | Existing | Space Heating | Natural Gas | HVAC - Demand Controlled Ventilation | A | Original Unit Energy Savings (kWh or therms) | Achievable Technical Potential | 0 | 0 | 0 | 0 | 0 | 0.045714 | 0.045302 | 0.044777 | 0.044244 | 0.043709 | 0.043186 | 0.042667 | 0.042179 | 0.041719 | 0.041255 | 0.04085 | 0.040467 | 0.040108 | 0.03977 | 0.039428 | 0.039096 | 0.038767 | 0.038427 | 0.038101 | 0.037787 | 0.037493 | 0.037218 | 0.03696 | 0.036718 | 0.036492 | 0.03628
F2_Industrial_Agriculture_Existing_Space Heating_Natural Gas_HVAC - Demand Controlled Ventilation_A_Achievable Technical Potential | F2 | Industrial | Agriculture | Existing | Space Heating | Natural Gas | HVAC - Demand Controlled Ventilation | A | Original Unit Summer Peak Savings (kW) | Achievable Technical Potential | 0 | 0 | 0 | 0 | 0 | 0 | 0 | 0 | 0 | 0 | 0 | 0 | 0 | 0 | 0 | 0 | 0 | 0 | 0 | 0 | 0 | 0 | 0 | 0 | 0 | 0 | 0 | 0 | 0 | 0 | 0
F3_Industrial_Agriculture_Existing_Space Heating_Natural Gas_HVAC - Demand Controlled Ventilation_A_Achievable Technical Potential | F3 | Industrial | Agriculture | Existing | Space Heating | Natural Gas | HVAC - Demand Controlled Ventilation | A | Original Unit Winter Peak Savings (kW) | Achievable Technical Potential | 0 | 0 | 0 | 0 | 0 | 0 | 0 | 0 | 0 | 0 | 0 | 0 | 0 | 0 | 0 | 0 | 0 | 0 | 0 | 0 | 0 | 0 | 0 | 0 | 0 | 0 | 0 | 0 | 0 | 0 | 0
F4_Industrial_Agriculture_Existing_Space Heating_Natural Gas_HVAC - Demand Controlled Ventilation_A_Achievable Technical Potential | F4 | Industrial | Agriculture | Existing | Space Heating | Natural Gas | HVAC - Demand Controlled Ventilation | A | Standalone Impact on Baseline Energy (%) | Achievable Technical Potential | 0% | 0% | 0% | 0% | 0% | 0.02566% | 0.05112% | 0.07655% | 0.1014% | 0.1259% | 0.1519% | 0.1764% | 0.2008% | 0.228% | 0.251% | 0.2773% | 0.3012% | 0.3266% | 0.3532% | 0.3763% | 0.4013% | 0.4261% | 0.4505% | 0.4746% | 0.0049859 | 0.004985 | 0.0049834 | 0.0049812 | 0 | 0 | 0
F5_Industrial_Agriculture_Existing_Space Heating_Natural Gas_HVAC - Demand Controlled Ventilation_A_Achievable Technical Potential | F5 | Industrial | Agriculture | Existing | Space Heating | Natural Gas | HVAC - Demand Controlled Ventilation | A | Standalone Impact on Baseline Summer Peak (%) | Achievable Technical Potential | 0% | 0% | 0% | 0% | 0% | 0% | 0% | 0% | 0% | 0% | 0% | 0% | 0% | 0% | 0% | 0% | 0% | 0% | 0% | 0% | 0% | 0% | 0% | 0% | 0 | 0 | 0 | 0 | 0 | 0 | 0
F6_Industrial_Agriculture_Existing_Space Heating_Natural Gas_HVAC - Demand Controlled Ventilation_A_Achievable Technical Potential | F6 | Industrial | Agriculture | Existing | Space Heating | Natural Gas | HVAC - Demand Controlled Ventilation | A | Standalone Impact on Baseline Winter Peak (%) | Achievable Technical Potential | 0% | 0% | 0% | 0% | 0% | 0% | 0% | 0% | 0% | 0% | 0% | 0% | 0% | 0% | 0% | 0% | 0% | 0% | 0% | 0% | 0% | 0% | 0% | 0% | 0 | 0 | 0 | 0 | 0 | 0 | 0
F7_Industrial_Agriculture_Existing_Space Heating_Natural Gas_HVAC - Demand Controlled Ventilation_A_Achievable Technical Potential | F7 | Industrial | Agriculture | Existing | Space Heating | Natural Gas | HVAC - Demand Controlled Ventilation | A | Incremental Energy Savings (MWh or mTherms) | Achievable Technical Potential | 0 | 0 | 0 | 0 | 0 | 0.2203 | 0.2182 | 0.2144 | 0.21196 | 0.20957 | 0.20443 | 0.20142 | 0.19871 | 0.19343 | 0.19201 | 0.18831 | 0.18657 | 0.18398 | 0.1808 | 0.17946 | 0.17722 | 0.17504 | 0.17287 | 0.17082 | 0.16888 | 0 | 0 | 0 | 0 | 0 | 0
F8_Industrial_Agriculture_Existing_Space Heating_Natural Gas_HVAC - Demand Controlled Ventilation_A_Achievable Technical Potential | F8 | Industrial | Agriculture | Existing | Space Heating | Natural Gas | HVAC - Demand Controlled Ventilation | A | Incremental Summer Peak Savings (MW) | Achievable Technical Potential | 0 | 0 | 0 | 0 | 0 | 0 | 0 | 0 | 0 | 0 | 0 | 0 | 0 | 0 | 0 | 0 | 0 | 0 | 0 | 0 | 0 | 0 | 0 | 0 | 0 | 0 | 0 | 0 | 0 | 0 | 0
F9_Industrial_Agriculture_Existing_Space Heating_Natural Gas_HVAC - Demand Controlled Ventilation_A_Achievable Technical Potential | F9 | Industrial | Agriculture | Existing | Space Heating | Natural Gas | HVAC - Demand Controlled Ventilation | A | Incremental Winter Peak Savings (MW) | Achievable Technical Potential | 0 | 0 | 0 | 0 | 0 | 0 | 0 | 0 | 0 | 0 | 0 | 0 | 0 | 0 | 0 | 0 | 0 | 0 | 0 | 0 | 0 | 0 | 0 | 0 | 0 | 0 | 0 | 0 | 0 | 0 | 0
F10_Industrial_Agriculture_Existing_Space Heating_Natural Gas_HVAC - Demand Controlled Ventilation_A_Achievable Technical Potential | F10 | Industrial | Agriculture | Existing | Space Heating | Natural Gas | HVAC - Demand Controlled Ventilation | A | Cumulative Energy Savings (MWh or mTherms) | Achievable Technical Potential | 0 | 0 | 0 | 0 | 0 | 0.2203 | 0.43651 | 0.64585 | 0.85013 | 1.0494 | 1.2413 | 1.4278 | 1.6102 | 1.7861 | 1.9582 | 2.1273 | 2.2939 | 2.4575 | 2.6176 | 2.7746 | 2.9285 | 3.0788 | 3.2247 | 3.3682 | 3.5093 | 3.482 | 3.4564 | 3.4325 | 3.41 | 3.389 | 3.3693
F11_Industrial_Agriculture_Existing_Space Heating_Natural Gas_HVAC - Demand Controlled Ventilation_A_Achievable Technical Potential | F11 | Industrial | Agriculture | Existing | Space Heating | Natural Gas | HVAC - Demand Controlled Ventilation | A | Cumulative Summer Peak Savings (MW) | Achievable Technical Potential | 0 | 0 | 0 | 0 | 0 | 0 | 0 | 0 | 0 | 0 | 0 | 0 | 0 | 0 | 0 | 0 | 0 | 0 | 0 | 0 | 0 | 0 | 0 | 0 | 0 | 0 | 0 | 0 | 0 | 0 | 0
F12_Industrial_Agriculture_Existing_Space Heating_Natural Gas_HVAC - Demand Controlled Ventilation_A_Achievable Technical Potential | F12 | Industrial | Agriculture | Existing | Space Heating | Natural Gas | HVAC - Demand Controlled Ventilation | A | Cumulative Winter Peak Savings (MW) | Achievable Technical Potential | 0 | 0 | 0 | 0 | 0 | 0 | 0 | 0 | 0 | 0 | 0 | 0 | 0 | 0 | 0 | 0 | 0 | 0 | 0 | 0 | 0 | 0 | 0 | 0 | 0 | 0 | 0 | 0 | 0 | 0 | 0
F13_Industrial_Agriculture_Existing_Space Heating_Natural Gas_HVAC - Demand Controlled Ventilation_A_Achievable Technical Potential | F13 | Industrial | Agriculture | Existing | Space Heating | Natural Gas | HVAC - Demand Controlled Ventilation | A | Purchases (Incremental) | Achievable Technical Potential | 0 | 0 | 0 | 0 | 0 | 4819.1728 | 4816.5279 | 4788.1231 | 4790.7117 | 4794.6731 | 4733.7857 | 4720.8498 | 4711.2644 | 4636.4512 | 4654.1533 | 4609.7699 | 4610.3681 | 4587.1639 | 4546.2467 | 4551.632 | 4532.8099 | 4515.1803 | 4498.7286 | 4483.4404 | 4469.3021 | 0 | 0 | 0 | 0 | 0 | 0
F14_Industrial_Agriculture_Existing_Space Heating_Natural Gas_HVAC - Demand Controlled Ventilation_A_Achievable Technical Potential | F14 | Industrial | Agriculture | Existing | Space Heating | Natural Gas | HVAC - Demand Controlled Ventilation | A | Purchases (Cumulative) | Achievable Technical Potential | 0 | 0 | 0 | 0 | 0 | 4819.1728 | 9635.7007 | 14423.8237 | 19214.5354 | 24009.2085 | 28742.9942 | 33463.8439 | 38175.1084 | 42811.5595 | 47465.7128 | 52075.4827 | 56685.8508 | 61273.0147 | 65819.2614 | 70370.8934 | 74903.7033 | 79418.8835 | 83917.6121 | 88401.0525 | 92870.3547 | 92870.3547 | 92870.3547 | 92870.3547 | 92870.3547 | 92870.3547 | 92870.3547
F1_Industrial_Agriculture_Existing_Space Heating_Natural Gas_Gas Boiler - Stack Economizer_A_Achievable Technical Potential | F1 | Industrial | Agriculture | Existing | Space Heating | Natural Gas | Gas Boiler - Stack Economizer | A | Original Unit Energy Savings (kWh or therms) | Achievable Technical Potential | 0 | 0 | 0 | 0 | 0 | 1.1478 | 1.14 | 1.1322 | 1.1245 | 1.1167 | 1.1092 | 1.1017 | 1.0944 | 1.0871 | 1.0794 | 1.0723 | 1.0653 | 1.0584 | 1.0516 | 1.0448 | 1.0382 | 1.0314 | 1.0248 | 1.0184 | 1.012 | 1.0061 | 1.0008 | 0.99586 | 0.9914 | 0.98733 | 0.98361
F2_Industrial_Agriculture_Existing_Space Heating_Natural Gas_Gas Boiler - Stack Economizer_A_Achievable Technical Potential | F2 | Industrial | Agriculture | Existing | Space Heating | Natural Gas | Gas Boiler - Stack Economizer | A | Original Unit Summer Peak Savings (kW) | Achievable Technical Potential | 0 | 0 | 0 | 0 | 0 | 0 | 0 | 0 | 0 | 0 | 0 | 0 | 0 | 0 | 0 | 0 | 0 | 0 | 0 | 0 | 0 | 0 | 0 | 0 | 0 | 0 | 0 | 0 | 0 | 0 | 0
F3_Industrial_Agriculture_Existing_Space Heating_Natural Gas_Gas Boiler - Stack Economizer_A_Achievable Technical Potential | F3 | Industrial | Agriculture | Existing | Space Heating | Natural Gas | Gas Boiler - Stack Economizer | A | Original Unit Winter Peak Savings (kW) | Achievable Technical Potential | 0 | 0 | 0 | 0 | 0 | 0 | 0 | 0 | 0 | 0 | 0 | 0 | 0 | 0 | 0 | 0 | 0 | 0 | 0 | 0 | 0 | 0 | 0 | 0 | 0 | 0 | 0 | 0 | 0 | 0 | 0
F4_Industrial_Agriculture_Existing_Space Heating_Natural Gas_Gas Boiler - Stack Economizer_A_Achievable Technical Potential | F4 | Industrial | Agriculture | Existing | Space Heating | Natural Gas | Gas Boiler - Stack Economizer | A | Standalone Impact on Baseline Energy (%) | Achievable Technical Potential | 0% | 0% | 0% | 0% | 0% | 0.008228% | 0.01643% | 0.02472% | 0.0329% | 0.04107% | 0.049% | 0.05506% | 0.05993% | 0.06472% | 0.06756% | 0.07069% | 0.07268% | 0.07463% | 0.07654% | 0.07743% | 0.07852% | 0.0788% | 0.07902% | 0.07922% | 0.0007937 | 0.00079515 | 0.00079652 | 0.0007978 | 0 | 0 | 0
F5_Industrial_Agriculture_Existing_Space Heating_Natural Gas_Gas Boiler - Stack Economizer_A_Achievable Technical Potential | F5 | Industrial | Agriculture | Existing | Space Heating | Natural Gas | Gas Boiler - Stack Economizer | A | Standalone Impact on Baseline Summer Peak (%) | Achievable Technical Potential | 0% | 0% | 0% | 0% | 0% | 0% | 0% | 0% | 0% | 0% | 0% | 0% | 0% | 0% | 0% | 0% | 0% | 0% | 0% | 0% | 0% | 0% | 0% | 0% | 0 | 0 | 0 | 0 | 0 | 0 | 0
F6_Industrial_Agriculture_Existing_Space Heating_Natural Gas_Gas Boiler - Stack Economizer_A_Achievable Technical Potential | F6 | Industrial | Agriculture | Existing | Space Heating | Natural Gas | Gas Boiler - Stack Economizer | A | Standalone Impact on Baseline Winter Peak (%) | Achievable Technical Potential | 0% | 0% | 0% | 0% | 0% | 0% | 0% | 0% | 0% | 0% | 0% | 0% | 0% | 0% | 0% | 0% | 0% | 0% | 0% | 0% | 0% | 0% | 0% | 0% | 0 | 0 | 0 | 0 | 0 | 0 | 0
F7_Industrial_Agriculture_Existing_Space Heating_Natural Gas_Gas Boiler - Stack Economizer_A_Achievable Technical Potential | F7 | Industrial | Agriculture | Existing | Space Heating | Natural Gas | Gas Boiler - Stack Economizer | A | Incremental Energy Savings (MWh or mTherms) | Achievable Technical Potential | 0 | 0 | 0 | 0 | 0 | 0.070638 | 0.070121 | 0.069235 | 0.068797 | 0.06838 | 0.06035 | 0.047825 | 0.037927 | 0.029661 | 0.02365 | 0.018617 | 0.014798 | 0.011703 | 0.0092191 | 0.0073363 | 0.005808 | 3.9201e-05 | 1.386e-05 | 4.6796e-06 | 1.5115e-06 | 1.2736e-06 | 1.2635e-06 | 1.2543e-06 | 1.2459e-06 | 1.2384e-06 | 1.2316e-06
F8_Industrial_Agriculture_Existing_Space Heating_Natural Gas_Gas Boiler - Stack Economizer_A_Achievable Technical Potential | F8 | Industrial | Agriculture | Existing | Space Heating | Natural Gas | Gas Boiler - Stack Economizer | A | Incremental Summer Peak Savings (MW) | Achievable Technical Potential | 0 | 0 | 0 | 0 | 0 | 0 | 0 | 0 | 0 | 0 | 0 | 0 | 0 | 0 | 0 | 0 | 0 | 0 | 0 | 0 | 0 | 0 | 0 | 0 | 0 | 0 | 0 | 0 | 0 | 0 | 0
F9_Industrial_Agriculture_Existing_Space Heating_Natural Gas_Gas Boiler - Stack Economizer_A_Achievable Technical Potential | F9 | Industrial | Agriculture | Existing | Space Heating | Natural Gas | Gas Boiler - Stack Economizer | A | Incremental Winter Peak Savings (MW) | Achievable Technical Potential | 0 | 0 | 0 | 0 | 0 | 0 | 0 | 0 | 0 | 0 | 0 | 0 | 0 | 0 | 0 | 0 | 0 | 0 | 0 | 0 | 0 | 0 | 0 | 0 | 0 | 0 | 0 | 0 | 0 | 0 | 0
F10_Industrial_Agriculture_Existing_Space Heating_Natural Gas_Gas Boiler - Stack Economizer_A_Achievable Technical Potential | F10 | Industrial | Agriculture | Existing | Space Heating | Natural Gas | Gas Boiler - Stack Economizer | A | Cumulative Energy Savings (MWh or mTherms) | Achievable Technical Potential | 0 | 0 | 0 | 0 | 0 | 0.070638 | 0.14028 | 0.20856 | 0.27593 | 0.34241 | 0.40045 | 0.44558 | 0.48053 | 0.50699 | 0.52704 | 0.5422 | 0.55346 | 0.56158 | 0.5672 | 0.57087 | 0.57309 | 0.56935 | 0.56572 | 0.5622 | 0.55865 | 0.55541 | 0.55245 | 0.54976 | 0.54729 | 0.54505 | 0.543
F11_Industrial_Agriculture_Existing_Space Heating_Natural Gas_Gas Boiler - Stack Economizer_A_Achievable Technical Potential | F11 | Industrial | Agriculture | Existing | Space Heating | Natural Gas | Gas Boiler - Stack Economizer | A | Cumulative Summer Peak Savings (MW) | Achievable Technical Potential | 0 | 0 | 0 | 0 | 0 | 0 | 0 | 0 | 0 | 0 | 0 | 0 | 0 | 0 | 0 | 0 | 0 | 0 | 0 | 0 | 0 | 0 | 0 | 0 | 0 | 0 | 0 | 0 | 0 | 0 | 0
F12_Industrial_Agriculture_Existing_Space Heating_Natural Gas_Gas Boiler - Stack Economizer_A_Achievable Technical Potential | F12 | Industrial | Agriculture | Existing | Space Heating | Natural Gas | Gas Boiler - Stack Economizer | A | Cumulative Winter Peak Savings (MW) | Achievable Technical Potential | 0 | 0 | 0 | 0 | 0 | 0 | 0 | 0 | 0 | 0 | 0 | 0 | 0 | 0 | 0 | 0 | 0 | 0 | 0 | 0 | 0 | 0 | 0 | 0 | 0 | 0 | 0 | 0 | 0 | 0 | 0
F13_Industrial_Agriculture_Existing_Space Heating_Natural Gas_Gas Boiler - Stack Economizer_A_Achievable Technical Potential | F13 | Industrial | Agriculture | Existing | Space Heating | Natural Gas | Gas Boiler - Stack Economizer | A | Purchases (Incremental) | Achievable Technical Potential | 0 | 0 | 0 | 0 | 0 | 61.5447 | 61.5109 | 61.1482 | 61.1812 | 61.2318 | 54.4088 | 43.4081 | 34.656 | 27.2845 | 21.911 | 17.3616 | 13.8911 | 11.0569 | 8.7666 | 7.0216 | 5.5941 | 0.038007 | 0.013525 | 0.004595 | 0.0014936 | 0.0012659 | 0.0012625 | 0.0012595 | 0.0012567 | 0.0012543 | 0.0012522
F14_Industrial_Agriculture_Existing_Space Heating_Natural Gas_Gas Boiler - Stack Economizer_A_Achievable Technical Potential | F14 | Industrial | Agriculture | Existing | Space Heating | Natural Gas | Gas Boiler - Stack Economizer | A | Purchases (Cumulative) | Achievable Technical Potential | 0 | 0 | 0 | 0 | 0 | 61.5447 | 123.0556 | 184.2038 | 245.385 | 306.6169 | 361.0257 | 404.4338 | 439.0898 | 466.3743 | 488.2853 | 505.6469 | 519.5379 | 530.5949 | 539.3615 | 546.3832 | 551.9772 | 552.0152 | 552.0288 | 552.0334 | 552.0349 | 552.0361 | 552.0374 | 552.0386 | 552.0399 | 552.0412 | 552.0424
F1_Industrial_Agriculture_Existing_Process_Natural Gas_Gas Boiler - Stack Economizer_A_Achievable Technical Potential | F1 | Industrial | Agriculture | Existing | Process | Natural Gas | Gas Boiler - Stack Economizer | A | Original Unit Energy Savings (kWh or therms) | Achievable Technical Potential | 0 | 0 | 0 | 0 | 0 | 2.0368 | 2.0368 | 2.0368 | 2.0368 | 2.0368 | 2.0368 | 2.0368 | 2.0368 | 2.0368 | 2.0368 | 2.0368 | 2.0368 | 2.0368 | 2.0368 | 2.0368 | 2.0368 | 2.0368 | 2.0368 | 2.0368 | 2.0368 | 2.0368 | 2.0368 | 2.0368 | 2.0368 | 2.0368 | 2.0368
F2_Industrial_Agriculture_Existing_Process_Natural Gas_Gas Boiler - Stack Economizer_A_Achievable Technical Potential | F2 | Industrial | Agriculture | Existing | Process | Natural Gas | Gas Boiler - Stack Economizer | A | Original Unit Summer Peak Savings (kW) | Achievable Technical Potential | 0 | 0 | 0 | 0 | 0 | 0 | 0 | 0 | 0 | 0 | 0 | 0 | 0 | 0 | 0 | 0 | 0 | 0 | 0 | 0 | 0 | 0 | 0 | 0 | 0 | 0 | 0 | 0 | 0 | 0 | 0
F3_Industrial_Agriculture_Existing_Process_Natural Gas_Gas Boiler - Stack Economizer_A_Achievable Technical Potential | F3 | Industrial | Agriculture | Existing | Process | Natural Gas | Gas Boiler - Stack Economizer | A | Original Unit Winter Peak Savings (kW) | Achievable Technical Potential | 0 | 0 | 0 | 0 | 0 | 0 | 0 | 0 | 0 | 0 | 0 | 0 | 0 | 0 | 0 | 0 | 0 | 0 | 0 | 0 | 0 | 0 | 0 | 0 | 0 | 0 | 0 | 0 | 0 | 0 | 0
F4_Industrial_Agriculture_Existing_Process_Natural Gas_Gas Boiler - Stack Economizer_A_Achievable Technical Potential | F4 | Industrial | Agriculture | Existing | Process | Natural Gas | Gas Boiler - Stack Economizer | A | Standalone Impact on Baseline Energy (%) | Achievable Technical Potential | 0% | 0% | 0% | 0% | 0% | 0.05789% | 0.1158% | 0.1744% | 0.2322% | 0.2899% | 0.3457% | 0.3883% | 0.4225% | 0.456% | 0.4756% | 0.4972% | 0.5108% | 0.5243% | 0.5378% | 0.5441% | 0.552% | 0.5542% | 0.5562% | 0.5581% | 0.0055989 | 0.0056152 | 0.0056302 | 0.0056439 | 0 | 0 | 0
F5_Industrial_Agriculture_Existing_Process_Natural Gas_Gas Boiler - Stack Economizer_A_Achievable Technical Potential | F5 | Industrial | Agriculture | Existing | Process | Natural Gas | Gas Boiler - Stack Economizer | A | Standalone Impact on Baseline Summer Peak (%) | Achievable Technical Potential | 0% | 0% | 0% | 0% | 0% | 0% | 0% | 0% | 0% | 0% | 0% | 0% | 0% | 0% | 0% | 0% | 0% | 0% | 0% | 0% | 0% | 0% | 0% | 0% | 0 | 0 | 0 | 0 | 0 | 0 | 0
F6_Industrial_Agriculture_Existing_Process_Natural Gas_Gas Boiler - Stack Economizer_A_Achievable Technical Potential | F6 | Industrial | Agriculture | Existing | Process | Natural Gas | Gas Boiler - Stack Economizer | A | Standalone Impact on Baseline Winter Peak (%) | Achievable Technical Potential | 0% | 0% | 0% | 0% | 0% | 0% | 0% | 0% | 0% | 0% | 0% | 0% | 0% | 0% | 0% | 0% | 0% | 0% | 0% | 0% | 0% | 0% | 0% | 0% | 0 | 0 | 0 | 0 | 0 | 0 | 0
F7_Industrial_Agriculture_Existing_Process_Natural Gas_Gas Boiler - Stack Economizer_A_Achievable Technical Potential | F7 | Industrial | Agriculture | Existing | Process | Natural Gas | Gas Boiler - Stack Economizer | A | Incremental Energy Savings (MWh or mTherms) | Achievable Technical Potential | 0 | 0 | 0 | 0 | 0 | 1.0369 | 1.0363 | 1.0302 | 1.0308 | 1.0316 | 0.91669 | 0.73135 | 0.58389 | 0.45969 | 0.36916 | 0.29251 | 0.23404 | 0.18629 | 0.1477 | 0.1183 | 0.09425 | 0.00064036 | 0.00022787 | 7.7417e-05 | 2.5165e-05 | 2.1328e-05 | 2.1271e-05 | 2.122e-05 | 2.1174e-05 | 2.1132e-05 | 2.1097e-05
F8_Industrial_Agriculture_Existing_Process_Natural Gas_Gas Boiler - Stack Economizer_A_Achievable Technical Potential | F8 | Industrial | Agriculture | Existing | Process | Natural Gas | Gas Boiler - Stack Economizer | A | Incremental Summer Peak Savings (MW) | Achievable Technical Potential | 0 | 0 | 0 | 0 | 0 | 0 | 0 | 0 | 0 | 0 | 0 | 0 | 0 | 0 | 0 | 0 | 0 | 0 | 0 | 0 | 0 | 0 | 0 | 0 | 0 | 0 | 0 | 0 | 0 | 0 | 0
F9_Industrial_Agriculture_Existing_Process_Natural Gas_Gas Boiler - Stack Economizer_A_Achievable Technical Potential | F9 | Industrial | Agriculture | Existing | Process | Natural Gas | Gas Boiler - Stack Economizer | A | Incremental Winter Peak Savings (MW) | Achievable Technical Potential | 0 | 0 | 0 | 0 | 0 | 0 | 0 | 0 | 0 | 0 | 0 | 0 | 0 | 0 | 0 | 0 | 0 | 0 | 0 | 0 | 0 | 0 | 0 | 0 | 0 | 0 | 0 | 0 | 0 | 0 | 0
F10_Industrial_Agriculture_Existing_Process_Natural Gas_Gas Boiler - Stack Economizer_A_Achievable Technical Potential | F10 | Industrial | Agriculture | Existing | Process | Natural Gas | Gas Boiler - Stack Economizer | A | Cumulative Energy Savings (MWh or mTherms) | Achievable Technical Potential | 0 | 0 | 0 | 0 | 0 | 1.0369 | 2.0733 | 3.1035 | 4.1343 | 5.1659 | 6.0826 | 6.814 | 7.3979 | 7.8576 | 8.2267 | 8.5192 | 8.7533 | 8.9396 | 9.0873 | 9.2056 | 9.2998 | 9.3005 | 9.3007 | 9.3008 | 9.3008 | 9.3008 | 9.3008 | 9.3009 | 9.3009 | 9.3009 | 9.3009
F11_Industrial_Agriculture_Existing_Process_Natural Gas_Gas Boiler - Stack Economizer_A_Achievable Technical Potential | F11 | Industrial | Agriculture | Existing | Process | Natural Gas | Gas Boiler - Stack Economizer | A | Cumulative Summer Peak Savings (MW) | Achievable Technical Potential | 0 | 0 | 0 | 0 | 0 | 0 | 0 | 0 | 0 | 0 | 0 | 0 | 0 | 0 | 0 | 0 | 0 | 0 | 0 | 0 | 0 | 0 | 0 | 0 | 0 | 0 | 0 | 0 | 0 | 0 | 0
F12_Industrial_Agriculture_Existing_Process_Natural Gas_Gas Boiler - Stack Economizer_A_Achievable Technical Potential | F12 | Industrial | Agriculture | Existing | Process | Natural Gas | Gas Boiler - Stack Economizer | A | Cumulative Winter Peak Savings (MW) | Achievable Technical Potential | 0 | 0 | 0 | 0 | 0 | 0 | 0 | 0 | 0 | 0 | 0 | 0 | 0 | 0 | 0 | 0 | 0 | 0 | 0 | 0 | 0 | 0 | 0 | 0 | 0 | 0 | 0 | 0 | 0 | 0 | 0
F13_Industrial_Agriculture_Existing_Process_Natural Gas_Gas Boiler - Stack Economizer_A_Achievable Technical Potential | F13 | Industrial | Agriculture | Existing | Process | Natural Gas | Gas Boiler - Stack Economizer | A | Purchases (Incremental) | Achievable Technical Potential | 0 | 0 | 0 | 0 | 0 | 509.0953 | 508.8159 | 505.8152 | 506.0887 | 506.5071 | 450.0675 | 359.0701 | 286.6728 | 225.6965 | 181.2465 | 143.6145 | 114.9065 | 91.4625 | 72.5174 | 58.0826 | 46.2739 | 0.3144 | 0.11188 | 0.03801 | 0.012355 | 0.010472 | 0.010444 | 0.010418 | 0.010396 | 0.010375 | 0.010358
F14_Industrial_Agriculture_Existing_Process_Natural Gas_Gas Boiler - Stack Economizer_A_Achievable Technical Potential | F14 | Industrial | Agriculture | Existing | Process | Natural Gas | Gas Boiler - Stack Economizer | A | Purchases (Cumulative) | Achievable Technical Potential | 0 | 0 | 0 | 0 | 0 | 509.0953 | 1017.9112 | 1523.7264 | 2029.815 | 2536.3222 | 2986.3897 | 3345.4598 | 3632.1326 | 3857.8291 | 4039.0756 | 4182.6901 | 4297.5966 | 4389.0592 | 4461.5765 | 4519.6591 | 4565.9331 | 4566.2475 | 4566.3593 | 4566.3974 | 4566.4097 | 4566.4202 | 4566.4306 | 4566.441 | 4566.4514 | 4566.4618 | 4566.4722
F1_Industrial_Agriculture_Existing_Space Heating_Natural Gas_Gas Furnace Tube Inserts_A_Achievable Technical Potential | F1 | Industrial | Agriculture | Existing | Space Heating | Natural Gas | Gas Furnace Tube Inserts | A | Original Unit Energy Savings (kWh or therms) | Achievable Technical Potential | 0 | 0 | 0 | 0 | 0 | 0.086193 | 0.085415 | 0.084425 | 0.083421 | 0.082413 | 0.081426 | 0.080448 | 0.079527 | 0.07866 | 0.077786 | 0.077021 | 0.0763 | 0.075622 | 0.074985 | 0.07434 | 0.073715 | 0.073094 | 0.072454 | 0.071839 | 0.071247 | 0.070693 | 0.070173 | 0.069687 | 0.069231 | 0.068805 | 0.068405
F2_Industrial_Agriculture_Existing_Space Heating_Natural Gas_Gas Furnace Tube Inserts_A_Achievable Technical Potential | F2 | Industrial | Agriculture | Existing | Space Heating | Natural Gas | Gas Furnace Tube Inserts | A | Original Unit Summer Peak Savings (kW) | Achievable Technical Potential | 0 | 0 | 0 | 0 | 0 | 0 | 0 | 0 | 0 | 0 | 0 | 0 | 0 | 0 | 0 | 0 | 0 | 0 | 0 | 0 | 0 | 0 | 0 | 0 | 0 | 0 | 0 | 0 | 0 | 0 | 0
F3_Industrial_Agriculture_Existing_Space Heating_Natural Gas_Gas Furnace Tube Inserts_A_Achievable Technical Potential | F3 | Industrial | Agriculture | Existing | Space Heating | Natural Gas | Gas Furnace Tube Inserts | A | Original Unit Winter Peak Savings (kW) | Achievable Technical Potential | 0 | 0 | 0 | 0 | 0 | 0 | 0 | 0 | 0 | 0 | 0 | 0 | 0 | 0 | 0 | 0 | 0 | 0 | 0 | 0 | 0 | 0 | 0 | 0 | 0 | 0 | 0 | 0 | 0 | 0 | 0
F4_Industrial_Agriculture_Existing_Space Heating_Natural Gas_Gas Furnace Tube Inserts_A_Achievable Technical Potential | F4 | Industrial | Agriculture | Existing | Space Heating | Natural Gas | Gas Furnace Tube Inserts | A | Standalone Impact on Baseline Energy (%) | Achievable Technical Potential | 0% | 0% | 0% | 0% | 0% | 0% | 0% | 0% | 0% | 0% | 0% | 0% | 0% | 0% | 0% | 0% | 0% | 0% | 0% | 0% | 0% | 0% | 0% | 0% | 0 | 0 | 0 | 0 | 0 | 0 | 0
F5_Industrial_Agriculture_Existing_Space Heating_Natural Gas_Gas Furnace Tube Inserts_A_Achievable Technical Potential | F5 | Industrial | Agriculture | Existing | Space Heating | Natural Gas | Gas Furnace Tube Inserts | A | Standalone Impact on Baseline Summer Peak (%) | Achievable Technical Potential | 0% | 0% | 0% | 0% | 0% | 0% | 0% | 0% | 0% | 0% | 0% | 0% | 0% | 0% | 0% | 0% | 0% | 0% | 0% | 0% | 0% | 0% | 0% | 0% | 0 | 0 | 0 | 0 | 0 | 0 | 0
F6_Industrial_Agriculture_Existing_Space Heating_Natural Gas_Gas Furnace Tube Inserts_A_Achievable Technical Potential | F6 | Industrial | Agriculture | Existing | Space Heating | Natural Gas | Gas Furnace Tube Inserts | A | Standalone Impact on Baseline Winter Peak (%) | Achievable Technical Potential | 0% | 0% | 0% | 0% | 0% | 0% | 0% | 0% | 0% | 0% | 0% | 0% | 0% | 0% | 0% | 0% | 0% | 0% | 0% | 0% | 0% | 0% | 0% | 0% | 0 | 0 | 0 | 0 | 0 | 0 | 0
F7_Industrial_Agriculture_Existing_Space Heating_Natural Gas_Gas Furnace Tube Inserts_A_Achievable Technical Potential | F7 | Industrial | Agriculture | Existing | Space Heating | Natural Gas | Gas Furnace Tube Inserts | A | Incremental Energy Savings (MWh or mTherms) | Achievable Technical Potential | 0 | 0 | 0 | 0 | 0 | 0 | 0 | 0 | 0 | 0 | 0 | 0 | 0 | 0 | 0 | 0 | 0 | 0 | 0 | 0 | 0 | 0 | 0 | 0 | 0 | 0 | 0 | 0 | 0 | 0 | 0
F8_Industrial_Agriculture_Existing_Space Heating_Natural Gas_Gas Furnace Tube Inserts_A_Achievable Technical Potential | F8 | Industrial | Agriculture | Existing | Space Heating | Natural Gas | Gas Furnace Tube Inserts | A | Incremental Summer Peak Savings (MW) | Achievable Technical Potential | 0 | 0 | 0 | 0 | 0 | 0 | 0 | 0 | 0 | 0 | 0 | 0 | 0 | 0 | 0 | 0 | 0 | 0 | 0 | 0 | 0 | 0 | 0 | 0 | 0 | 0 | 0 | 0 | 0 | 0 | 0
F9_Industrial_Agriculture_Existing_Space Heating_Natural Gas_Gas Furnace Tube Inserts_A_Achievable Technical Potential | F9 | Industrial | Agriculture | Existing | Space Heating | Natural Gas | Gas Furnace Tube Inserts | A | Incremental Winter Peak Savings (MW) | Achievable Technical Potential | 0 | 0 | 0 | 0 | 0 | 0 | 0 | 0 | 0 | 0 | 0 | 0 | 0 | 0 | 0 | 0 | 0 | 0 | 0 | 0 | 0 | 0 | 0 | 0 | 0 | 0 | 0 | 0 | 0 | 0 | 0
F10_Industrial_Agriculture_Existing_Space Heating_Natural Gas_Gas Furnace Tube Inserts_A_Achievable Technical Potential | F10 | Industrial | Agriculture | Existing | Space Heating | Natural Gas | Gas Furnace Tube Inserts | A | Cumulative Energy Savings (MWh or mTherms) | Achievable Technical Potential | 0 | 0 | 0 | 0 | 0 | 0 | 0 | 0 | 0 | 0 | 0 | 0 | 0 | 0 | 0 | 0 | 0 | 0 | 0 | 0 | 0 | 0 | 0 | 0 | 0 | 0 | 0 | 0 | 0 | 0 | 0
F11_Industrial_Agriculture_Existing_Space Heating_Natural Gas_Gas Furnace Tube Inserts_A_Achievable Technical Potential | F11 | Industrial | Agriculture | Existing | Space Heating | Natural Gas | Gas Furnace Tube Inserts | A | Cumulative Summer Peak Savings (MW) | Achievable Technical Potential | 0 | 0 | 0 | 0 | 0 | 0 | 0 | 0 | 0 | 0 | 0 | 0 | 0 | 0 | 0 | 0 | 0 | 0 | 0 | 0 | 0 | 0 | 0 | 0 | 0 | 0 | 0 | 0 | 0 | 0 | 0
F12_Industrial_Agriculture_Existing_Space Heating_Natural Gas_Gas Furnace Tube Inserts_A_Achievable Technical Potential | F12 | Industrial | Agriculture | Existing | Space Heating | Natural Gas | Gas Furnace Tube Inserts | A | Cumulative Winter Peak Savings (MW) | Achievable Technical Potential | 0 | 0 | 0 | 0 | 0 | 0 | 0 | 0 | 0 | 0 | 0 | 0 | 0 | 0 | 0 | 0 | 0 | 0 | 0 | 0 | 0 | 0 | 0 | 0 | 0 | 0 | 0 | 0 | 0 | 0 | 0
F13_Industrial_Agriculture_Existing_Space Heating_Natural Gas_Gas Furnace Tube Inserts_A_Achievable Technical Potential | F13 | Industrial | Agriculture | Existing | Space Heating | Natural Gas | Gas Furnace Tube Inserts | A | Purchases (Incremental) | Achievable Technical Potential | 0 | 0 | 0 | 0 | 0 | 0 | 0 | 0 | 0 | 0 | 0 | 0 | 0 | 0 | 0 | 0 | 0 | 0 | 0 | 0 | 0 | 0 | 0 | 0 | 0 | 0 | 0 | 0 | 0 | 0 | 0
F14_Industrial_Agriculture_Existing_Space Heating_Natural Gas_Gas Furnace Tube Inserts_A_Achievable Technical Potential | F14 | Industrial | Agriculture | Existing | Space Heating | Natural Gas | Gas Furnace Tube Inserts | A | Purchases (Cumulative) | Achievable Technical Potential | 0 | 0 | 0 | 0 | 0 | 0 | 0 | 0 | 0 | 0 | 0 | 0 | 0 | 0 | 0 | 0 | 0 | 0 | 0 | 0 | 0 | 0 | 0 | 0 | 0 | 0 | 0 | 0 | 0 | 0 | 0
F1_Industrial_Agriculture_Existing_Space Heating_Natural Gas_Space Heating - Heat Recovery Ventilator_A_Achievable Technical Potential | F1 | Industrial | Agriculture | Existing | Space Heating | Natural Gas | Space Heating - Heat Recovery Ventilator | A | Original Unit Energy Savings (kWh or therms) | Achievable Technical Potential | 0 | 0 | 0 | 0 | 0 | 0.013225 | 0.01316 | 0.01308 | 0.012996 | 0.012907 | 0.012817 | 0.012725 | 0.012634 | 0.012542 | 0.012443 | 0.012352 | 0.012262 | 0.012178 | 0.0121 | 0.012025 | 0.011953 | 0.011879 | 0.011813 | 0.011751 | 0.011691 | 0.011636 | 0.011585 | 0.011538 | 0 | 0 | 0
F2_Industrial_Agriculture_Existing_Space Heating_Natural Gas_Space Heating - Heat Recovery Ventilator_A_Achievable Technical Potential | F2 | Industrial | Agriculture | Existing | Space Heating | Natural Gas | Space Heating - Heat Recovery Ventilator | A | Original Unit Summer Peak Savings (kW) | Achievable Technical Potential | 0 | 0 | 0 | 0 | 0 | 0 | 0 | 0 | 0 | 0 | 0 | 0 | 0 | 0 | 0 | 0 | 0 | 0 | 0 | 0 | 0 | 0 | 0 | 0 | 0 | 0 | 0 | 0 | 0 | 0 | 0
F3_Industrial_Agriculture_Existing_Space Heating_Natural Gas_Space Heating - Heat Recovery Ventilator_A_Achievable Technical Potential | F3 | Industrial | Agriculture | Existing | Space Heating | Natural Gas | Space Heating - Heat Recovery Ventilator | A | Original Unit Winter Peak Savings (kW) | Achievable Technical Potential | 0 | 0 | 0 | 0 | 0 | 0 | 0 | 0 | 0 | 0 | 0 | 0 | 0 | 0 | 0 | 0 | 0 | 0 | 0 | 0 | 0 | 0 | 0 | 0 | 0 | 0 | 0 | 0 | 0 | 0 | 0
F4_Industrial_Agriculture_Existing_Space Heating_Natural Gas_Space Heating - Heat Recovery Ventilator_A_Achievable Technical Potential | F4 | Industrial | Agriculture | Existing | Space Heating | Natural Gas | Space Heating - Heat Recovery Ventilator | A | Standalone Impact on Baseline Energy (%) | Achievable Technical Potential | 0% | 0% | 0% | 0% | 0% | 0.01817% | 0.03635% | 0.05474% | 0.07288% | 0.09099% | 0.1103% | 0.1288% | 0.1472% | 0.1678% | 0.1853% | 0.2053% | 0.2234% | 0.2427% | 0.2631% | 0.2809% | 0.3003% | 0.3196% | 0.339% | 0.3583% | 0.0037759 | 0.0037869 | 0.003797 | 0.0038062 | 0 | 0 | 0
F5_Industrial_Agriculture_Existing_Space Heating_Natural Gas_Space Heating - Heat Recovery Ventilator_A_Achievable Technical Potential | F5 | Industrial | Agriculture | Existing | Space Heating | Natural Gas | Space Heating - Heat Recovery Ventilator | A | Standalone Impact on Baseline Summer Peak (%) | Achievable Technical Potential | 0% | 0% | 0% | 0% | 0% | 0% | 0% | 0% | 0% | 0% | 0% | 0% | 0% | 0% | 0% | 0% | 0% | 0% | 0% | 0% | 0% | 0% | 0% | 0% | 0 | 0 | 0 | 0 | 0 | 0 | 0
F6_Industrial_Agriculture_Existing_Space Heating_Natural Gas_Space Heating - Heat Recovery Ventilator_A_Achievable Technical Potential | F6 | Industrial | Agriculture | Existing | Space Heating | Natural Gas | Space Heating - Heat Recovery Ventilator | A | Standalone Impact on Baseline Winter Peak (%) | Achievable Technical Potential | 0% | 0% | 0% | 0% | 0% | 0% | 0% | 0% | 0% | 0% | 0% | 0% | 0% | 0% | 0% | 0% | 0% | 0% | 0% | 0% | 0% | 0% | 0% | 0% | 0 | 0 | 0 | 0 | 0 | 0 | 0
F7_Industrial_Agriculture_Existing_Space Heating_Natural Gas_Space Heating - Heat Recovery Ventilator_A_Achievable Technical Potential | F7 | Industrial | Agriculture | Existing | Space Heating | Natural Gas | Space Heating - Heat Recovery Ventilator | A | Incremental Energy Savings (MWh or mTherms) | Achievable Technical Potential | 0 | 0 | 0 | 0 | 0 | 0.156 | 0.15515 | 0.1533 | 0.15239 | 0.15148 | 0.14852 | 0.14704 | 0.14569 | 0.14234 | 0.14176 | 0.13938 | 0.13838 | 0.13674 | 0.13465 | 0.13397 | 0.13262 | 0.13129 | 0.13008 | 0.12895 | 0.1279 | 0 | 0 | 0 | 0 | 0 | 0
F8_Industrial_Agriculture_Existing_Space Heating_Natural Gas_Space Heating - Heat Recovery Ventilator_A_Achievable Technical Potential | F8 | Industrial | Agriculture | Existing | Space Heating | Natural Gas | Space Heating - Heat Recovery Ventilator | A | Incremental Summer Peak Savings (MW) | Achievable Technical Potential | 0 | 0 | 0 | 0 | 0 | 0 | 0 | 0 | 0 | 0 | 0 | 0 | 0 | 0 | 0 | 0 | 0 | 0 | 0 | 0 | 0 | 0 | 0 | 0 | 0 | 0 | 0 | 0 | 0 | 0 | 0
F9_Industrial_Agriculture_Existing_Space Heating_Natural Gas_Space Heating - Heat Recovery Ventilator_A_Achievable Technical Potential | F9 | Industrial | Agriculture | Existing | Space Heating | Natural Gas | Space Heating - Heat Recovery Ventilator | A | Incremental Winter Peak Savings (MW) | Achievable Technical Potential | 0 | 0 | 0 | 0 | 0 | 0 | 0 | 0 | 0 | 0 | 0 | 0 | 0 | 0 | 0 | 0 | 0 | 0 | 0 | 0 | 0 | 0 | 0 | 0 | 0 | 0 | 0 | 0 | 0 | 0 | 0
F10_Industrial_Agriculture_Existing_Space Heating_Natural Gas_Space Heating - Heat Recovery Ventilator_A_Achievable Technical Potential | F10 | Industrial | Agriculture | Existing | Space Heating | Natural Gas | Space Heating - Heat Recovery Ventilator | A | Cumulative Energy Savings (MWh or mTherms) | Achievable Technical Potential | 0 | 0 | 0 | 0 | 0 | 0.156 | 0.31039 | 0.46181 | 0.61122 | 0.75853 | 0.90177 | 1.0423 | 1.1805 | 1.3143 | 1.4457 | 1.5745 | 1.7014 | 1.8265 | 1.9495 | 2.0712 | 2.1915 | 2.3093 | 2.4265 | 2.5426 | 2.6577 | 2.6451 | 2.6335 | 2.6228 | 0 | 0 | 0
F11_Industrial_Agriculture_Existing_Space Heating_Natural Gas_Space Heating - Heat Recovery Ventilator_A_Achievable Technical Potential | F11 | Industrial | Agriculture | Existing | Space Heating | Natural Gas | Space Heating - Heat Recovery Ventilator | A | Cumulative Summer Peak Savings (MW) | Achievable Technical Potential | 0 | 0 | 0 | 0 | 0 | 0 | 0 | 0 | 0 | 0 | 0 | 0 | 0 | 0 | 0 | 0 | 0 | 0 | 0 | 0 | 0 | 0 | 0 | 0 | 0 | 0 | 0 | 0 | 0 | 0 | 0
F12_Industrial_Agriculture_Existing_Space Heating_Natural Gas_Space Heating - Heat Recovery Ventilator_A_Achievable Technical Potential | F12 | Industrial | Agriculture | Existing | Space Heating | Natural Gas | Space Heating - Heat Recovery Ventilator | A | Cumulative Winter Peak Savings (MW) | Achievable Technical Potential | 0 | 0 | 0 | 0 | 0 | 0 | 0 | 0 | 0 | 0 | 0 | 0 | 0 | 0 | 0 | 0 | 0 | 0 | 0 | 0 | 0 | 0 | 0 | 0 | 0 | 0 | 0 | 0 | 0 | 0 | 0
F13_Industrial_Agriculture_Existing_Space Heating_Natural Gas_Space Heating - Heat Recovery Ventilator_A_Achievable Technical Potential | F13 | Industrial | Agriculture | Existing | Space Heating | Natural Gas | Space Heating - Heat Recovery Ventilator | A | Purchases (Incremental) | Achievable Technical Potential | 0 | 0 | 0 | 0 | 0 | 11796.0172 | 11789.5431 | 11720.016 | 11726.3523 | 11736.0486 | 11587.0128 | 11555.3494 | 11531.887 | 11348.7646 | 11392.0946 | 11283.4561 | 11284.9204 | 11228.1229 | 11127.9688 | 11141.1504 | 11095.0791 | 11051.9267 | 11011.6573 | 10974.2362 | 10939.6295 | 0 | 0 | 0 | 0 | 0 | 0
F14_Industrial_Agriculture_Existing_Space Heating_Natural Gas_Space Heating - Heat Recovery Ventilator_A_Achievable Technical Potential | F14 | Industrial | Agriculture | Existing | Space Heating | Natural Gas | Space Heating - Heat Recovery Ventilator | A | Purchases (Cumulative) | Achievable Technical Potential | 0 | 0 | 0 | 0 | 0 | 11796.0172 | 23585.5604 | 35305.5763 | 47031.9286 | 58767.9772 | 70354.99 | 81910.3394 | 93442.2264 | 104790.991 | 116183.0856 | 127466.5417 | 138751.4622 | 149979.5851 | 161107.5539 | 172248.7043 | 183343.7834 | 194395.7101 | 205407.3674 | 216381.6037 | 227321.2332 | 227321.2332 | 227321.2332 | 227321.2332 | 227321.2332 | 227321.2332 | 227321.2332
F1_Industrial_Agriculture_Existing_Space Heating_Natural Gas_Thermostat - Programmable_A_Achievable Technical Potential | F1 | Industrial | Agriculture | Existing | Space Heating | Natural Gas | Thermostat - Programmable | A | Original Unit Energy Savings (kWh or therms) | Achievable Technical Potential | 0 | 0 | 0 | 0 | 0 | 0.00657 | 0.0065379 | 0.0064981 | 0.0064561 | 0.0064121 | 0.0063676 | 0.0063217 | 0.0062762 | 0.0062308 | 0.0061817 | 0.0061364 | 0.0060916 | 0.0060501 | 0.0060114 | 0.0059736 | 0.005938 | 0.0059015 | 0.0058686 | 0.0058376 | 0.005808 | 0.0057807 | 0.0057553 | 0.0057319 | 0 | 0 | 0
F2_Industrial_Agriculture_Existing_Space Heating_Natural Gas_Thermostat - Programmable_A_Achievable Technical Potential | F2 | Industrial | Agriculture | Existing | Space Heating | Natural Gas | Thermostat - Programmable | A | Original Unit Summer Peak Savings (kW) | Achievable Technical Potential | 0 | 0 | 0 | 0 | 0 | 0 | 0 | 0 | 0 | 0 | 0 | 0 | 0 | 0 | 0 | 0 | 0 | 0 | 0 | 0 | 0 | 0 | 0 | 0 | 0 | 0 | 0 | 0 | 0 | 0 | 0
F3_Industrial_Agriculture_Existing_Space Heating_Natural Gas_Thermostat - Programmable_A_Achievable Technical Potential | F3 | Industrial | Agriculture | Existing | Space Heating | Natural Gas | Thermostat - Programmable | A | Original Unit Winter Peak Savings (kW) | Achievable Technical Potential | 0 | 0 | 0 | 0 | 0 | 0 | 0 | 0 | 0 | 0 | 0 | 0 | 0 | 0 | 0 | 0 | 0 | 0 | 0 | 0 | 0 | 0 | 0 | 0 | 0 | 0 | 0 | 0 | 0 | 0 | 0
F4_Industrial_Agriculture_Existing_Space Heating_Natural Gas_Thermostat - Programmable_A_Achievable Technical Potential | F4 | Industrial | Agriculture | Existing | Space Heating | Natural Gas | Thermostat - Programmable | A | Standalone Impact on Baseline Energy (%) | Achievable Technical Potential | 0% | 0% | 0% | 0% | 0% | 0.02708% | 0.05418% | 0.08158% | 0.1086% | 0.1356% | 0.1644% | 0.192% | 0.2194% | 0.2501% | 0.2762% | 0.3059% | 0.333% | 0.3617% | 0.3921% | 0.4187% | 0.4475% | 0.4763% | 0.5052% | 0.534% | 0.0056274 | 0.0056438 | 0.0056589 | 0.0056726 | 0 | 0 | 0
F5_Industrial_Agriculture_Existing_Space Heating_Natural Gas_Thermostat - Programmable_A_Achievable Technical Potential | F5 | Industrial | Agriculture | Existing | Space Heating | Natural Gas | Thermostat - Programmable | A | Standalone Impact on Baseline Summer Peak (%) | Achievable Technical Potential | 0% | 0% | 0% | 0% | 0% | 0% | 0% | 0% | 0% | 0% | 0% | 0% | 0% | 0% | 0% | 0% | 0% | 0% | 0% | 0% | 0% | 0% | 0% | 0% | 0 | 0 | 0 | 0 | 0 | 0 | 0
F6_Industrial_Agriculture_Existing_Space Heating_Natural Gas_Thermostat - Programmable_A_Achievable Technical Potential | F6 | Industrial | Agriculture | Existing | Space Heating | Natural Gas | Thermostat - Programmable | A | Standalone Impact on Baseline Winter Peak (%) | Achievable Technical Potential | 0% | 0% | 0% | 0% | 0% | 0% | 0% | 0% | 0% | 0% | 0% | 0% | 0% | 0% | 0% | 0% | 0% | 0% | 0% | 0% | 0% | 0% | 0% | 0% | 0 | 0 | 0 | 0 | 0 | 0 | 0
F7_Industrial_Agriculture_Existing_Space Heating_Natural Gas_Thermostat - Programmable_A_Achievable Technical Potential | F7 | Industrial | Agriculture | Existing | Space Heating | Natural Gas | Thermostat - Programmable | A | Incremental Energy Savings (MWh or mTherms) | Achievable Technical Potential | 0 | 0 | 0 | 0 | 0 | 0.2325 | 0.23124 | 0.22847 | 0.22712 | 0.22576 | 0.22134 | 0.21915 | 0.21713 | 0.21213 | 0.21127 | 0.20772 | 0.20623 | 0.20379 | 0.20068 | 0.19966 | 0.19765 | 0.19567 | 0.19387 | 0.19219 | 0.19061 | 0 | 0 | 0 | 0 | 0 | 0
F8_Industrial_Agriculture_Existing_Space Heating_Natural Gas_Thermostat - Programmable_A_Achievable Technical Potential | F8 | Industrial | Agriculture | Existing | Space Heating | Natural Gas | Thermostat - Programmable | A | Incremental Summer Peak Savings (MW) | Achievable Technical Potential | 0 | 0 | 0 | 0 | 0 | 0 | 0 | 0 | 0 | 0 | 0 | 0 | 0 | 0 | 0 | 0 | 0 | 0 | 0 | 0 | 0 | 0 | 0 | 0 | 0 | 0 | 0 | 0 | 0 | 0 | 0
F9_Industrial_Agriculture_Existing_Space Heating_Natural Gas_Thermostat - Programmable_A_Achievable Technical Potential | F9 | Industrial | Agriculture | Existing | Space Heating | Natural Gas | Thermostat - Programmable | A | Incremental Winter Peak Savings (MW) | Achievable Technical Potential | 0 | 0 | 0 | 0 | 0 | 0 | 0 | 0 | 0 | 0 | 0 | 0 | 0 | 0 | 0 | 0 | 0 | 0 | 0 | 0 | 0 | 0 | 0 | 0 | 0 | 0 | 0 | 0 | 0 | 0 | 0
F10_Industrial_Agriculture_Existing_Space Heating_Natural Gas_Thermostat - Programmable_A_Achievable Technical Potential | F10 | Industrial | Agriculture | Existing | Space Heating | Natural Gas | Thermostat - Programmable | A | Cumulative Energy Savings (MWh or mTherms) | Achievable Technical Potential | 0 | 0 | 0 | 0 | 0 | 0.2325 | 0.4626 | 0.68826 | 0.91093 | 1.1305 | 1.344 | 1.5534 | 1.7594 | 1.9588 | 2.1546 | 2.3466 | 2.5357 | 2.7222 | 2.9054 | 3.0868 | 3.2661 | 3.4417 | 3.6164 | 3.7894 | 3.9609 | 3.9422 | 3.9249 | 3.9089 | 0 | 0 | 0
F11_Industrial_Agriculture_Existing_Space Heating_Natural Gas_Thermostat - Programmable_A_Achievable Technical Potential | F11 | Industrial | Agriculture | Existing | Space Heating | Natural Gas | Thermostat - Programmable | A | Cumulative Summer Peak Savings (MW) | Achievable Technical Potential | 0 | 0 | 0 | 0 | 0 | 0 | 0 | 0 | 0 | 0 | 0 | 0 | 0 | 0 | 0 | 0 | 0 | 0 | 0 | 0 | 0 | 0 | 0 | 0 | 0 | 0 | 0 | 0 | 0 | 0 | 0
F12_Industrial_Agriculture_Existing_Space Heating_Natural Gas_Thermostat - Programmable_A_Achievable Technical Potential | F12 | Industrial | Agriculture | Existing | Space Heating | Natural Gas | Thermostat - Programmable | A | Cumulative Winter Peak Savings (MW) | Achievable Technical Potential | 0 | 0 | 0 | 0 | 0 | 0 | 0 | 0 | 0 | 0 | 0 | 0 | 0 | 0 | 0 | 0 | 0 | 0 | 0 | 0 | 0 | 0 | 0 | 0 | 0 | 0 | 0 | 0 | 0 | 0 | 0
F13_Industrial_Agriculture_Existing_Space Heating_Natural Gas_Thermostat - Programmable_A_Achievable Technical Potential | F13 | Industrial | Agriculture | Existing | Space Heating | Natural Gas | Thermostat - Programmable | A | Purchases (Incremental) | Achievable Technical Potential | 0 | 0 | 0 | 0 | 0 | 35388.0517 | 35368.6294 | 35160.0479 | 35179.0569 | 35208.1457 | 34761.0385 | 34666.0481 | 34595.661 | 34046.2939 | 34176.2838 | 33850.3684 | 33854.7613 | 33684.3688 | 33383.9063 | 33423.4513 | 33285.2373 | 33155.78 | 33034.972 | 32922.7087 | 32818.8885 | 0 | 0 | 0 | 0 | 0 | 0
F14_Industrial_Agriculture_Existing_Space Heating_Natural Gas_Thermostat - Programmable_A_Achievable Technical Potential | F14 | Industrial | Agriculture | Existing | Space Heating | Natural Gas | Thermostat - Programmable | A | Purchases (Cumulative) | Achievable Technical Potential | 0 | 0 | 0 | 0 | 0 | 35388.0517 | 70756.6811 | 105916.729 | 141095.7859 | 176303.9316 | 211064.9701 | 245731.0182 | 280326.6792 | 314372.9731 | 348549.2569 | 382399.6252 | 416254.3865 | 449938.7554 | 483322.6616 | 516746.1129 | 550031.3502 | 583187.1303 | 616222.1023 | 649144.811 | 681963.6995 | 681963.6995 | 681963.6995 | 681963.6995 | 681963.6995 | 681963.6995 | 681963.6995
F1_Industrial_Agriculture_Existing_Space Heating_Natural Gas_ENERGY STAR Connected Thermostat_A_Achievable Technical Potential | F1 | Industrial | Agriculture | Existing | Space Heating | Natural Gas | ENERGY STAR Connected Thermostat | A | Original Unit Energy Savings (kWh or therms) | Achievable Technical Potential | 0 | 0 | 0 | 0 | 0 | 0.015466 | 0.01539 | 0.015297 | 0.015198 | 0.015094 | 0.014989 | 0.014881 | 0.014774 | 0.014667 | 0.014552 | 0.014445 | 0.01434 | 0.014242 | 0.014151 | 0.014062 | 0.013978 | 0.013892 | 0.013815 | 0.013742 | 0.013672 | 0.013608 | 0.013548 | 0.013493 | 0 | 0 | 0
F2_Industrial_Agriculture_Existing_Space Heating_Natural Gas_ENERGY STAR Connected Thermostat_A_Achievable Technical Potential | F2 | Industrial | Agriculture | Existing | Space Heating | Natural Gas | ENERGY STAR Connected Thermostat | A | Original Unit Summer Peak Savings (kW) | Achievable Technical Potential | 0 | 0 | 0 | 0 | 0 | 0 | 0 | 0 | 0 | 0 | 0 | 0 | 0 | 0 | 0 | 0 | 0 | 0 | 0 | 0 | 0 | 0 | 0 | 0 | 0 | 0 | 0 | 0 | 0 | 0 | 0
F3_Industrial_Agriculture_Existing_Space Heating_Natural Gas_ENERGY STAR Connected Thermostat_A_Achievable Technical Potential | F3 | Industrial | Agriculture | Existing | Space Heating | Natural Gas | ENERGY STAR Connected Thermostat | A | Original Unit Winter Peak Savings (kW) | Achievable Technical Potential | 0 | 0 | 0 | 0 | 0 | 0 | 0 | 0 | 0 | 0 | 0 | 0 | 0 | 0 | 0 | 0 | 0 | 0 | 0 | 0 | 0 | 0 | 0 | 0 | 0 | 0 | 0 | 0 | 0 | 0 | 0
F4_Industrial_Agriculture_Existing_Space Heating_Natural Gas_ENERGY STAR Connected Thermostat_A_Achievable Technical Potential | F4 | Industrial | Agriculture | Existing | Space Heating | Natural Gas | ENERGY STAR Connected Thermostat | A | Standalone Impact on Baseline Energy (%) | Achievable Technical Potential | 0% | 0% | 0% | 0% | 0% | 0.06375% | 0.1275% | 0.192% | 0.2557% | 0.3192% | 0.3871% | 0.4519% | 0.5166% | 0.5886% | 0.6502% | 0.7202% | 0.7838% | 0.8515% | 0.923% | 0.9856% | 1.053% | 1.121% | 1.189% | 1.257% | 0.013247 | 0.013286 | 0.013321 | 0.013354 | 0 | 0 | 0
F5_Industrial_Agriculture_Existing_Space Heating_Natural Gas_ENERGY STAR Connected Thermostat_A_Achievable Technical Potential | F5 | Industrial | Agriculture | Existing | Space Heating | Natural Gas | ENERGY STAR Connected Thermostat | A | Standalone Impact on Baseline Summer Peak (%) | Achievable Technical Potential | 0% | 0% | 0% | 0% | 0% | 0% | 0% | 0% | 0% | 0% | 0% | 0% | 0% | 0% | 0% | 0% | 0% | 0% | 0% | 0% | 0% | 0% | 0% | 0% | 0 | 0 | 0 | 0 | 0 | 0 | 0
F6_Industrial_Agriculture_Existing_Space Heating_Natural Gas_ENERGY STAR Connected Thermostat_A_Achievable Technical Potential | F6 | Industrial | Agriculture | Existing | Space Heating | Natural Gas | ENERGY STAR Connected Thermostat | A | Standalone Impact on Baseline Winter Peak (%) | Achievable Technical Potential | 0% | 0% | 0% | 0% | 0% | 0% | 0% | 0% | 0% | 0% | 0% | 0% | 0% | 0% | 0% | 0% | 0% | 0% | 0% | 0% | 0% | 0% | 0% | 0% | 0 | 0 | 0 | 0 | 0 | 0 | 0
F7_Industrial_Agriculture_Existing_Space Heating_Natural Gas_ENERGY STAR Connected Thermostat_A_Achievable Technical Potential | F7 | Industrial | Agriculture | Existing | Space Heating | Natural Gas | ENERGY STAR Connected Thermostat | A | Incremental Energy Savings (MWh or mTherms) | Achievable Technical Potential | 0 | 0 | 0 | 0 | 0 | 0.54731 | 0.54433 | 0.53783 | 0.53465 | 0.53144 | 0.52104 | 0.51588 | 0.51112 | 0.49937 | 0.49733 | 0.48898 | 0.48547 | 0.47973 | 0.47241 | 0.47 | 0.46526 | 0.46061 | 0.45637 | 0.45242 | 0.44871 | 0 | 0 | 0 | 0 | 0 | 0
F8_Industrial_Agriculture_Existing_Space Heating_Natural Gas_ENERGY STAR Connected Thermostat_A_Achievable Technical Potential | F8 | Industrial | Agriculture | Existing | Space Heating | Natural Gas | ENERGY STAR Connected Thermostat | A | Incremental Summer Peak Savings (MW) | Achievable Technical Potential | 0 | 0 | 0 | 0 | 0 | 0 | 0 | 0 | 0 | 0 | 0 | 0 | 0 | 0 | 0 | 0 | 0 | 0 | 0 | 0 | 0 | 0 | 0 | 0 | 0 | 0 | 0 | 0 | 0 | 0 | 0
F9_Industrial_Agriculture_Existing_Space Heating_Natural Gas_ENERGY STAR Connected Thermostat_A_Achievable Technical Potential | F9 | Industrial | Agriculture | Existing | Space Heating | Natural Gas | ENERGY STAR Connected Thermostat | A | Incremental Winter Peak Savings (MW) | Achievable Technical Potential | 0 | 0 | 0 | 0 | 0 | 0 | 0 | 0 | 0 | 0 | 0 | 0 | 0 | 0 | 0 | 0 | 0 | 0 | 0 | 0 | 0 | 0 | 0 | 0 | 0 | 0 | 0 | 0 | 0 | 0 | 0
F10_Industrial_Agriculture_Existing_Space Heating_Natural Gas_ENERGY STAR Connected Thermostat_A_Achievable Technical Potential | F10 | Industrial | Agriculture | Existing | Space Heating | Natural Gas | ENERGY STAR Connected Thermostat | A | Cumulative Energy Savings (MWh or mTherms) | Achievable Technical Potential | 0 | 0 | 0 | 0 | 0 | 0.54731 | 1.089 | 1.6202 | 2.1443 | 2.6612 | 3.1637 | 3.6568 | 4.1416 | 4.611 | 5.0721 | 5.5239 | 5.969 | 6.408 | 6.8394 | 7.2665 | 7.6884 | 8.1018 | 8.513 | 8.9204 | 9.3239 | 9.28 | 9.2394 | 9.2017 | 0 | 0 | 0
F11_Industrial_Agriculture_Existing_Space Heating_Natural Gas_ENERGY STAR Connected Thermostat_A_Achievable Technical Potential | F11 | Industrial | Agriculture | Existing | Space Heating | Natural Gas | ENERGY STAR Connected Thermostat | A | Cumulative Summer Peak Savings (MW) | Achievable Technical Potential | 0 | 0 | 0 | 0 | 0 | 0 | 0 | 0 | 0 | 0 | 0 | 0 | 0 | 0 | 0 | 0 | 0 | 0 | 0 | 0 | 0 | 0 | 0 | 0 | 0 | 0 | 0 | 0 | 0 | 0 | 0
F12_Industrial_Agriculture_Existing_Space Heating_Natural Gas_ENERGY STAR Connected Thermostat_A_Achievable Technical Potential | F12 | Industrial | Agriculture | Existing | Space Heating | Natural Gas | ENERGY STAR Connected Thermostat | A | Cumulative Winter Peak Savings (MW) | Achievable Technical Potential | 0 | 0 | 0 | 0 | 0 | 0 | 0 | 0 | 0 | 0 | 0 | 0 | 0 | 0 | 0 | 0 | 0 | 0 | 0 | 0 | 0 | 0 | 0 | 0 | 0 | 0 | 0 | 0 | 0 | 0 | 0
F13_Industrial_Agriculture_Existing_Space Heating_Natural Gas_ENERGY STAR Connected Thermostat_A_Achievable Technical Potential | F13 | Industrial | Agriculture | Existing | Space Heating | Natural Gas | ENERGY STAR Connected Thermostat | A | Purchases (Incremental) | Achievable Technical Potential | 0 | 0 | 0 | 0 | 0 | 35388.0517 | 35368.6294 | 35160.0479 | 35179.0569 | 35208.1457 | 34761.0385 | 34666.0481 | 34595.661 | 34046.2939 | 34176.2838 | 33850.3684 | 33854.7613 | 33684.3688 | 33383.9063 | 33423.4513 | 33285.2373 | 33155.78 | 33034.972 | 32922.7087 | 32818.8885 | 0 | 0 | 0 | 0 | 0 | 0
F14_Industrial_Agriculture_Existing_Space Heating_Natural Gas_ENERGY STAR Connected Thermostat_A_Achievable Technical Potential | F14 | Industrial | Agriculture | Existing | Space Heating | Natural Gas | ENERGY STAR Connected Thermostat | A | Purchases (Cumulative) | Achievable Technical Potential | 0 | 0 | 0 | 0 | 0 | 35388.0517 | 70756.6811 | 105916.729 | 141095.7859 | 176303.9316 | 211064.9701 | 245731.0182 | 280326.6792 | 314372.9731 | 348549.2569 | 382399.6252 | 416254.3865 | 449938.7554 | 483322.6616 | 516746.1129 | 550031.3502 | 583187.1303 | 616222.1023 | 649144.811 | 681963.6995 | 681963.6995 | 681963.6995 | 681963.6995 | 681963.6995 | 681963.6995 | 681963.6995
F1_Industrial_Agriculture_Existing_Space Heating_Natural Gas_Destratification Fans (HVLS)_A_Achievable Technical Potential | F1 | Industrial | Agriculture | Existing | Space Heating | Natural Gas | Destratification Fans (HVLS) | A | Original Unit Energy Savings (kWh or therms) | Achievable Technical Potential | 0 | 0 | 0 | 0 | 0 | 0.015466 | 0.01539 | 0.015297 | 0.015198 | 0.015094 | 0.014989 | 0.014881 | 0.014774 | 0.014667 | 0.014552 | 0.014445 | 0.01434 | 0.014242 | 0.014151 | 0.014062 | 0.013978 | 0.013892 | 0.013815 | 0.013742 | 0.013672 | 0.013608 | 0.013548 | 0.013493 | 0 | 0 | 0
F2_Industrial_Agriculture_Existing_Space Heating_Natural Gas_Destratification Fans (HVLS)_A_Achievable Technical Potential | F2 | Industrial | Agriculture | Existing | Space Heating | Natural Gas | Destratification Fans (HVLS) | A | Original Unit Summer Peak Savings (kW) | Achievable Technical Potential | 0 | 0 | 0 | 0 | 0 | 0 | 0 | 0 | 0 | 0 | 0 | 0 | 0 | 0 | 0 | 0 | 0 | 0 | 0 | 0 | 0 | 0 | 0 | 0 | 0 | 0 | 0 | 0 | 0 | 0 | 0
F3_Industrial_Agriculture_Existing_Space Heating_Natural Gas_Destratification Fans (HVLS)_A_Achievable Technical Potential | F3 | Industrial | Agriculture | Existing | Space Heating | Natural Gas | Destratification Fans (HVLS) | A | Original Unit Winter Peak Savings (kW) | Achievable Technical Potential | 0 | 0 | 0 | 0 | 0 | 0 | 0 | 0 | 0 | 0 | 0 | 0 | 0 | 0 | 0 | 0 | 0 | 0 | 0 | 0 | 0 | 0 | 0 | 0 | 0 | 0 | 0 | 0 | 0 | 0 | 0
F4_Industrial_Agriculture_Existing_Space Heating_Natural Gas_Destratification Fans (HVLS)_A_Achievable Technical Potential | F4 | Industrial | Agriculture | Existing | Space Heating | Natural Gas | Destratification Fans (HVLS) | A | Standalone Impact on Baseline Energy (%) | Achievable Technical Potential | 0% | 0% | 0% | 0% | 0% | 0.06375% | 0.1275% | 0.192% | 0.2557% | 0.3192% | 0.3871% | 0.4519% | 0.5166% | 0.5886% | 0.6502% | 0.7202% | 0.7838% | 0.8515% | 0.923% | 0.9856% | 1.053% | 1.121% | 1.189% | 1.257% | 0.013247 | 0.013286 | 0.013321 | 0.013354 | 0 | 0 | 0
F5_Industrial_Agriculture_Existing_Space Heating_Natural Gas_Destratification Fans (HVLS)_A_Achievable Technical Potential | F5 | Industrial | Agriculture | Existing | Space Heating | Natural Gas | Destratification Fans (HVLS) | A | Standalone Impact on Baseline Summer Peak (%) | Achievable Technical Potential | 0% | 0% | 0% | 0% | 0% | 0% | 0% | 0% | 0% | 0% | 0% | 0% | 0% | 0% | 0% | 0% | 0% | 0% | 0% | 0% | 0% | 0% | 0% | 0% | 0 | 0 | 0 | 0 | 0 | 0 | 0
F6_Industrial_Agriculture_Existing_Space Heating_Natural Gas_Destratification Fans (HVLS)_A_Achievable Technical Potential | F6 | Industrial | Agriculture | Existing | Space Heating | Natural Gas | Destratification Fans (HVLS) | A | Standalone Impact on Baseline Winter Peak (%) | Achievable Technical Potential | 0% | 0% | 0% | 0% | 0% | 0% | 0% | 0% | 0% | 0% | 0% | 0% | 0% | 0% | 0% | 0% | 0% | 0% | 0% | 0% | 0% | 0% | 0% | 0% | 0 | 0 | 0 | 0 | 0 | 0 | 0
F7_Industrial_Agriculture_Existing_Space Heating_Natural Gas_Destratification Fans (HVLS)_A_Achievable Technical Potential | F7 | Industrial | Agriculture | Existing | Space Heating | Natural Gas | Destratification Fans (HVLS) | A | Incremental Energy Savings (MWh or mTherms) | Achievable Technical Potential | 0 | 0 | 0 | 0 | 0 | 0.54731 | 0.54433 | 0.53783 | 0.53465 | 0.53144 | 0.52104 | 0.51588 | 0.51112 | 0.49937 | 0.49733 | 0.48898 | 0.48547 | 0.47973 | 0.47241 | 0.47 | 0.46526 | 0.46061 | 0.45637 | 0.45242 | 0.44871 | 0 | 0 | 0 | 0 | 0 | 0
F8_Industrial_Agriculture_Existing_Space Heating_Natural Gas_Destratification Fans (HVLS)_A_Achievable Technical Potential | F8 | Industrial | Agriculture | Existing | Space Heating | Natural Gas | Destratification Fans (HVLS) | A | Incremental Summer Peak Savings (MW) | Achievable Technical Potential | 0 | 0 | 0 | 0 | 0 | 0 | 0 | 0 | 0 | 0 | 0 | 0 | 0 | 0 | 0 | 0 | 0 | 0 | 0 | 0 | 0 | 0 | 0 | 0 | 0 | 0 | 0 | 0 | 0 | 0 | 0
F9_Industrial_Agriculture_Existing_Space Heating_Natural Gas_Destratification Fans (HVLS)_A_Achievable Technical Potential | F9 | Industrial | Agriculture | Existing | Space Heating | Natural Gas | Destratification Fans (HVLS) | A | Incremental Winter Peak Savings (MW) | Achievable Technical Potential | 0 | 0 | 0 | 0 | 0 | 0 | 0 | 0 | 0 | 0 | 0 | 0 | 0 | 0 | 0 | 0 | 0 | 0 | 0 | 0 | 0 | 0 | 0 | 0 | 0 | 0 | 0 | 0 | 0 | 0 | 0
F10_Industrial_Agriculture_Existing_Space Heating_Natural Gas_Destratification Fans (HVLS)_A_Achievable Technical Potential | F10 | Industrial | Agriculture | Existing | Space Heating | Natural Gas | Destratification Fans (HVLS) | A | Cumulative Energy Savings (MWh or mTherms) | Achievable Technical Potential | 0 | 0 | 0 | 0 | 0 | 0.54731 | 1.089 | 1.6202 | 2.1443 | 2.6612 | 3.1637 | 3.6568 | 4.1416 | 4.611 | 5.0721 | 5.5239 | 5.969 | 6.408 | 6.8394 | 7.2665 | 7.6884 | 8.1018 | 8.513 | 8.9204 | 9.3239 | 9.28 | 9.2394 | 9.2017 | 0 | 0 | 0
F11_Industrial_Agriculture_Existing_Space Heating_Natural Gas_Destratification Fans (HVLS)_A_Achievable Technical Potential | F11 | Industrial | Agriculture | Existing | Space Heating | Natural Gas | Destratification Fans (HVLS) | A | Cumulative Summer Peak Savings (MW) | Achievable Technical Potential | 0 | 0 | 0 | 0 | 0 | 0 | 0 | 0 | 0 | 0 | 0 | 0 | 0 | 0 | 0 | 0 | 0 | 0 | 0 | 0 | 0 | 0 | 0 | 0 | 0 | 0 | 0 | 0 | 0 | 0 | 0
F12_Industrial_Agriculture_Existing_Space Heating_Natural Gas_Destratification Fans (HVLS)_A_Achievable Technical Potential | F12 | Industrial | Agriculture | Existing | Space Heating | Natural Gas | Destratification Fans (HVLS) | A | Cumulative Winter Peak Savings (MW) | Achievable Technical Potential | 0 | 0 | 0 | 0 | 0 | 0 | 0 | 0 | 0 | 0 | 0 | 0 | 0 | 0 | 0 | 0 | 0 | 0 | 0 | 0 | 0 | 0 | 0 | 0 | 0 | 0 | 0 | 0 | 0 | 0 | 0
F13_Industrial_Agriculture_Existing_Space Heating_Natural Gas_Destratification Fans (HVLS)_A_Achievable Technical Potential | F13 | Industrial | Agriculture | Existing | Space Heating | Natural Gas | Destratification Fans (HVLS) | A | Purchases (Incremental) | Achievable Technical Potential | 0 | 0 | 0 | 0 | 0 | 35388.0517 | 35368.6294 | 35160.0479 | 35179.0569 | 35208.1457 | 34761.0385 | 34666.0481 | 34595.661 | 34046.2939 | 34176.2838 | 33850.3684 | 33854.7613 | 33684.3688 | 33383.9063 | 33423.4513 | 33285.2373 | 33155.78 | 33034.972 | 32922.7087 | 32818.8885 | 0 | 0 | 0 | 0 | 0 | 0
F14_Industrial_Agriculture_Existing_Space Heating_Natural Gas_Destratification Fans (HVLS)_A_Achievable Technical Potential | F14 | Industrial | Agriculture | Existing | Space Heating | Natural Gas | Destratification Fans (HVLS) | A | Purchases (Cumulative) | Achievable Technical Potential | 0 | 0 | 0 | 0 | 0 | 35388.0517 | 70756.6811 | 105916.729 | 141095.7859 | 176303.9316 | 211064.9701 | 245731.0182 | 280326.6792 | 314372.9731 | 348549.2569 | 382399.6252 | 416254.3865 | 449938.7554 | 483322.6616 | 516746.1129 | 550031.3502 | 583187.1303 | 616222.1023 | 649144.811 | 681963.6995 | 681963.6995 | 681963.6995 | 681963.6995 | 681963.6995 | 681963.6995 | 681963.6995
F1_Industrial_Agriculture_Existing_Space Heating_Natural Gas_Gas Boiler - Insulate Steam Lines/Condensate Tank_A_Achievable Technical Potential | F1 | Industrial | Agriculture | Existing | Space Heating | Natural Gas | Gas Boiler - Insulate Steam Lines/Condensate Tank | A | Original Unit Energy Savings (kWh or therms) | Achievable Technical Potential | 0 | 0 | 0 | 0 | 0 | 12.4868 | 12.4021 | 12.3181 | 12.2336 | 12.1493 | 12.0674 | 11.9863 | 11.906 | 11.8267 | 11.7428 | 11.6657 | 11.5895 | 11.5146 | 11.4408 | 11.3668 | 11.2953 | 11.221 | 11.1492 | 11.0796 | 11.0096 | 10.9458 | 10.8875 | 10.8343 | 10.7858 | 10.7415 | 10.701
F2_Industrial_Agriculture_Existing_Space Heating_Natural Gas_Gas Boiler - Insulate Steam Lines/Condensate Tank_A_Achievable Technical Potential | F2 | Industrial | Agriculture | Existing | Space Heating | Natural Gas | Gas Boiler - Insulate Steam Lines/Condensate Tank | A | Original Unit Summer Peak Savings (kW) | Achievable Technical Potential | 0 | 0 | 0 | 0 | 0 | 0 | 0 | 0 | 0 | 0 | 0 | 0 | 0 | 0 | 0 | 0 | 0 | 0 | 0 | 0 | 0 | 0 | 0 | 0 | 0 | 0 | 0 | 0 | 0 | 0 | 0
F3_Industrial_Agriculture_Existing_Space Heating_Natural Gas_Gas Boiler - Insulate Steam Lines/Condensate Tank_A_Achievable Technical Potential | F3 | Industrial | Agriculture | Existing | Space Heating | Natural Gas | Gas Boiler - Insulate Steam Lines/Condensate Tank | A | Original Unit Winter Peak Savings (kW) | Achievable Technical Potential | 0 | 0 | 0 | 0 | 0 | 0 | 0 | 0 | 0 | 0 | 0 | 0 | 0 | 0 | 0 | 0 | 0 | 0 | 0 | 0 | 0 | 0 | 0 | 0 | 0 | 0 | 0 | 0 | 0 | 0 | 0
F4_Industrial_Agriculture_Existing_Space Heating_Natural Gas_Gas Boiler - Insulate Steam Lines/Condensate Tank_A_Achievable Technical Potential | F4 | Industrial | Agriculture | Existing | Space Heating | Natural Gas | Gas Boiler - Insulate Steam Lines/Condensate Tank | A | Standalone Impact on Baseline Energy (%) | Achievable Technical Potential | 0% | 0% | 0% | 0% | 0% | 0.005115% | 0.01021% | 0.01537% | 0.02045% | 0.02553% | 0.03097% | 0.03617% | 0.04137% | 0.04717% | 0.05214% | 0.0578% | 0.06296% | 0.06842% | 0.07416% | 0.07918% | 0.0846% | 0.09001% | 0.09538% | 0.1007% | 0.0010601 | 0.001062 | 0.0010639 | 0.0010656 | 0 | 0 | 0
F5_Industrial_Agriculture_Existing_Space Heating_Natural Gas_Gas Boiler - Insulate Steam Lines/Condensate Tank_A_Achievable Technical Potential | F5 | Industrial | Agriculture | Existing | Space Heating | Natural Gas | Gas Boiler - Insulate Steam Lines/Condensate Tank | A | Standalone Impact on Baseline Summer Peak (%) | Achievable Technical Potential | 0% | 0% | 0% | 0% | 0% | 0% | 0% | 0% | 0% | 0% | 0% | 0% | 0% | 0% | 0% | 0% | 0% | 0% | 0% | 0% | 0% | 0% | 0% | 0% | 0 | 0 | 0 | 0 | 0 | 0 | 0
F6_Industrial_Agriculture_Existing_Space Heating_Natural Gas_Gas Boiler - Insulate Steam Lines/Condensate Tank_A_Achievable Technical Potential | F6 | Industrial | Agriculture | Existing | Space Heating | Natural Gas | Gas Boiler - Insulate Steam Lines/Condensate Tank | A | Standalone Impact on Baseline Winter Peak (%) | Achievable Technical Potential | 0% | 0% | 0% | 0% | 0% | 0% | 0% | 0% | 0% | 0% | 0% | 0% | 0% | 0% | 0% | 0% | 0% | 0% | 0% | 0% | 0% | 0% | 0% | 0% | 0 | 0 | 0 | 0 | 0 | 0 | 0
F7_Industrial_Agriculture_Existing_Space Heating_Natural Gas_Gas Boiler - Insulate Steam Lines/Condensate Tank_A_Achievable Technical Potential | F7 | Industrial | Agriculture | Existing | Space Heating | Natural Gas | Gas Boiler - Insulate Steam Lines/Condensate Tank | A | Incremental Energy Savings (MWh or mTherms) | Achievable Technical Potential | 0 | 0 | 0 | 0 | 0 | 0.043914 | 0.043593 | 0.043042 | 0.04277 | 0.04251 | 0.041687 | 0.041294 | 0.040934 | 0.040016 | 0.039884 | 0.039244 | 0.038993 | 0.038546 | 0.037957 | 0.037756 | 0.037364 | 0.036973 | 0.036603 | 0.036251 | 0.035908 | 0 | 0 | 0 | 0 | 0 | 0
F8_Industrial_Agriculture_Existing_Space Heating_Natural Gas_Gas Boiler - Insulate Steam Lines/Condensate Tank_A_Achievable Technical Potential | F8 | Industrial | Agriculture | Existing | Space Heating | Natural Gas | Gas Boiler - Insulate Steam Lines/Condensate Tank | A | Incremental Summer Peak Savings (MW) | Achievable Technical Potential | 0 | 0 | 0 | 0 | 0 | 0 | 0 | 0 | 0 | 0 | 0 | 0 | 0 | 0 | 0 | 0 | 0 | 0 | 0 | 0 | 0 | 0 | 0 | 0 | 0 | 0 | 0 | 0 | 0 | 0 | 0
F9_Industrial_Agriculture_Existing_Space Heating_Natural Gas_Gas Boiler - Insulate Steam Lines/Condensate Tank_A_Achievable Technical Potential | F9 | Industrial | Agriculture | Existing | Space Heating | Natural Gas | Gas Boiler - Insulate Steam Lines/Condensate Tank | A | Incremental Winter Peak Savings (MW) | Achievable Technical Potential | 0 | 0 | 0 | 0 | 0 | 0 | 0 | 0 | 0 | 0 | 0 | 0 | 0 | 0 | 0 | 0 | 0 | 0 | 0 | 0 | 0 | 0 | 0 | 0 | 0 | 0 | 0 | 0 | 0 | 0 | 0
F10_Industrial_Agriculture_Existing_Space Heating_Natural Gas_Gas Boiler - Insulate Steam Lines/Condensate Tank_A_Achievable Technical Potential | F10 | Industrial | Agriculture | Existing | Space Heating | Natural Gas | Gas Boiler - Insulate Steam Lines/Condensate Tank | A | Cumulative Energy Savings (MWh or mTherms) | Achievable Technical Potential | 0 | 0 | 0 | 0 | 0 | 0.043914 | 0.087209 | 0.12966 | 0.17154 | 0.21287 | 0.25312 | 0.29271 | 0.33169 | 0.36949 | 0.40675 | 0.44333 | 0.47943 | 0.51487 | 0.54953 | 0.58373 | 0.61743 | 0.65033 | 0.68277 | 0.71477 | 0.74616 | 0.74183 | 0.73788 | 0.73428 | 0.73099 | 0.72798 | 0.72524
F11_Industrial_Agriculture_Existing_Space Heating_Natural Gas_Gas Boiler - Insulate Steam Lines/Condensate Tank_A_Achievable Technical Potential | F11 | Industrial | Agriculture | Existing | Space Heating | Natural Gas | Gas Boiler - Insulate Steam Lines/Condensate Tank | A | Cumulative Summer Peak Savings (MW) | Achievable Technical Potential | 0 | 0 | 0 | 0 | 0 | 0 | 0 | 0 | 0 | 0 | 0 | 0 | 0 | 0 | 0 | 0 | 0 | 0 | 0 | 0 | 0 | 0 | 0 | 0 | 0 | 0 | 0 | 0 | 0 | 0 | 0
F12_Industrial_Agriculture_Existing_Space Heating_Natural Gas_Gas Boiler - Insulate Steam Lines/Condensate Tank_A_Achievable Technical Potential | F12 | Industrial | Agriculture | Existing | Space Heating | Natural Gas | Gas Boiler - Insulate Steam Lines/Condensate Tank | A | Cumulative Winter Peak Savings (MW) | Achievable Technical Potential | 0 | 0 | 0 | 0 | 0 | 0 | 0 | 0 | 0 | 0 | 0 | 0 | 0 | 0 | 0 | 0 | 0 | 0 | 0 | 0 | 0 | 0 | 0 | 0 | 0 | 0 | 0 | 0 | 0 | 0 | 0
F13_Industrial_Agriculture_Existing_Space Heating_Natural Gas_Gas Boiler - Insulate Steam Lines/Condensate Tank_A_Achievable Technical Potential | F13 | Industrial | Agriculture | Existing | Space Heating | Natural Gas | Gas Boiler - Insulate Steam Lines/Condensate Tank | A | Purchases (Incremental) | Achievable Technical Potential | 0 | 0 | 0 | 0 | 0 | 3.5169 | 3.5149 | 3.4942 | 3.4961 | 3.499 | 3.4545 | 3.4451 | 3.4381 | 3.3835 | 3.3964 | 3.364 | 3.3645 | 3.3475 | 3.3177 | 3.3216 | 3.3079 | 3.295 | 3.283 | 3.2718 | 3.2615 | 0 | 0 | 0 | 0 | 0 | 0
F14_Industrial_Agriculture_Existing_Space Heating_Natural Gas_Gas Boiler - Insulate Steam Lines/Condensate Tank_A_Achievable Technical Potential | F14 | Industrial | Agriculture | Existing | Space Heating | Natural Gas | Gas Boiler - Insulate Steam Lines/Condensate Tank | A | Purchases (Cumulative) | Achievable Technical Potential | 0 | 0 | 0 | 0 | 0 | 3.5169 | 7.0318 | 10.526 | 14.0221 | 17.521 | 20.9756 | 24.4207 | 27.8588 | 31.2423 | 34.6387 | 38.0028 | 41.3672 | 44.7148 | 48.0325 | 51.3541 | 54.6619 | 57.957 | 61.24 | 64.5118 | 67.7733 | 67.7733 | 67.7733 | 67.7733 | 67.7733 | 67.7733 | 67.7733
F1_Industrial_Agriculture_Existing_Process_Natural Gas_Gas Boiler - Insulate Steam Lines/Condensate Tank_A_Achievable Technical Potential | F1 | Industrial | Agriculture | Existing | Process | Natural Gas | Gas Boiler - Insulate Steam Lines/Condensate Tank | A | Original Unit Energy Savings (kWh or therms) | Achievable Technical Potential | 0 | 0 | 0 | 0 | 0 | 16.8499 | 16.8499 | 16.8499 | 16.8499 | 16.8499 | 16.8499 | 16.8499 | 16.8499 | 16.8499 | 16.8499 | 16.8499 | 16.8499 | 16.8499 | 16.8499 | 16.8499 | 16.8499 | 16.8499 | 16.8499 | 16.8499 | 16.8499 | 16.8499 | 16.8499 | 16.8499 | 16.8499 | 16.8499 | 16.8499
F2_Industrial_Agriculture_Existing_Process_Natural Gas_Gas Boiler - Insulate Steam Lines/Condensate Tank_A_Achievable Technical Potential | F2 | Industrial | Agriculture | Existing | Process | Natural Gas | Gas Boiler - Insulate Steam Lines/Condensate Tank | A | Original Unit Summer Peak Savings (kW) | Achievable Technical Potential | 0 | 0 | 0 | 0 | 0 | 0 | 0 | 0 | 0 | 0 | 0 | 0 | 0 | 0 | 0 | 0 | 0 | 0 | 0 | 0 | 0 | 0 | 0 | 0 | 0 | 0 | 0 | 0 | 0 | 0 | 0
F3_Industrial_Agriculture_Existing_Process_Natural Gas_Gas Boiler - Insulate Steam Lines/Condensate Tank_A_Achievable Technical Potential | F3 | Industrial | Agriculture | Existing | Process | Natural Gas | Gas Boiler - Insulate Steam Lines/Condensate Tank | A | Original Unit Winter Peak Savings (kW) | Achievable Technical Potential | 0 | 0 | 0 | 0 | 0 | 0 | 0 | 0 | 0 | 0 | 0 | 0 | 0 | 0 | 0 | 0 | 0 | 0 | 0 | 0 | 0 | 0 | 0 | 0 | 0 | 0 | 0 | 0 | 0 | 0 | 0
F4_Industrial_Agriculture_Existing_Process_Natural Gas_Gas Boiler - Insulate Steam Lines/Condensate Tank_A_Achievable Technical Potential | F4 | Industrial | Agriculture | Existing | Process | Natural Gas | Gas Boiler - Insulate Steam Lines/Condensate Tank | A | Standalone Impact on Baseline Energy (%) | Achievable Technical Potential | 0% | 0% | 0% | 0% | 0% | 0.02737% | 0.05475% | 0.08244% | 0.1098% | 0.137% | 0.1662% | 0.194% | 0.2217% | 0.2527% | 0.2791% | 0.3091% | 0.3365% | 0.3655% | 0.3962% | 0.4231% | 0.4522% | 0.4813% | 0.5105% | 0.5396% | 0.0056865 | 0.0057031 | 0.0057183 | 0.0057322 | 0 | 0 | 0
F5_Industrial_Agriculture_Existing_Process_Natural Gas_Gas Boiler - Insulate Steam Lines/Condensate Tank_A_Achievable Technical Potential | F5 | Industrial | Agriculture | Existing | Process | Natural Gas | Gas Boiler - Insulate Steam Lines/Condensate Tank | A | Standalone Impact on Baseline Summer Peak (%) | Achievable Technical Potential | 0% | 0% | 0% | 0% | 0% | 0% | 0% | 0% | 0% | 0% | 0% | 0% | 0% | 0% | 0% | 0% | 0% | 0% | 0% | 0% | 0% | 0% | 0% | 0% | 0 | 0 | 0 | 0 | 0 | 0 | 0
F6_Industrial_Agriculture_Existing_Process_Natural Gas_Gas Boiler - Insulate Steam Lines/Condensate Tank_A_Achievable Technical Potential | F6 | Industrial | Agriculture | Existing | Process | Natural Gas | Gas Boiler - Insulate Steam Lines/Condensate Tank | A | Standalone Impact on Baseline Winter Peak (%) | Achievable Technical Potential | 0% | 0% | 0% | 0% | 0% | 0% | 0% | 0% | 0% | 0% | 0% | 0% | 0% | 0% | 0% | 0% | 0% | 0% | 0% | 0% | 0% | 0% | 0% | 0% | 0 | 0 | 0 | 0 | 0 | 0 | 0
F7_Industrial_Agriculture_Existing_Process_Natural Gas_Gas Boiler - Insulate Steam Lines/Condensate Tank_A_Achievable Technical Potential | F7 | Industrial | Agriculture | Existing | Process | Natural Gas | Gas Boiler - Insulate Steam Lines/Condensate Tank | A | Incremental Energy Savings (MWh or mTherms) | Achievable Technical Potential | 0 | 0 | 0 | 0 | 0 | 0.49019 | 0.48992 | 0.48703 | 0.48729 | 0.48769 | 0.4815 | 0.48018 | 0.47921 | 0.4716 | 0.4734 | 0.46889 | 0.46895 | 0.46659 | 0.46242 | 0.46297 | 0.46106 | 0.45926 | 0.45759 | 0.45604 | 0.4546 | 0 | 0 | 0 | 0 | 0 | 0
F8_Industrial_Agriculture_Existing_Process_Natural Gas_Gas Boiler - Insulate Steam Lines/Condensate Tank_A_Achievable Technical Potential | F8 | Industrial | Agriculture | Existing | Process | Natural Gas | Gas Boiler - Insulate Steam Lines/Condensate Tank | A | Incremental Summer Peak Savings (MW) | Achievable Technical Potential | 0 | 0 | 0 | 0 | 0 | 0 | 0 | 0 | 0 | 0 | 0 | 0 | 0 | 0 | 0 | 0 | 0 | 0 | 0 | 0 | 0 | 0 | 0 | 0 | 0 | 0 | 0 | 0 | 0 | 0 | 0
F9_Industrial_Agriculture_Existing_Process_Natural Gas_Gas Boiler - Insulate Steam Lines/Condensate Tank_A_Achievable Technical Potential | F9 | Industrial | Agriculture | Existing | Process | Natural Gas | Gas Boiler - Insulate Steam Lines/Condensate Tank | A | Incremental Winter Peak Savings (MW) | Achievable Technical Potential | 0 | 0 | 0 | 0 | 0 | 0 | 0 | 0 | 0 | 0 | 0 | 0 | 0 | 0 | 0 | 0 | 0 | 0 | 0 | 0 | 0 | 0 | 0 | 0 | 0 | 0 | 0 | 0 | 0 | 0 | 0
F10_Industrial_Agriculture_Existing_Process_Natural Gas_Gas Boiler - Insulate Steam Lines/Condensate Tank_A_Achievable Technical Potential | F10 | Industrial | Agriculture | Existing | Process | Natural Gas | Gas Boiler - Insulate Steam Lines/Condensate Tank | A | Cumulative Energy Savings (MWh or mTherms) | Achievable Technical Potential | 0 | 0 | 0 | 0 | 0 | 0.49019 | 0.9801 | 1.4671 | 1.9544 | 2.4421 | 2.9236 | 3.4038 | 3.883 | 4.3546 | 4.828 | 5.2969 | 5.7658 | 6.2324 | 6.6949 | 7.1578 | 7.6189 | 8.0781 | 8.5357 | 8.9918 | 9.4464 | 9.4464 | 9.4464 | 9.4464 | 9.4464 | 9.4464 | 9.4464
F11_Industrial_Agriculture_Existing_Process_Natural Gas_Gas Boiler - Insulate Steam Lines/Condensate Tank_A_Achievable Technical Potential | F11 | Industrial | Agriculture | Existing | Process | Natural Gas | Gas Boiler - Insulate Steam Lines/Condensate Tank | A | Cumulative Summer Peak Savings (MW) | Achievable Technical Potential | 0 | 0 | 0 | 0 | 0 | 0 | 0 | 0 | 0 | 0 | 0 | 0 | 0 | 0 | 0 | 0 | 0 | 0 | 0 | 0 | 0 | 0 | 0 | 0 | 0 | 0 | 0 | 0 | 0 | 0 | 0
F12_Industrial_Agriculture_Existing_Process_Natural Gas_Gas Boiler - Insulate Steam Lines/Condensate Tank_A_Achievable Technical Potential | F12 | Industrial | Agriculture | Existing | Process | Natural Gas | Gas Boiler - Insulate Steam Lines/Condensate Tank | A | Cumulative Winter Peak Savings (MW) | Achievable Technical Potential | 0 | 0 | 0 | 0 | 0 | 0 | 0 | 0 | 0 | 0 | 0 | 0 | 0 | 0 | 0 | 0 | 0 | 0 | 0 | 0 | 0 | 0 | 0 | 0 | 0 | 0 | 0 | 0 | 0 | 0 | 0
F13_Industrial_Agriculture_Existing_Process_Natural Gas_Gas Boiler - Insulate Steam Lines/Condensate Tank_A_Achievable Technical Potential | F13 | Industrial | Agriculture | Existing | Process | Natural Gas | Gas Boiler - Insulate Steam Lines/Condensate Tank | A | Purchases (Incremental) | Achievable Technical Potential | 0 | 0 | 0 | 0 | 0 | 29.0913 | 29.0753 | 28.9038 | 28.9195 | 28.9434 | 28.5758 | 28.4977 | 28.4399 | 27.9883 | 28.0951 | 27.8272 | 27.8308 | 27.6907 | 27.4437 | 27.4762 | 27.3626 | 27.2562 | 27.1569 | 27.0646 | 26.9792 | 0 | 0 | 0 | 0 | 0 | 0
F14_Industrial_Agriculture_Existing_Process_Natural Gas_Gas Boiler - Insulate Steam Lines/Condensate Tank_A_Achievable Technical Potential | F14 | Industrial | Agriculture | Existing | Process | Natural Gas | Gas Boiler - Insulate Steam Lines/Condensate Tank | A | Purchases (Cumulative) | Achievable Technical Potential | 0 | 0 | 0 | 0 | 0 | 29.0913 | 58.1666 | 87.0704 | 115.9899 | 144.9332 | 173.5091 | 202.0068 | 230.4467 | 258.4349 | 286.53 | 314.3572 | 342.188 | 369.8788 | 397.3225 | 424.7987 | 452.1613 | 479.4175 | 506.5744 | 533.639 | 560.6183 | 560.6183 | 560.6183 | 560.6183 | 560.6183 | 560.6183 | 560.6183
F1_Industrial_Agriculture_Existing_Space Heating_Natural Gas_Gas Boiler - Insulate Hot Water Lines_A_Achievable Technical Potential | F1 | Industrial | Agriculture | Existing | Space Heating | Natural Gas | Gas Boiler - Insulate Hot Water Lines | A | Original Unit Energy Savings (kWh or therms) | Achievable Technical Potential | 0 | 0 | 0 | 0 | 0 | 14.114 | 14.0183 | 13.9233 | 13.8278 | 13.7325 | 13.6399 | 13.5483 | 13.4576 | 13.3679 | 13.273 | 13.1859 | 13.0998 | 13.0151 | 12.9317 | 12.8481 | 12.7673 | 12.6832 | 12.6021 | 12.5235 | 12.4444 | 12.3722 | 12.3063 | 12.2462 | 12.1913 | 12.1412 | 12.0955
F2_Industrial_Agriculture_Existing_Space Heating_Natural Gas_Gas Boiler - Insulate Hot Water Lines_A_Achievable Technical Potential | F2 | Industrial | Agriculture | Existing | Space Heating | Natural Gas | Gas Boiler - Insulate Hot Water Lines | A | Original Unit Summer Peak Savings (kW) | Achievable Technical Potential | 0 | 0 | 0 | 0 | 0 | 0 | 0 | 0 | 0 | 0 | 0 | 0 | 0 | 0 | 0 | 0 | 0 | 0 | 0 | 0 | 0 | 0 | 0 | 0 | 0 | 0 | 0 | 0 | 0 | 0 | 0
F3_Industrial_Agriculture_Existing_Space Heating_Natural Gas_Gas Boiler - Insulate Hot Water Lines_A_Achievable Technical Potential | F3 | Industrial | Agriculture | Existing | Space Heating | Natural Gas | Gas Boiler - Insulate Hot Water Lines | A | Original Unit Winter Peak Savings (kW) | Achievable Technical Potential | 0 | 0 | 0 | 0 | 0 | 0 | 0 | 0 | 0 | 0 | 0 | 0 | 0 | 0 | 0 | 0 | 0 | 0 | 0 | 0 | 0 | 0 | 0 | 0 | 0 | 0 | 0 | 0 | 0 | 0 | 0
F4_Industrial_Agriculture_Existing_Space Heating_Natural Gas_Gas Boiler - Insulate Hot Water Lines_A_Achievable Technical Potential | F4 | Industrial | Agriculture | Existing | Space Heating | Natural Gas | Gas Boiler - Insulate Hot Water Lines | A | Standalone Impact on Baseline Energy (%) | Achievable Technical Potential | 0% | 0% | 0% | 0% | 0% | 0.01156% | 0.02309% | 0.03474% | 0.04624% | 0.05772% | 0.07001% | 0.08177% | 0.09352% | 0.1066% | 0.1179% | 0.1307% | 0.1423% | 0.1547% | 0.1676% | 0.179% | 0.1912% | 0.2035% | 0.2156% | 0.2277% | 0.0023965 | 0.0024009 | 0.002405 | 0.0024089 | 0 | 0 | 0
F5_Industrial_Agriculture_Existing_Space Heating_Natural Gas_Gas Boiler - Insulate Hot Water Lines_A_Achievable Technical Potential | F5 | Industrial | Agriculture | Existing | Space Heating | Natural Gas | Gas Boiler - Insulate Hot Water Lines | A | Standalone Impact on Baseline Summer Peak (%) | Achievable Technical Potential | 0% | 0% | 0% | 0% | 0% | 0% | 0% | 0% | 0% | 0% | 0% | 0% | 0% | 0% | 0% | 0% | 0% | 0% | 0% | 0% | 0% | 0% | 0% | 0% | 0 | 0 | 0 | 0 | 0 | 0 | 0
F6_Industrial_Agriculture_Existing_Space Heating_Natural Gas_Gas Boiler - Insulate Hot Water Lines_A_Achievable Technical Potential | F6 | Industrial | Agriculture | Existing | Space Heating | Natural Gas | Gas Boiler - Insulate Hot Water Lines | A | Standalone Impact on Baseline Winter Peak (%) | Achievable Technical Potential | 0% | 0% | 0% | 0% | 0% | 0% | 0% | 0% | 0% | 0% | 0% | 0% | 0% | 0% | 0% | 0% | 0% | 0% | 0% | 0% | 0% | 0% | 0% | 0% | 0 | 0 | 0 | 0 | 0 | 0 | 0
F7_Industrial_Agriculture_Existing_Space Heating_Natural Gas_Gas Boiler - Insulate Hot Water Lines_A_Achievable Technical Potential | F7 | Industrial | Agriculture | Existing | Space Heating | Natural Gas | Gas Boiler - Insulate Hot Water Lines | A | Incremental Energy Savings (MWh or mTherms) | Achievable Technical Potential | 0 | 0 | 0 | 0 | 0 | 0.099273 | 0.098547 | 0.097301 | 0.096686 | 0.096099 | 0.094239 | 0.09335 | 0.092537 | 0.090461 | 0.090162 | 0.088716 | 0.088148 | 0.087137 | 0.085806 | 0.085352 | 0.084465 | 0.083583 | 0.082745 | 0.08195 | 0.081175 | 0 | 0 | 0 | 0 | 0 | 0
F8_Industrial_Agriculture_Existing_Space Heating_Natural Gas_Gas Boiler - Insulate Hot Water Lines_A_Achievable Technical Potential | F8 | Industrial | Agriculture | Existing | Space Heating | Natural Gas | Gas Boiler - Insulate Hot Water Lines | A | Incremental Summer Peak Savings (MW) | Achievable Technical Potential | 0 | 0 | 0 | 0 | 0 | 0 | 0 | 0 | 0 | 0 | 0 | 0 | 0 | 0 | 0 | 0 | 0 | 0 | 0 | 0 | 0 | 0 | 0 | 0 | 0 | 0 | 0 | 0 | 0 | 0 | 0
F9_Industrial_Agriculture_Existing_Space Heating_Natural Gas_Gas Boiler - Insulate Hot Water Lines_A_Achievable Technical Potential | F9 | Industrial | Agriculture | Existing | Space Heating | Natural Gas | Gas Boiler - Insulate Hot Water Lines | A | Incremental Winter Peak Savings (MW) | Achievable Technical Potential | 0 | 0 | 0 | 0 | 0 | 0 | 0 | 0 | 0 | 0 | 0 | 0 | 0 | 0 | 0 | 0 | 0 | 0 | 0 | 0 | 0 | 0 | 0 | 0 | 0 | 0 | 0 | 0 | 0 | 0 | 0
F10_Industrial_Agriculture_Existing_Space Heating_Natural Gas_Gas Boiler - Insulate Hot Water Lines_A_Achievable Technical Potential | F10 | Industrial | Agriculture | Existing | Space Heating | Natural Gas | Gas Boiler - Insulate Hot Water Lines | A | Cumulative Energy Savings (MWh or mTherms) | Achievable Technical Potential | 0 | 0 | 0 | 0 | 0 | 0.099273 | 0.19715 | 0.29311 | 0.38779 | 0.48121 | 0.57221 | 0.66171 | 0.74982 | 0.83529 | 0.91952 | 1.0022 | 1.0838 | 1.1639 | 1.2423 | 1.3196 | 1.3958 | 1.4702 | 1.5435 | 1.6158 | 1.6868 | 1.677 | 1.6681 | 1.6599 | 1.6525 | 1.6457 | 1.6395
F11_Industrial_Agriculture_Existing_Space Heating_Natural Gas_Gas Boiler - Insulate Hot Water Lines_A_Achievable Technical Potential | F11 | Industrial | Agriculture | Existing | Space Heating | Natural Gas | Gas Boiler - Insulate Hot Water Lines | A | Cumulative Summer Peak Savings (MW) | Achievable Technical Potential | 0 | 0 | 0 | 0 | 0 | 0 | 0 | 0 | 0 | 0 | 0 | 0 | 0 | 0 | 0 | 0 | 0 | 0 | 0 | 0 | 0 | 0 | 0 | 0 | 0 | 0 | 0 | 0 | 0 | 0 | 0
F12_Industrial_Agriculture_Existing_Space Heating_Natural Gas_Gas Boiler - Insulate Hot Water Lines_A_Achievable Technical Potential | F12 | Industrial | Agriculture | Existing | Space Heating | Natural Gas | Gas Boiler - Insulate Hot Water Lines | A | Cumulative Winter Peak Savings (MW) | Achievable Technical Potential | 0 | 0 | 0 | 0 | 0 | 0 | 0 | 0 | 0 | 0 | 0 | 0 | 0 | 0 | 0 | 0 | 0 | 0 | 0 | 0 | 0 | 0 | 0 | 0 | 0 | 0 | 0 | 0 | 0 | 0 | 0
F13_Industrial_Agriculture_Existing_Space Heating_Natural Gas_Gas Boiler - Insulate Hot Water Lines_A_Achievable Technical Potential | F13 | Industrial | Agriculture | Existing | Space Heating | Natural Gas | Gas Boiler - Insulate Hot Water Lines | A | Purchases (Incremental) | Achievable Technical Potential | 0 | 0 | 0 | 0 | 0 | 7.0337 | 7.0298 | 6.9884 | 6.9922 | 6.9979 | 6.9091 | 6.8902 | 6.8762 | 6.767 | 6.7929 | 6.7281 | 6.729 | 6.6951 | 6.6354 | 6.6432 | 6.6158 | 6.59 | 6.566 | 6.5437 | 6.5231 | 0 | 0 | 0 | 0 | 0 | 0
F14_Industrial_Agriculture_Existing_Space Heating_Natural Gas_Gas Boiler - Insulate Hot Water Lines_A_Achievable Technical Potential | F14 | Industrial | Agriculture | Existing | Space Heating | Natural Gas | Gas Boiler - Insulate Hot Water Lines | A | Purchases (Cumulative) | Achievable Technical Potential | 0 | 0 | 0 | 0 | 0 | 7.0337 | 14.0636 | 21.0519 | 28.0441 | 35.0421 | 41.9511 | 48.8413 | 55.7176 | 62.4846 | 69.2774 | 76.0055 | 82.7345 | 89.4295 | 96.0649 | 102.7081 | 109.3239 | 115.9139 | 122.4799 | 129.0236 | 135.5467 | 135.5467 | 135.5467 | 135.5467 | 135.5467 | 135.5467 | 135.5467
F1_Industrial_Agriculture_Existing_Process_Natural Gas_Gas Boiler - Insulate Hot Water Lines_A_Achievable Technical Potential | F1 | Industrial | Agriculture | Existing | Process | Natural Gas | Gas Boiler - Insulate Hot Water Lines | A | Original Unit Energy Savings (kWh or therms) | Achievable Technical Potential | 0 | 0 | 0 | 0 | 0 | 19.0457 | 19.0457 | 19.0457 | 19.0457 | 19.0457 | 19.0457 | 19.0457 | 19.0457 | 19.0457 | 19.0457 | 19.0457 | 19.0457 | 19.0457 | 19.0457 | 19.0457 | 19.0457 | 19.0457 | 19.0457 | 19.0457 | 19.0457 | 19.0457 | 19.0457 | 19.0457 | 19.0457 | 19.0457 | 19.0457
F2_Industrial_Agriculture_Existing_Process_Natural Gas_Gas Boiler - Insulate Hot Water Lines_A_Achievable Technical Potential | F2 | Industrial | Agriculture | Existing | Process | Natural Gas | Gas Boiler - Insulate Hot Water Lines | A | Original Unit Summer Peak Savings (kW) | Achievable Technical Potential | 0 | 0 | 0 | 0 | 0 | 0 | 0 | 0 | 0 | 0 | 0 | 0 | 0 | 0 | 0 | 0 | 0 | 0 | 0 | 0 | 0 | 0 | 0 | 0 | 0 | 0 | 0 | 0 | 0 | 0 | 0
F3_Industrial_Agriculture_Existing_Process_Natural Gas_Gas Boiler - Insulate Hot Water Lines_A_Achievable Technical Potential | F3 | Industrial | Agriculture | Existing | Process | Natural Gas | Gas Boiler - Insulate Hot Water Lines | A | Original Unit Winter Peak Savings (kW) | Achievable Technical Potential | 0 | 0 | 0 | 0 | 0 | 0 | 0 | 0 | 0 | 0 | 0 | 0 | 0 | 0 | 0 | 0 | 0 | 0 | 0 | 0 | 0 | 0 | 0 | 0 | 0 | 0 | 0 | 0 | 0 | 0 | 0
F4_Industrial_Agriculture_Existing_Process_Natural Gas_Gas Boiler - Insulate Hot Water Lines_A_Achievable Technical Potential | F4 | Industrial | Agriculture | Existing | Process | Natural Gas | Gas Boiler - Insulate Hot Water Lines | A | Standalone Impact on Baseline Energy (%) | Achievable Technical Potential | 0% | 0% | 0% | 0% | 0% | 0.06186% | 0.1238% | 0.1864% | 0.2481% | 0.3098% | 0.3756% | 0.4385% | 0.5013% | 0.5712% | 0.6309% | 0.6989% | 0.7606% | 0.8263% | 0.8956% | 0.9565% | 1.022% | 1.088% | 1.154% | 1.22% | 0.012855 | 0.012893 | 0.012927 | 0.012958 | 0 | 0 | 0
F5_Industrial_Agriculture_Existing_Process_Natural Gas_Gas Boiler - Insulate Hot Water Lines_A_Achievable Technical Potential | F5 | Industrial | Agriculture | Existing | Process | Natural Gas | Gas Boiler - Insulate Hot Water Lines | A | Standalone Impact on Baseline Summer Peak (%) | Achievable Technical Potential | 0% | 0% | 0% | 0% | 0% | 0% | 0% | 0% | 0% | 0% | 0% | 0% | 0% | 0% | 0% | 0% | 0% | 0% | 0% | 0% | 0% | 0% | 0% | 0% | 0 | 0 | 0 | 0 | 0 | 0 | 0
F6_Industrial_Agriculture_Existing_Process_Natural Gas_Gas Boiler - Insulate Hot Water Lines_A_Achievable Technical Potential | F6 | Industrial | Agriculture | Existing | Process | Natural Gas | Gas Boiler - Insulate Hot Water Lines | A | Standalone Impact on Baseline Winter Peak (%) | Achievable Technical Potential | 0% | 0% | 0% | 0% | 0% | 0% | 0% | 0% | 0% | 0% | 0% | 0% | 0% | 0% | 0% | 0% | 0% | 0% | 0% | 0% | 0% | 0% | 0% | 0% | 0 | 0 | 0 | 0 | 0 | 0 | 0
F7_Industrial_Agriculture_Existing_Process_Natural Gas_Gas Boiler - Insulate Hot Water Lines_A_Achievable Technical Potential | F7 | Industrial | Agriculture | Existing | Process | Natural Gas | Gas Boiler - Insulate Hot Water Lines | A | Incremental Energy Savings (MWh or mTherms) | Achievable Technical Potential | 0 | 0 | 0 | 0 | 0 | 1.1081 | 1.1075 | 1.101 | 1.1016 | 1.1025 | 1.0885 | 1.0855 | 1.0833 | 1.0661 | 1.0702 | 1.06 | 1.0601 | 1.0548 | 1.0454 | 1.0466 | 1.0423 | 1.0382 | 1.0344 | 1.0309 | 1.0277 | 0 | 0 | 0 | 0 | 0 | 0
F8_Industrial_Agriculture_Existing_Process_Natural Gas_Gas Boiler - Insulate Hot Water Lines_A_Achievable Technical Potential | F8 | Industrial | Agriculture | Existing | Process | Natural Gas | Gas Boiler - Insulate Hot Water Lines | A | Incremental Summer Peak Savings (MW) | Achievable Technical Potential | 0 | 0 | 0 | 0 | 0 | 0 | 0 | 0 | 0 | 0 | 0 | 0 | 0 | 0 | 0 | 0 | 0 | 0 | 0 | 0 | 0 | 0 | 0 | 0 | 0 | 0 | 0 | 0 | 0 | 0 | 0
F9_Industrial_Agriculture_Existing_Process_Natural Gas_Gas Boiler - Insulate Hot Water Lines_A_Achievable Technical Potential | F9 | Industrial | Agriculture | Existing | Process | Natural Gas | Gas Boiler - Insulate Hot Water Lines | A | Incremental Winter Peak Savings (MW) | Achievable Technical Potential | 0 | 0 | 0 | 0 | 0 | 0 | 0 | 0 | 0 | 0 | 0 | 0 | 0 | 0 | 0 | 0 | 0 | 0 | 0 | 0 | 0 | 0 | 0 | 0 | 0 | 0 | 0 | 0 | 0 | 0 | 0
F10_Industrial_Agriculture_Existing_Process_Natural Gas_Gas Boiler - Insulate Hot Water Lines_A_Achievable Technical Potential | F10 | Industrial | Agriculture | Existing | Process | Natural Gas | Gas Boiler - Insulate Hot Water Lines | A | Cumulative Energy Savings (MWh or mTherms) | Achievable Technical Potential | 0 | 0 | 0 | 0 | 0 | 1.1081 | 2.2156 | 3.3166 | 4.4182 | 5.5207 | 6.6092 | 7.6947 | 8.778 | 9.8441 | 10.9143 | 11.9743 | 13.0344 | 14.0892 | 15.1346 | 16.1812 | 17.2235 | 18.2617 | 19.2961 | 20.3271 | 21.3547 | 21.3547 | 21.3547 | 21.3547 | 21.3547 | 21.3547 | 21.3547
F11_Industrial_Agriculture_Existing_Process_Natural Gas_Gas Boiler - Insulate Hot Water Lines_A_Achievable Technical Potential | F11 | Industrial | Agriculture | Existing | Process | Natural Gas | Gas Boiler - Insulate Hot Water Lines | A | Cumulative Summer Peak Savings (MW) | Achievable Technical Potential | 0 | 0 | 0 | 0 | 0 | 0 | 0 | 0 | 0 | 0 | 0 | 0 | 0 | 0 | 0 | 0 | 0 | 0 | 0 | 0 | 0 | 0 | 0 | 0 | 0 | 0 | 0 | 0 | 0 | 0 | 0
F12_Industrial_Agriculture_Existing_Process_Natural Gas_Gas Boiler - Insulate Hot Water Lines_A_Achievable Technical Potential | F12 | Industrial | Agriculture | Existing | Process | Natural Gas | Gas Boiler - Insulate Hot Water Lines | A | Cumulative Winter Peak Savings (MW) | Achievable Technical Potential | 0 | 0 | 0 | 0 | 0 | 0 | 0 | 0 | 0 | 0 | 0 | 0 | 0 | 0 | 0 | 0 | 0 | 0 | 0 | 0 | 0 | 0 | 0 | 0 | 0 | 0 | 0 | 0 | 0 | 0 | 0
F13_Industrial_Agriculture_Existing_Process_Natural Gas_Gas Boiler - Insulate Hot Water Lines_A_Achievable Technical Potential | F13 | Industrial | Agriculture | Existing | Process | Natural Gas | Gas Boiler - Insulate Hot Water Lines | A | Purchases (Incremental) | Achievable Technical Potential | 0 | 0 | 0 | 0 | 0 | 58.1825 | 58.1506 | 57.8077 | 57.8389 | 57.8867 | 57.1516 | 56.9955 | 56.8797 | 55.9765 | 56.1902 | 55.6544 | 55.6616 | 55.3815 | 54.8875 | 54.9525 | 54.7252 | 54.5124 | 54.3138 | 54.1292 | 53.9585 | 0 | 0 | 0 | 0 | 0 | 0
F14_Industrial_Agriculture_Existing_Process_Natural Gas_Gas Boiler - Insulate Hot Water Lines_A_Achievable Technical Potential | F14 | Industrial | Agriculture | Existing | Process | Natural Gas | Gas Boiler - Insulate Hot Water Lines | A | Purchases (Cumulative) | Achievable Technical Potential | 0 | 0 | 0 | 0 | 0 | 58.1825 | 116.3331 | 174.1408 | 231.9797 | 289.8665 | 347.0181 | 404.0136 | 460.8933 | 516.8698 | 573.0601 | 628.7144 | 684.376 | 739.7575 | 794.645 | 849.5974 | 904.3227 | 958.8351 | 1013.1488 | 1067.278 | 1121.2365 | 1121.2365 | 1121.2365 | 1121.2365 | 1121.2365 | 1121.2365 | 1121.2365
F1_Industrial_Agriculture_Existing_Process_Natural Gas_Process - Insulate Heated Process Fluids_A_Achievable Technical Potential | F1 | Industrial | Agriculture | Existing | Process | Natural Gas | Process - Insulate Heated Process Fluids | A | Original Unit Energy Savings (kWh or therms) | Achievable Technical Potential | 0 | 0 | 0 | 0 | 0 | 13.6092 | 13.6092 | 13.6092 | 13.6092 | 13.6092 | 13.6092 | 13.6092 | 13.6092 | 13.6092 | 13.6092 | 13.6092 | 13.6092 | 13.6092 | 13.6092 | 13.6092 | 13.6092 | 13.6092 | 13.6092 | 13.6092 | 13.6092 | 13.6092 | 13.6092 | 13.6092 | 13.6092 | 13.6092 | 13.6092
F2_Industrial_Agriculture_Existing_Process_Natural Gas_Process - Insulate Heated Process Fluids_A_Achievable Technical Potential | F2 | Industrial | Agriculture | Existing | Process | Natural Gas | Process - Insulate Heated Process Fluids | A | Original Unit Summer Peak Savings (kW) | Achievable Technical Potential | 0 | 0 | 0 | 0 | 0 | 0 | 0 | 0 | 0 | 0 | 0 | 0 | 0 | 0 | 0 | 0 | 0 | 0 | 0 | 0 | 0 | 0 | 0 | 0 | 0 | 0 | 0 | 0 | 0 | 0 | 0
F3_Industrial_Agriculture_Existing_Process_Natural Gas_Process - Insulate Heated Process Fluids_A_Achievable Technical Potential | F3 | Industrial | Agriculture | Existing | Process | Natural Gas | Process - Insulate Heated Process Fluids | A | Original Unit Winter Peak Savings (kW) | Achievable Technical Potential | 0 | 0 | 0 | 0 | 0 | 0 | 0 | 0 | 0 | 0 | 0 | 0 | 0 | 0 | 0 | 0 | 0 | 0 | 0 | 0 | 0 | 0 | 0 | 0 | 0 | 0 | 0 | 0 | 0 | 0 | 0
F4_Industrial_Agriculture_Existing_Process_Natural Gas_Process - Insulate Heated Process Fluids_A_Achievable Technical Potential | F4 | Industrial | Agriculture | Existing | Process | Natural Gas | Process - Insulate Heated Process Fluids | A | Standalone Impact on Baseline Energy (%) | Achievable Technical Potential | 0% | 0% | 0% | 0% | 0% | 0.04835% | 0.09672% | 0.1456% | 0.1939% | 0.2421% | 0.2887% | 0.3243% | 0.3528% | 0.3808% | 0.3972% | 0.4153% | 0.4266% | 0.4379% | 0.4492% | 0.4545% | 0.461% | 0.4629% | 0.4646% | 0.4661% | 0.0046762 | 0.0046899 | 0.0047024 | 0.0047139 | 0 | 0 | 0
F5_Industrial_Agriculture_Existing_Process_Natural Gas_Process - Insulate Heated Process Fluids_A_Achievable Technical Potential | F5 | Industrial | Agriculture | Existing | Process | Natural Gas | Process - Insulate Heated Process Fluids | A | Standalone Impact on Baseline Summer Peak (%) | Achievable Technical Potential | 0% | 0% | 0% | 0% | 0% | 0% | 0% | 0% | 0% | 0% | 0% | 0% | 0% | 0% | 0% | 0% | 0% | 0% | 0% | 0% | 0% | 0% | 0% | 0% | 0 | 0 | 0 | 0 | 0 | 0 | 0
F6_Industrial_Agriculture_Existing_Process_Natural Gas_Process - Insulate Heated Process Fluids_A_Achievable Technical Potential | F6 | Industrial | Agriculture | Existing | Process | Natural Gas | Process - Insulate Heated Process Fluids | A | Standalone Impact on Baseline Winter Peak (%) | Achievable Technical Potential | 0% | 0% | 0% | 0% | 0% | 0% | 0% | 0% | 0% | 0% | 0% | 0% | 0% | 0% | 0% | 0% | 0% | 0% | 0% | 0% | 0% | 0% | 0% | 0% | 0 | 0 | 0 | 0 | 0 | 0 | 0
F7_Industrial_Agriculture_Existing_Process_Natural Gas_Process - Insulate Heated Process Fluids_A_Achievable Technical Potential | F7 | Industrial | Agriculture | Existing | Process | Natural Gas | Process - Insulate Heated Process Fluids | A | Incremental Energy Savings (MWh or mTherms) | Achievable Technical Potential | 0 | 0 | 0 | 0 | 0 | 0.86605 | 0.86557 | 0.86047 | 0.86093 | 0.86165 | 0.76563 | 0.61083 | 0.48767 | 0.38394 | 0.30833 | 0.24431 | 0.19547 | 0.15559 | 0.12336 | 0.098807 | 0.078719 | 0.00053484 | 0.00019032 | 6.466e-05 | 2.1018e-05 | 1.7814e-05 | 1.7766e-05 | 1.7723e-05 | 1.7684e-05 | 1.765e-05 | 1.762e-05
F8_Industrial_Agriculture_Existing_Process_Natural Gas_Process - Insulate Heated Process Fluids_A_Achievable Technical Potential | F8 | Industrial | Agriculture | Existing | Process | Natural Gas | Process - Insulate Heated Process Fluids | A | Incremental Summer Peak Savings (MW) | Achievable Technical Potential | 0 | 0 | 0 | 0 | 0 | 0 | 0 | 0 | 0 | 0 | 0 | 0 | 0 | 0 | 0 | 0 | 0 | 0 | 0 | 0 | 0 | 0 | 0 | 0 | 0 | 0 | 0 | 0 | 0 | 0 | 0
F9_Industrial_Agriculture_Existing_Process_Natural Gas_Process - Insulate Heated Process Fluids_A_Achievable Technical Potential | F9 | Industrial | Agriculture | Existing | Process | Natural Gas | Process - Insulate Heated Process Fluids | A | Incremental Winter Peak Savings (MW) | Achievable Technical Potential | 0 | 0 | 0 | 0 | 0 | 0 | 0 | 0 | 0 | 0 | 0 | 0 | 0 | 0 | 0 | 0 | 0 | 0 | 0 | 0 | 0 | 0 | 0 | 0 | 0 | 0 | 0 | 0 | 0 | 0 | 0
F10_Industrial_Agriculture_Existing_Process_Natural Gas_Process - Insulate Heated Process Fluids_A_Achievable Technical Potential | F10 | Industrial | Agriculture | Existing | Process | Natural Gas | Process - Insulate Heated Process Fluids | A | Cumulative Energy Savings (MWh or mTherms) | Achievable Technical Potential | 0 | 0 | 0 | 0 | 0 | 0.86605 | 1.7316 | 2.5921 | 3.453 | 4.3147 | 5.0803 | 5.6911 | 6.1788 | 6.5628 | 6.8711 | 7.1154 | 7.3109 | 7.4665 | 7.5898 | 7.6886 | 7.7673 | 7.7679 | 7.7681 | 7.7681 | 7.7682 | 7.7682 | 7.7682 | 7.7682 | 7.7682 | 7.7682 | 7.7683
F11_Industrial_Agriculture_Existing_Process_Natural Gas_Process - Insulate Heated Process Fluids_A_Achievable Technical Potential | F11 | Industrial | Agriculture | Existing | Process | Natural Gas | Process - Insulate Heated Process Fluids | A | Cumulative Summer Peak Savings (MW) | Achievable Technical Potential | 0 | 0 | 0 | 0 | 0 | 0 | 0 | 0 | 0 | 0 | 0 | 0 | 0 | 0 | 0 | 0 | 0 | 0 | 0 | 0 | 0 | 0 | 0 | 0 | 0 | 0 | 0 | 0 | 0 | 0 | 0
F12_Industrial_Agriculture_Existing_Process_Natural Gas_Process - Insulate Heated Process Fluids_A_Achievable Technical Potential | F12 | Industrial | Agriculture | Existing | Process | Natural Gas | Process - Insulate Heated Process Fluids | A | Cumulative Winter Peak Savings (MW) | Achievable Technical Potential | 0 | 0 | 0 | 0 | 0 | 0 | 0 | 0 | 0 | 0 | 0 | 0 | 0 | 0 | 0 | 0 | 0 | 0 | 0 | 0 | 0 | 0 | 0 | 0 | 0 | 0 | 0 | 0 | 0 | 0 | 0
F13_Industrial_Agriculture_Existing_Process_Natural Gas_Process - Insulate Heated Process Fluids_A_Achievable Technical Potential | F13 | Industrial | Agriculture | Existing | Process | Natural Gas | Process - Insulate Heated Process Fluids | A | Purchases (Incremental) | Achievable Technical Potential | 0 | 0 | 0 | 0 | 0 | 63.6369 | 63.602 | 63.2269 | 63.2611 | 63.3134 | 56.2584 | 44.8838 | 35.8341 | 28.2121 | 22.6558 | 17.9518 | 14.3633 | 11.4328 | 9.0647 | 7.2603 | 5.7842 | 0.0393 | 0.013984 | 0.0047512 | 0.0015444 | 0.0013089 | 0.0013055 | 0.0013023 | 0.0012994 | 0.0012969 | 0.0012947
F14_Industrial_Agriculture_Existing_Process_Natural Gas_Process - Insulate Heated Process Fluids_A_Achievable Technical Potential | F14 | Industrial | Agriculture | Existing | Process | Natural Gas | Process - Insulate Heated Process Fluids | A | Purchases (Cumulative) | Achievable Technical Potential | 0 | 0 | 0 | 0 | 0 | 63.6369 | 127.2389 | 190.4658 | 253.7269 | 317.0403 | 373.2987 | 418.1825 | 454.0166 | 482.2286 | 504.8845 | 522.8363 | 537.1996 | 548.6324 | 557.6971 | 564.9574 | 570.7416 | 570.7809 | 570.7949 | 570.7997 | 570.8012 | 570.8025 | 570.8038 | 570.8051 | 570.8064 | 570.8077 | 570.809
F1_Industrial_Agriculture_Existing_Process_Natural Gas_Process Heat Recovery_A_Achievable Technical Potential | F1 | Industrial | Agriculture | Existing | Process | Natural Gas | Process Heat Recovery | A | Original Unit Energy Savings (kWh or therms) | Achievable Technical Potential | 0 | 0 | 0 | 0 | 0 | 0.13629 | 0.13629 | 0.13629 | 0.13629 | 0.13629 | 0.13629 | 0.13629 | 0.13629 | 0.13629 | 0.13629 | 0.13629 | 0.13629 | 0.13629 | 0.13629 | 0.13629 | 0.13629 | 0.13629 | 0.13629 | 0.13629 | 0.13629 | 0.13629 | 0.13629 | 0.13629 | 0 | 0 | 0
F2_Industrial_Agriculture_Existing_Process_Natural Gas_Process Heat Recovery_A_Achievable Technical Potential | F2 | Industrial | Agriculture | Existing | Process | Natural Gas | Process Heat Recovery | A | Original Unit Summer Peak Savings (kW) | Achievable Technical Potential | 0 | 0 | 0 | 0 | 0 | 0 | 0 | 0 | 0 | 0 | 0 | 0 | 0 | 0 | 0 | 0 | 0 | 0 | 0 | 0 | 0 | 0 | 0 | 0 | 0 | 0 | 0 | 0 | 0 | 0 | 0
F3_Industrial_Agriculture_Existing_Process_Natural Gas_Process Heat Recovery_A_Achievable Technical Potential | F3 | Industrial | Agriculture | Existing | Process | Natural Gas | Process Heat Recovery | A | Original Unit Winter Peak Savings (kW) | Achievable Technical Potential | 0 | 0 | 0 | 0 | 0 | 0 | 0 | 0 | 0 | 0 | 0 | 0 | 0 | 0 | 0 | 0 | 0 | 0 | 0 | 0 | 0 | 0 | 0 | 0 | 0 | 0 | 0 | 0 | 0 | 0 | 0
F4_Industrial_Agriculture_Existing_Process_Natural Gas_Process Heat Recovery_A_Achievable Technical Potential | F4 | Industrial | Agriculture | Existing | Process | Natural Gas | Process Heat Recovery | A | Standalone Impact on Baseline Energy (%) | Achievable Technical Potential | 0% | 0% | 0% | 0% | 0% | 0.01743% | 0.03487% | 0.05251% | 0.06991% | 0.08729% | 0.1041% | 0.1169% | 0.1272% | 0.1373% | 0.1432% | 0.1497% | 0.1538% | 0.1579% | 0.1619% | 0.1639% | 0.1662% | 0.1669% | 0.1675% | 0.1681% | 0.001686 | 0.0016909 | 0.0016954 | 0.0016995 | 0 | 0 | 0
F5_Industrial_Agriculture_Existing_Process_Natural Gas_Process Heat Recovery_A_Achievable Technical Potential | F5 | Industrial | Agriculture | Existing | Process | Natural Gas | Process Heat Recovery | A | Standalone Impact on Baseline Summer Peak (%) | Achievable Technical Potential | 0% | 0% | 0% | 0% | 0% | 0% | 0% | 0% | 0% | 0% | 0% | 0% | 0% | 0% | 0% | 0% | 0% | 0% | 0% | 0% | 0% | 0% | 0% | 0% | 0 | 0 | 0 | 0 | 0 | 0 | 0
F6_Industrial_Agriculture_Existing_Process_Natural Gas_Process Heat Recovery_A_Achievable Technical Potential | F6 | Industrial | Agriculture | Existing | Process | Natural Gas | Process Heat Recovery | A | Standalone Impact on Baseline Winter Peak (%) | Achievable Technical Potential | 0% | 0% | 0% | 0% | 0% | 0% | 0% | 0% | 0% | 0% | 0% | 0% | 0% | 0% | 0% | 0% | 0% | 0% | 0% | 0% | 0% | 0% | 0% | 0% | 0 | 0 | 0 | 0 | 0 | 0 | 0
F7_Industrial_Agriculture_Existing_Process_Natural Gas_Process Heat Recovery_A_Achievable Technical Potential | F7 | Industrial | Agriculture | Existing | Process | Natural Gas | Process Heat Recovery | A | Incremental Energy Savings (MWh or mTherms) | Achievable Technical Potential | 0 | 0 | 0 | 0 | 0 | 0.31224 | 0.31207 | 0.31023 | 0.3104 | 0.31065 | 0.27604 | 0.22023 | 0.17582 | 0.13843 | 0.11116 | 0.088082 | 0.070475 | 0.056096 | 0.044477 | 0.035624 | 0.028381 | 0.00019283 | 6.8616e-05 | 2.3312e-05 | 7.5779e-06 | 6.4224e-06 | 6.4053e-06 | 6.3898e-06 | 0 | 0 | 0
F8_Industrial_Agriculture_Existing_Process_Natural Gas_Process Heat Recovery_A_Achievable Technical Potential | F8 | Industrial | Agriculture | Existing | Process | Natural Gas | Process Heat Recovery | A | Incremental Summer Peak Savings (MW) | Achievable Technical Potential | 0 | 0 | 0 | 0 | 0 | 0 | 0 | 0 | 0 | 0 | 0 | 0 | 0 | 0 | 0 | 0 | 0 | 0 | 0 | 0 | 0 | 0 | 0 | 0 | 0 | 0 | 0 | 0 | 0 | 0 | 0
F9_Industrial_Agriculture_Existing_Process_Natural Gas_Process Heat Recovery_A_Achievable Technical Potential | F9 | Industrial | Agriculture | Existing | Process | Natural Gas | Process Heat Recovery | A | Incremental Winter Peak Savings (MW) | Achievable Technical Potential | 0 | 0 | 0 | 0 | 0 | 0 | 0 | 0 | 0 | 0 | 0 | 0 | 0 | 0 | 0 | 0 | 0 | 0 | 0 | 0 | 0 | 0 | 0 | 0 | 0 | 0 | 0 | 0 | 0 | 0 | 0
F10_Industrial_Agriculture_Existing_Process_Natural Gas_Process Heat Recovery_A_Achievable Technical Potential | F10 | Industrial | Agriculture | Existing | Process | Natural Gas | Process Heat Recovery | A | Cumulative Energy Savings (MWh or mTherms) | Achievable Technical Potential | 0 | 0 | 0 | 0 | 0 | 0.31224 | 0.62431 | 0.93454 | 1.2449 | 1.5556 | 1.8316 | 2.0519 | 2.2277 | 2.3661 | 2.4773 | 2.5653 | 2.6358 | 2.6919 | 2.7364 | 2.772 | 2.8004 | 2.8006 | 2.8007 | 2.8007 | 2.8007 | 2.8007 | 2.8007 | 2.8007 | 0 | 0 | 0
F11_Industrial_Agriculture_Existing_Process_Natural Gas_Process Heat Recovery_A_Achievable Technical Potential | F11 | Industrial | Agriculture | Existing | Process | Natural Gas | Process Heat Recovery | A | Cumulative Summer Peak Savings (MW) | Achievable Technical Potential | 0 | 0 | 0 | 0 | 0 | 0 | 0 | 0 | 0 | 0 | 0 | 0 | 0 | 0 | 0 | 0 | 0 | 0 | 0 | 0 | 0 | 0 | 0 | 0 | 0 | 0 | 0 | 0 | 0 | 0 | 0
F12_Industrial_Agriculture_Existing_Process_Natural Gas_Process Heat Recovery_A_Achievable Technical Potential | F12 | Industrial | Agriculture | Existing | Process | Natural Gas | Process Heat Recovery | A | Cumulative Winter Peak Savings (MW) | Achievable Technical Potential | 0 | 0 | 0 | 0 | 0 | 0 | 0 | 0 | 0 | 0 | 0 | 0 | 0 | 0 | 0 | 0 | 0 | 0 | 0 | 0 | 0 | 0 | 0 | 0 | 0 | 0 | 0 | 0 | 0 | 0 | 0
F13_Industrial_Agriculture_Existing_Process_Natural Gas_Process Heat Recovery_A_Achievable Technical Potential | F13 | Industrial | Agriculture | Existing | Process | Natural Gas | Process Heat Recovery | A | Purchases (Incremental) | Achievable Technical Potential | 0 | 0 | 0 | 0 | 0 | 2290.9288 | 2289.6714 | 2276.1684 | 2277.399 | 2279.2821 | 2025.3038 | 1615.8155 | 1290.0277 | 1015.634 | 815.6094 | 646.2652 | 517.0793 | 411.5814 | 326.3281 | 261.3717 | 208.2327 | 1.4148 | 0.50344 | 0.17104 | 0.055599 | 0.047122 | 0.046996 | 0.046882 | 9.3059e-07 | 9.3059e-07 | 9.3059e-07
F14_Industrial_Agriculture_Existing_Process_Natural Gas_Process Heat Recovery_A_Achievable Technical Potential | F14 | Industrial | Agriculture | Existing | Process | Natural Gas | Process Heat Recovery | A | Purchases (Cumulative) | Achievable Technical Potential | 0 | 0 | 0 | 0 | 0 | 2290.9288 | 4580.6002 | 6856.7686 | 9134.1676 | 11413.4498 | 13438.7536 | 15054.5691 | 16344.5969 | 17360.2309 | 18175.8403 | 18822.1056 | 19339.1848 | 19750.7662 | 20077.0944 | 20338.4661 | 20546.6988 | 20548.1136 | 20548.617 | 20548.7881 | 20548.8437 | 20548.8908 | 20548.9378 | 20548.9847 | 20548.9847 | 20548.9847 | 20548.9847
F1_Industrial_Agriculture_Existing_Space Heating_Natural Gas_Building Automation System_A_Achievable Technical Potential | F1 | Industrial | Agriculture | Existing | Space Heating | Natural Gas | Building Automation System | A | Original Unit Energy Savings (kWh or therms) | Achievable Technical Potential | 0 | 0 | 0 | 0 | 0 | 0.015466 | 0.01539 | 0.015297 | 0.015198 | 0.015094 | 0.014989 | 0.014881 | 0.014774 | 0.014667 | 0.014552 | 0.014445 | 0.01434 | 0.014242 | 0.014151 | 0.014062 | 0.013978 | 0.013892 | 0.013815 | 0.013742 | 0.013672 | 0.013608 | 0.013548 | 0.013493 | 0 | 0 | 0
F2_Industrial_Agriculture_Existing_Space Heating_Natural Gas_Building Automation System_A_Achievable Technical Potential | F2 | Industrial | Agriculture | Existing | Space Heating | Natural Gas | Building Automation System | A | Original Unit Summer Peak Savings (kW) | Achievable Technical Potential | 0 | 0 | 0 | 0 | 0 | 0 | 0 | 0 | 0 | 0 | 0 | 0 | 0 | 0 | 0 | 0 | 0 | 0 | 0 | 0 | 0 | 0 | 0 | 0 | 0 | 0 | 0 | 0 | 0 | 0 | 0
F3_Industrial_Agriculture_Existing_Space Heating_Natural Gas_Building Automation System_A_Achievable Technical Potential | F3 | Industrial | Agriculture | Existing | Space Heating | Natural Gas | Building Automation System | A | Original Unit Winter Peak Savings (kW) | Achievable Technical Potential | 0 | 0 | 0 | 0 | 0 | 0 | 0 | 0 | 0 | 0 | 0 | 0 | 0 | 0 | 0 | 0 | 0 | 0 | 0 | 0 | 0 | 0 | 0 | 0 | 0 | 0 | 0 | 0 | 0 | 0 | 0
F4_Industrial_Agriculture_Existing_Space Heating_Natural Gas_Building Automation System_A_Achievable Technical Potential | F4 | Industrial | Agriculture | Existing | Space Heating | Natural Gas | Building Automation System | A | Standalone Impact on Baseline Energy (%) | Achievable Technical Potential | 0% | 0% | 0% | 0% | 0% | 0.01308% | 0.03923% | 0.08588% | 0.1613% | 0.2758% | 0.4435% | 0.668% | 0.9588% | 1.332% | 1.749% | 2.24% | 2.743% | 3.263% | 3.77% | 4.184% | 4.549% | 4.832% | 5.033% | 5.167% | 0.052602 | 0.052755 | 0.052896 | 0.053025 | 0 | 0 | 0
F5_Industrial_Agriculture_Existing_Space Heating_Natural Gas_Building Automation System_A_Achievable Technical Potential | F5 | Industrial | Agriculture | Existing | Space Heating | Natural Gas | Building Automation System | A | Standalone Impact on Baseline Summer Peak (%) | Achievable Technical Potential | 0% | 0% | 0% | 0% | 0% | 0% | 0% | 0% | 0% | 0% | 0% | 0% | 0% | 0% | 0% | 0% | 0% | 0% | 0% | 0% | 0% | 0% | 0% | 0% | 0 | 0 | 0 | 0 | 0 | 0 | 0
F6_Industrial_Agriculture_Existing_Space Heating_Natural Gas_Building Automation System_A_Achievable Technical Potential | F6 | Industrial | Agriculture | Existing | Space Heating | Natural Gas | Building Automation System | A | Standalone Impact on Baseline Winter Peak (%) | Achievable Technical Potential | 0% | 0% | 0% | 0% | 0% | 0% | 0% | 0% | 0% | 0% | 0% | 0% | 0% | 0% | 0% | 0% | 0% | 0% | 0% | 0% | 0% | 0% | 0% | 0% | 0 | 0 | 0 | 0 | 0 | 0 | 0
F7_Industrial_Agriculture_Existing_Space Heating_Natural Gas_Building Automation System_A_Achievable Technical Potential | F7 | Industrial | Agriculture | Existing | Space Heating | Natural Gas | Building Automation System | A | Incremental Energy Savings (MWh or mTherms) | Achievable Technical Potential | 0 | 0 | 0 | 0 | 0 | 0.11228 | 0.22322 | 0.39161 | 0.63323 | 0.9554 | 1.3416 | 1.8068 | 2.3207 | 2.8043 | 3.2934 | 3.6329 | 3.837 | 3.8075 | 3.5344 | 3.0917 | 2.531 | 1.9161 | 1.3144 | 0.83244 | 0.53845 | 0 | 0 | 0 | 0 | 0 | 0
F8_Industrial_Agriculture_Existing_Space Heating_Natural Gas_Building Automation System_A_Achievable Technical Potential | F8 | Industrial | Agriculture | Existing | Space Heating | Natural Gas | Building Automation System | A | Incremental Summer Peak Savings (MW) | Achievable Technical Potential | 0 | 0 | 0 | 0 | 0 | 0 | 0 | 0 | 0 | 0 | 0 | 0 | 0 | 0 | 0 | 0 | 0 | 0 | 0 | 0 | 0 | 0 | 0 | 0 | 0 | 0 | 0 | 0 | 0 | 0 | 0
F9_Industrial_Agriculture_Existing_Space Heating_Natural Gas_Building Automation System_A_Achievable Technical Potential | F9 | Industrial | Agriculture | Existing | Space Heating | Natural Gas | Building Automation System | A | Incremental Winter Peak Savings (MW) | Achievable Technical Potential | 0 | 0 | 0 | 0 | 0 | 0 | 0 | 0 | 0 | 0 | 0 | 0 | 0 | 0 | 0 | 0 | 0 | 0 | 0 | 0 | 0 | 0 | 0 | 0 | 0 | 0 | 0 | 0 | 0 | 0 | 0
F10_Industrial_Agriculture_Existing_Space Heating_Natural Gas_Building Automation System_A_Achievable Technical Potential | F10 | Industrial | Agriculture | Existing | Space Heating | Natural Gas | Building Automation System | A | Cumulative Energy Savings (MWh or mTherms) | Achievable Technical Potential | 0 | 0 | 0 | 0 | 0 | 0.11228 | 0.33495 | 0.72453 | 1.3531 | 2.2993 | 3.6248 | 5.4056 | 7.6873 | 10.4359 | 13.6472 | 17.1801 | 20.8917 | 24.5568 | 27.934 | 30.8503 | 33.1972 | 34.9096 | 36.0295 | 36.6711 | 37.0239 | 36.8495 | 36.6881 | 36.5387 | 0 | 0 | 0
F11_Industrial_Agriculture_Existing_Space Heating_Natural Gas_Building Automation System_A_Achievable Technical Potential | F11 | Industrial | Agriculture | Existing | Space Heating | Natural Gas | Building Automation System | A | Cumulative Summer Peak Savings (MW) | Achievable Technical Potential | 0 | 0 | 0 | 0 | 0 | 0 | 0 | 0 | 0 | 0 | 0 | 0 | 0 | 0 | 0 | 0 | 0 | 0 | 0 | 0 | 0 | 0 | 0 | 0 | 0 | 0 | 0 | 0 | 0 | 0 | 0
F12_Industrial_Agriculture_Existing_Space Heating_Natural Gas_Building Automation System_A_Achievable Technical Potential | F12 | Industrial | Agriculture | Existing | Space Heating | Natural Gas | Building Automation System | A | Cumulative Winter Peak Savings (MW) | Achievable Technical Potential | 0 | 0 | 0 | 0 | 0 | 0 | 0 | 0 | 0 | 0 | 0 | 0 | 0 | 0 | 0 | 0 | 0 | 0 | 0 | 0 | 0 | 0 | 0 | 0 | 0 | 0 | 0 | 0 | 0 | 0 | 0
F13_Industrial_Agriculture_Existing_Space Heating_Natural Gas_Building Automation System_A_Achievable Technical Potential | F13 | Industrial | Agriculture | Existing | Space Heating | Natural Gas | Building Automation System | A | Purchases (Incremental) | Achievable Technical Potential | 0 | 0 | 0 | 0 | 0 | 7259.9213 | 14504.1417 | 25600.8871 | 41665.866 | 63295.2593 | 89501.1447 | 121413.4437 | 157076.0934 | 191191.019 | 226320.4416 | 251495.3996 | 267578.4746 | 267343.2228 | 249768.1057 | 219862.1576 | 181071.6911 | 137928.0449 | 95140.7193 | 60577.784 | 39382.6662 | 0 | 0 | 0 | 0 | 0 | 0
F14_Industrial_Agriculture_Existing_Space Heating_Natural Gas_Building Automation System_A_Achievable Technical Potential | F14 | Industrial | Agriculture | Existing | Space Heating | Natural Gas | Building Automation System | A | Purchases (Cumulative) | Achievable Technical Potential | 0 | 0 | 0 | 0 | 0 | 7259.9213 | 21764.063 | 47364.9502 | 89030.8161 | 152326.0754 | 241827.2201 | 363240.6638 | 520316.7571 | 711507.7761 | 937828.2177 | 1189323.6173 | 1456902.0919 | 1724245.3147 | 1974013.4205 | 2193875.5781 | 2374947.2692 | 2512875.3141 | 2608016.0334 | 2668593.8174 | 2707976.4836 | 2707976.4836 | 2707976.4836 | 2707976.4836 | 2707976.4836 | 2707976.4836 | 2707976.4836
F1_Industrial_Agriculture_Existing_Space Heating_Natural Gas_Steam System Efficiency Improvements_A_Achievable Technical Potential | F1 | Industrial | Agriculture | Existing | Space Heating | Natural Gas | Steam System Efficiency Improvements | A | Original Unit Energy Savings (kWh or therms) | Achievable Technical Potential | 0 | 0 | 0 | 0 | 0 | 0.13779 | 0.13686 | 0.13593 | 0.135 | 0.13407 | 0.13317 | 0.13227 | 0.13139 | 0.13051 | 0.12958 | 0.12873 | 0.12789 | 0.12707 | 0.12625 | 0.12544 | 0.12465 | 0.12383 | 0.12303 | 0.12227 | 0.12149 | 0.12079 | 0.12015 | 0.11956 | 0.11902 | 0.11854 | 0.11809
F2_Industrial_Agriculture_Existing_Space Heating_Natural Gas_Steam System Efficiency Improvements_A_Achievable Technical Potential | F2 | Industrial | Agriculture | Existing | Space Heating | Natural Gas | Steam System Efficiency Improvements | A | Original Unit Summer Peak Savings (kW) | Achievable Technical Potential | 0 | 0 | 0 | 0 | 0 | 0 | 0 | 0 | 0 | 0 | 0 | 0 | 0 | 0 | 0 | 0 | 0 | 0 | 0 | 0 | 0 | 0 | 0 | 0 | 0 | 0 | 0 | 0 | 0 | 0 | 0
F3_Industrial_Agriculture_Existing_Space Heating_Natural Gas_Steam System Efficiency Improvements_A_Achievable Technical Potential | F3 | Industrial | Agriculture | Existing | Space Heating | Natural Gas | Steam System Efficiency Improvements | A | Original Unit Winter Peak Savings (kW) | Achievable Technical Potential | 0 | 0 | 0 | 0 | 0 | 0 | 0 | 0 | 0 | 0 | 0 | 0 | 0 | 0 | 0 | 0 | 0 | 0 | 0 | 0 | 0 | 0 | 0 | 0 | 0 | 0 | 0 | 0 | 0 | 0 | 0
F4_Industrial_Agriculture_Existing_Space Heating_Natural Gas_Steam System Efficiency Improvements_A_Achievable Technical Potential | F4 | Industrial | Agriculture | Existing | Space Heating | Natural Gas | Steam System Efficiency Improvements | A | Standalone Impact on Baseline Energy (%) | Achievable Technical Potential | 0% | 0% | 0% | 0% | 0% | 0.0008258% | 0.002472% | 0.005409% | 0.01016% | 0.01736% | 0.02792% | 0.04208% | 0.06043% | 0.08401% | 0.1104% | 0.1415% | 0.1734% | 0.2063% | 0.2384% | 0.2645% | 0.2875% | 0.3052% | 0.3177% | 0.3258% | 0.0033128 | 0.0033188 | 0.0033245 | 0.0033299 | 0 | 0 | 0
F5_Industrial_Agriculture_Existing_Space Heating_Natural Gas_Steam System Efficiency Improvements_A_Achievable Technical Potential | F5 | Industrial | Agriculture | Existing | Space Heating | Natural Gas | Steam System Efficiency Improvements | A | Standalone Impact on Baseline Summer Peak (%) | Achievable Technical Potential | 0% | 0% | 0% | 0% | 0% | 0% | 0% | 0% | 0% | 0% | 0% | 0% | 0% | 0% | 0% | 0% | 0% | 0% | 0% | 0% | 0% | 0% | 0% | 0% | 0 | 0 | 0 | 0 | 0 | 0 | 0
F6_Industrial_Agriculture_Existing_Space Heating_Natural Gas_Steam System Efficiency Improvements_A_Achievable Technical Potential | F6 | Industrial | Agriculture | Existing | Space Heating | Natural Gas | Steam System Efficiency Improvements | A | Standalone Impact on Baseline Winter Peak (%) | Achievable Technical Potential | 0% | 0% | 0% | 0% | 0% | 0% | 0% | 0% | 0% | 0% | 0% | 0% | 0% | 0% | 0% | 0% | 0% | 0% | 0% | 0% | 0% | 0% | 0% | 0% | 0 | 0 | 0 | 0 | 0 | 0 | 0
F7_Industrial_Agriculture_Existing_Space Heating_Natural Gas_Steam System Efficiency Improvements_A_Achievable Technical Potential | F7 | Industrial | Agriculture | Existing | Space Heating | Natural Gas | Steam System Efficiency Improvements | A | Incremental Energy Savings (MWh or mTherms) | Achievable Technical Potential | 0 | 0 | 0 | 0 | 0 | 0.0070898 | 0.014068 | 0.024663 | 0.039865 | 0.060142 | 0.084468 | 0.11382 | 0.14626 | 0.17684 | 0.20785 | 0.22945 | 0.24253 | 0.24075 | 0.22348 | 0.19545 | 0.15996 | 0.12104 | 0.082959 | 0.052492 | 0.03391 | 0 | 0 | 0 | 0 | 0 | 0
F8_Industrial_Agriculture_Existing_Space Heating_Natural Gas_Steam System Efficiency Improvements_A_Achievable Technical Potential | F8 | Industrial | Agriculture | Existing | Space Heating | Natural Gas | Steam System Efficiency Improvements | A | Incremental Summer Peak Savings (MW) | Achievable Technical Potential | 0 | 0 | 0 | 0 | 0 | 0 | 0 | 0 | 0 | 0 | 0 | 0 | 0 | 0 | 0 | 0 | 0 | 0 | 0 | 0 | 0 | 0 | 0 | 0 | 0 | 0 | 0 | 0 | 0 | 0 | 0
F9_Industrial_Agriculture_Existing_Space Heating_Natural Gas_Steam System Efficiency Improvements_A_Achievable Technical Potential | F9 | Industrial | Agriculture | Existing | Space Heating | Natural Gas | Steam System Efficiency Improvements | A | Incremental Winter Peak Savings (MW) | Achievable Technical Potential | 0 | 0 | 0 | 0 | 0 | 0 | 0 | 0 | 0 | 0 | 0 | 0 | 0 | 0 | 0 | 0 | 0 | 0 | 0 | 0 | 0 | 0 | 0 | 0 | 0 | 0 | 0 | 0 | 0 | 0 | 0
F10_Industrial_Agriculture_Existing_Space Heating_Natural Gas_Steam System Efficiency Improvements_A_Achievable Technical Potential | F10 | Industrial | Agriculture | Existing | Space Heating | Natural Gas | Steam System Efficiency Improvements | A | Cumulative Energy Savings (MWh or mTherms) | Achievable Technical Potential | 0 | 0 | 0 | 0 | 0 | 0.0070898 | 0.02111 | 0.04563 | 0.085182 | 0.14474 | 0.22823 | 0.34051 | 0.48449 | 0.65811 | 0.86129 | 1.0851 | 1.3205 | 1.5528 | 1.7663 | 1.9503 | 2.098 | 2.2052 | 2.2741 | 2.3124 | 2.3317 | 2.3182 | 2.3058 | 2.2946 | 2.2843 | 2.2749 | 2.2663
F11_Industrial_Agriculture_Existing_Space Heating_Natural Gas_Steam System Efficiency Improvements_A_Achievable Technical Potential | F11 | Industrial | Agriculture | Existing | Space Heating | Natural Gas | Steam System Efficiency Improvements | A | Cumulative Summer Peak Savings (MW) | Achievable Technical Potential | 0 | 0 | 0 | 0 | 0 | 0 | 0 | 0 | 0 | 0 | 0 | 0 | 0 | 0 | 0 | 0 | 0 | 0 | 0 | 0 | 0 | 0 | 0 | 0 | 0 | 0 | 0 | 0 | 0 | 0 | 0
F12_Industrial_Agriculture_Existing_Space Heating_Natural Gas_Steam System Efficiency Improvements_A_Achievable Technical Potential | F12 | Industrial | Agriculture | Existing | Space Heating | Natural Gas | Steam System Efficiency Improvements | A | Cumulative Winter Peak Savings (MW) | Achievable Technical Potential | 0 | 0 | 0 | 0 | 0 | 0 | 0 | 0 | 0 | 0 | 0 | 0 | 0 | 0 | 0 | 0 | 0 | 0 | 0 | 0 | 0 | 0 | 0 | 0 | 0 | 0 | 0 | 0 | 0 | 0 | 0
F13_Industrial_Agriculture_Existing_Space Heating_Natural Gas_Steam System Efficiency Improvements_A_Achievable Technical Potential | F13 | Industrial | Agriculture | Existing | Space Heating | Natural Gas | Steam System Efficiency Improvements | A | Purchases (Incremental) | Achievable Technical Potential | 0 | 0 | 0 | 0 | 0 | 51.452 | 102.7926 | 181.4366 | 295.2911 | 448.5812 | 634.3056 | 860.4719 | 1113.2175 | 1354.9941 | 1603.9607 | 1782.3787 | 1896.3614 | 1894.6941 | 1770.1371 | 1558.19 | 1283.2772 | 977.5129 | 674.2739 | 429.3222 | 279.1098 | 0 | 0 | 0 | 0 | 0 | 0
F14_Industrial_Agriculture_Existing_Space Heating_Natural Gas_Steam System Efficiency Improvements_A_Achievable Technical Potential | F14 | Industrial | Agriculture | Existing | Space Heating | Natural Gas | Steam System Efficiency Improvements | A | Purchases (Cumulative) | Achievable Technical Potential | 0 | 0 | 0 | 0 | 0 | 51.452 | 154.2446 | 335.6812 | 630.9723 | 1079.5535 | 1713.8591 | 2574.331 | 3687.5485 | 5042.5426 | 6646.5033 | 8428.882 | 10325.2433 | 12219.9375 | 13990.0746 | 15548.2646 | 16831.5418 | 17809.0547 | 18483.3286 | 18912.6508 | 19191.7606 | 19191.7606 | 19191.7606 | 19191.7606 | 19191.7606 | 19191.7606 | 19191.7606
F1_Industrial_Agriculture_Existing_Process_Natural Gas_Steam System Efficiency Improvements_A_Achievable Technical Potential | F1 | Industrial | Agriculture | Existing | Process | Natural Gas | Steam System Efficiency Improvements | A | Original Unit Energy Savings (kWh or therms) | Achievable Technical Potential | 0 | 0 | 0 | 0 | 0 | 0.18594 | 0.18594 | 0.18594 | 0.18594 | 0.18594 | 0.18594 | 0.18594 | 0.18594 | 0.18594 | 0.18594 | 0.18594 | 0.18594 | 0.18594 | 0.18594 | 0.18594 | 0.18594 | 0.18594 | 0.18594 | 0.18594 | 0.18594 | 0.18594 | 0.18594 | 0.18594 | 0.18594 | 0.18594 | 0.18594
F2_Industrial_Agriculture_Existing_Process_Natural Gas_Steam System Efficiency Improvements_A_Achievable Technical Potential | F2 | Industrial | Agriculture | Existing | Process | Natural Gas | Steam System Efficiency Improvements | A | Original Unit Summer Peak Savings (kW) | Achievable Technical Potential | 0 | 0 | 0 | 0 | 0 | 0 | 0 | 0 | 0 | 0 | 0 | 0 | 0 | 0 | 0 | 0 | 0 | 0 | 0 | 0 | 0 | 0 | 0 | 0 | 0 | 0 | 0 | 0 | 0 | 0 | 0
F3_Industrial_Agriculture_Existing_Process_Natural Gas_Steam System Efficiency Improvements_A_Achievable Technical Potential | F3 | Industrial | Agriculture | Existing | Process | Natural Gas | Steam System Efficiency Improvements | A | Original Unit Winter Peak Savings (kW) | Achievable Technical Potential | 0 | 0 | 0 | 0 | 0 | 0 | 0 | 0 | 0 | 0 | 0 | 0 | 0 | 0 | 0 | 0 | 0 | 0 | 0 | 0 | 0 | 0 | 0 | 0 | 0 | 0 | 0 | 0 | 0 | 0 | 0
F4_Industrial_Agriculture_Existing_Process_Natural Gas_Steam System Efficiency Improvements_A_Achievable Technical Potential | F4 | Industrial | Agriculture | Existing | Process | Natural Gas | Steam System Efficiency Improvements | A | Standalone Impact on Baseline Energy (%) | Achievable Technical Potential | 0% | 0% | 0% | 0% | 0% | 9.293e-05% | 0.0002787% | 0.0006102% | 0.001146% | 0.00196% | 0.003151% | 0.004746% | 0.006813% | 0.009467% | 0.01243% | 0.01592% | 0.01949% | 0.02319% | 0.02679% | 0.02973% | 0.03232% | 0.03433% | 0.03576% | 0.03672% | 0.00037377 | 0.00037486 | 0.00037586 | 0.00037677 | 0 | 0 | 0
F5_Industrial_Agriculture_Existing_Process_Natural Gas_Steam System Efficiency Improvements_A_Achievable Technical Potential | F5 | Industrial | Agriculture | Existing | Process | Natural Gas | Steam System Efficiency Improvements | A | Standalone Impact on Baseline Summer Peak (%) | Achievable Technical Potential | 0% | 0% | 0% | 0% | 0% | 0% | 0% | 0% | 0% | 0% | 0% | 0% | 0% | 0% | 0% | 0% | 0% | 0% | 0% | 0% | 0% | 0% | 0% | 0% | 0 | 0 | 0 | 0 | 0 | 0 | 0
F6_Industrial_Agriculture_Existing_Process_Natural Gas_Steam System Efficiency Improvements_A_Achievable Technical Potential | F6 | Industrial | Agriculture | Existing | Process | Natural Gas | Steam System Efficiency Improvements | A | Standalone Impact on Baseline Winter Peak (%) | Achievable Technical Potential | 0% | 0% | 0% | 0% | 0% | 0% | 0% | 0% | 0% | 0% | 0% | 0% | 0% | 0% | 0% | 0% | 0% | 0% | 0% | 0% | 0% | 0% | 0% | 0% | 0 | 0 | 0 | 0 | 0 | 0 | 0
F7_Industrial_Agriculture_Existing_Process_Natural Gas_Steam System Efficiency Improvements_A_Achievable Technical Potential | F7 | Industrial | Agriculture | Existing | Process | Natural Gas | Steam System Efficiency Improvements | A | Incremental Energy Savings (MWh or mTherms) | Achievable Technical Potential | 0 | 0 | 0 | 0 | 0 | 0.0016646 | 0.0033256 | 0.0058699 | 0.0095534 | 0.014513 | 0.020521 | 0.027838 | 0.036015 | 0.043838 | 0.051892 | 0.057665 | 0.061352 | 0.061298 | 0.057268 | 0.050411 | 0.041517 | 0.031625 | 0.021814 | 0.01389 | 0.0090299 | 0 | 0 | 0 | 0 | 0 | 0
F8_Industrial_Agriculture_Existing_Process_Natural Gas_Steam System Efficiency Improvements_A_Achievable Technical Potential | F8 | Industrial | Agriculture | Existing | Process | Natural Gas | Steam System Efficiency Improvements | A | Incremental Summer Peak Savings (MW) | Achievable Technical Potential | 0 | 0 | 0 | 0 | 0 | 0 | 0 | 0 | 0 | 0 | 0 | 0 | 0 | 0 | 0 | 0 | 0 | 0 | 0 | 0 | 0 | 0 | 0 | 0 | 0 | 0 | 0 | 0 | 0 | 0 | 0
F9_Industrial_Agriculture_Existing_Process_Natural Gas_Steam System Efficiency Improvements_A_Achievable Technical Potential | F9 | Industrial | Agriculture | Existing | Process | Natural Gas | Steam System Efficiency Improvements | A | Incremental Winter Peak Savings (MW) | Achievable Technical Potential | 0 | 0 | 0 | 0 | 0 | 0 | 0 | 0 | 0 | 0 | 0 | 0 | 0 | 0 | 0 | 0 | 0 | 0 | 0 | 0 | 0 | 0 | 0 | 0 | 0 | 0 | 0 | 0 | 0 | 0 | 0
F10_Industrial_Agriculture_Existing_Process_Natural Gas_Steam System Efficiency Improvements_A_Achievable Technical Potential | F10 | Industrial | Agriculture | Existing | Process | Natural Gas | Steam System Efficiency Improvements | A | Cumulative Energy Savings (MWh or mTherms) | Achievable Technical Potential | 0 | 0 | 0 | 0 | 0 | 0.0016646 | 0.0049902 | 0.01086 | 0.020414 | 0.034926 | 0.055448 | 0.083286 | 0.1193 | 0.16314 | 0.21503 | 0.2727 | 0.33405 | 0.39535 | 0.45261 | 0.50303 | 0.54454 | 0.57617 | 0.59798 | 0.61187 | 0.6209 | 0.6209 | 0.6209 | 0.6209 | 0.6209 | 0.6209 | 0.6209
F11_Industrial_Agriculture_Existing_Process_Natural Gas_Steam System Efficiency Improvements_A_Achievable Technical Potential | F11 | Industrial | Agriculture | Existing | Process | Natural Gas | Steam System Efficiency Improvements | A | Cumulative Summer Peak Savings (MW) | Achievable Technical Potential | 0 | 0 | 0 | 0 | 0 | 0 | 0 | 0 | 0 | 0 | 0 | 0 | 0 | 0 | 0 | 0 | 0 | 0 | 0 | 0 | 0 | 0 | 0 | 0 | 0 | 0 | 0 | 0 | 0 | 0 | 0
F12_Industrial_Agriculture_Existing_Process_Natural Gas_Steam System Efficiency Improvements_A_Achievable Technical Potential | F12 | Industrial | Agriculture | Existing | Process | Natural Gas | Steam System Efficiency Improvements | A | Cumulative Winter Peak Savings (MW) | Achievable Technical Potential | 0 | 0 | 0 | 0 | 0 | 0 | 0 | 0 | 0 | 0 | 0 | 0 | 0 | 0 | 0 | 0 | 0 | 0 | 0 | 0 | 0 | 0 | 0 | 0 | 0 | 0 | 0 | 0 | 0 | 0 | 0
F13_Industrial_Agriculture_Existing_Process_Natural Gas_Steam System Efficiency Improvements_A_Achievable Technical Potential | F13 | Industrial | Agriculture | Existing | Process | Natural Gas | Steam System Efficiency Improvements | A | Purchases (Incremental) | Achievable Technical Potential | 0 | 0 | 0 | 0 | 0 | 8.9522 | 17.885 | 31.5684 | 51.3781 | 78.0492 | 110.3636 | 149.7146 | 193.6901 | 235.7571 | 279.0751 | 310.1182 | 329.9502 | 329.6601 | 307.9883 | 271.1114 | 223.279 | 170.0787 | 117.3177 | 74.6983 | 48.5626 | 0 | 0 | 0 | 0 | 0 | 0
F14_Industrial_Agriculture_Existing_Process_Natural Gas_Steam System Efficiency Improvements_A_Achievable Technical Potential | F14 | Industrial | Agriculture | Existing | Process | Natural Gas | Steam System Efficiency Improvements | A | Purchases (Cumulative) | Achievable Technical Potential | 0 | 0 | 0 | 0 | 0 | 8.9522 | 26.8372 | 58.4056 | 109.7836 | 187.8328 | 298.1964 | 447.911 | 641.601 | 877.3581 | 1156.4332 | 1466.5514 | 1796.5016 | 2126.1617 | 2434.15 | 2705.2614 | 2928.5404 | 3098.619 | 3215.9367 | 3290.635 | 3339.1977 | 3339.1977 | 3339.1977 | 3339.1977 | 3339.1977 | 3339.1977 | 3339.1977
F1_Industrial_Agriculture_Existing_Space Heating_Natural Gas_Strategic Energy Management_A_Achievable Technical Potential | F1 | Industrial | Agriculture | Existing | Space Heating | Natural Gas | Strategic Energy Management | A | Original Unit Energy Savings (kWh or therms) | Achievable Technical Potential | 0 | 0 | 0 | 0 | 0 | 4.0782 | 4.0583 | 4.0336 | 4.0075 | 3.9802 | 3.9525 | 3.9241 | 3.8958 | 3.8676 | 3.8372 | 3.8091 | 3.7813 | 3.7555 | 3.7314 | 3.708 | 3.6859 | 3.6633 | 3.6429 | 3.6236 | 3.6052 | 3.5882 | 3.5725 | 3.558 | 0 | 0 | 0
F2_Industrial_Agriculture_Existing_Space Heating_Natural Gas_Strategic Energy Management_A_Achievable Technical Potential | F2 | Industrial | Agriculture | Existing | Space Heating | Natural Gas | Strategic Energy Management | A | Original Unit Summer Peak Savings (kW) | Achievable Technical Potential | 0 | 0 | 0 | 0 | 0 | 0 | 0 | 0 | 0 | 0 | 0 | 0 | 0 | 0 | 0 | 0 | 0 | 0 | 0 | 0 | 0 | 0 | 0 | 0 | 0 | 0 | 0 | 0 | 0 | 0 | 0
F3_Industrial_Agriculture_Existing_Space Heating_Natural Gas_Strategic Energy Management_A_Achievable Technical Potential | F3 | Industrial | Agriculture | Existing | Space Heating | Natural Gas | Strategic Energy Management | A | Original Unit Winter Peak Savings (kW) | Achievable Technical Potential | 0 | 0 | 0 | 0 | 0 | 0 | 0 | 0 | 0 | 0 | 0 | 0 | 0 | 0 | 0 | 0 | 0 | 0 | 0 | 0 | 0 | 0 | 0 | 0 | 0 | 0 | 0 | 0 | 0 | 0 | 0
F4_Industrial_Agriculture_Existing_Space Heating_Natural Gas_Strategic Energy Management_A_Achievable Technical Potential | F4 | Industrial | Agriculture | Existing | Space Heating | Natural Gas | Strategic Energy Management | A | Standalone Impact on Baseline Energy (%) | Achievable Technical Potential | 0% | 0% | 0% | 0% | 0% | 0.08224% | 0.1645% | 0.2477% | 0.3298% | 0.4118% | 0.4993% | 0.5829% | 0.6664% | 0.7594% | 0.8387% | 0.929% | 1.011% | 1.098% | 1.191% | 1.271% | 1.359% | 1.447% | 1.534% | 1.621% | 0.017089 | 0.017138 | 0.017184 | 0.017226 | 0 | 0 | 0
F5_Industrial_Agriculture_Existing_Space Heating_Natural Gas_Strategic Energy Management_A_Achievable Technical Potential | F5 | Industrial | Agriculture | Existing | Space Heating | Natural Gas | Strategic Energy Management | A | Standalone Impact on Baseline Summer Peak (%) | Achievable Technical Potential | 0% | 0% | 0% | 0% | 0% | 0% | 0% | 0% | 0% | 0% | 0% | 0% | 0% | 0% | 0% | 0% | 0% | 0% | 0% | 0% | 0% | 0% | 0% | 0% | 0 | 0 | 0 | 0 | 0 | 0 | 0
F6_Industrial_Agriculture_Existing_Space Heating_Natural Gas_Strategic Energy Management_A_Achievable Technical Potential | F6 | Industrial | Agriculture | Existing | Space Heating | Natural Gas | Strategic Energy Management | A | Standalone Impact on Baseline Winter Peak (%) | Achievable Technical Potential | 0% | 0% | 0% | 0% | 0% | 0% | 0% | 0% | 0% | 0% | 0% | 0% | 0% | 0% | 0% | 0% | 0% | 0% | 0% | 0% | 0% | 0% | 0% | 0% | 0 | 0 | 0 | 0 | 0 | 0 | 0
F7_Industrial_Agriculture_Existing_Space Heating_Natural Gas_Strategic Energy Management_A_Achievable Technical Potential | F7 | Industrial | Agriculture | Existing | Space Heating | Natural Gas | Strategic Energy Management | A | Incremental Energy Savings (MWh or mTherms) | Achievable Technical Potential | 0 | 0 | 0 | 0 | 0 | 0.70602 | 0.70219 | 0.69381 | 0.68969 | 0.68556 | 0.67215 | 0.66549 | 0.65935 | 0.64419 | 0.64156 | 0.63078 | 0.62626 | 0.61886 | 0.60941 | 0.6063 | 0.60019 | 0.59419 | 0.58872 | 0.58362 | 0.57883 | 0 | 0 | 0 | 0 | 0 | 0
F8_Industrial_Agriculture_Existing_Space Heating_Natural Gas_Strategic Energy Management_A_Achievable Technical Potential | F8 | Industrial | Agriculture | Existing | Space Heating | Natural Gas | Strategic Energy Management | A | Incremental Summer Peak Savings (MW) | Achievable Technical Potential | 0 | 0 | 0 | 0 | 0 | 0 | 0 | 0 | 0 | 0 | 0 | 0 | 0 | 0 | 0 | 0 | 0 | 0 | 0 | 0 | 0 | 0 | 0 | 0 | 0 | 0 | 0 | 0 | 0 | 0 | 0
F9_Industrial_Agriculture_Existing_Space Heating_Natural Gas_Strategic Energy Management_A_Achievable Technical Potential | F9 | Industrial | Agriculture | Existing | Space Heating | Natural Gas | Strategic Energy Management | A | Incremental Winter Peak Savings (MW) | Achievable Technical Potential | 0 | 0 | 0 | 0 | 0 | 0 | 0 | 0 | 0 | 0 | 0 | 0 | 0 | 0 | 0 | 0 | 0 | 0 | 0 | 0 | 0 | 0 | 0 | 0 | 0 | 0 | 0 | 0 | 0 | 0 | 0
F10_Industrial_Agriculture_Existing_Space Heating_Natural Gas_Strategic Energy Management_A_Achievable Technical Potential | F10 | Industrial | Agriculture | Existing | Space Heating | Natural Gas | Strategic Energy Management | A | Cumulative Energy Savings (MWh or mTherms) | Achievable Technical Potential | 0 | 0 | 0 | 0 | 0 | 0.70602 | 1.4048 | 2.09 | 2.7662 | 3.4329 | 4.0812 | 4.7173 | 5.3427 | 5.9482 | 6.543 | 7.1258 | 7.7 | 8.2664 | 8.8229 | 9.3738 | 9.918 | 10.4513 | 10.9818 | 11.5073 | 12.0279 | 11.9712 | 11.9188 | 11.8702 | 0 | 0 | 0
F11_Industrial_Agriculture_Existing_Space Heating_Natural Gas_Strategic Energy Management_A_Achievable Technical Potential | F11 | Industrial | Agriculture | Existing | Space Heating | Natural Gas | Strategic Energy Management | A | Cumulative Summer Peak Savings (MW) | Achievable Technical Potential | 0 | 0 | 0 | 0 | 0 | 0 | 0 | 0 | 0 | 0 | 0 | 0 | 0 | 0 | 0 | 0 | 0 | 0 | 0 | 0 | 0 | 0 | 0 | 0 | 0 | 0 | 0 | 0 | 0 | 0 | 0
F12_Industrial_Agriculture_Existing_Space Heating_Natural Gas_Strategic Energy Management_A_Achievable Technical Potential | F12 | Industrial | Agriculture | Existing | Space Heating | Natural Gas | Strategic Energy Management | A | Cumulative Winter Peak Savings (MW) | Achievable Technical Potential | 0 | 0 | 0 | 0 | 0 | 0 | 0 | 0 | 0 | 0 | 0 | 0 | 0 | 0 | 0 | 0 | 0 | 0 | 0 | 0 | 0 | 0 | 0 | 0 | 0 | 0 | 0 | 0 | 0 | 0 | 0
F13_Industrial_Agriculture_Existing_Space Heating_Natural Gas_Strategic Energy Management_A_Achievable Technical Potential | F13 | Industrial | Agriculture | Existing | Space Heating | Natural Gas | Strategic Energy Management | A | Purchases (Incremental) | Achievable Technical Potential | 0 | 0 | 0 | 0 | 0 | 173.1218 | 173.0268 | 172.0064 | 172.0994 | 172.2417 | 170.0544 | 169.5897 | 169.2454 | 166.5578 | 167.1937 | 165.5993 | 165.6208 | 164.7872 | 163.3173 | 163.5108 | 162.8346 | 162.2013 | 161.6103 | 161.0611 | 160.5532 | 0 | 0 | 0 | 0 | 0 | 0
F14_Industrial_Agriculture_Existing_Space Heating_Natural Gas_Strategic Energy Management_A_Achievable Technical Potential | F14 | Industrial | Agriculture | Existing | Space Heating | Natural Gas | Strategic Energy Management | A | Purchases (Cumulative) | Achievable Technical Potential | 0 | 0 | 0 | 0 | 0 | 173.1218 | 346.1486 | 518.155 | 690.2544 | 862.4961 | 1032.5505 | 1202.1402 | 1371.3855 | 1537.9433 | 1705.1371 | 1870.7364 | 2036.3572 | 2201.1444 | 2364.4617 | 2527.9725 | 2690.8072 | 2853.0085 | 3014.6188 | 3175.6799 | 3336.2331 | 3336.2331 | 3336.2331 | 3336.2331 | 3336.2331 | 3336.2331 | 3336.2331
F1_Industrial_Agriculture_Existing_Process_Natural Gas_Strategic Energy Management_A_Achievable Technical Potential | F1 | Industrial | Agriculture | Existing | Process | Natural Gas | Strategic Energy Management | A | Original Unit Energy Savings (kWh or therms) | Achievable Technical Potential | 0 | 0 | 0 | 0 | 0 | 1.4066 | 1.4066 | 1.4066 | 1.4066 | 1.4066 | 1.4066 | 1.4066 | 1.4066 | 1.4066 | 1.4066 | 1.4066 | 1.4066 | 1.4066 | 1.4066 | 1.4066 | 1.4066 | 1.4066 | 1.4066 | 1.4066 | 1.4066 | 1.4066 | 1.4066 | 1.4066 | 0 | 0 | 0
F2_Industrial_Agriculture_Existing_Process_Natural Gas_Strategic Energy Management_A_Achievable Technical Potential | F2 | Industrial | Agriculture | Existing | Process | Natural Gas | Strategic Energy Management | A | Original Unit Summer Peak Savings (kW) | Achievable Technical Potential | 0 | 0 | 0 | 0 | 0 | 0 | 0 | 0 | 0 | 0 | 0 | 0 | 0 | 0 | 0 | 0 | 0 | 0 | 0 | 0 | 0 | 0 | 0 | 0 | 0 | 0 | 0 | 0 | 0 | 0 | 0
F3_Industrial_Agriculture_Existing_Process_Natural Gas_Strategic Energy Management_A_Achievable Technical Potential | F3 | Industrial | Agriculture | Existing | Process | Natural Gas | Strategic Energy Management | A | Original Unit Winter Peak Savings (kW) | Achievable Technical Potential | 0 | 0 | 0 | 0 | 0 | 0 | 0 | 0 | 0 | 0 | 0 | 0 | 0 | 0 | 0 | 0 | 0 | 0 | 0 | 0 | 0 | 0 | 0 | 0 | 0 | 0 | 0 | 0 | 0 | 0 | 0
F4_Industrial_Agriculture_Existing_Process_Natural Gas_Strategic Energy Management_A_Achievable Technical Potential | F4 | Industrial | Agriculture | Existing | Process | Natural Gas | Strategic Energy Management | A | Standalone Impact on Baseline Energy (%) | Achievable Technical Potential | 0% | 0% | 0% | 0% | 0% | 0.08224% | 0.1645% | 0.2477% | 0.3298% | 0.4118% | 0.4993% | 0.5829% | 0.6664% | 0.7594% | 0.8387% | 0.929% | 1.011% | 1.098% | 1.191% | 1.271% | 1.359% | 1.447% | 1.534% | 1.621% | 0.017089 | 0.017138 | 0.017184 | 0.017226 | 0 | 0 | 0
F5_Industrial_Agriculture_Existing_Process_Natural Gas_Strategic Energy Management_A_Achievable Technical Potential | F5 | Industrial | Agriculture | Existing | Process | Natural Gas | Strategic Energy Management | A | Standalone Impact on Baseline Summer Peak (%) | Achievable Technical Potential | 0% | 0% | 0% | 0% | 0% | 0% | 0% | 0% | 0% | 0% | 0% | 0% | 0% | 0% | 0% | 0% | 0% | 0% | 0% | 0% | 0% | 0% | 0% | 0% | 0 | 0 | 0 | 0 | 0 | 0 | 0
F6_Industrial_Agriculture_Existing_Process_Natural Gas_Strategic Energy Management_A_Achievable Technical Potential | F6 | Industrial | Agriculture | Existing | Process | Natural Gas | Strategic Energy Management | A | Standalone Impact on Baseline Winter Peak (%) | Achievable Technical Potential | 0% | 0% | 0% | 0% | 0% | 0% | 0% | 0% | 0% | 0% | 0% | 0% | 0% | 0% | 0% | 0% | 0% | 0% | 0% | 0% | 0% | 0% | 0% | 0% | 0 | 0 | 0 | 0 | 0 | 0 | 0
F7_Industrial_Agriculture_Existing_Process_Natural Gas_Strategic Energy Management_A_Achievable Technical Potential | F7 | Industrial | Agriculture | Existing | Process | Natural Gas | Strategic Energy Management | A | Incremental Energy Savings (MWh or mTherms) | Achievable Technical Potential | 0 | 0 | 0 | 0 | 0 | 1.4731 | 1.4723 | 1.4636 | 1.4644 | 1.4656 | 1.447 | 1.443 | 1.4401 | 1.4172 | 1.4226 | 1.4091 | 1.4092 | 1.4022 | 1.3896 | 1.3913 | 1.3855 | 1.3801 | 1.3751 | 1.3704 | 1.3661 | 0 | 0 | 0 | 0 | 0 | 0
F8_Industrial_Agriculture_Existing_Process_Natural Gas_Strategic Energy Management_A_Achievable Technical Potential | F8 | Industrial | Agriculture | Existing | Process | Natural Gas | Strategic Energy Management | A | Incremental Summer Peak Savings (MW) | Achievable Technical Potential | 0 | 0 | 0 | 0 | 0 | 0 | 0 | 0 | 0 | 0 | 0 | 0 | 0 | 0 | 0 | 0 | 0 | 0 | 0 | 0 | 0 | 0 | 0 | 0 | 0 | 0 | 0 | 0 | 0 | 0 | 0
F9_Industrial_Agriculture_Existing_Process_Natural Gas_Strategic Energy Management_A_Achievable Technical Potential | F9 | Industrial | Agriculture | Existing | Process | Natural Gas | Strategic Energy Management | A | Incremental Winter Peak Savings (MW) | Achievable Technical Potential | 0 | 0 | 0 | 0 | 0 | 0 | 0 | 0 | 0 | 0 | 0 | 0 | 0 | 0 | 0 | 0 | 0 | 0 | 0 | 0 | 0 | 0 | 0 | 0 | 0 | 0 | 0 | 0 | 0 | 0 | 0
F10_Industrial_Agriculture_Existing_Process_Natural Gas_Strategic Energy Management_A_Achievable Technical Potential | F10 | Industrial | Agriculture | Existing | Process | Natural Gas | Strategic Energy Management | A | Cumulative Energy Savings (MWh or mTherms) | Achievable Technical Potential | 0 | 0 | 0 | 0 | 0 | 1.4731 | 2.9453 | 4.4089 | 5.8733 | 7.3389 | 8.7858 | 10.2288 | 11.6689 | 13.0861 | 14.5088 | 15.9178 | 17.3271 | 18.7292 | 20.1189 | 21.5102 | 22.8957 | 24.2758 | 25.651 | 27.0214 | 28.3875 | 28.3875 | 28.3875 | 28.3875 | 0 | 0 | 0
F11_Industrial_Agriculture_Existing_Process_Natural Gas_Strategic Energy Management_A_Achievable Technical Potential | F11 | Industrial | Agriculture | Existing | Process | Natural Gas | Strategic Energy Management | A | Cumulative Summer Peak Savings (MW) | Achievable Technical Potential | 0 | 0 | 0 | 0 | 0 | 0 | 0 | 0 | 0 | 0 | 0 | 0 | 0 | 0 | 0 | 0 | 0 | 0 | 0 | 0 | 0 | 0 | 0 | 0 | 0 | 0 | 0 | 0 | 0 | 0 | 0
F12_Industrial_Agriculture_Existing_Process_Natural Gas_Strategic Energy Management_A_Achievable Technical Potential | F12 | Industrial | Agriculture | Existing | Process | Natural Gas | Strategic Energy Management | A | Cumulative Winter Peak Savings (MW) | Achievable Technical Potential | 0 | 0 | 0 | 0 | 0 | 0 | 0 | 0 | 0 | 0 | 0 | 0 | 0 | 0 | 0 | 0 | 0 | 0 | 0 | 0 | 0 | 0 | 0 | 0 | 0 | 0 | 0 | 0 | 0 | 0 | 0
F13_Industrial_Agriculture_Existing_Process_Natural Gas_Strategic Energy Management_A_Achievable Technical Potential | F13 | Industrial | Agriculture | Existing | Process | Natural Gas | Strategic Energy Management | A | Purchases (Incremental) | Achievable Technical Potential | 0 | 0 | 0 | 0 | 0 | 1047.2856 | 1046.7108 | 1040.538 | 1041.1005 | 1041.9614 | 1028.7296 | 1025.9184 | 1023.8353 | 1007.5772 | 1011.4242 | 1001.7789 | 1001.9089 | 996.8663 | 987.9743 | 989.1446 | 985.0542 | 981.223 | 977.6478 | 974.3254 | 971.253 | 0 | 0 | 0 | 0 | 0 | 0
F14_Industrial_Agriculture_Existing_Process_Natural Gas_Strategic Energy Management_A_Achievable Technical Potential | F14 | Industrial | Agriculture | Existing | Process | Natural Gas | Strategic Energy Management | A | Purchases (Cumulative) | Achievable Technical Potential | 0 | 0 | 0 | 0 | 0 | 1047.2856 | 2093.9964 | 3134.5344 | 4175.635 | 5217.5964 | 6246.326 | 7272.2444 | 8296.0797 | 9303.6569 | 10315.081 | 11316.8599 | 12318.7689 | 13315.6351 | 14303.6094 | 15292.754 | 16277.8082 | 17259.0312 | 18236.679 | 19211.0045 | 20182.2574 | 20182.2574 | 20182.2574 | 20182.2574 | 20182.2574 | 20182.2574 | 20182.2574
F1_Industrial_Agriculture_Existing_Miscellaneous_Natural Gas_Strategic Energy Management_A_Achievable Technical Potential | F1 | Industrial | Agriculture | Existing | Miscellaneous | Natural Gas | Strategic Energy Management | A | Original Unit Energy Savings (kWh or therms) | Achievable Technical Potential | 0 | 0 | 0 | 0 | 0 | 0.89787 | 0.89787 | 0.89787 | 0.89787 | 0.89787 | 0.89787 | 0.89787 | 0.89787 | 0.89787 | 0.89787 | 0.89787 | 0.89787 | 0.89787 | 0.89787 | 0.89787 | 0.89787 | 0.89787 | 0.89787 | 0.89787 | 0.89787 | 0.89787 | 0.89787 | 0.89787 | 0 | 0 | 0
F2_Industrial_Agriculture_Existing_Miscellaneous_Natural Gas_Strategic Energy Management_A_Achievable Technical Potential | F2 | Industrial | Agriculture | Existing | Miscellaneous | Natural Gas | Strategic Energy Management | A | Original Unit Summer Peak Savings (kW) | Achievable Technical Potential | 0 | 0 | 0 | 0 | 0 | 0 | 0 | 0 | 0 | 0 | 0 | 0 | 0 | 0 | 0 | 0 | 0 | 0 | 0 | 0 | 0 | 0 | 0 | 0 | 0 | 0 | 0 | 0 | 0 | 0 | 0
F3_Industrial_Agriculture_Existing_Miscellaneous_Natural Gas_Strategic Energy Management_A_Achievable Technical Potential | F3 | Industrial | Agriculture | Existing | Miscellaneous | Natural Gas | Strategic Energy Management | A | Original Unit Winter Peak Savings (kW) | Achievable Technical Potential | 0 | 0 | 0 | 0 | 0 | 0 | 0 | 0 | 0 | 0 | 0 | 0 | 0 | 0 | 0 | 0 | 0 | 0 | 0 | 0 | 0 | 0 | 0 | 0 | 0 | 0 | 0 | 0 | 0 | 0 | 0
F4_Industrial_Agriculture_Existing_Miscellaneous_Natural Gas_Strategic Energy Management_A_Achievable Technical Potential | F4 | Industrial | Agriculture | Existing | Miscellaneous | Natural Gas | Strategic Energy Management | A | Standalone Impact on Baseline Energy (%) | Achievable Technical Potential | 0% | 0% | 0% | 0% | 0% | 0.08224% | 0.1645% | 0.2477% | 0.3298% | 0.4118% | 0.4993% | 0.5829% | 0.6664% | 0.7594% | 0.8387% | 0.929% | 1.011% | 1.098% | 1.191% | 1.271% | 1.359% | 1.447% | 1.534% | 1.621% | 0.017089 | 0.017138 | 0.017184 | 0.017226 | 0 | 0 | 0
F5_Industrial_Agriculture_Existing_Miscellaneous_Natural Gas_Strategic Energy Management_A_Achievable Technical Potential | F5 | Industrial | Agriculture | Existing | Miscellaneous | Natural Gas | Strategic Energy Management | A | Standalone Impact on Baseline Summer Peak (%) | Achievable Technical Potential | 0% | 0% | 0% | 0% | 0% | 0% | 0% | 0% | 0% | 0% | 0% | 0% | 0% | 0% | 0% | 0% | 0% | 0% | 0% | 0% | 0% | 0% | 0% | 0% | 0 | 0 | 0 | 0 | 0 | 0 | 0
F6_Industrial_Agriculture_Existing_Miscellaneous_Natural Gas_Strategic Energy Management_A_Achievable Technical Potential | F6 | Industrial | Agriculture | Existing | Miscellaneous | Natural Gas | Strategic Energy Management | A | Standalone Impact on Baseline Winter Peak (%) | Achievable Technical Potential | 0% | 0% | 0% | 0% | 0% | 0% | 0% | 0% | 0% | 0% | 0% | 0% | 0% | 0% | 0% | 0% | 0% | 0% | 0% | 0% | 0% | 0% | 0% | 0% | 0 | 0 | 0 | 0 | 0 | 0 | 0
F7_Industrial_Agriculture_Existing_Miscellaneous_Natural Gas_Strategic Energy Management_A_Achievable Technical Potential | F7 | Industrial | Agriculture | Existing | Miscellaneous | Natural Gas | Strategic Energy Management | A | Incremental Energy Savings (MWh or mTherms) | Achievable Technical Potential | 0 | 0 | 0 | 0 | 0 | 0.23508 | 0.23495 | 0.23357 | 0.23369 | 0.23389 | 0.23092 | 0.23029 | 0.22982 | 0.22617 | 0.22703 | 0.22487 | 0.2249 | 0.22376 | 0.22177 | 0.22203 | 0.22111 | 0.22025 | 0.21945 | 0.2187 | 0.21801 | 0 | 0 | 0 | 0 | 0 | 0
F8_Industrial_Agriculture_Existing_Miscellaneous_Natural Gas_Strategic Energy Management_A_Achievable Technical Potential | F8 | Industrial | Agriculture | Existing | Miscellaneous | Natural Gas | Strategic Energy Management | A | Incremental Summer Peak Savings (MW) | Achievable Technical Potential | 0 | 0 | 0 | 0 | 0 | 0 | 0 | 0 | 0 | 0 | 0 | 0 | 0 | 0 | 0 | 0 | 0 | 0 | 0 | 0 | 0 | 0 | 0 | 0 | 0 | 0 | 0 | 0 | 0 | 0 | 0
F9_Industrial_Agriculture_Existing_Miscellaneous_Natural Gas_Strategic Energy Management_A_Achievable Technical Potential | F9 | Industrial | Agriculture | Existing | Miscellaneous | Natural Gas | Strategic Energy Management | A | Incremental Winter Peak Savings (MW) | Achievable Technical Potential | 0 | 0 | 0 | 0 | 0 | 0 | 0 | 0 | 0 | 0 | 0 | 0 | 0 | 0 | 0 | 0 | 0 | 0 | 0 | 0 | 0 | 0 | 0 | 0 | 0 | 0 | 0 | 0 | 0 | 0 | 0
F10_Industrial_Agriculture_Existing_Miscellaneous_Natural Gas_Strategic Energy Management_A_Achievable Technical Potential | F10 | Industrial | Agriculture | Existing | Miscellaneous | Natural Gas | Strategic Energy Management | A | Cumulative Energy Savings (MWh or mTherms) | Achievable Technical Potential | 0 | 0 | 0 | 0 | 0 | 0.23508 | 0.47003 | 0.7036 | 0.9373 | 1.1712 | 1.4021 | 1.6324 | 1.8622 | 2.0884 | 2.3154 | 2.5403 | 2.7652 | 2.9889 | 3.2107 | 3.4327 | 3.6538 | 3.8741 | 4.0935 | 4.3123 | 4.5303 | 4.5303 | 4.5303 | 4.5303 | 0 | 0 | 0
F11_Industrial_Agriculture_Existing_Miscellaneous_Natural Gas_Strategic Energy Management_A_Achievable Technical Potential | F11 | Industrial | Agriculture | Existing | Miscellaneous | Natural Gas | Strategic Energy Management | A | Cumulative Summer Peak Savings (MW) | Achievable Technical Potential | 0 | 0 | 0 | 0 | 0 | 0 | 0 | 0 | 0 | 0 | 0 | 0 | 0 | 0 | 0 | 0 | 0 | 0 | 0 | 0 | 0 | 0 | 0 | 0 | 0 | 0 | 0 | 0 | 0 | 0 | 0
F12_Industrial_Agriculture_Existing_Miscellaneous_Natural Gas_Strategic Energy Management_A_Achievable Technical Potential | F12 | Industrial | Agriculture | Existing | Miscellaneous | Natural Gas | Strategic Energy Management | A | Cumulative Winter Peak Savings (MW) | Achievable Technical Potential | 0 | 0 | 0 | 0 | 0 | 0 | 0 | 0 | 0 | 0 | 0 | 0 | 0 | 0 | 0 | 0 | 0 | 0 | 0 | 0 | 0 | 0 | 0 | 0 | 0 | 0 | 0 | 0 | 0 | 0 | 0
F13_Industrial_Agriculture_Existing_Miscellaneous_Natural Gas_Strategic Energy Management_A_Achievable Technical Potential | F13 | Industrial | Agriculture | Existing | Miscellaneous | Natural Gas | Strategic Energy Management | A | Purchases (Incremental) | Achievable Technical Potential | 0 | 0 | 0 | 0 | 0 | 261.8214 | 261.6777 | 260.1345 | 260.2751 | 260.4904 | 257.1824 | 256.4796 | 255.9588 | 251.8943 | 252.856 | 250.4447 | 250.4772 | 249.2166 | 246.9936 | 247.2861 | 246.2636 | 245.3058 | 244.4119 | 243.5814 | 242.8132 | 0 | 0 | 0 | 0 | 0 | 0
F14_Industrial_Agriculture_Existing_Miscellaneous_Natural Gas_Strategic Energy Management_A_Achievable Technical Potential | F14 | Industrial | Agriculture | Existing | Miscellaneous | Natural Gas | Strategic Energy Management | A | Purchases (Cumulative) | Achievable Technical Potential | 0 | 0 | 0 | 0 | 0 | 261.8214 | 523.4991 | 783.6336 | 1043.9087 | 1304.3991 | 1561.5815 | 1818.0611 | 2074.0199 | 2325.9142 | 2578.7703 | 2829.215 | 3079.6922 | 3328.9088 | 3575.9023 | 3823.1885 | 4069.4521 | 4314.7578 | 4559.1698 | 4802.7511 | 5045.5644 | 5045.5644 | 5045.5644 | 5045.5644 | 5045.5644 | 5045.5644 | 5045.5644
F1_Industrial_Agriculture_Existing_Space Heating_Natural Gas_Commissioning_A_Achievable Technical Potential | F1 | Industrial | Agriculture | Existing | Space Heating | Natural Gas | Commissioning | A | Original Unit Energy Savings (kWh or therms) | Achievable Technical Potential | 0 | 0 | 0 | 0 | 0 | 3.7627 | 3.7443 | 3.7215 | 3.6975 | 3.6723 | 3.6468 | 3.6205 | 3.5944 | 3.5684 | 3.5403 | 3.5144 | 3.4887 | 3.4649 | 3.4428 | 3.4211 | 3.4007 | 3.3799 | 3.361 | 3.3432 | 3.3263 | 3.3106 | 3.2961 | 3.2827 | 0 | 0 | 0
F2_Industrial_Agriculture_Existing_Space Heating_Natural Gas_Commissioning_A_Achievable Technical Potential | F2 | Industrial | Agriculture | Existing | Space Heating | Natural Gas | Commissioning | A | Original Unit Summer Peak Savings (kW) | Achievable Technical Potential | 0 | 0 | 0 | 0 | 0 | 0 | 0 | 0 | 0 | 0 | 0 | 0 | 0 | 0 | 0 | 0 | 0 | 0 | 0 | 0 | 0 | 0 | 0 | 0 | 0 | 0 | 0 | 0 | 0 | 0 | 0
F3_Industrial_Agriculture_Existing_Space Heating_Natural Gas_Commissioning_A_Achievable Technical Potential | F3 | Industrial | Agriculture | Existing | Space Heating | Natural Gas | Commissioning | A | Original Unit Winter Peak Savings (kW) | Achievable Technical Potential | 0 | 0 | 0 | 0 | 0 | 0 | 0 | 0 | 0 | 0 | 0 | 0 | 0 | 0 | 0 | 0 | 0 | 0 | 0 | 0 | 0 | 0 | 0 | 0 | 0 | 0 | 0 | 0 | 0 | 0 | 0
F4_Industrial_Agriculture_Existing_Space Heating_Natural Gas_Commissioning_A_Achievable Technical Potential | F4 | Industrial | Agriculture | Existing | Space Heating | Natural Gas | Commissioning | A | Standalone Impact on Baseline Energy (%) | Achievable Technical Potential | 0% | 0% | 0% | 0% | 0% | 0% | 0% | 0% | 0% | 0% | 0% | 0% | 0% | 0% | 0% | 0% | 0% | 0% | 0% | 0% | 0% | 0% | 0% | 0% | 0 | 0 | 0 | 0 | 0 | 0 | 0
F5_Industrial_Agriculture_Existing_Space Heating_Natural Gas_Commissioning_A_Achievable Technical Potential | F5 | Industrial | Agriculture | Existing | Space Heating | Natural Gas | Commissioning | A | Standalone Impact on Baseline Summer Peak (%) | Achievable Technical Potential | 0% | 0% | 0% | 0% | 0% | 0% | 0% | 0% | 0% | 0% | 0% | 0% | 0% | 0% | 0% | 0% | 0% | 0% | 0% | 0% | 0% | 0% | 0% | 0% | 0 | 0 | 0 | 0 | 0 | 0 | 0
F6_Industrial_Agriculture_Existing_Space Heating_Natural Gas_Commissioning_A_Achievable Technical Potential | F6 | Industrial | Agriculture | Existing | Space Heating | Natural Gas | Commissioning | A | Standalone Impact on Baseline Winter Peak (%) | Achievable Technical Potential | 0% | 0% | 0% | 0% | 0% | 0% | 0% | 0% | 0% | 0% | 0% | 0% | 0% | 0% | 0% | 0% | 0% | 0% | 0% | 0% | 0% | 0% | 0% | 0% | 0 | 0 | 0 | 0 | 0 | 0 | 0
F7_Industrial_Agriculture_Existing_Space Heating_Natural Gas_Commissioning_A_Achievable Technical Potential | F7 | Industrial | Agriculture | Existing | Space Heating | Natural Gas | Commissioning | A | Incremental Energy Savings (MWh or mTherms) | Achievable Technical Potential | 0 | 0 | 0 | 0 | 0 | 0 | 0 | 0 | 0 | 0 | 0 | 0 | 0 | 0 | 0 | 0 | 0 | 0 | 0 | 0 | 0 | 0 | 0 | 0 | 0 | 0 | 0 | 0 | 0 | 0 | 0
F8_Industrial_Agriculture_Existing_Space Heating_Natural Gas_Commissioning_A_Achievable Technical Potential | F8 | Industrial | Agriculture | Existing | Space Heating | Natural Gas | Commissioning | A | Incremental Summer Peak Savings (MW) | Achievable Technical Potential | 0 | 0 | 0 | 0 | 0 | 0 | 0 | 0 | 0 | 0 | 0 | 0 | 0 | 0 | 0 | 0 | 0 | 0 | 0 | 0 | 0 | 0 | 0 | 0 | 0 | 0 | 0 | 0 | 0 | 0 | 0
F9_Industrial_Agriculture_Existing_Space Heating_Natural Gas_Commissioning_A_Achievable Technical Potential | F9 | Industrial | Agriculture | Existing | Space Heating | Natural Gas | Commissioning | A | Incremental Winter Peak Savings (MW) | Achievable Technical Potential | 0 | 0 | 0 | 0 | 0 | 0 | 0 | 0 | 0 | 0 | 0 | 0 | 0 | 0 | 0 | 0 | 0 | 0 | 0 | 0 | 0 | 0 | 0 | 0 | 0 | 0 | 0 | 0 | 0 | 0 | 0
F10_Industrial_Agriculture_Existing_Space Heating_Natural Gas_Commissioning_A_Achievable Technical Potential | F10 | Industrial | Agriculture | Existing | Space Heating | Natural Gas | Commissioning | A | Cumulative Energy Savings (MWh or mTherms) | Achievable Technical Potential | 0 | 0 | 0 | 0 | 0 | 0 | 0 | 0 | 0 | 0 | 0 | 0 | 0 | 0 | 0 | 0 | 0 | 0 | 0 | 0 | 0 | 0 | 0 | 0 | 0 | 0 | 0 | 0 | 0 | 0 | 0
F11_Industrial_Agriculture_Existing_Space Heating_Natural Gas_Commissioning_A_Achievable Technical Potential | F11 | Industrial | Agriculture | Existing | Space Heating | Natural Gas | Commissioning | A | Cumulative Summer Peak Savings (MW) | Achievable Technical Potential | 0 | 0 | 0 | 0 | 0 | 0 | 0 | 0 | 0 | 0 | 0 | 0 | 0 | 0 | 0 | 0 | 0 | 0 | 0 | 0 | 0 | 0 | 0 | 0 | 0 | 0 | 0 | 0 | 0 | 0 | 0
F12_Industrial_Agriculture_Existing_Space Heating_Natural Gas_Commissioning_A_Achievable Technical Potential | F12 | Industrial | Agriculture | Existing | Space Heating | Natural Gas | Commissioning | A | Cumulative Winter Peak Savings (MW) | Achievable Technical Potential | 0 | 0 | 0 | 0 | 0 | 0 | 0 | 0 | 0 | 0 | 0 | 0 | 0 | 0 | 0 | 0 | 0 | 0 | 0 | 0 | 0 | 0 | 0 | 0 | 0 | 0 | 0 | 0 | 0 | 0 | 0
F13_Industrial_Agriculture_Existing_Space Heating_Natural Gas_Commissioning_A_Achievable Technical Potential | F13 | Industrial | Agriculture | Existing | Space Heating | Natural Gas | Commissioning | A | Purchases (Incremental) | Achievable Technical Potential | 0 | 0 | 0 | 0 | 0 | 0 | 0 | 0 | 0 | 0 | 0 | 0 | 0 | 0 | 0 | 0 | 0 | 0 | 0 | 0 | 0 | 0 | 0 | 0 | 0 | 0 | 0 | 0 | 0 | 0 | 0
F14_Industrial_Agriculture_Existing_Space Heating_Natural Gas_Commissioning_A_Achievable Technical Potential | F14 | Industrial | Agriculture | Existing | Space Heating | Natural Gas | Commissioning | A | Purchases (Cumulative) | Achievable Technical Potential | 0 | 0 | 0 | 0 | 0 | 0 | 0 | 0 | 0 | 0 | 0 | 0 | 0 | 0 | 0 | 0 | 0 | 0 | 0 | 0 | 0 | 0 | 0 | 0 | 0 | 0 | 0 | 0 | 0 | 0 | 0
F1_Industrial_Agriculture_Existing_Process_Natural Gas_Commissioning_A_Achievable Technical Potential | F1 | Industrial | Agriculture | Existing | Process | Natural Gas | Commissioning | A | Original Unit Energy Savings (kWh or therms) | Achievable Technical Potential | 0 | 0 | 0 | 0 | 0 | 7.8506 | 7.8506 | 7.8506 | 7.8506 | 7.8506 | 7.8506 | 7.8506 | 7.8506 | 7.8506 | 7.8506 | 7.8506 | 7.8506 | 7.8506 | 7.8506 | 7.8506 | 7.8506 | 7.8506 | 7.8506 | 7.8506 | 7.8506 | 7.8506 | 7.8506 | 7.8506 | 0 | 0 | 0
F2_Industrial_Agriculture_Existing_Process_Natural Gas_Commissioning_A_Achievable Technical Potential | F2 | Industrial | Agriculture | Existing | Process | Natural Gas | Commissioning | A | Original Unit Summer Peak Savings (kW) | Achievable Technical Potential | 0 | 0 | 0 | 0 | 0 | 0 | 0 | 0 | 0 | 0 | 0 | 0 | 0 | 0 | 0 | 0 | 0 | 0 | 0 | 0 | 0 | 0 | 0 | 0 | 0 | 0 | 0 | 0 | 0 | 0 | 0
F3_Industrial_Agriculture_Existing_Process_Natural Gas_Commissioning_A_Achievable Technical Potential | F3 | Industrial | Agriculture | Existing | Process | Natural Gas | Commissioning | A | Original Unit Winter Peak Savings (kW) | Achievable Technical Potential | 0 | 0 | 0 | 0 | 0 | 0 | 0 | 0 | 0 | 0 | 0 | 0 | 0 | 0 | 0 | 0 | 0 | 0 | 0 | 0 | 0 | 0 | 0 | 0 | 0 | 0 | 0 | 0 | 0 | 0 | 0
F4_Industrial_Agriculture_Existing_Process_Natural Gas_Commissioning_A_Achievable Technical Potential | F4 | Industrial | Agriculture | Existing | Process | Natural Gas | Commissioning | A | Standalone Impact on Baseline Energy (%) | Achievable Technical Potential | 0% | 0% | 0% | 0% | 0% | 0% | 0% | 0% | 0% | 0% | 0% | 0% | 0% | 0% | 0% | 0% | 0% | 0% | 0% | 0% | 0% | 0% | 0% | 0% | 0 | 0 | 0 | 0 | 0 | 0 | 0
F5_Industrial_Agriculture_Existing_Process_Natural Gas_Commissioning_A_Achievable Technical Potential | F5 | Industrial | Agriculture | Existing | Process | Natural Gas | Commissioning | A | Standalone Impact on Baseline Summer Peak (%) | Achievable Technical Potential | 0% | 0% | 0% | 0% | 0% | 0% | 0% | 0% | 0% | 0% | 0% | 0% | 0% | 0% | 0% | 0% | 0% | 0% | 0% | 0% | 0% | 0% | 0% | 0% | 0 | 0 | 0 | 0 | 0 | 0 | 0
F6_Industrial_Agriculture_Existing_Process_Natural Gas_Commissioning_A_Achievable Technical Potential | F6 | Industrial | Agriculture | Existing | Process | Natural Gas | Commissioning | A | Standalone Impact on Baseline Winter Peak (%) | Achievable Technical Potential | 0% | 0% | 0% | 0% | 0% | 0% | 0% | 0% | 0% | 0% | 0% | 0% | 0% | 0% | 0% | 0% | 0% | 0% | 0% | 0% | 0% | 0% | 0% | 0% | 0 | 0 | 0 | 0 | 0 | 0 | 0
F7_Industrial_Agriculture_Existing_Process_Natural Gas_Commissioning_A_Achievable Technical Potential | F7 | Industrial | Agriculture | Existing | Process | Natural Gas | Commissioning | A | Incremental Energy Savings (MWh or mTherms) | Achievable Technical Potential | 0 | 0 | 0 | 0 | 0 | 0 | 0 | 0 | 0 | 0 | 0 | 0 | 0 | 0 | 0 | 0 | 0 | 0 | 0 | 0 | 0 | 0 | 0 | 0 | 0 | 0 | 0 | 0 | 0 | 0 | 0
F8_Industrial_Agriculture_Existing_Process_Natural Gas_Commissioning_A_Achievable Technical Potential | F8 | Industrial | Agriculture | Existing | Process | Natural Gas | Commissioning | A | Incremental Summer Peak Savings (MW) | Achievable Technical Potential | 0 | 0 | 0 | 0 | 0 | 0 | 0 | 0 | 0 | 0 | 0 | 0 | 0 | 0 | 0 | 0 | 0 | 0 | 0 | 0 | 0 | 0 | 0 | 0 | 0 | 0 | 0 | 0 | 0 | 0 | 0
F9_Industrial_Agriculture_Existing_Process_Natural Gas_Commissioning_A_Achievable Technical Potential | F9 | Industrial | Agriculture | Existing | Process | Natural Gas | Commissioning | A | Incremental Winter Peak Savings (MW) | Achievable Technical Potential | 0 | 0 | 0 | 0 | 0 | 0 | 0 | 0 | 0 | 0 | 0 | 0 | 0 | 0 | 0 | 0 | 0 | 0 | 0 | 0 | 0 | 0 | 0 | 0 | 0 | 0 | 0 | 0 | 0 | 0 | 0
F10_Industrial_Agriculture_Existing_Process_Natural Gas_Commissioning_A_Achievable Technical Potential | F10 | Industrial | Agriculture | Existing | Process | Natural Gas | Commissioning | A | Cumulative Energy Savings (MWh or mTherms) | Achievable Technical Potential | 0 | 0 | 0 | 0 | 0 | 0 | 0 | 0 | 0 | 0 | 0 | 0 | 0 | 0 | 0 | 0 | 0 | 0 | 0 | 0 | 0 | 0 | 0 | 0 | 0 | 0 | 0 | 0 | 0 | 0 | 0
F11_Industrial_Agriculture_Existing_Process_Natural Gas_Commissioning_A_Achievable Technical Potential | F11 | Industrial | Agriculture | Existing | Process | Natural Gas | Commissioning | A | Cumulative Summer Peak Savings (MW) | Achievable Technical Potential | 0 | 0 | 0 | 0 | 0 | 0 | 0 | 0 | 0 | 0 | 0 | 0 | 0 | 0 | 0 | 0 | 0 | 0 | 0 | 0 | 0 | 0 | 0 | 0 | 0 | 0 | 0 | 0 | 0 | 0 | 0
F12_Industrial_Agriculture_Existing_Process_Natural Gas_Commissioning_A_Achievable Technical Potential | F12 | Industrial | Agriculture | Existing | Process | Natural Gas | Commissioning | A | Cumulative Winter Peak Savings (MW) | Achievable Technical Potential | 0 | 0 | 0 | 0 | 0 | 0 | 0 | 0 | 0 | 0 | 0 | 0 | 0 | 0 | 0 | 0 | 0 | 0 | 0 | 0 | 0 | 0 | 0 | 0 | 0 | 0 | 0 | 0 | 0 | 0 | 0
F13_Industrial_Agriculture_Existing_Process_Natural Gas_Commissioning_A_Achievable Technical Potential | F13 | Industrial | Agriculture | Existing | Process | Natural Gas | Commissioning | A | Purchases (Incremental) | Achievable Technical Potential | 0 | 0 | 0 | 0 | 0 | 0 | 0 | 0 | 0 | 0 | 0 | 0 | 0 | 0 | 0 | 0 | 0 | 0 | 0 | 0 | 0 | 0 | 0 | 0 | 0 | 0 | 0 | 0 | 0 | 0 | 0
F14_Industrial_Agriculture_Existing_Process_Natural Gas_Commissioning_A_Achievable Technical Potential | F14 | Industrial | Agriculture | Existing | Process | Natural Gas | Commissioning | A | Purchases (Cumulative) | Achievable Technical Potential | 0 | 0 | 0 | 0 | 0 | 0 | 0 | 0 | 0 | 0 | 0 | 0 | 0 | 0 | 0 | 0 | 0 | 0 | 0 | 0 | 0 | 0 | 0 | 0 | 0 | 0 | 0 | 0 | 0 | 0 | 0
F1_Industrial_Agriculture_Existing_Space Heating_Natural Gas_Retrocommissioning_A_Achievable Technical Potential | F1 | Industrial | Agriculture | Existing | Space Heating | Natural Gas | Retrocommissioning | A | Original Unit Energy Savings (kWh or therms) | Achievable Technical Potential | 0 | 0 | 0 | 0 | 0 | 0.52261 | 0.52006 | 0.5169 | 0.51355 | 0.51006 | 0.50651 | 0.50286 | 0.49924 | 0.49563 | 0.49173 | 0.48812 | 0.48456 | 0.48126 | 0.47818 | 0.47517 | 0.47234 | 0.46944 | 0.46682 | 0.46435 | 0.462 | 0.45982 | 0.45781 | 0.45594 | 0 | 0 | 0
F2_Industrial_Agriculture_Existing_Space Heating_Natural Gas_Retrocommissioning_A_Achievable Technical Potential | F2 | Industrial | Agriculture | Existing | Space Heating | Natural Gas | Retrocommissioning | A | Original Unit Summer Peak Savings (kW) | Achievable Technical Potential | 0 | 0 | 0 | 0 | 0 | 0 | 0 | 0 | 0 | 0 | 0 | 0 | 0 | 0 | 0 | 0 | 0 | 0 | 0 | 0 | 0 | 0 | 0 | 0 | 0 | 0 | 0 | 0 | 0 | 0 | 0
F3_Industrial_Agriculture_Existing_Space Heating_Natural Gas_Retrocommissioning_A_Achievable Technical Potential | F3 | Industrial | Agriculture | Existing | Space Heating | Natural Gas | Retrocommissioning | A | Original Unit Winter Peak Savings (kW) | Achievable Technical Potential | 0 | 0 | 0 | 0 | 0 | 0 | 0 | 0 | 0 | 0 | 0 | 0 | 0 | 0 | 0 | 0 | 0 | 0 | 0 | 0 | 0 | 0 | 0 | 0 | 0 | 0 | 0 | 0 | 0 | 0 | 0
F4_Industrial_Agriculture_Existing_Space Heating_Natural Gas_Retrocommissioning_A_Achievable Technical Potential | F4 | Industrial | Agriculture | Existing | Space Heating | Natural Gas | Retrocommissioning | A | Standalone Impact on Baseline Energy (%) | Achievable Technical Potential | 0% | 0% | 0% | 0% | 0% | 0.0124% | 0.0248% | 0.03734% | 0.04972% | 0.06207% | 0.07527% | 0.08787% | 0.1004% | 0.1145% | 0.1264% | 0.14% | 0.1524% | 0.1656% | 0.1795% | 0.1917% | 0.2048% | 0.218% | 0.2312% | 0.2444% | 0.0025759 | 0.0025834 | 0.0025903 | 0.0025966 | 0 | 0 | 0
F5_Industrial_Agriculture_Existing_Space Heating_Natural Gas_Retrocommissioning_A_Achievable Technical Potential | F5 | Industrial | Agriculture | Existing | Space Heating | Natural Gas | Retrocommissioning | A | Standalone Impact on Baseline Summer Peak (%) | Achievable Technical Potential | 0% | 0% | 0% | 0% | 0% | 0% | 0% | 0% | 0% | 0% | 0% | 0% | 0% | 0% | 0% | 0% | 0% | 0% | 0% | 0% | 0% | 0% | 0% | 0% | 0 | 0 | 0 | 0 | 0 | 0 | 0
F6_Industrial_Agriculture_Existing_Space Heating_Natural Gas_Retrocommissioning_A_Achievable Technical Potential | F6 | Industrial | Agriculture | Existing | Space Heating | Natural Gas | Retrocommissioning | A | Standalone Impact on Baseline Winter Peak (%) | Achievable Technical Potential | 0% | 0% | 0% | 0% | 0% | 0% | 0% | 0% | 0% | 0% | 0% | 0% | 0% | 0% | 0% | 0% | 0% | 0% | 0% | 0% | 0% | 0% | 0% | 0% | 0 | 0 | 0 | 0 | 0 | 0 | 0
F7_Industrial_Agriculture_Existing_Space Heating_Natural Gas_Retrocommissioning_A_Achievable Technical Potential | F7 | Industrial | Agriculture | Existing | Space Heating | Natural Gas | Retrocommissioning | A | Incremental Energy Savings (MWh or mTherms) | Achievable Technical Potential | 0 | 0 | 0 | 0 | 0 | 0.10642 | 0.10585 | 0.10458 | 0.10396 | 0.10334 | 0.10132 | 0.10031 | 0.099388 | 0.097102 | 0.096706 | 0.095082 | 0.0944 | 0.093284 | 0.09186 | 0.091392 | 0.090471 | 0.089566 | 0.088742 | 0.087972 | 0.087251 | 0 | 0 | 0 | 0 | 0 | 0
F8_Industrial_Agriculture_Existing_Space Heating_Natural Gas_Retrocommissioning_A_Achievable Technical Potential | F8 | Industrial | Agriculture | Existing | Space Heating | Natural Gas | Retrocommissioning | A | Incremental Summer Peak Savings (MW) | Achievable Technical Potential | 0 | 0 | 0 | 0 | 0 | 0 | 0 | 0 | 0 | 0 | 0 | 0 | 0 | 0 | 0 | 0 | 0 | 0 | 0 | 0 | 0 | 0 | 0 | 0 | 0 | 0 | 0 | 0 | 0 | 0 | 0
F9_Industrial_Agriculture_Existing_Space Heating_Natural Gas_Retrocommissioning_A_Achievable Technical Potential | F9 | Industrial | Agriculture | Existing | Space Heating | Natural Gas | Retrocommissioning | A | Incremental Winter Peak Savings (MW) | Achievable Technical Potential | 0 | 0 | 0 | 0 | 0 | 0 | 0 | 0 | 0 | 0 | 0 | 0 | 0 | 0 | 0 | 0 | 0 | 0 | 0 | 0 | 0 | 0 | 0 | 0 | 0 | 0 | 0 | 0 | 0 | 0 | 0
F10_Industrial_Agriculture_Existing_Space Heating_Natural Gas_Retrocommissioning_A_Achievable Technical Potential | F10 | Industrial | Agriculture | Existing | Space Heating | Natural Gas | Retrocommissioning | A | Cumulative Energy Savings (MWh or mTherms) | Achievable Technical Potential | 0 | 0 | 0 | 0 | 0 | 0.10642 | 0.21175 | 0.31504 | 0.41697 | 0.51747 | 0.61519 | 0.71107 | 0.80533 | 0.89661 | 0.98626 | 1.0741 | 1.1607 | 1.246 | 1.3299 | 1.413 | 1.495 | 1.5754 | 1.6554 | 1.7346 | 1.813 | 1.8045 | 1.7966 | 1.7893 | 0 | 0 | 0
F11_Industrial_Agriculture_Existing_Space Heating_Natural Gas_Retrocommissioning_A_Achievable Technical Potential | F11 | Industrial | Agriculture | Existing | Space Heating | Natural Gas | Retrocommissioning | A | Cumulative Summer Peak Savings (MW) | Achievable Technical Potential | 0 | 0 | 0 | 0 | 0 | 0 | 0 | 0 | 0 | 0 | 0 | 0 | 0 | 0 | 0 | 0 | 0 | 0 | 0 | 0 | 0 | 0 | 0 | 0 | 0 | 0 | 0 | 0 | 0 | 0 | 0
F12_Industrial_Agriculture_Existing_Space Heating_Natural Gas_Retrocommissioning_A_Achievable Technical Potential | F12 | Industrial | Agriculture | Existing | Space Heating | Natural Gas | Retrocommissioning | A | Cumulative Winter Peak Savings (MW) | Achievable Technical Potential | 0 | 0 | 0 | 0 | 0 | 0 | 0 | 0 | 0 | 0 | 0 | 0 | 0 | 0 | 0 | 0 | 0 | 0 | 0 | 0 | 0 | 0 | 0 | 0 | 0 | 0 | 0 | 0 | 0 | 0 | 0
F13_Industrial_Agriculture_Existing_Space Heating_Natural Gas_Retrocommissioning_A_Achievable Technical Potential | F13 | Industrial | Agriculture | Existing | Space Heating | Natural Gas | Retrocommissioning | A | Purchases (Incremental) | Achievable Technical Potential | 0 | 0 | 0 | 0 | 0 | 203.6389 | 203.5271 | 202.3268 | 202.4362 | 202.6036 | 200.0308 | 199.4841 | 199.0791 | 195.9178 | 196.6658 | 194.7903 | 194.8156 | 193.8351 | 192.1061 | 192.3337 | 191.5383 | 190.7934 | 190.0982 | 189.4522 | 188.8547 | 0 | 0 | 0 | 0 | 0 | 0
F14_Industrial_Agriculture_Existing_Space Heating_Natural Gas_Retrocommissioning_A_Achievable Technical Potential | F14 | Industrial | Agriculture | Existing | Space Heating | Natural Gas | Retrocommissioning | A | Purchases (Cumulative) | Achievable Technical Potential | 0 | 0 | 0 | 0 | 0 | 203.6389 | 407.166 | 609.4928 | 811.929 | 1014.5326 | 1214.5634 | 1414.0475 | 1613.1266 | 1809.0444 | 2005.7102 | 2200.5005 | 2395.3162 | 2589.1513 | 2781.2574 | 2973.5911 | 3165.1294 | 3355.9227 | 3546.0209 | 3735.4731 | 3924.3278 | 3924.3278 | 3924.3278 | 3924.3278 | 3924.3278 | 3924.3278 | 3924.3278
F1_Industrial_Agriculture_Existing_Process_Natural Gas_Retrocommissioning_A_Achievable Technical Potential | F1 | Industrial | Agriculture | Existing | Process | Natural Gas | Retrocommissioning | A | Original Unit Energy Savings (kWh or therms) | Achievable Technical Potential | 0 | 0 | 0 | 0 | 0 | 0 | 0 | 0 | 0 | 0 | 0 | 0 | 0 | 0 | 0 | 0 | 0 | 0 | 0 | 0 | 0 | 0 | 0 | 0 | 0 | 0 | 0 | 0 | 0 | 0 | 0
F2_Industrial_Agriculture_Existing_Process_Natural Gas_Retrocommissioning_A_Achievable Technical Potential | F2 | Industrial | Agriculture | Existing | Process | Natural Gas | Retrocommissioning | A | Original Unit Summer Peak Savings (kW) | Achievable Technical Potential | 0 | 0 | 0 | 0 | 0 | 0 | 0 | 0 | 0 | 0 | 0 | 0 | 0 | 0 | 0 | 0 | 0 | 0 | 0 | 0 | 0 | 0 | 0 | 0 | 0 | 0 | 0 | 0 | 0 | 0 | 0
F3_Industrial_Agriculture_Existing_Process_Natural Gas_Retrocommissioning_A_Achievable Technical Potential | F3 | Industrial | Agriculture | Existing | Process | Natural Gas | Retrocommissioning | A | Original Unit Winter Peak Savings (kW) | Achievable Technical Potential | 0 | 0 | 0 | 0 | 0 | 0 | 0 | 0 | 0 | 0 | 0 | 0 | 0 | 0 | 0 | 0 | 0 | 0 | 0 | 0 | 0 | 0 | 0 | 0 | 0 | 0 | 0 | 0 | 0 | 0 | 0
F4_Industrial_Agriculture_Existing_Process_Natural Gas_Retrocommissioning_A_Achievable Technical Potential | F4 | Industrial | Agriculture | Existing | Process | Natural Gas | Retrocommissioning | A | Standalone Impact on Baseline Energy (%) | Achievable Technical Potential | 0% | 0% | 0% | 0% | 0% | 0% | 0% | 0% | 0% | 0% | 0% | 0% | 0% | 0% | 0% | 0% | 0% | 0% | 0% | 0% | 0% | 0% | 0% | 0% | 0 | 0 | 0 | 0 | 0 | 0 | 0
F5_Industrial_Agriculture_Existing_Process_Natural Gas_Retrocommissioning_A_Achievable Technical Potential | F5 | Industrial | Agriculture | Existing | Process | Natural Gas | Retrocommissioning | A | Standalone Impact on Baseline Summer Peak (%) | Achievable Technical Potential | 0% | 0% | 0% | 0% | 0% | 0% | 0% | 0% | 0% | 0% | 0% | 0% | 0% | 0% | 0% | 0% | 0% | 0% | 0% | 0% | 0% | 0% | 0% | 0% | 0 | 0 | 0 | 0 | 0 | 0 | 0
F6_Industrial_Agriculture_Existing_Process_Natural Gas_Retrocommissioning_A_Achievable Technical Potential | F6 | Industrial | Agriculture | Existing | Process | Natural Gas | Retrocommissioning | A | Standalone Impact on Baseline Winter Peak (%) | Achievable Technical Potential | 0% | 0% | 0% | 0% | 0% | 0% | 0% | 0% | 0% | 0% | 0% | 0% | 0% | 0% | 0% | 0% | 0% | 0% | 0% | 0% | 0% | 0% | 0% | 0% | 0 | 0 | 0 | 0 | 0 | 0 | 0
F7_Industrial_Agriculture_Existing_Process_Natural Gas_Retrocommissioning_A_Achievable Technical Potential | F7 | Industrial | Agriculture | Existing | Process | Natural Gas | Retrocommissioning | A | Incremental Energy Savings (MWh or mTherms) | Achievable Technical Potential | 0 | 0 | 0 | 0 | 0 | 0 | 0 | 0 | 0 | 0 | 0 | 0 | 0 | 0 | 0 | 0 | 0 | 0 | 0 | 0 | 0 | 0 | 0 | 0 | 0 | 0 | 0 | 0 | 0 | 0 | 0
F8_Industrial_Agriculture_Existing_Process_Natural Gas_Retrocommissioning_A_Achievable Technical Potential | F8 | Industrial | Agriculture | Existing | Process | Natural Gas | Retrocommissioning | A | Incremental Summer Peak Savings (MW) | Achievable Technical Potential | 0 | 0 | 0 | 0 | 0 | 0 | 0 | 0 | 0 | 0 | 0 | 0 | 0 | 0 | 0 | 0 | 0 | 0 | 0 | 0 | 0 | 0 | 0 | 0 | 0 | 0 | 0 | 0 | 0 | 0 | 0
F9_Industrial_Agriculture_Existing_Process_Natural Gas_Retrocommissioning_A_Achievable Technical Potential | F9 | Industrial | Agriculture | Existing | Process | Natural Gas | Retrocommissioning | A | Incremental Winter Peak Savings (MW) | Achievable Technical Potential | 0 | 0 | 0 | 0 | 0 | 0 | 0 | 0 | 0 | 0 | 0 | 0 | 0 | 0 | 0 | 0 | 0 | 0 | 0 | 0 | 0 | 0 | 0 | 0 | 0 | 0 | 0 | 0 | 0 | 0 | 0
F10_Industrial_Agriculture_Existing_Process_Natural Gas_Retrocommissioning_A_Achievable Technical Potential | F10 | Industrial | Agriculture | Existing | Process | Natural Gas | Retrocommissioning | A | Cumulative Energy Savings (MWh or mTherms) | Achievable Technical Potential | 0 | 0 | 0 | 0 | 0 | 0 | 0 | 0 | 0 | 0 | 0 | 0 | 0 | 0 | 0 | 0 | 0 | 0 | 0 | 0 | 0 | 0 | 0 | 0 | 0 | 0 | 0 | 0 | 0 | 0 | 0
F11_Industrial_Agriculture_Existing_Process_Natural Gas_Retrocommissioning_A_Achievable Technical Potential | F11 | Industrial | Agriculture | Existing | Process | Natural Gas | Retrocommissioning | A | Cumulative Summer Peak Savings (MW) | Achievable Technical Potential | 0 | 0 | 0 | 0 | 0 | 0 | 0 | 0 | 0 | 0 | 0 | 0 | 0 | 0 | 0 | 0 | 0 | 0 | 0 | 0 | 0 | 0 | 0 | 0 | 0 | 0 | 0 | 0 | 0 | 0 | 0
F12_Industrial_Agriculture_Existing_Process_Natural Gas_Retrocommissioning_A_Achievable Technical Potential | F12 | Industrial | Agriculture | Existing | Process | Natural Gas | Retrocommissioning | A | Cumulative Winter Peak Savings (MW) | Achievable Technical Potential | 0 | 0 | 0 | 0 | 0 | 0 | 0 | 0 | 0 | 0 | 0 | 0 | 0 | 0 | 0 | 0 | 0 | 0 | 0 | 0 | 0 | 0 | 0 | 0 | 0 | 0 | 0 | 0 | 0 | 0 | 0
F13_Industrial_Agriculture_Existing_Process_Natural Gas_Retrocommissioning_A_Achievable Technical Potential | F13 | Industrial | Agriculture | Existing | Process | Natural Gas | Retrocommissioning | A | Purchases (Incremental) | Achievable Technical Potential | 0 | 0 | 0 | 0 | 0 | 203.6389 | 203.5271 | 202.3268 | 202.4362 | 202.6036 | 200.0308 | 199.4841 | 199.0791 | 195.9178 | 196.6658 | 194.7903 | 194.8156 | 193.8351 | 192.1061 | 192.3337 | 191.5383 | 190.7934 | 190.0982 | 189.4522 | 188.8547 | 0 | 0 | 0 | 0 | 0 | 0
F14_Industrial_Agriculture_Existing_Process_Natural Gas_Retrocommissioning_A_Achievable Technical Potential | F14 | Industrial | Agriculture | Existing | Process | Natural Gas | Retrocommissioning | A | Purchases (Cumulative) | Achievable Technical Potential | 0 | 0 | 0 | 0 | 0 | 203.6389 | 407.166 | 609.4928 | 811.929 | 1014.5326 | 1214.5634 | 1414.0475 | 1613.1266 | 1809.0444 | 2005.7102 | 2200.5005 | 2395.3162 | 2589.1513 | 2781.2574 | 2973.5911 | 3165.1294 | 3355.9227 | 3546.0209 | 3735.4731 | 3924.3278 | 3924.3278 | 3924.3278 | 3924.3278 | 3924.3278 | 3924.3278 | 3924.3278
F1_Industrial_Agriculture_New_Space Heating_Natural Gas_Insulation - Roof/Ceiling_A_Achievable Technical Potential | F1 | Industrial | Agriculture | New | Space Heating | Natural Gas | Insulation - Roof/Ceiling | A | Original Unit Energy Savings (kWh or therms) | Achievable Technical Potential | 0 | 0 | 0 | 0 | 0 | 0.093892 | 0.092679 | 0.091794 | 0.091122 | 0.090592 | 0.090164 | 0.089662 | 0.089136 | 0.088616 | 0.088114 | 0.08772 | 0.087409 | 0.087162 | 0.08677 | 0.086483 | 0.086275 | 0.086113 | 0.086113 | 0.086113 | 0.086113 | 0.086113 | 0.086113 | 0.086113 | 0 | 0 | 0
F2_Industrial_Agriculture_New_Space Heating_Natural Gas_Insulation - Roof/Ceiling_A_Achievable Technical Potential | F2 | Industrial | Agriculture | New | Space Heating | Natural Gas | Insulation - Roof/Ceiling | A | Original Unit Summer Peak Savings (kW) | Achievable Technical Potential | 0 | 0 | 0 | 0 | 0 | 0 | 0 | 0 | 0 | 0 | 0 | 0 | 0 | 0 | 0 | 0 | 0 | 0 | 0 | 0 | 0 | 0 | 0 | 0 | 0 | 0 | 0 | 0 | 0 | 0 | 0
F3_Industrial_Agriculture_New_Space Heating_Natural Gas_Insulation - Roof/Ceiling_A_Achievable Technical Potential | F3 | Industrial | Agriculture | New | Space Heating | Natural Gas | Insulation - Roof/Ceiling | A | Original Unit Winter Peak Savings (kW) | Achievable Technical Potential | 0 | 0 | 0 | 0 | 0 | 0 | 0 | 0 | 0 | 0 | 0 | 0 | 0 | 0 | 0 | 0 | 0 | 0 | 0 | 0 | 0 | 0 | 0 | 0 | 0 | 0 | 0 | 0 | 0 | 0 | 0
F4_Industrial_Agriculture_New_Space Heating_Natural Gas_Insulation - Roof/Ceiling_A_Achievable Technical Potential | F4 | Industrial | Agriculture | New | Space Heating | Natural Gas | Insulation - Roof/Ceiling | A | Standalone Impact on Baseline Energy (%) | Achievable Technical Potential | 0% | 0% | 0% | 0% | 0% | 0% | 0% | 0% | 0% | 0% | 0% | 0% | 0% | 0% | 0% | 0% | 0% | 0% | 0% | 0% | 0% | 0% | 0% | 0% | 0 | 0 | 0 | 0 | 0 | 0 | 0
F5_Industrial_Agriculture_New_Space Heating_Natural Gas_Insulation - Roof/Ceiling_A_Achievable Technical Potential | F5 | Industrial | Agriculture | New | Space Heating | Natural Gas | Insulation - Roof/Ceiling | A | Standalone Impact on Baseline Summer Peak (%) | Achievable Technical Potential | 0% | 0% | 0% | 0% | 0% | 0% | 0% | 0% | 0% | 0% | 0% | 0% | 0% | 0% | 0% | 0% | 0% | 0% | 0% | 0% | 0% | 0% | 0% | 0% | 0 | 0 | 0 | 0 | 0 | 0 | 0
F6_Industrial_Agriculture_New_Space Heating_Natural Gas_Insulation - Roof/Ceiling_A_Achievable Technical Potential | F6 | Industrial | Agriculture | New | Space Heating | Natural Gas | Insulation - Roof/Ceiling | A | Standalone Impact on Baseline Winter Peak (%) | Achievable Technical Potential | 0% | 0% | 0% | 0% | 0% | 0% | 0% | 0% | 0% | 0% | 0% | 0% | 0% | 0% | 0% | 0% | 0% | 0% | 0% | 0% | 0% | 0% | 0% | 0% | 0 | 0 | 0 | 0 | 0 | 0 | 0
F7_Industrial_Agriculture_New_Space Heating_Natural Gas_Insulation - Roof/Ceiling_A_Achievable Technical Potential | F7 | Industrial | Agriculture | New | Space Heating | Natural Gas | Insulation - Roof/Ceiling | A | Incremental Energy Savings (MWh or mTherms) | Achievable Technical Potential | 0 | 0 | 0 | 0 | 0 | 0 | 0 | 0 | 0 | 0 | 0 | 0 | 0 | 0 | 0 | 0 | 0 | 0 | 0 | 0 | 0 | 0 | 0 | 0 | 0 | 0 | 0 | 0 | 0 | 0 | 0
F8_Industrial_Agriculture_New_Space Heating_Natural Gas_Insulation - Roof/Ceiling_A_Achievable Technical Potential | F8 | Industrial | Agriculture | New | Space Heating | Natural Gas | Insulation - Roof/Ceiling | A | Incremental Summer Peak Savings (MW) | Achievable Technical Potential | 0 | 0 | 0 | 0 | 0 | 0 | 0 | 0 | 0 | 0 | 0 | 0 | 0 | 0 | 0 | 0 | 0 | 0 | 0 | 0 | 0 | 0 | 0 | 0 | 0 | 0 | 0 | 0 | 0 | 0 | 0
F9_Industrial_Agriculture_New_Space Heating_Natural Gas_Insulation - Roof/Ceiling_A_Achievable Technical Potential | F9 | Industrial | Agriculture | New | Space Heating | Natural Gas | Insulation - Roof/Ceiling | A | Incremental Winter Peak Savings (MW) | Achievable Technical Potential | 0 | 0 | 0 | 0 | 0 | 0 | 0 | 0 | 0 | 0 | 0 | 0 | 0 | 0 | 0 | 0 | 0 | 0 | 0 | 0 | 0 | 0 | 0 | 0 | 0 | 0 | 0 | 0 | 0 | 0 | 0
F10_Industrial_Agriculture_New_Space Heating_Natural Gas_Insulation - Roof/Ceiling_A_Achievable Technical Potential | F10 | Industrial | Agriculture | New | Space Heating | Natural Gas | Insulation - Roof/Ceiling | A | Cumulative Energy Savings (MWh or mTherms) | Achievable Technical Potential | 0 | 0 | 0 | 0 | 0 | 0 | 0 | 0 | 0 | 0 | 0 | 0 | 0 | 0 | 0 | 0 | 0 | 0 | 0 | 0 | 0 | 0 | 0 | 0 | 0 | 0 | 0 | 0 | 0 | 0 | 0
F11_Industrial_Agriculture_New_Space Heating_Natural Gas_Insulation - Roof/Ceiling_A_Achievable Technical Potential | F11 | Industrial | Agriculture | New | Space Heating | Natural Gas | Insulation - Roof/Ceiling | A | Cumulative Summer Peak Savings (MW) | Achievable Technical Potential | 0 | 0 | 0 | 0 | 0 | 0 | 0 | 0 | 0 | 0 | 0 | 0 | 0 | 0 | 0 | 0 | 0 | 0 | 0 | 0 | 0 | 0 | 0 | 0 | 0 | 0 | 0 | 0 | 0 | 0 | 0
F12_Industrial_Agriculture_New_Space Heating_Natural Gas_Insulation - Roof/Ceiling_A_Achievable Technical Potential | F12 | Industrial | Agriculture | New | Space Heating | Natural Gas | Insulation - Roof/Ceiling | A | Cumulative Winter Peak Savings (MW) | Achievable Technical Potential | 0 | 0 | 0 | 0 | 0 | 0 | 0 | 0 | 0 | 0 | 0 | 0 | 0 | 0 | 0 | 0 | 0 | 0 | 0 | 0 | 0 | 0 | 0 | 0 | 0 | 0 | 0 | 0 | 0 | 0 | 0
F13_Industrial_Agriculture_New_Space Heating_Natural Gas_Insulation - Roof/Ceiling_A_Achievable Technical Potential | F13 | Industrial | Agriculture | New | Space Heating | Natural Gas | Insulation - Roof/Ceiling | A | Purchases (Incremental) | Achievable Technical Potential | 0 | 0 | 0 | 0 | 0 | 0 | 0 | 0 | 0 | 0 | 0 | 0 | 0 | 0 | 0 | 0 | 0 | 0 | 0 | 0 | 0 | 0 | 0 | 0 | 0 | 0 | 0 | 0 | 0 | 0 | 0
F14_Industrial_Agriculture_New_Space Heating_Natural Gas_Insulation - Roof/Ceiling_A_Achievable Technical Potential | F14 | Industrial | Agriculture | New | Space Heating | Natural Gas | Insulation - Roof/Ceiling | A | Purchases (Cumulative) | Achievable Technical Potential | 0 | 0 | 0 | 0 | 0 | 0 | 0 | 0 | 0 | 0 | 0 | 0 | 0 | 0 | 0 | 0 | 0 | 0 | 0 | 0 | 0 | 0 | 0 | 0 | 0 | 0 | 0 | 0 | 0 | 0 | 0
F1_Industrial_Agriculture_New_Space Heating_Natural Gas_Insulation - Wall Cavity_A_Achievable Technical Potential | F1 | Industrial | Agriculture | New | Space Heating | Natural Gas | Insulation - Wall Cavity | A | Original Unit Energy Savings (kWh or therms) | Achievable Technical Potential | 0 | 0 | 0 | 0 | 0 | 0.016909 | 0.016691 | 0.016531 | 0.01641 | 0.016315 | 0.016238 | 0.016147 | 0.016053 | 0.015959 | 0.015869 | 0.015798 | 0.015742 | 0.015697 | 0.015627 | 0.015575 | 0.015537 | 0.015508 | 0.015508 | 0.015508 | 0.015508 | 0.015508 | 0.015508 | 0.015508 | 0 | 0 | 0
F2_Industrial_Agriculture_New_Space Heating_Natural Gas_Insulation - Wall Cavity_A_Achievable Technical Potential | F2 | Industrial | Agriculture | New | Space Heating | Natural Gas | Insulation - Wall Cavity | A | Original Unit Summer Peak Savings (kW) | Achievable Technical Potential | 0 | 0 | 0 | 0 | 0 | 0 | 0 | 0 | 0 | 0 | 0 | 0 | 0 | 0 | 0 | 0 | 0 | 0 | 0 | 0 | 0 | 0 | 0 | 0 | 0 | 0 | 0 | 0 | 0 | 0 | 0
F3_Industrial_Agriculture_New_Space Heating_Natural Gas_Insulation - Wall Cavity_A_Achievable Technical Potential | F3 | Industrial | Agriculture | New | Space Heating | Natural Gas | Insulation - Wall Cavity | A | Original Unit Winter Peak Savings (kW) | Achievable Technical Potential | 0 | 0 | 0 | 0 | 0 | 0 | 0 | 0 | 0 | 0 | 0 | 0 | 0 | 0 | 0 | 0 | 0 | 0 | 0 | 0 | 0 | 0 | 0 | 0 | 0 | 0 | 0 | 0 | 0 | 0 | 0
F4_Industrial_Agriculture_New_Space Heating_Natural Gas_Insulation - Wall Cavity_A_Achievable Technical Potential | F4 | Industrial | Agriculture | New | Space Heating | Natural Gas | Insulation - Wall Cavity | A | Standalone Impact on Baseline Energy (%) | Achievable Technical Potential | 0% | 0% | 0% | 0% | 0% | 0% | 0% | 0% | 0% | 0% | 0% | 0% | 0% | 0% | 0% | 0% | 0% | 0% | 0% | 0% | 0% | 0% | 0% | 0% | 0 | 0 | 0 | 0 | 0 | 0 | 0
F5_Industrial_Agriculture_New_Space Heating_Natural Gas_Insulation - Wall Cavity_A_Achievable Technical Potential | F5 | Industrial | Agriculture | New | Space Heating | Natural Gas | Insulation - Wall Cavity | A | Standalone Impact on Baseline Summer Peak (%) | Achievable Technical Potential | 0% | 0% | 0% | 0% | 0% | 0% | 0% | 0% | 0% | 0% | 0% | 0% | 0% | 0% | 0% | 0% | 0% | 0% | 0% | 0% | 0% | 0% | 0% | 0% | 0 | 0 | 0 | 0 | 0 | 0 | 0
F6_Industrial_Agriculture_New_Space Heating_Natural Gas_Insulation - Wall Cavity_A_Achievable Technical Potential | F6 | Industrial | Agriculture | New | Space Heating | Natural Gas | Insulation - Wall Cavity | A | Standalone Impact on Baseline Winter Peak (%) | Achievable Technical Potential | 0% | 0% | 0% | 0% | 0% | 0% | 0% | 0% | 0% | 0% | 0% | 0% | 0% | 0% | 0% | 0% | 0% | 0% | 0% | 0% | 0% | 0% | 0% | 0% | 0 | 0 | 0 | 0 | 0 | 0 | 0
F7_Industrial_Agriculture_New_Space Heating_Natural Gas_Insulation - Wall Cavity_A_Achievable Technical Potential | F7 | Industrial | Agriculture | New | Space Heating | Natural Gas | Insulation - Wall Cavity | A | Incremental Energy Savings (MWh or mTherms) | Achievable Technical Potential | 0 | 0 | 0 | 0 | 0 | 0 | 0 | 0 | 0 | 0 | 0 | 0 | 0 | 0 | 0 | 0 | 0 | 0 | 0 | 0 | 0 | 0 | 0 | 0 | 0 | 0 | 0 | 0 | 0 | 0 | 0
F8_Industrial_Agriculture_New_Space Heating_Natural Gas_Insulation - Wall Cavity_A_Achievable Technical Potential | F8 | Industrial | Agriculture | New | Space Heating | Natural Gas | Insulation - Wall Cavity | A | Incremental Summer Peak Savings (MW) | Achievable Technical Potential | 0 | 0 | 0 | 0 | 0 | 0 | 0 | 0 | 0 | 0 | 0 | 0 | 0 | 0 | 0 | 0 | 0 | 0 | 0 | 0 | 0 | 0 | 0 | 0 | 0 | 0 | 0 | 0 | 0 | 0 | 0
F9_Industrial_Agriculture_New_Space Heating_Natural Gas_Insulation - Wall Cavity_A_Achievable Technical Potential | F9 | Industrial | Agriculture | New | Space Heating | Natural Gas | Insulation - Wall Cavity | A | Incremental Winter Peak Savings (MW) | Achievable Technical Potential | 0 | 0 | 0 | 0 | 0 | 0 | 0 | 0 | 0 | 0 | 0 | 0 | 0 | 0 | 0 | 0 | 0 | 0 | 0 | 0 | 0 | 0 | 0 | 0 | 0 | 0 | 0 | 0 | 0 | 0 | 0
F10_Industrial_Agriculture_New_Space Heating_Natural Gas_Insulation - Wall Cavity_A_Achievable Technical Potential | F10 | Industrial | Agriculture | New | Space Heating | Natural Gas | Insulation - Wall Cavity | A | Cumulative Energy Savings (MWh or mTherms) | Achievable Technical Potential | 0 | 0 | 0 | 0 | 0 | 0 | 0 | 0 | 0 | 0 | 0 | 0 | 0 | 0 | 0 | 0 | 0 | 0 | 0 | 0 | 0 | 0 | 0 | 0 | 0 | 0 | 0 | 0 | 0 | 0 | 0
F11_Industrial_Agriculture_New_Space Heating_Natural Gas_Insulation - Wall Cavity_A_Achievable Technical Potential | F11 | Industrial | Agriculture | New | Space Heating | Natural Gas | Insulation - Wall Cavity | A | Cumulative Summer Peak Savings (MW) | Achievable Technical Potential | 0 | 0 | 0 | 0 | 0 | 0 | 0 | 0 | 0 | 0 | 0 | 0 | 0 | 0 | 0 | 0 | 0 | 0 | 0 | 0 | 0 | 0 | 0 | 0 | 0 | 0 | 0 | 0 | 0 | 0 | 0
F12_Industrial_Agriculture_New_Space Heating_Natural Gas_Insulation - Wall Cavity_A_Achievable Technical Potential | F12 | Industrial | Agriculture | New | Space Heating | Natural Gas | Insulation - Wall Cavity | A | Cumulative Winter Peak Savings (MW) | Achievable Technical Potential | 0 | 0 | 0 | 0 | 0 | 0 | 0 | 0 | 0 | 0 | 0 | 0 | 0 | 0 | 0 | 0 | 0 | 0 | 0 | 0 | 0 | 0 | 0 | 0 | 0 | 0 | 0 | 0 | 0 | 0 | 0
F13_Industrial_Agriculture_New_Space Heating_Natural Gas_Insulation - Wall Cavity_A_Achievable Technical Potential | F13 | Industrial | Agriculture | New | Space Heating | Natural Gas | Insulation - Wall Cavity | A | Purchases (Incremental) | Achievable Technical Potential | 0 | 0 | 0 | 0 | 0 | 0 | 0 | 0 | 0 | 0 | 0 | 0 | 0 | 0 | 0 | 0 | 0 | 0 | 0 | 0 | 0 | 0 | 0 | 0 | 0 | 0 | 0 | 0 | 0 | 0 | 0
F14_Industrial_Agriculture_New_Space Heating_Natural Gas_Insulation - Wall Cavity_A_Achievable Technical Potential | F14 | Industrial | Agriculture | New | Space Heating | Natural Gas | Insulation - Wall Cavity | A | Purchases (Cumulative) | Achievable Technical Potential | 0 | 0 | 0 | 0 | 0 | 0 | 0 | 0 | 0 | 0 | 0 | 0 | 0 | 0 | 0 | 0 | 0 | 0 | 0 | 0 | 0 | 0 | 0 | 0 | 0 | 0 | 0 | 0 | 0 | 0 | 0
F1_Industrial_Agriculture_New_Space Heating_Natural Gas_Insulation - Ducting_A_Achievable Technical Potential | F1 | Industrial | Agriculture | New | Space Heating | Natural Gas | Insulation - Ducting | A | Original Unit Energy Savings (kWh or therms) | Achievable Technical Potential | 0 | 0 | 0 | 0 | 0 | 0 | 0 | 0 | 0 | 0 | 0 | 0 | 0 | 0 | 0 | 0 | 0 | 0 | 0 | 0 | 0 | 0 | 0 | 0 | 0 | 0 | 0 | 0 | 0 | 0 | 0
F2_Industrial_Agriculture_New_Space Heating_Natural Gas_Insulation - Ducting_A_Achievable Technical Potential | F2 | Industrial | Agriculture | New | Space Heating | Natural Gas | Insulation - Ducting | A | Original Unit Summer Peak Savings (kW) | Achievable Technical Potential | 0 | 0 | 0 | 0 | 0 | 0 | 0 | 0 | 0 | 0 | 0 | 0 | 0 | 0 | 0 | 0 | 0 | 0 | 0 | 0 | 0 | 0 | 0 | 0 | 0 | 0 | 0 | 0 | 0 | 0 | 0
F3_Industrial_Agriculture_New_Space Heating_Natural Gas_Insulation - Ducting_A_Achievable Technical Potential | F3 | Industrial | Agriculture | New | Space Heating | Natural Gas | Insulation - Ducting | A | Original Unit Winter Peak Savings (kW) | Achievable Technical Potential | 0 | 0 | 0 | 0 | 0 | 0 | 0 | 0 | 0 | 0 | 0 | 0 | 0 | 0 | 0 | 0 | 0 | 0 | 0 | 0 | 0 | 0 | 0 | 0 | 0 | 0 | 0 | 0 | 0 | 0 | 0
F4_Industrial_Agriculture_New_Space Heating_Natural Gas_Insulation - Ducting_A_Achievable Technical Potential | F4 | Industrial | Agriculture | New | Space Heating | Natural Gas | Insulation - Ducting | A | Standalone Impact on Baseline Energy (%) | Achievable Technical Potential | 0% | 0% | 0% | 0% | 0% | 0% | 0% | 0% | 0% | 0% | 0% | 0% | 0% | 0% | 0% | 0% | 0% | 0% | 0% | 0% | 0% | 0% | 0% | 0% | 0 | 0 | 0 | 0 | 0 | 0 | 0
F5_Industrial_Agriculture_New_Space Heating_Natural Gas_Insulation - Ducting_A_Achievable Technical Potential | F5 | Industrial | Agriculture | New | Space Heating | Natural Gas | Insulation - Ducting | A | Standalone Impact on Baseline Summer Peak (%) | Achievable Technical Potential | 0% | 0% | 0% | 0% | 0% | 0% | 0% | 0% | 0% | 0% | 0% | 0% | 0% | 0% | 0% | 0% | 0% | 0% | 0% | 0% | 0% | 0% | 0% | 0% | 0 | 0 | 0 | 0 | 0 | 0 | 0
F6_Industrial_Agriculture_New_Space Heating_Natural Gas_Insulation - Ducting_A_Achievable Technical Potential | F6 | Industrial | Agriculture | New | Space Heating | Natural Gas | Insulation - Ducting | A | Standalone Impact on Baseline Winter Peak (%) | Achievable Technical Potential | 0% | 0% | 0% | 0% | 0% | 0% | 0% | 0% | 0% | 0% | 0% | 0% | 0% | 0% | 0% | 0% | 0% | 0% | 0% | 0% | 0% | 0% | 0% | 0% | 0 | 0 | 0 | 0 | 0 | 0 | 0
F7_Industrial_Agriculture_New_Space Heating_Natural Gas_Insulation - Ducting_A_Achievable Technical Potential | F7 | Industrial | Agriculture | New | Space Heating | Natural Gas | Insulation - Ducting | A | Incremental Energy Savings (MWh or mTherms) | Achievable Technical Potential | 0 | 0 | 0 | 0 | 0 | 0 | 0 | 0 | 0 | 0 | 0 | 0 | 0 | 0 | 0 | 0 | 0 | 0 | 0 | 0 | 0 | 0 | 0 | 0 | 0 | 0 | 0 | 0 | 0 | 0 | 0
F8_Industrial_Agriculture_New_Space Heating_Natural Gas_Insulation - Ducting_A_Achievable Technical Potential | F8 | Industrial | Agriculture | New | Space Heating | Natural Gas | Insulation - Ducting | A | Incremental Summer Peak Savings (MW) | Achievable Technical Potential | 0 | 0 | 0 | 0 | 0 | 0 | 0 | 0 | 0 | 0 | 0 | 0 | 0 | 0 | 0 | 0 | 0 | 0 | 0 | 0 | 0 | 0 | 0 | 0 | 0 | 0 | 0 | 0 | 0 | 0 | 0
F9_Industrial_Agriculture_New_Space Heating_Natural Gas_Insulation - Ducting_A_Achievable Technical Potential | F9 | Industrial | Agriculture | New | Space Heating | Natural Gas | Insulation - Ducting | A | Incremental Winter Peak Savings (MW) | Achievable Technical Potential | 0 | 0 | 0 | 0 | 0 | 0 | 0 | 0 | 0 | 0 | 0 | 0 | 0 | 0 | 0 | 0 | 0 | 0 | 0 | 0 | 0 | 0 | 0 | 0 | 0 | 0 | 0 | 0 | 0 | 0 | 0
F10_Industrial_Agriculture_New_Space Heating_Natural Gas_Insulation - Ducting_A_Achievable Technical Potential | F10 | Industrial | Agriculture | New | Space Heating | Natural Gas | Insulation - Ducting | A | Cumulative Energy Savings (MWh or mTherms) | Achievable Technical Potential | 0 | 0 | 0 | 0 | 0 | 0 | 0 | 0 | 0 | 0 | 0 | 0 | 0 | 0 | 0 | 0 | 0 | 0 | 0 | 0 | 0 | 0 | 0 | 0 | 0 | 0 | 0 | 0 | 0 | 0 | 0
F11_Industrial_Agriculture_New_Space Heating_Natural Gas_Insulation - Ducting_A_Achievable Technical Potential | F11 | Industrial | Agriculture | New | Space Heating | Natural Gas | Insulation - Ducting | A | Cumulative Summer Peak Savings (MW) | Achievable Technical Potential | 0 | 0 | 0 | 0 | 0 | 0 | 0 | 0 | 0 | 0 | 0 | 0 | 0 | 0 | 0 | 0 | 0 | 0 | 0 | 0 | 0 | 0 | 0 | 0 | 0 | 0 | 0 | 0 | 0 | 0 | 0
F12_Industrial_Agriculture_New_Space Heating_Natural Gas_Insulation - Ducting_A_Achievable Technical Potential | F12 | Industrial | Agriculture | New | Space Heating | Natural Gas | Insulation - Ducting | A | Cumulative Winter Peak Savings (MW) | Achievable Technical Potential | 0 | 0 | 0 | 0 | 0 | 0 | 0 | 0 | 0 | 0 | 0 | 0 | 0 | 0 | 0 | 0 | 0 | 0 | 0 | 0 | 0 | 0 | 0 | 0 | 0 | 0 | 0 | 0 | 0 | 0 | 0
F13_Industrial_Agriculture_New_Space Heating_Natural Gas_Insulation - Ducting_A_Achievable Technical Potential | F13 | Industrial | Agriculture | New | Space Heating | Natural Gas | Insulation - Ducting | A | Purchases (Incremental) | Achievable Technical Potential | 0 | 0 | 0 | 0 | 0 | 0 | 0 | 0 | 0 | 0 | 0 | 0 | 0 | 0 | 0 | 0 | 0 | 0 | 0 | 0 | 0 | 0 | 0 | 0 | 0 | 0 | 0 | 0 | 0 | 0 | 0
F14_Industrial_Agriculture_New_Space Heating_Natural Gas_Insulation - Ducting_A_Achievable Technical Potential | F14 | Industrial | Agriculture | New | Space Heating | Natural Gas | Insulation - Ducting | A | Purchases (Cumulative) | Achievable Technical Potential | 0 | 0 | 0 | 0 | 0 | 0 | 0 | 0 | 0 | 0 | 0 | 0 | 0 | 0 | 0 | 0 | 0 | 0 | 0 | 0 | 0 | 0 | 0 | 0 | 0 | 0 | 0 | 0 | 0 | 0 | 0
F1_Industrial_Agriculture_New_Space Heating_Natural Gas_HVAC - Duct Repair and Sealing_A_Achievable Technical Potential | F1 | Industrial | Agriculture | New | Space Heating | Natural Gas | HVAC - Duct Repair and Sealing | A | Original Unit Energy Savings (kWh or therms) | Achievable Technical Potential | 0 | 0 | 0 | 0 | 0 | 0 | 0 | 0 | 0 | 0 | 0 | 0 | 0 | 0 | 0 | 0 | 0 | 0 | 0 | 0 | 0 | 0 | 0 | 0 | 0 | 0 | 0 | 0 | 0 | 0 | 0
F2_Industrial_Agriculture_New_Space Heating_Natural Gas_HVAC - Duct Repair and Sealing_A_Achievable Technical Potential | F2 | Industrial | Agriculture | New | Space Heating | Natural Gas | HVAC - Duct Repair and Sealing | A | Original Unit Summer Peak Savings (kW) | Achievable Technical Potential | 0 | 0 | 0 | 0 | 0 | 0 | 0 | 0 | 0 | 0 | 0 | 0 | 0 | 0 | 0 | 0 | 0 | 0 | 0 | 0 | 0 | 0 | 0 | 0 | 0 | 0 | 0 | 0 | 0 | 0 | 0
F3_Industrial_Agriculture_New_Space Heating_Natural Gas_HVAC - Duct Repair and Sealing_A_Achievable Technical Potential | F3 | Industrial | Agriculture | New | Space Heating | Natural Gas | HVAC - Duct Repair and Sealing | A | Original Unit Winter Peak Savings (kW) | Achievable Technical Potential | 0 | 0 | 0 | 0 | 0 | 0 | 0 | 0 | 0 | 0 | 0 | 0 | 0 | 0 | 0 | 0 | 0 | 0 | 0 | 0 | 0 | 0 | 0 | 0 | 0 | 0 | 0 | 0 | 0 | 0 | 0
F4_Industrial_Agriculture_New_Space Heating_Natural Gas_HVAC - Duct Repair and Sealing_A_Achievable Technical Potential | F4 | Industrial | Agriculture | New | Space Heating | Natural Gas | HVAC - Duct Repair and Sealing | A | Standalone Impact on Baseline Energy (%) | Achievable Technical Potential | 0% | 0% | 0% | 0% | 0% | 0% | 0% | 0% | 0% | 0% | 0% | 0% | 0% | 0% | 0% | 0% | 0% | 0% | 0% | 0% | 0% | 0% | 0% | 0% | 0 | 0 | 0 | 0 | 0 | 0 | 0
F5_Industrial_Agriculture_New_Space Heating_Natural Gas_HVAC - Duct Repair and Sealing_A_Achievable Technical Potential | F5 | Industrial | Agriculture | New | Space Heating | Natural Gas | HVAC - Duct Repair and Sealing | A | Standalone Impact on Baseline Summer Peak (%) | Achievable Technical Potential | 0% | 0% | 0% | 0% | 0% | 0% | 0% | 0% | 0% | 0% | 0% | 0% | 0% | 0% | 0% | 0% | 0% | 0% | 0% | 0% | 0% | 0% | 0% | 0% | 0 | 0 | 0 | 0 | 0 | 0 | 0
F6_Industrial_Agriculture_New_Space Heating_Natural Gas_HVAC - Duct Repair and Sealing_A_Achievable Technical Potential | F6 | Industrial | Agriculture | New | Space Heating | Natural Gas | HVAC - Duct Repair and Sealing | A | Standalone Impact on Baseline Winter Peak (%) | Achievable Technical Potential | 0% | 0% | 0% | 0% | 0% | 0% | 0% | 0% | 0% | 0% | 0% | 0% | 0% | 0% | 0% | 0% | 0% | 0% | 0% | 0% | 0% | 0% | 0% | 0% | 0 | 0 | 0 | 0 | 0 | 0 | 0
F7_Industrial_Agriculture_New_Space Heating_Natural Gas_HVAC - Duct Repair and Sealing_A_Achievable Technical Potential | F7 | Industrial | Agriculture | New | Space Heating | Natural Gas | HVAC - Duct Repair and Sealing | A | Incremental Energy Savings (MWh or mTherms) | Achievable Technical Potential | 0 | 0 | 0 | 0 | 0 | 0 | 0 | 0 | 0 | 0 | 0 | 0 | 0 | 0 | 0 | 0 | 0 | 0 | 0 | 0 | 0 | 0 | 0 | 0 | 0 | 0 | 0 | 0 | 0 | 0 | 0
F8_Industrial_Agriculture_New_Space Heating_Natural Gas_HVAC - Duct Repair and Sealing_A_Achievable Technical Potential | F8 | Industrial | Agriculture | New | Space Heating | Natural Gas | HVAC - Duct Repair and Sealing | A | Incremental Summer Peak Savings (MW) | Achievable Technical Potential | 0 | 0 | 0 | 0 | 0 | 0 | 0 | 0 | 0 | 0 | 0 | 0 | 0 | 0 | 0 | 0 | 0 | 0 | 0 | 0 | 0 | 0 | 0 | 0 | 0 | 0 | 0 | 0 | 0 | 0 | 0
F9_Industrial_Agriculture_New_Space Heating_Natural Gas_HVAC - Duct Repair and Sealing_A_Achievable Technical Potential | F9 | Industrial | Agriculture | New | Space Heating | Natural Gas | HVAC - Duct Repair and Sealing | A | Incremental Winter Peak Savings (MW) | Achievable Technical Potential | 0 | 0 | 0 | 0 | 0 | 0 | 0 | 0 | 0 | 0 | 0 | 0 | 0 | 0 | 0 | 0 | 0 | 0 | 0 | 0 | 0 | 0 | 0 | 0 | 0 | 0 | 0 | 0 | 0 | 0 | 0
F10_Industrial_Agriculture_New_Space Heating_Natural Gas_HVAC - Duct Repair and Sealing_A_Achievable Technical Potential | F10 | Industrial | Agriculture | New | Space Heating | Natural Gas | HVAC - Duct Repair and Sealing | A | Cumulative Energy Savings (MWh or mTherms) | Achievable Technical Potential | 0 | 0 | 0 | 0 | 0 | 0 | 0 | 0 | 0 | 0 | 0 | 0 | 0 | 0 | 0 | 0 | 0 | 0 | 0 | 0 | 0 | 0 | 0 | 0 | 0 | 0 | 0 | 0 | 0 | 0 | 0
F11_Industrial_Agriculture_New_Space Heating_Natural Gas_HVAC - Duct Repair and Sealing_A_Achievable Technical Potential | F11 | Industrial | Agriculture | New | Space Heating | Natural Gas | HVAC - Duct Repair and Sealing | A | Cumulative Summer Peak Savings (MW) | Achievable Technical Potential | 0 | 0 | 0 | 0 | 0 | 0 | 0 | 0 | 0 | 0 | 0 | 0 | 0 | 0 | 0 | 0 | 0 | 0 | 0 | 0 | 0 | 0 | 0 | 0 | 0 | 0 | 0 | 0 | 0 | 0 | 0
F12_Industrial_Agriculture_New_Space Heating_Natural Gas_HVAC - Duct Repair and Sealing_A_Achievable Technical Potential | F12 | Industrial | Agriculture | New | Space Heating | Natural Gas | HVAC - Duct Repair and Sealing | A | Cumulative Winter Peak Savings (MW) | Achievable Technical Potential | 0 | 0 | 0 | 0 | 0 | 0 | 0 | 0 | 0 | 0 | 0 | 0 | 0 | 0 | 0 | 0 | 0 | 0 | 0 | 0 | 0 | 0 | 0 | 0 | 0 | 0 | 0 | 0 | 0 | 0 | 0
F13_Industrial_Agriculture_New_Space Heating_Natural Gas_HVAC - Duct Repair and Sealing_A_Achievable Technical Potential | F13 | Industrial | Agriculture | New | Space Heating | Natural Gas | HVAC - Duct Repair and Sealing | A | Purchases (Incremental) | Achievable Technical Potential | 0 | 0 | 0 | 0 | 0 | 0 | 0 | 0 | 0 | 0 | 0 | 0 | 0 | 0 | 0 | 0 | 0 | 0 | 0 | 0 | 0 | 0 | 0 | 0 | 0 | 0 | 0 | 0 | 0 | 0 | 0
F14_Industrial_Agriculture_New_Space Heating_Natural Gas_HVAC - Duct Repair and Sealing_A_Achievable Technical Potential | F14 | Industrial | Agriculture | New | Space Heating | Natural Gas | HVAC - Duct Repair and Sealing | A | Purchases (Cumulative) | Achievable Technical Potential | 0 | 0 | 0 | 0 | 0 | 0 | 0 | 0 | 0 | 0 | 0 | 0 | 0 | 0 | 0 | 0 | 0 | 0 | 0 | 0 | 0 | 0 | 0 | 0 | 0 | 0 | 0 | 0 | 0 | 0 | 0
F1_Industrial_Agriculture_New_Space Heating_Natural Gas_Windows - High Efficiency_A_Achievable Technical Potential | F1 | Industrial | Agriculture | New | Space Heating | Natural Gas | Windows - High Efficiency | A | Original Unit Energy Savings (kWh or therms) | Achievable Technical Potential | 0 | 0 | 0 | 0 | 0 | 0.0053664 | 0.005297 | 0.0052464 | 0.0052081 | 0.0051778 | 0.0051533 | 0.0051246 | 0.0050945 | 0.0050648 | 0.0050361 | 0.0050136 | 0.0049958 | 0.0049817 | 0.0049593 | 0.0049429 | 0.004931 | 0.0049217 | 0.0049217 | 0.0049217 | 0.0049217 | 0.0049217 | 0.0049217 | 0.0049217 | 0 | 0 | 0
F2_Industrial_Agriculture_New_Space Heating_Natural Gas_Windows - High Efficiency_A_Achievable Technical Potential | F2 | Industrial | Agriculture | New | Space Heating | Natural Gas | Windows - High Efficiency | A | Original Unit Summer Peak Savings (kW) | Achievable Technical Potential | 0 | 0 | 0 | 0 | 0 | 0 | 0 | 0 | 0 | 0 | 0 | 0 | 0 | 0 | 0 | 0 | 0 | 0 | 0 | 0 | 0 | 0 | 0 | 0 | 0 | 0 | 0 | 0 | 0 | 0 | 0
F3_Industrial_Agriculture_New_Space Heating_Natural Gas_Windows - High Efficiency_A_Achievable Technical Potential | F3 | Industrial | Agriculture | New | Space Heating | Natural Gas | Windows - High Efficiency | A | Original Unit Winter Peak Savings (kW) | Achievable Technical Potential | 0 | 0 | 0 | 0 | 0 | 0 | 0 | 0 | 0 | 0 | 0 | 0 | 0 | 0 | 0 | 0 | 0 | 0 | 0 | 0 | 0 | 0 | 0 | 0 | 0 | 0 | 0 | 0 | 0 | 0 | 0
F4_Industrial_Agriculture_New_Space Heating_Natural Gas_Windows - High Efficiency_A_Achievable Technical Potential | F4 | Industrial | Agriculture | New | Space Heating | Natural Gas | Windows - High Efficiency | A | Standalone Impact on Baseline Energy (%) | Achievable Technical Potential | 0% | 0% | 0% | 0% | 0% | 0% | 0% | 0% | 0% | 0% | 0% | 0% | 0% | 0% | 0% | 0% | 0% | 0% | 0% | 0% | 0% | 0% | 0% | 0% | 0 | 0 | 0 | 0 | 0 | 0 | 0
F5_Industrial_Agriculture_New_Space Heating_Natural Gas_Windows - High Efficiency_A_Achievable Technical Potential | F5 | Industrial | Agriculture | New | Space Heating | Natural Gas | Windows - High Efficiency | A | Standalone Impact on Baseline Summer Peak (%) | Achievable Technical Potential | 0% | 0% | 0% | 0% | 0% | 0% | 0% | 0% | 0% | 0% | 0% | 0% | 0% | 0% | 0% | 0% | 0% | 0% | 0% | 0% | 0% | 0% | 0% | 0% | 0 | 0 | 0 | 0 | 0 | 0 | 0
F6_Industrial_Agriculture_New_Space Heating_Natural Gas_Windows - High Efficiency_A_Achievable Technical Potential | F6 | Industrial | Agriculture | New | Space Heating | Natural Gas | Windows - High Efficiency | A | Standalone Impact on Baseline Winter Peak (%) | Achievable Technical Potential | 0% | 0% | 0% | 0% | 0% | 0% | 0% | 0% | 0% | 0% | 0% | 0% | 0% | 0% | 0% | 0% | 0% | 0% | 0% | 0% | 0% | 0% | 0% | 0% | 0 | 0 | 0 | 0 | 0 | 0 | 0
F7_Industrial_Agriculture_New_Space Heating_Natural Gas_Windows - High Efficiency_A_Achievable Technical Potential | F7 | Industrial | Agriculture | New | Space Heating | Natural Gas | Windows - High Efficiency | A | Incremental Energy Savings (MWh or mTherms) | Achievable Technical Potential | 0 | 0 | 0 | 0 | 0 | 0 | 0 | 0 | 0 | 0 | 0 | 0 | 0 | 0 | 0 | 0 | 0 | 0 | 0 | 0 | 0 | 0 | 0 | 0 | 0 | 0 | 0 | 0 | 0 | 0 | 0
F8_Industrial_Agriculture_New_Space Heating_Natural Gas_Windows - High Efficiency_A_Achievable Technical Potential | F8 | Industrial | Agriculture | New | Space Heating | Natural Gas | Windows - High Efficiency | A | Incremental Summer Peak Savings (MW) | Achievable Technical Potential | 0 | 0 | 0 | 0 | 0 | 0 | 0 | 0 | 0 | 0 | 0 | 0 | 0 | 0 | 0 | 0 | 0 | 0 | 0 | 0 | 0 | 0 | 0 | 0 | 0 | 0 | 0 | 0 | 0 | 0 | 0
F9_Industrial_Agriculture_New_Space Heating_Natural Gas_Windows - High Efficiency_A_Achievable Technical Potential | F9 | Industrial | Agriculture | New | Space Heating | Natural Gas | Windows - High Efficiency | A | Incremental Winter Peak Savings (MW) | Achievable Technical Potential | 0 | 0 | 0 | 0 | 0 | 0 | 0 | 0 | 0 | 0 | 0 | 0 | 0 | 0 | 0 | 0 | 0 | 0 | 0 | 0 | 0 | 0 | 0 | 0 | 0 | 0 | 0 | 0 | 0 | 0 | 0
F10_Industrial_Agriculture_New_Space Heating_Natural Gas_Windows - High Efficiency_A_Achievable Technical Potential | F10 | Industrial | Agriculture | New | Space Heating | Natural Gas | Windows - High Efficiency | A | Cumulative Energy Savings (MWh or mTherms) | Achievable Technical Potential | 0 | 0 | 0 | 0 | 0 | 0 | 0 | 0 | 0 | 0 | 0 | 0 | 0 | 0 | 0 | 0 | 0 | 0 | 0 | 0 | 0 | 0 | 0 | 0 | 0 | 0 | 0 | 0 | 0 | 0 | 0
F11_Industrial_Agriculture_New_Space Heating_Natural Gas_Windows - High Efficiency_A_Achievable Technical Potential | F11 | Industrial | Agriculture | New | Space Heating | Natural Gas | Windows - High Efficiency | A | Cumulative Summer Peak Savings (MW) | Achievable Technical Potential | 0 | 0 | 0 | 0 | 0 | 0 | 0 | 0 | 0 | 0 | 0 | 0 | 0 | 0 | 0 | 0 | 0 | 0 | 0 | 0 | 0 | 0 | 0 | 0 | 0 | 0 | 0 | 0 | 0 | 0 | 0
F12_Industrial_Agriculture_New_Space Heating_Natural Gas_Windows - High Efficiency_A_Achievable Technical Potential | F12 | Industrial | Agriculture | New | Space Heating | Natural Gas | Windows - High Efficiency | A | Cumulative Winter Peak Savings (MW) | Achievable Technical Potential | 0 | 0 | 0 | 0 | 0 | 0 | 0 | 0 | 0 | 0 | 0 | 0 | 0 | 0 | 0 | 0 | 0 | 0 | 0 | 0 | 0 | 0 | 0 | 0 | 0 | 0 | 0 | 0 | 0 | 0 | 0
F13_Industrial_Agriculture_New_Space Heating_Natural Gas_Windows - High Efficiency_A_Achievable Technical Potential | F13 | Industrial | Agriculture | New | Space Heating | Natural Gas | Windows - High Efficiency | A | Purchases (Incremental) | Achievable Technical Potential | 0 | 0 | 0 | 0 | 0 | 0 | 0 | 0 | 0 | 0 | 0 | 0 | 0 | 0 | 0 | 0 | 0 | 0 | 0 | 0 | 0 | 0 | 0 | 0 | 0 | 0 | 0 | 0 | 0 | 0 | 0
F14_Industrial_Agriculture_New_Space Heating_Natural Gas_Windows - High Efficiency_A_Achievable Technical Potential | F14 | Industrial | Agriculture | New | Space Heating | Natural Gas | Windows - High Efficiency | A | Purchases (Cumulative) | Achievable Technical Potential | 0 | 0 | 0 | 0 | 0 | 0 | 0 | 0 | 0 | 0 | 0 | 0 | 0 | 0 | 0 | 0 | 0 | 0 | 0 | 0 | 0 | 0 | 0 | 0 | 0 | 0 | 0 | 0 | 0 | 0 | 0
F1_Industrial_Agriculture_New_Space Heating_Natural Gas_Gas Boiler - Maintenance_A_Achievable Technical Potential | F1 | Industrial | Agriculture | New | Space Heating | Natural Gas | Gas Boiler - Maintenance | A | Original Unit Energy Savings (kWh or therms) | Achievable Technical Potential | 0 | 0 | 0 | 0 | 0 | 0 | 0 | 0 | 0 | 0 | 0 | 0 | 0 | 0 | 0 | 0 | 0 | 0 | 0 | 0 | 0 | 0 | 0 | 0 | 0 | 0 | 0 | 0 | 0 | 0 | 0
F2_Industrial_Agriculture_New_Space Heating_Natural Gas_Gas Boiler - Maintenance_A_Achievable Technical Potential | F2 | Industrial | Agriculture | New | Space Heating | Natural Gas | Gas Boiler - Maintenance | A | Original Unit Summer Peak Savings (kW) | Achievable Technical Potential | 0 | 0 | 0 | 0 | 0 | 0 | 0 | 0 | 0 | 0 | 0 | 0 | 0 | 0 | 0 | 0 | 0 | 0 | 0 | 0 | 0 | 0 | 0 | 0 | 0 | 0 | 0 | 0 | 0 | 0 | 0
F3_Industrial_Agriculture_New_Space Heating_Natural Gas_Gas Boiler - Maintenance_A_Achievable Technical Potential | F3 | Industrial | Agriculture | New | Space Heating | Natural Gas | Gas Boiler - Maintenance | A | Original Unit Winter Peak Savings (kW) | Achievable Technical Potential | 0 | 0 | 0 | 0 | 0 | 0 | 0 | 0 | 0 | 0 | 0 | 0 | 0 | 0 | 0 | 0 | 0 | 0 | 0 | 0 | 0 | 0 | 0 | 0 | 0 | 0 | 0 | 0 | 0 | 0 | 0
F4_Industrial_Agriculture_New_Space Heating_Natural Gas_Gas Boiler - Maintenance_A_Achievable Technical Potential | F4 | Industrial | Agriculture | New | Space Heating | Natural Gas | Gas Boiler - Maintenance | A | Standalone Impact on Baseline Energy (%) | Achievable Technical Potential | 0% | 0% | 0% | 0% | 0% | 0% | 0% | 0% | 0% | 0% | 0% | 0% | 0% | 0% | 0% | 0% | 0% | 0% | 0% | 0% | 0% | 0% | 0% | 0% | 0 | 0 | 0 | 0 | 0 | 0 | 0
F5_Industrial_Agriculture_New_Space Heating_Natural Gas_Gas Boiler - Maintenance_A_Achievable Technical Potential | F5 | Industrial | Agriculture | New | Space Heating | Natural Gas | Gas Boiler - Maintenance | A | Standalone Impact on Baseline Summer Peak (%) | Achievable Technical Potential | 0% | 0% | 0% | 0% | 0% | 0% | 0% | 0% | 0% | 0% | 0% | 0% | 0% | 0% | 0% | 0% | 0% | 0% | 0% | 0% | 0% | 0% | 0% | 0% | 0 | 0 | 0 | 0 | 0 | 0 | 0
F6_Industrial_Agriculture_New_Space Heating_Natural Gas_Gas Boiler - Maintenance_A_Achievable Technical Potential | F6 | Industrial | Agriculture | New | Space Heating | Natural Gas | Gas Boiler - Maintenance | A | Standalone Impact on Baseline Winter Peak (%) | Achievable Technical Potential | 0% | 0% | 0% | 0% | 0% | 0% | 0% | 0% | 0% | 0% | 0% | 0% | 0% | 0% | 0% | 0% | 0% | 0% | 0% | 0% | 0% | 0% | 0% | 0% | 0 | 0 | 0 | 0 | 0 | 0 | 0
F7_Industrial_Agriculture_New_Space Heating_Natural Gas_Gas Boiler - Maintenance_A_Achievable Technical Potential | F7 | Industrial | Agriculture | New | Space Heating | Natural Gas | Gas Boiler - Maintenance | A | Incremental Energy Savings (MWh or mTherms) | Achievable Technical Potential | 0 | 0 | 0 | 0 | 0 | 0 | 0 | 0 | 0 | 0 | 0 | 0 | 0 | 0 | 0 | 0 | 0 | 0 | 0 | 0 | 0 | 0 | 0 | 0 | 0 | 0 | 0 | 0 | 0 | 0 | 0
F8_Industrial_Agriculture_New_Space Heating_Natural Gas_Gas Boiler - Maintenance_A_Achievable Technical Potential | F8 | Industrial | Agriculture | New | Space Heating | Natural Gas | Gas Boiler - Maintenance | A | Incremental Summer Peak Savings (MW) | Achievable Technical Potential | 0 | 0 | 0 | 0 | 0 | 0 | 0 | 0 | 0 | 0 | 0 | 0 | 0 | 0 | 0 | 0 | 0 | 0 | 0 | 0 | 0 | 0 | 0 | 0 | 0 | 0 | 0 | 0 | 0 | 0 | 0
F9_Industrial_Agriculture_New_Space Heating_Natural Gas_Gas Boiler - Maintenance_A_Achievable Technical Potential | F9 | Industrial | Agriculture | New | Space Heating | Natural Gas | Gas Boiler - Maintenance | A | Incremental Winter Peak Savings (MW) | Achievable Technical Potential | 0 | 0 | 0 | 0 | 0 | 0 | 0 | 0 | 0 | 0 | 0 | 0 | 0 | 0 | 0 | 0 | 0 | 0 | 0 | 0 | 0 | 0 | 0 | 0 | 0 | 0 | 0 | 0 | 0 | 0 | 0
F10_Industrial_Agriculture_New_Space Heating_Natural Gas_Gas Boiler - Maintenance_A_Achievable Technical Potential | F10 | Industrial | Agriculture | New | Space Heating | Natural Gas | Gas Boiler - Maintenance | A | Cumulative Energy Savings (MWh or mTherms) | Achievable Technical Potential | 0 | 0 | 0 | 0 | 0 | 0 | 0 | 0 | 0 | 0 | 0 | 0 | 0 | 0 | 0 | 0 | 0 | 0 | 0 | 0 | 0 | 0 | 0 | 0 | 0 | 0 | 0 | 0 | 0 | 0 | 0
F11_Industrial_Agriculture_New_Space Heating_Natural Gas_Gas Boiler - Maintenance_A_Achievable Technical Potential | F11 | Industrial | Agriculture | New | Space Heating | Natural Gas | Gas Boiler - Maintenance | A | Cumulative Summer Peak Savings (MW) | Achievable Technical Potential | 0 | 0 | 0 | 0 | 0 | 0 | 0 | 0 | 0 | 0 | 0 | 0 | 0 | 0 | 0 | 0 | 0 | 0 | 0 | 0 | 0 | 0 | 0 | 0 | 0 | 0 | 0 | 0 | 0 | 0 | 0
F12_Industrial_Agriculture_New_Space Heating_Natural Gas_Gas Boiler - Maintenance_A_Achievable Technical Potential | F12 | Industrial | Agriculture | New | Space Heating | Natural Gas | Gas Boiler - Maintenance | A | Cumulative Winter Peak Savings (MW) | Achievable Technical Potential | 0 | 0 | 0 | 0 | 0 | 0 | 0 | 0 | 0 | 0 | 0 | 0 | 0 | 0 | 0 | 0 | 0 | 0 | 0 | 0 | 0 | 0 | 0 | 0 | 0 | 0 | 0 | 0 | 0 | 0 | 0
F13_Industrial_Agriculture_New_Space Heating_Natural Gas_Gas Boiler - Maintenance_A_Achievable Technical Potential | F13 | Industrial | Agriculture | New | Space Heating | Natural Gas | Gas Boiler - Maintenance | A | Purchases (Incremental) | Achievable Technical Potential | 0 | 0 | 0 | 0 | 0 | 0 | 0 | 0 | 0 | 0 | 0 | 0 | 0 | 0 | 0 | 0 | 0 | 0 | 0 | 0 | 0 | 0 | 0 | 0 | 0 | 0 | 0 | 0 | 0 | 0 | 0
F14_Industrial_Agriculture_New_Space Heating_Natural Gas_Gas Boiler - Maintenance_A_Achievable Technical Potential | F14 | Industrial | Agriculture | New | Space Heating | Natural Gas | Gas Boiler - Maintenance | A | Purchases (Cumulative) | Achievable Technical Potential | 0 | 0 | 0 | 0 | 0 | 0 | 0 | 0 | 0 | 0 | 0 | 0 | 0 | 0 | 0 | 0 | 0 | 0 | 0 | 0 | 0 | 0 | 0 | 0 | 0 | 0 | 0 | 0 | 0 | 0 | 0
F1_Industrial_Agriculture_New_Process_Natural Gas_Gas Boiler - Maintenance_A_Achievable Technical Potential | F1 | Industrial | Agriculture | New | Process | Natural Gas | Gas Boiler - Maintenance | A | Original Unit Energy Savings (kWh or therms) | Achievable Technical Potential | 0 | 0 | 0 | 0 | 0 | 1.5559 | 1.5559 | 1.5559 | 1.5559 | 1.5559 | 1.5559 | 1.5559 | 1.5559 | 1.5559 | 1.5559 | 1.5559 | 1.5559 | 1.5559 | 1.5559 | 1.5559 | 1.5559 | 1.5559 | 1.5559 | 1.5559 | 1.5559 | 1.5559 | 1.5559 | 1.5559 | 1.5559 | 1.5559 | 1.5559
F2_Industrial_Agriculture_New_Process_Natural Gas_Gas Boiler - Maintenance_A_Achievable Technical Potential | F2 | Industrial | Agriculture | New | Process | Natural Gas | Gas Boiler - Maintenance | A | Original Unit Summer Peak Savings (kW) | Achievable Technical Potential | 0 | 0 | 0 | 0 | 0 | 0 | 0 | 0 | 0 | 0 | 0 | 0 | 0 | 0 | 0 | 0 | 0 | 0 | 0 | 0 | 0 | 0 | 0 | 0 | 0 | 0 | 0 | 0 | 0 | 0 | 0
F3_Industrial_Agriculture_New_Process_Natural Gas_Gas Boiler - Maintenance_A_Achievable Technical Potential | F3 | Industrial | Agriculture | New | Process | Natural Gas | Gas Boiler - Maintenance | A | Original Unit Winter Peak Savings (kW) | Achievable Technical Potential | 0 | 0 | 0 | 0 | 0 | 0 | 0 | 0 | 0 | 0 | 0 | 0 | 0 | 0 | 0 | 0 | 0 | 0 | 0 | 0 | 0 | 0 | 0 | 0 | 0 | 0 | 0 | 0 | 0 | 0 | 0
F4_Industrial_Agriculture_New_Process_Natural Gas_Gas Boiler - Maintenance_A_Achievable Technical Potential | F4 | Industrial | Agriculture | New | Process | Natural Gas | Gas Boiler - Maintenance | A | Standalone Impact on Baseline Energy (%) | Achievable Technical Potential | 0% | 0% | 0% | 0% | 0% | 0.01118% | 0.01727% | 0.02037% | 0.01796% | 0.01606% | 0.01452% | 0.01327% | 0.01222% | 0.01132% | 0.01056% | 0.009892% | 0.009308% | 0.00879% | 0.008328% | 0.007916% | 0.007543% | 0.007204% | 0.006896% | 0.006614% | 6.3551e-05 | 6.1163e-05 | 5.8954e-05 | 5.6905e-05 | 0 | 0 | 0
F5_Industrial_Agriculture_New_Process_Natural Gas_Gas Boiler - Maintenance_A_Achievable Technical Potential | F5 | Industrial | Agriculture | New | Process | Natural Gas | Gas Boiler - Maintenance | A | Standalone Impact on Baseline Summer Peak (%) | Achievable Technical Potential | 0% | 0% | 0% | 0% | 0% | 0% | 0% | 0% | 0% | 0% | 0% | 0% | 0% | 0% | 0% | 0% | 0% | 0% | 0% | 0% | 0% | 0% | 0% | 0% | 0 | 0 | 0 | 0 | 0 | 0 | 0
F6_Industrial_Agriculture_New_Process_Natural Gas_Gas Boiler - Maintenance_A_Achievable Technical Potential | F6 | Industrial | Agriculture | New | Process | Natural Gas | Gas Boiler - Maintenance | A | Standalone Impact on Baseline Winter Peak (%) | Achievable Technical Potential | 0% | 0% | 0% | 0% | 0% | 0% | 0% | 0% | 0% | 0% | 0% | 0% | 0% | 0% | 0% | 0% | 0% | 0% | 0% | 0% | 0% | 0% | 0% | 0% | 0 | 0 | 0 | 0 | 0 | 0 | 0
F7_Industrial_Agriculture_New_Process_Natural Gas_Gas Boiler - Maintenance_A_Achievable Technical Potential | F7 | Industrial | Agriculture | New | Process | Natural Gas | Gas Boiler - Maintenance | A | Incremental Energy Savings (MWh or mTherms) | Achievable Technical Potential | 0 | 0 | 0 | 0 | 0 | 0.02168 | 0.018003 | 0.014405 | 0.02168 | 0.018003 | 0.014405 | 0.02168 | 0.018003 | 0.014405 | 0.02168 | 0.018003 | 0.014405 | 0.02168 | 0.018003 | 0.014405 | 0.02168 | 0.018003 | 0.014405 | 0.02168 | 0.018003 | 0.014405 | 0.02168 | 0.018003 | 0.014405 | 0.02168 | 0.018003
F8_Industrial_Agriculture_New_Process_Natural Gas_Gas Boiler - Maintenance_A_Achievable Technical Potential | F8 | Industrial | Agriculture | New | Process | Natural Gas | Gas Boiler - Maintenance | A | Incremental Summer Peak Savings (MW) | Achievable Technical Potential | 0 | 0 | 0 | 0 | 0 | 0 | 0 | 0 | 0 | 0 | 0 | 0 | 0 | 0 | 0 | 0 | 0 | 0 | 0 | 0 | 0 | 0 | 0 | 0 | 0 | 0 | 0 | 0 | 0 | 0 | 0
F9_Industrial_Agriculture_New_Process_Natural Gas_Gas Boiler - Maintenance_A_Achievable Technical Potential | F9 | Industrial | Agriculture | New | Process | Natural Gas | Gas Boiler - Maintenance | A | Incremental Winter Peak Savings (MW) | Achievable Technical Potential | 0 | 0 | 0 | 0 | 0 | 0 | 0 | 0 | 0 | 0 | 0 | 0 | 0 | 0 | 0 | 0 | 0 | 0 | 0 | 0 | 0 | 0 | 0 | 0 | 0 | 0 | 0 | 0 | 0 | 0 | 0
F10_Industrial_Agriculture_New_Process_Natural Gas_Gas Boiler - Maintenance_A_Achievable Technical Potential | F10 | Industrial | Agriculture | New | Process | Natural Gas | Gas Boiler - Maintenance | A | Cumulative Energy Savings (MWh or mTherms) | Achievable Technical Potential | 0 | 0 | 0 | 0 | 0 | 0.02168 | 0.039682 | 0.054087 | 0.054087 | 0.054087 | 0.054087 | 0.054087 | 0.054087 | 0.054087 | 0.054087 | 0.054087 | 0.054087 | 0.054087 | 0.054087 | 0.054087 | 0.054087 | 0.054087 | 0.054087 | 0.054087 | 0.054087 | 0.054087 | 0.054087 | 0.054087 | 0.054087 | 0.054087 | 0.054087
F11_Industrial_Agriculture_New_Process_Natural Gas_Gas Boiler - Maintenance_A_Achievable Technical Potential | F11 | Industrial | Agriculture | New | Process | Natural Gas | Gas Boiler - Maintenance | A | Cumulative Summer Peak Savings (MW) | Achievable Technical Potential | 0 | 0 | 0 | 0 | 0 | 0 | 0 | 0 | 0 | 0 | 0 | 0 | 0 | 0 | 0 | 0 | 0 | 0 | 0 | 0 | 0 | 0 | 0 | 0 | 0 | 0 | 0 | 0 | 0 | 0 | 0
F12_Industrial_Agriculture_New_Process_Natural Gas_Gas Boiler - Maintenance_A_Achievable Technical Potential | F12 | Industrial | Agriculture | New | Process | Natural Gas | Gas Boiler - Maintenance | A | Cumulative Winter Peak Savings (MW) | Achievable Technical Potential | 0 | 0 | 0 | 0 | 0 | 0 | 0 | 0 | 0 | 0 | 0 | 0 | 0 | 0 | 0 | 0 | 0 | 0 | 0 | 0 | 0 | 0 | 0 | 0 | 0 | 0 | 0 | 0 | 0 | 0 | 0
F13_Industrial_Agriculture_New_Process_Natural Gas_Gas Boiler - Maintenance_A_Achievable Technical Potential | F13 | Industrial | Agriculture | New | Process | Natural Gas | Gas Boiler - Maintenance | A | Purchases (Incremental) | Achievable Technical Potential | 0 | 0 | 0 | 0 | 0 | 13.934 | 11.5708 | 9.2584 | 13.934 | 11.5708 | 9.2584 | 13.934 | 11.5708 | 9.2584 | 13.934 | 11.5708 | 9.2584 | 13.934 | 11.5708 | 9.2584 | 13.934 | 11.5708 | 9.2584 | 13.934 | 11.5708 | 9.2584 | 13.934 | 11.5708 | 9.2584 | 13.934 | 11.5708
F14_Industrial_Agriculture_New_Process_Natural Gas_Gas Boiler - Maintenance_A_Achievable Technical Potential | F14 | Industrial | Agriculture | New | Process | Natural Gas | Gas Boiler - Maintenance | A | Purchases (Cumulative) | Achievable Technical Potential | 0 | 0 | 0 | 0 | 0 | 13.934 | 25.5048 | 34.7631 | 34.7631 | 34.7631 | 34.7631 | 34.7631 | 34.7631 | 34.7631 | 34.7631 | 34.7631 | 34.7631 | 34.7631 | 34.7631 | 34.7631 | 34.7631 | 34.7631 | 34.7631 | 34.7631 | 34.7631 | 34.7631 | 34.7631 | 34.7631 | 34.7631 | 34.7631 | 34.7631
F1_Industrial_Agriculture_New_Space Heating_Natural Gas_Gas Furnace - Maintenance_A_Achievable Technical Potential | F1 | Industrial | Agriculture | New | Space Heating | Natural Gas | Gas Furnace - Maintenance | A | Original Unit Energy Savings (kWh or therms) | Achievable Technical Potential | 0 | 0 | 0 | 0 | 0 | 0 | 0 | 0 | 0 | 0 | 0 | 0 | 0 | 0 | 0 | 0 | 0 | 0 | 0 | 0 | 0 | 0 | 0 | 0 | 0 | 0 | 0 | 0 | 0 | 0 | 0
F2_Industrial_Agriculture_New_Space Heating_Natural Gas_Gas Furnace - Maintenance_A_Achievable Technical Potential | F2 | Industrial | Agriculture | New | Space Heating | Natural Gas | Gas Furnace - Maintenance | A | Original Unit Summer Peak Savings (kW) | Achievable Technical Potential | 0 | 0 | 0 | 0 | 0 | 0 | 0 | 0 | 0 | 0 | 0 | 0 | 0 | 0 | 0 | 0 | 0 | 0 | 0 | 0 | 0 | 0 | 0 | 0 | 0 | 0 | 0 | 0 | 0 | 0 | 0
F3_Industrial_Agriculture_New_Space Heating_Natural Gas_Gas Furnace - Maintenance_A_Achievable Technical Potential | F3 | Industrial | Agriculture | New | Space Heating | Natural Gas | Gas Furnace - Maintenance | A | Original Unit Winter Peak Savings (kW) | Achievable Technical Potential | 0 | 0 | 0 | 0 | 0 | 0 | 0 | 0 | 0 | 0 | 0 | 0 | 0 | 0 | 0 | 0 | 0 | 0 | 0 | 0 | 0 | 0 | 0 | 0 | 0 | 0 | 0 | 0 | 0 | 0 | 0
F4_Industrial_Agriculture_New_Space Heating_Natural Gas_Gas Furnace - Maintenance_A_Achievable Technical Potential | F4 | Industrial | Agriculture | New | Space Heating | Natural Gas | Gas Furnace - Maintenance | A | Standalone Impact on Baseline Energy (%) | Achievable Technical Potential | 0% | 0% | 0% | 0% | 0% | 0% | 0% | 0% | 0% | 0% | 0% | 0% | 0% | 0% | 0% | 0% | 0% | 0% | 0% | 0% | 0% | 0% | 0% | 0% | 0 | 0 | 0 | 0 | 0 | 0 | 0
F5_Industrial_Agriculture_New_Space Heating_Natural Gas_Gas Furnace - Maintenance_A_Achievable Technical Potential | F5 | Industrial | Agriculture | New | Space Heating | Natural Gas | Gas Furnace - Maintenance | A | Standalone Impact on Baseline Summer Peak (%) | Achievable Technical Potential | 0% | 0% | 0% | 0% | 0% | 0% | 0% | 0% | 0% | 0% | 0% | 0% | 0% | 0% | 0% | 0% | 0% | 0% | 0% | 0% | 0% | 0% | 0% | 0% | 0 | 0 | 0 | 0 | 0 | 0 | 0
F6_Industrial_Agriculture_New_Space Heating_Natural Gas_Gas Furnace - Maintenance_A_Achievable Technical Potential | F6 | Industrial | Agriculture | New | Space Heating | Natural Gas | Gas Furnace - Maintenance | A | Standalone Impact on Baseline Winter Peak (%) | Achievable Technical Potential | 0% | 0% | 0% | 0% | 0% | 0% | 0% | 0% | 0% | 0% | 0% | 0% | 0% | 0% | 0% | 0% | 0% | 0% | 0% | 0% | 0% | 0% | 0% | 0% | 0 | 0 | 0 | 0 | 0 | 0 | 0
F7_Industrial_Agriculture_New_Space Heating_Natural Gas_Gas Furnace - Maintenance_A_Achievable Technical Potential | F7 | Industrial | Agriculture | New | Space Heating | Natural Gas | Gas Furnace - Maintenance | A | Incremental Energy Savings (MWh or mTherms) | Achievable Technical Potential | 0 | 0 | 0 | 0 | 0 | 0 | 0 | 0 | 0 | 0 | 0 | 0 | 0 | 0 | 0 | 0 | 0 | 0 | 0 | 0 | 0 | 0 | 0 | 0 | 0 | 0 | 0 | 0 | 0 | 0 | 0
F8_Industrial_Agriculture_New_Space Heating_Natural Gas_Gas Furnace - Maintenance_A_Achievable Technical Potential | F8 | Industrial | Agriculture | New | Space Heating | Natural Gas | Gas Furnace - Maintenance | A | Incremental Summer Peak Savings (MW) | Achievable Technical Potential | 0 | 0 | 0 | 0 | 0 | 0 | 0 | 0 | 0 | 0 | 0 | 0 | 0 | 0 | 0 | 0 | 0 | 0 | 0 | 0 | 0 | 0 | 0 | 0 | 0 | 0 | 0 | 0 | 0 | 0 | 0
F9_Industrial_Agriculture_New_Space Heating_Natural Gas_Gas Furnace - Maintenance_A_Achievable Technical Potential | F9 | Industrial | Agriculture | New | Space Heating | Natural Gas | Gas Furnace - Maintenance | A | Incremental Winter Peak Savings (MW) | Achievable Technical Potential | 0 | 0 | 0 | 0 | 0 | 0 | 0 | 0 | 0 | 0 | 0 | 0 | 0 | 0 | 0 | 0 | 0 | 0 | 0 | 0 | 0 | 0 | 0 | 0 | 0 | 0 | 0 | 0 | 0 | 0 | 0
F10_Industrial_Agriculture_New_Space Heating_Natural Gas_Gas Furnace - Maintenance_A_Achievable Technical Potential | F10 | Industrial | Agriculture | New | Space Heating | Natural Gas | Gas Furnace - Maintenance | A | Cumulative Energy Savings (MWh or mTherms) | Achievable Technical Potential | 0 | 0 | 0 | 0 | 0 | 0 | 0 | 0 | 0 | 0 | 0 | 0 | 0 | 0 | 0 | 0 | 0 | 0 | 0 | 0 | 0 | 0 | 0 | 0 | 0 | 0 | 0 | 0 | 0 | 0 | 0
F11_Industrial_Agriculture_New_Space Heating_Natural Gas_Gas Furnace - Maintenance_A_Achievable Technical Potential | F11 | Industrial | Agriculture | New | Space Heating | Natural Gas | Gas Furnace - Maintenance | A | Cumulative Summer Peak Savings (MW) | Achievable Technical Potential | 0 | 0 | 0 | 0 | 0 | 0 | 0 | 0 | 0 | 0 | 0 | 0 | 0 | 0 | 0 | 0 | 0 | 0 | 0 | 0 | 0 | 0 | 0 | 0 | 0 | 0 | 0 | 0 | 0 | 0 | 0
F12_Industrial_Agriculture_New_Space Heating_Natural Gas_Gas Furnace - Maintenance_A_Achievable Technical Potential | F12 | Industrial | Agriculture | New | Space Heating | Natural Gas | Gas Furnace - Maintenance | A | Cumulative Winter Peak Savings (MW) | Achievable Technical Potential | 0 | 0 | 0 | 0 | 0 | 0 | 0 | 0 | 0 | 0 | 0 | 0 | 0 | 0 | 0 | 0 | 0 | 0 | 0 | 0 | 0 | 0 | 0 | 0 | 0 | 0 | 0 | 0 | 0 | 0 | 0
F13_Industrial_Agriculture_New_Space Heating_Natural Gas_Gas Furnace - Maintenance_A_Achievable Technical Potential | F13 | Industrial | Agriculture | New | Space Heating | Natural Gas | Gas Furnace - Maintenance | A | Purchases (Incremental) | Achievable Technical Potential | 0 | 0 | 0 | 0 | 0 | 0 | 0 | 0 | 0 | 0 | 0 | 0 | 0 | 0 | 0 | 0 | 0 | 0 | 0 | 0 | 0 | 0 | 0 | 0 | 0 | 0 | 0 | 0 | 0 | 0 | 0
F14_Industrial_Agriculture_New_Space Heating_Natural Gas_Gas Furnace - Maintenance_A_Achievable Technical Potential | F14 | Industrial | Agriculture | New | Space Heating | Natural Gas | Gas Furnace - Maintenance | A | Purchases (Cumulative) | Achievable Technical Potential | 0 | 0 | 0 | 0 | 0 | 0 | 0 | 0 | 0 | 0 | 0 | 0 | 0 | 0 | 0 | 0 | 0 | 0 | 0 | 0 | 0 | 0 | 0 | 0 | 0 | 0 | 0 | 0 | 0 | 0 | 0
F1_Industrial_Agriculture_New_Space Heating_Natural Gas_Gas Boiler - Hot Water Reset_A_Achievable Technical Potential | F1 | Industrial | Agriculture | New | Space Heating | Natural Gas | Gas Boiler - Hot Water Reset | A | Original Unit Energy Savings (kWh or therms) | Achievable Technical Potential | 0 | 0 | 0 | 0 | 0 | 0 | 0 | 0 | 0 | 0 | 0 | 0 | 0 | 0 | 0 | 0 | 0 | 0 | 0 | 0 | 0 | 0 | 0 | 0 | 0 | 0 | 0 | 0 | 0 | 0 | 0
F2_Industrial_Agriculture_New_Space Heating_Natural Gas_Gas Boiler - Hot Water Reset_A_Achievable Technical Potential | F2 | Industrial | Agriculture | New | Space Heating | Natural Gas | Gas Boiler - Hot Water Reset | A | Original Unit Summer Peak Savings (kW) | Achievable Technical Potential | 0 | 0 | 0 | 0 | 0 | 0 | 0 | 0 | 0 | 0 | 0 | 0 | 0 | 0 | 0 | 0 | 0 | 0 | 0 | 0 | 0 | 0 | 0 | 0 | 0 | 0 | 0 | 0 | 0 | 0 | 0
F3_Industrial_Agriculture_New_Space Heating_Natural Gas_Gas Boiler - Hot Water Reset_A_Achievable Technical Potential | F3 | Industrial | Agriculture | New | Space Heating | Natural Gas | Gas Boiler - Hot Water Reset | A | Original Unit Winter Peak Savings (kW) | Achievable Technical Potential | 0 | 0 | 0 | 0 | 0 | 0 | 0 | 0 | 0 | 0 | 0 | 0 | 0 | 0 | 0 | 0 | 0 | 0 | 0 | 0 | 0 | 0 | 0 | 0 | 0 | 0 | 0 | 0 | 0 | 0 | 0
F4_Industrial_Agriculture_New_Space Heating_Natural Gas_Gas Boiler - Hot Water Reset_A_Achievable Technical Potential | F4 | Industrial | Agriculture | New | Space Heating | Natural Gas | Gas Boiler - Hot Water Reset | A | Standalone Impact on Baseline Energy (%) | Achievable Technical Potential | 0% | 0% | 0% | 0% | 0% | 0% | 0% | 0% | 0% | 0% | 0% | 0% | 0% | 0% | 0% | 0% | 0% | 0% | 0% | 0% | 0% | 0% | 0% | 0% | 0 | 0 | 0 | 0 | 0 | 0 | 0
F5_Industrial_Agriculture_New_Space Heating_Natural Gas_Gas Boiler - Hot Water Reset_A_Achievable Technical Potential | F5 | Industrial | Agriculture | New | Space Heating | Natural Gas | Gas Boiler - Hot Water Reset | A | Standalone Impact on Baseline Summer Peak (%) | Achievable Technical Potential | 0% | 0% | 0% | 0% | 0% | 0% | 0% | 0% | 0% | 0% | 0% | 0% | 0% | 0% | 0% | 0% | 0% | 0% | 0% | 0% | 0% | 0% | 0% | 0% | 0 | 0 | 0 | 0 | 0 | 0 | 0
F6_Industrial_Agriculture_New_Space Heating_Natural Gas_Gas Boiler - Hot Water Reset_A_Achievable Technical Potential | F6 | Industrial | Agriculture | New | Space Heating | Natural Gas | Gas Boiler - Hot Water Reset | A | Standalone Impact on Baseline Winter Peak (%) | Achievable Technical Potential | 0% | 0% | 0% | 0% | 0% | 0% | 0% | 0% | 0% | 0% | 0% | 0% | 0% | 0% | 0% | 0% | 0% | 0% | 0% | 0% | 0% | 0% | 0% | 0% | 0 | 0 | 0 | 0 | 0 | 0 | 0
F7_Industrial_Agriculture_New_Space Heating_Natural Gas_Gas Boiler - Hot Water Reset_A_Achievable Technical Potential | F7 | Industrial | Agriculture | New | Space Heating | Natural Gas | Gas Boiler - Hot Water Reset | A | Incremental Energy Savings (MWh or mTherms) | Achievable Technical Potential | 0 | 0 | 0 | 0 | 0 | 0 | 0 | 0 | 0 | 0 | 0 | 0 | 0 | 0 | 0 | 0 | 0 | 0 | 0 | 0 | 0 | 0 | 0 | 0 | 0 | 0 | 0 | 0 | 0 | 0 | 0
F8_Industrial_Agriculture_New_Space Heating_Natural Gas_Gas Boiler - Hot Water Reset_A_Achievable Technical Potential | F8 | Industrial | Agriculture | New | Space Heating | Natural Gas | Gas Boiler - Hot Water Reset | A | Incremental Summer Peak Savings (MW) | Achievable Technical Potential | 0 | 0 | 0 | 0 | 0 | 0 | 0 | 0 | 0 | 0 | 0 | 0 | 0 | 0 | 0 | 0 | 0 | 0 | 0 | 0 | 0 | 0 | 0 | 0 | 0 | 0 | 0 | 0 | 0 | 0 | 0
F9_Industrial_Agriculture_New_Space Heating_Natural Gas_Gas Boiler - Hot Water Reset_A_Achievable Technical Potential | F9 | Industrial | Agriculture | New | Space Heating | Natural Gas | Gas Boiler - Hot Water Reset | A | Incremental Winter Peak Savings (MW) | Achievable Technical Potential | 0 | 0 | 0 | 0 | 0 | 0 | 0 | 0 | 0 | 0 | 0 | 0 | 0 | 0 | 0 | 0 | 0 | 0 | 0 | 0 | 0 | 0 | 0 | 0 | 0 | 0 | 0 | 0 | 0 | 0 | 0
F10_Industrial_Agriculture_New_Space Heating_Natural Gas_Gas Boiler - Hot Water Reset_A_Achievable Technical Potential | F10 | Industrial | Agriculture | New | Space Heating | Natural Gas | Gas Boiler - Hot Water Reset | A | Cumulative Energy Savings (MWh or mTherms) | Achievable Technical Potential | 0 | 0 | 0 | 0 | 0 | 0 | 0 | 0 | 0 | 0 | 0 | 0 | 0 | 0 | 0 | 0 | 0 | 0 | 0 | 0 | 0 | 0 | 0 | 0 | 0 | 0 | 0 | 0 | 0 | 0 | 0
F11_Industrial_Agriculture_New_Space Heating_Natural Gas_Gas Boiler - Hot Water Reset_A_Achievable Technical Potential | F11 | Industrial | Agriculture | New | Space Heating | Natural Gas | Gas Boiler - Hot Water Reset | A | Cumulative Summer Peak Savings (MW) | Achievable Technical Potential | 0 | 0 | 0 | 0 | 0 | 0 | 0 | 0 | 0 | 0 | 0 | 0 | 0 | 0 | 0 | 0 | 0 | 0 | 0 | 0 | 0 | 0 | 0 | 0 | 0 | 0 | 0 | 0 | 0 | 0 | 0
F12_Industrial_Agriculture_New_Space Heating_Natural Gas_Gas Boiler - Hot Water Reset_A_Achievable Technical Potential | F12 | Industrial | Agriculture | New | Space Heating | Natural Gas | Gas Boiler - Hot Water Reset | A | Cumulative Winter Peak Savings (MW) | Achievable Technical Potential | 0 | 0 | 0 | 0 | 0 | 0 | 0 | 0 | 0 | 0 | 0 | 0 | 0 | 0 | 0 | 0 | 0 | 0 | 0 | 0 | 0 | 0 | 0 | 0 | 0 | 0 | 0 | 0 | 0 | 0 | 0
F13_Industrial_Agriculture_New_Space Heating_Natural Gas_Gas Boiler - Hot Water Reset_A_Achievable Technical Potential | F13 | Industrial | Agriculture | New | Space Heating | Natural Gas | Gas Boiler - Hot Water Reset | A | Purchases (Incremental) | Achievable Technical Potential | 0 | 0 | 0 | 0 | 0 | 0 | 0 | 0 | 0 | 0 | 0 | 0 | 0 | 0 | 0 | 0 | 0 | 0 | 0 | 0 | 0 | 0 | 0 | 0 | 0 | 0 | 0 | 0 | 0 | 0 | 0
F14_Industrial_Agriculture_New_Space Heating_Natural Gas_Gas Boiler - Hot Water Reset_A_Achievable Technical Potential | F14 | Industrial | Agriculture | New | Space Heating | Natural Gas | Gas Boiler - Hot Water Reset | A | Purchases (Cumulative) | Achievable Technical Potential | 0 | 0 | 0 | 0 | 0 | 0 | 0 | 0 | 0 | 0 | 0 | 0 | 0 | 0 | 0 | 0 | 0 | 0 | 0 | 0 | 0 | 0 | 0 | 0 | 0 | 0 | 0 | 0 | 0 | 0 | 0
F1_Industrial_Agriculture_New_Process_Natural Gas_Gas Boiler - Hot Water Reset_A_Achievable Technical Potential | F1 | Industrial | Agriculture | New | Process | Natural Gas | Gas Boiler - Hot Water Reset | A | Original Unit Energy Savings (kWh or therms) | Achievable Technical Potential | 0 | 0 | 0 | 0 | 0 | 2.8289 | 2.8289 | 2.8289 | 2.8289 | 2.8289 | 2.8289 | 2.8289 | 2.8289 | 2.8289 | 2.8289 | 2.8289 | 2.8289 | 2.8289 | 2.8289 | 2.8289 | 2.8289 | 2.8289 | 2.8289 | 2.8289 | 2.8289 | 2.8289 | 2.8289 | 2.8289 | 2.8289 | 2.8289 | 2.8289
F2_Industrial_Agriculture_New_Process_Natural Gas_Gas Boiler - Hot Water Reset_A_Achievable Technical Potential | F2 | Industrial | Agriculture | New | Process | Natural Gas | Gas Boiler - Hot Water Reset | A | Original Unit Summer Peak Savings (kW) | Achievable Technical Potential | 0 | 0 | 0 | 0 | 0 | 0 | 0 | 0 | 0 | 0 | 0 | 0 | 0 | 0 | 0 | 0 | 0 | 0 | 0 | 0 | 0 | 0 | 0 | 0 | 0 | 0 | 0 | 0 | 0 | 0 | 0
F3_Industrial_Agriculture_New_Process_Natural Gas_Gas Boiler - Hot Water Reset_A_Achievable Technical Potential | F3 | Industrial | Agriculture | New | Process | Natural Gas | Gas Boiler - Hot Water Reset | A | Original Unit Winter Peak Savings (kW) | Achievable Technical Potential | 0 | 0 | 0 | 0 | 0 | 0 | 0 | 0 | 0 | 0 | 0 | 0 | 0 | 0 | 0 | 0 | 0 | 0 | 0 | 0 | 0 | 0 | 0 | 0 | 0 | 0 | 0 | 0 | 0 | 0 | 0
F4_Industrial_Agriculture_New_Process_Natural Gas_Gas Boiler - Hot Water Reset_A_Achievable Technical Potential | F4 | Industrial | Agriculture | New | Process | Natural Gas | Gas Boiler - Hot Water Reset | A | Standalone Impact on Baseline Energy (%) | Achievable Technical Potential | 0% | 0% | 0% | 0% | 0% | 0.01976% | 0.04093% | 0.0651% | 0.09186% | 0.1214% | 0.1558% | 0.1927% | 0.229% | 0.2607% | 0.2849% | 0.2991% | 0.3028% | 0.2984% | 0.2887% | 0.2769% | 0.2648% | 0.2529% | 0.2421% | 0.2322% | 0.0022308 | 0.002147 | 0.0020695 | 0.0019976 | 0 | 0 | 0
F5_Industrial_Agriculture_New_Process_Natural Gas_Gas Boiler - Hot Water Reset_A_Achievable Technical Potential | F5 | Industrial | Agriculture | New | Process | Natural Gas | Gas Boiler - Hot Water Reset | A | Standalone Impact on Baseline Summer Peak (%) | Achievable Technical Potential | 0% | 0% | 0% | 0% | 0% | 0% | 0% | 0% | 0% | 0% | 0% | 0% | 0% | 0% | 0% | 0% | 0% | 0% | 0% | 0% | 0% | 0% | 0% | 0% | 0 | 0 | 0 | 0 | 0 | 0 | 0
F6_Industrial_Agriculture_New_Process_Natural Gas_Gas Boiler - Hot Water Reset_A_Achievable Technical Potential | F6 | Industrial | Agriculture | New | Process | Natural Gas | Gas Boiler - Hot Water Reset | A | Standalone Impact on Baseline Winter Peak (%) | Achievable Technical Potential | 0% | 0% | 0% | 0% | 0% | 0% | 0% | 0% | 0% | 0% | 0% | 0% | 0% | 0% | 0% | 0% | 0% | 0% | 0% | 0% | 0% | 0% | 0% | 0% | 0 | 0 | 0 | 0 | 0 | 0 | 0
F7_Industrial_Agriculture_New_Process_Natural Gas_Gas Boiler - Hot Water Reset_A_Achievable Technical Potential | F7 | Industrial | Agriculture | New | Process | Natural Gas | Gas Boiler - Hot Water Reset | A | Incremental Energy Savings (MWh or mTherms) | Achievable Technical Potential | 0 | 0 | 0 | 0 | 0 | 0.038313 | 0.055732 | 0.078827 | 0.10377 | 0.13236 | 0.17112 | 0.20546 | 0.22797 | 0.23183 | 0.21365 | 0.1765 | 0.12413 | 0.076329 | 0.038788 | 0.017264 | 0.0065888 | 0.038313 | 0.055732 | 0.078827 | 0.10377 | 0.13236 | 0.17112 | 0.20546 | 0.22797 | 0.23183 | 0.21365
F8_Industrial_Agriculture_New_Process_Natural Gas_Gas Boiler - Hot Water Reset_A_Achievable Technical Potential | F8 | Industrial | Agriculture | New | Process | Natural Gas | Gas Boiler - Hot Water Reset | A | Incremental Summer Peak Savings (MW) | Achievable Technical Potential | 0 | 0 | 0 | 0 | 0 | 0 | 0 | 0 | 0 | 0 | 0 | 0 | 0 | 0 | 0 | 0 | 0 | 0 | 0 | 0 | 0 | 0 | 0 | 0 | 0 | 0 | 0 | 0 | 0 | 0 | 0
F9_Industrial_Agriculture_New_Process_Natural Gas_Gas Boiler - Hot Water Reset_A_Achievable Technical Potential | F9 | Industrial | Agriculture | New | Process | Natural Gas | Gas Boiler - Hot Water Reset | A | Incremental Winter Peak Savings (MW) | Achievable Technical Potential | 0 | 0 | 0 | 0 | 0 | 0 | 0 | 0 | 0 | 0 | 0 | 0 | 0 | 0 | 0 | 0 | 0 | 0 | 0 | 0 | 0 | 0 | 0 | 0 | 0 | 0 | 0 | 0 | 0 | 0 | 0
F10_Industrial_Agriculture_New_Process_Natural Gas_Gas Boiler - Hot Water Reset_A_Achievable Technical Potential | F10 | Industrial | Agriculture | New | Process | Natural Gas | Gas Boiler - Hot Water Reset | A | Cumulative Energy Savings (MWh or mTherms) | Achievable Technical Potential | 0 | 0 | 0 | 0 | 0 | 0.038313 | 0.094044 | 0.17287 | 0.27664 | 0.409 | 0.58013 | 0.78559 | 1.0136 | 1.2454 | 1.459 | 1.6355 | 1.7597 | 1.836 | 1.8748 | 1.8921 | 1.8986 | 1.8986 | 1.8986 | 1.8986 | 1.8986 | 1.8986 | 1.8986 | 1.8986 | 1.8986 | 1.8986 | 1.8986
F11_Industrial_Agriculture_New_Process_Natural Gas_Gas Boiler - Hot Water Reset_A_Achievable Technical Potential | F11 | Industrial | Agriculture | New | Process | Natural Gas | Gas Boiler - Hot Water Reset | A | Cumulative Summer Peak Savings (MW) | Achievable Technical Potential | 0 | 0 | 0 | 0 | 0 | 0 | 0 | 0 | 0 | 0 | 0 | 0 | 0 | 0 | 0 | 0 | 0 | 0 | 0 | 0 | 0 | 0 | 0 | 0 | 0 | 0 | 0 | 0 | 0 | 0 | 0
F12_Industrial_Agriculture_New_Process_Natural Gas_Gas Boiler - Hot Water Reset_A_Achievable Technical Potential | F12 | Industrial | Agriculture | New | Process | Natural Gas | Gas Boiler - Hot Water Reset | A | Cumulative Winter Peak Savings (MW) | Achievable Technical Potential | 0 | 0 | 0 | 0 | 0 | 0 | 0 | 0 | 0 | 0 | 0 | 0 | 0 | 0 | 0 | 0 | 0 | 0 | 0 | 0 | 0 | 0 | 0 | 0 | 0 | 0 | 0 | 0 | 0 | 0 | 0
F13_Industrial_Agriculture_New_Process_Natural Gas_Gas Boiler - Hot Water Reset_A_Achievable Technical Potential | F13 | Industrial | Agriculture | New | Process | Natural Gas | Gas Boiler - Hot Water Reset | A | Purchases (Incremental) | Achievable Technical Potential | 0 | 0 | 0 | 0 | 0 | 13.5435 | 19.7011 | 27.8654 | 36.6829 | 46.7895 | 60.492 | 72.6312 | 80.5862 | 81.9508 | 75.5261 | 62.3932 | 43.8811 | 26.9822 | 13.7114 | 6.1029 | 2.3291 | 13.5435 | 19.7011 | 27.8654 | 36.6829 | 46.7895 | 60.492 | 72.6312 | 80.5862 | 81.9508 | 75.5261
F14_Industrial_Agriculture_New_Process_Natural Gas_Gas Boiler - Hot Water Reset_A_Achievable Technical Potential | F14 | Industrial | Agriculture | New | Process | Natural Gas | Gas Boiler - Hot Water Reset | A | Purchases (Cumulative) | Achievable Technical Potential | 0 | 0 | 0 | 0 | 0 | 13.5435 | 33.2446 | 61.11 | 97.7929 | 144.5824 | 205.0744 | 277.7056 | 358.2919 | 440.2427 | 515.7688 | 578.162 | 622.043 | 649.0252 | 662.7366 | 668.8395 | 671.1686 | 671.1686 | 671.1686 | 671.1686 | 671.1686 | 671.1686 | 671.1686 | 671.1686 | 671.1686 | 671.1686 | 671.1686
F1_Industrial_Agriculture_New_Space Heating_Natural Gas_Steam Trap Maintenance_A_Achievable Technical Potential | F1 | Industrial | Agriculture | New | Space Heating | Natural Gas | Steam Trap Maintenance | A | Original Unit Energy Savings (kWh or therms) | Achievable Technical Potential | 0 | 0 | 0 | 0 | 0 | 0 | 0 | 0 | 0 | 0 | 0 | 0 | 0 | 0 | 0 | 0 | 0 | 0 | 0 | 0 | 0 | 0 | 0 | 0 | 0 | 0 | 0 | 0 | 0 | 0 | 0
F2_Industrial_Agriculture_New_Space Heating_Natural Gas_Steam Trap Maintenance_A_Achievable Technical Potential | F2 | Industrial | Agriculture | New | Space Heating | Natural Gas | Steam Trap Maintenance | A | Original Unit Summer Peak Savings (kW) | Achievable Technical Potential | 0 | 0 | 0 | 0 | 0 | 0 | 0 | 0 | 0 | 0 | 0 | 0 | 0 | 0 | 0 | 0 | 0 | 0 | 0 | 0 | 0 | 0 | 0 | 0 | 0 | 0 | 0 | 0 | 0 | 0 | 0
F3_Industrial_Agriculture_New_Space Heating_Natural Gas_Steam Trap Maintenance_A_Achievable Technical Potential | F3 | Industrial | Agriculture | New | Space Heating | Natural Gas | Steam Trap Maintenance | A | Original Unit Winter Peak Savings (kW) | Achievable Technical Potential | 0 | 0 | 0 | 0 | 0 | 0 | 0 | 0 | 0 | 0 | 0 | 0 | 0 | 0 | 0 | 0 | 0 | 0 | 0 | 0 | 0 | 0 | 0 | 0 | 0 | 0 | 0 | 0 | 0 | 0 | 0
F4_Industrial_Agriculture_New_Space Heating_Natural Gas_Steam Trap Maintenance_A_Achievable Technical Potential | F4 | Industrial | Agriculture | New | Space Heating | Natural Gas | Steam Trap Maintenance | A | Standalone Impact on Baseline Energy (%) | Achievable Technical Potential | 0% | 0% | 0% | 0% | 0% | 0% | 0% | 0% | 0% | 0% | 0% | 0% | 0% | 0% | 0% | 0% | 0% | 0% | 0% | 0% | 0% | 0% | 0% | 0% | 0 | 0 | 0 | 0 | 0 | 0 | 0
F5_Industrial_Agriculture_New_Space Heating_Natural Gas_Steam Trap Maintenance_A_Achievable Technical Potential | F5 | Industrial | Agriculture | New | Space Heating | Natural Gas | Steam Trap Maintenance | A | Standalone Impact on Baseline Summer Peak (%) | Achievable Technical Potential | 0% | 0% | 0% | 0% | 0% | 0% | 0% | 0% | 0% | 0% | 0% | 0% | 0% | 0% | 0% | 0% | 0% | 0% | 0% | 0% | 0% | 0% | 0% | 0% | 0 | 0 | 0 | 0 | 0 | 0 | 0
F6_Industrial_Agriculture_New_Space Heating_Natural Gas_Steam Trap Maintenance_A_Achievable Technical Potential | F6 | Industrial | Agriculture | New | Space Heating | Natural Gas | Steam Trap Maintenance | A | Standalone Impact on Baseline Winter Peak (%) | Achievable Technical Potential | 0% | 0% | 0% | 0% | 0% | 0% | 0% | 0% | 0% | 0% | 0% | 0% | 0% | 0% | 0% | 0% | 0% | 0% | 0% | 0% | 0% | 0% | 0% | 0% | 0 | 0 | 0 | 0 | 0 | 0 | 0
F7_Industrial_Agriculture_New_Space Heating_Natural Gas_Steam Trap Maintenance_A_Achievable Technical Potential | F7 | Industrial | Agriculture | New | Space Heating | Natural Gas | Steam Trap Maintenance | A | Incremental Energy Savings (MWh or mTherms) | Achievable Technical Potential | 0 | 0 | 0 | 0 | 0 | 0 | 0 | 0 | 0 | 0 | 0 | 0 | 0 | 0 | 0 | 0 | 0 | 0 | 0 | 0 | 0 | 0 | 0 | 0 | 0 | 0 | 0 | 0 | 0 | 0 | 0
F8_Industrial_Agriculture_New_Space Heating_Natural Gas_Steam Trap Maintenance_A_Achievable Technical Potential | F8 | Industrial | Agriculture | New | Space Heating | Natural Gas | Steam Trap Maintenance | A | Incremental Summer Peak Savings (MW) | Achievable Technical Potential | 0 | 0 | 0 | 0 | 0 | 0 | 0 | 0 | 0 | 0 | 0 | 0 | 0 | 0 | 0 | 0 | 0 | 0 | 0 | 0 | 0 | 0 | 0 | 0 | 0 | 0 | 0 | 0 | 0 | 0 | 0
F9_Industrial_Agriculture_New_Space Heating_Natural Gas_Steam Trap Maintenance_A_Achievable Technical Potential | F9 | Industrial | Agriculture | New | Space Heating | Natural Gas | Steam Trap Maintenance | A | Incremental Winter Peak Savings (MW) | Achievable Technical Potential | 0 | 0 | 0 | 0 | 0 | 0 | 0 | 0 | 0 | 0 | 0 | 0 | 0 | 0 | 0 | 0 | 0 | 0 | 0 | 0 | 0 | 0 | 0 | 0 | 0 | 0 | 0 | 0 | 0 | 0 | 0
F10_Industrial_Agriculture_New_Space Heating_Natural Gas_Steam Trap Maintenance_A_Achievable Technical Potential | F10 | Industrial | Agriculture | New | Space Heating | Natural Gas | Steam Trap Maintenance | A | Cumulative Energy Savings (MWh or mTherms) | Achievable Technical Potential | 0 | 0 | 0 | 0 | 0 | 0 | 0 | 0 | 0 | 0 | 0 | 0 | 0 | 0 | 0 | 0 | 0 | 0 | 0 | 0 | 0 | 0 | 0 | 0 | 0 | 0 | 0 | 0 | 0 | 0 | 0
F11_Industrial_Agriculture_New_Space Heating_Natural Gas_Steam Trap Maintenance_A_Achievable Technical Potential | F11 | Industrial | Agriculture | New | Space Heating | Natural Gas | Steam Trap Maintenance | A | Cumulative Summer Peak Savings (MW) | Achievable Technical Potential | 0 | 0 | 0 | 0 | 0 | 0 | 0 | 0 | 0 | 0 | 0 | 0 | 0 | 0 | 0 | 0 | 0 | 0 | 0 | 0 | 0 | 0 | 0 | 0 | 0 | 0 | 0 | 0 | 0 | 0 | 0
F12_Industrial_Agriculture_New_Space Heating_Natural Gas_Steam Trap Maintenance_A_Achievable Technical Potential | F12 | Industrial | Agriculture | New | Space Heating | Natural Gas | Steam Trap Maintenance | A | Cumulative Winter Peak Savings (MW) | Achievable Technical Potential | 0 | 0 | 0 | 0 | 0 | 0 | 0 | 0 | 0 | 0 | 0 | 0 | 0 | 0 | 0 | 0 | 0 | 0 | 0 | 0 | 0 | 0 | 0 | 0 | 0 | 0 | 0 | 0 | 0 | 0 | 0
F13_Industrial_Agriculture_New_Space Heating_Natural Gas_Steam Trap Maintenance_A_Achievable Technical Potential | F13 | Industrial | Agriculture | New | Space Heating | Natural Gas | Steam Trap Maintenance | A | Purchases (Incremental) | Achievable Technical Potential | 0 | 0 | 0 | 0 | 0 | 0 | 0 | 0 | 0 | 0 | 0 | 0 | 0 | 0 | 0 | 0 | 0 | 0 | 0 | 0 | 0 | 0 | 0 | 0 | 0 | 0 | 0 | 0 | 0 | 0 | 0
F14_Industrial_Agriculture_New_Space Heating_Natural Gas_Steam Trap Maintenance_A_Achievable Technical Potential | F14 | Industrial | Agriculture | New | Space Heating | Natural Gas | Steam Trap Maintenance | A | Purchases (Cumulative) | Achievable Technical Potential | 0 | 0 | 0 | 0 | 0 | 0 | 0 | 0 | 0 | 0 | 0 | 0 | 0 | 0 | 0 | 0 | 0 | 0 | 0 | 0 | 0 | 0 | 0 | 0 | 0 | 0 | 0 | 0 | 0 | 0 | 0
F1_Industrial_Agriculture_New_Process_Natural Gas_Steam Trap Maintenance_A_Achievable Technical Potential | F1 | Industrial | Agriculture | New | Process | Natural Gas | Steam Trap Maintenance | A | Original Unit Energy Savings (kWh or therms) | Achievable Technical Potential | 0 | 0 | 0 | 0 | 0 | 1.9988 | 1.9988 | 1.9988 | 1.9988 | 1.9988 | 1.9988 | 1.9988 | 1.9988 | 1.9988 | 1.9988 | 1.9988 | 1.9988 | 1.9988 | 1.9988 | 1.9988 | 1.9988 | 1.9988 | 1.9988 | 1.9988 | 1.9988 | 1.9988 | 1.9988 | 1.9988 | 1.9988 | 1.9988 | 1.9988
F2_Industrial_Agriculture_New_Process_Natural Gas_Steam Trap Maintenance_A_Achievable Technical Potential | F2 | Industrial | Agriculture | New | Process | Natural Gas | Steam Trap Maintenance | A | Original Unit Summer Peak Savings (kW) | Achievable Technical Potential | 0 | 0 | 0 | 0 | 0 | 0 | 0 | 0 | 0 | 0 | 0 | 0 | 0 | 0 | 0 | 0 | 0 | 0 | 0 | 0 | 0 | 0 | 0 | 0 | 0 | 0 | 0 | 0 | 0 | 0 | 0
F3_Industrial_Agriculture_New_Process_Natural Gas_Steam Trap Maintenance_A_Achievable Technical Potential | F3 | Industrial | Agriculture | New | Process | Natural Gas | Steam Trap Maintenance | A | Original Unit Winter Peak Savings (kW) | Achievable Technical Potential | 0 | 0 | 0 | 0 | 0 | 0 | 0 | 0 | 0 | 0 | 0 | 0 | 0 | 0 | 0 | 0 | 0 | 0 | 0 | 0 | 0 | 0 | 0 | 0 | 0 | 0 | 0 | 0 | 0 | 0 | 0
F4_Industrial_Agriculture_New_Process_Natural Gas_Steam Trap Maintenance_A_Achievable Technical Potential | F4 | Industrial | Agriculture | New | Process | Natural Gas | Steam Trap Maintenance | A | Standalone Impact on Baseline Energy (%) | Achievable Technical Potential | 0% | 0% | 0% | 0% | 0% | 0% | 0% | 0% | 0% | 0% | 0% | 0% | 0% | 0% | 0% | 0% | 0% | 0% | 0% | 0% | 0% | 0% | 0% | 0% | 0 | 0 | 0 | 0 | 0 | 0 | 0
F5_Industrial_Agriculture_New_Process_Natural Gas_Steam Trap Maintenance_A_Achievable Technical Potential | F5 | Industrial | Agriculture | New | Process | Natural Gas | Steam Trap Maintenance | A | Standalone Impact on Baseline Summer Peak (%) | Achievable Technical Potential | 0% | 0% | 0% | 0% | 0% | 0% | 0% | 0% | 0% | 0% | 0% | 0% | 0% | 0% | 0% | 0% | 0% | 0% | 0% | 0% | 0% | 0% | 0% | 0% | 0 | 0 | 0 | 0 | 0 | 0 | 0
F6_Industrial_Agriculture_New_Process_Natural Gas_Steam Trap Maintenance_A_Achievable Technical Potential | F6 | Industrial | Agriculture | New | Process | Natural Gas | Steam Trap Maintenance | A | Standalone Impact on Baseline Winter Peak (%) | Achievable Technical Potential | 0% | 0% | 0% | 0% | 0% | 0% | 0% | 0% | 0% | 0% | 0% | 0% | 0% | 0% | 0% | 0% | 0% | 0% | 0% | 0% | 0% | 0% | 0% | 0% | 0 | 0 | 0 | 0 | 0 | 0 | 0
F7_Industrial_Agriculture_New_Process_Natural Gas_Steam Trap Maintenance_A_Achievable Technical Potential | F7 | Industrial | Agriculture | New | Process | Natural Gas | Steam Trap Maintenance | A | Incremental Energy Savings (MWh or mTherms) | Achievable Technical Potential | 0 | 0 | 0 | 0 | 0 | 0 | 0 | 0 | 0 | 0 | 0 | 0 | 0 | 0 | 0 | 0 | 0 | 0 | 0 | 0 | 0 | 0 | 0 | 0 | 0 | 0 | 0 | 0 | 0 | 0 | 0
F8_Industrial_Agriculture_New_Process_Natural Gas_Steam Trap Maintenance_A_Achievable Technical Potential | F8 | Industrial | Agriculture | New | Process | Natural Gas | Steam Trap Maintenance | A | Incremental Summer Peak Savings (MW) | Achievable Technical Potential | 0 | 0 | 0 | 0 | 0 | 0 | 0 | 0 | 0 | 0 | 0 | 0 | 0 | 0 | 0 | 0 | 0 | 0 | 0 | 0 | 0 | 0 | 0 | 0 | 0 | 0 | 0 | 0 | 0 | 0 | 0
F9_Industrial_Agriculture_New_Process_Natural Gas_Steam Trap Maintenance_A_Achievable Technical Potential | F9 | Industrial | Agriculture | New | Process | Natural Gas | Steam Trap Maintenance | A | Incremental Winter Peak Savings (MW) | Achievable Technical Potential | 0 | 0 | 0 | 0 | 0 | 0 | 0 | 0 | 0 | 0 | 0 | 0 | 0 | 0 | 0 | 0 | 0 | 0 | 0 | 0 | 0 | 0 | 0 | 0 | 0 | 0 | 0 | 0 | 0 | 0 | 0
F10_Industrial_Agriculture_New_Process_Natural Gas_Steam Trap Maintenance_A_Achievable Technical Potential | F10 | Industrial | Agriculture | New | Process | Natural Gas | Steam Trap Maintenance | A | Cumulative Energy Savings (MWh or mTherms) | Achievable Technical Potential | 0 | 0 | 0 | 0 | 0 | 0 | 0 | 0 | 0 | 0 | 0 | 0 | 0 | 0 | 0 | 0 | 0 | 0 | 0 | 0 | 0 | 0 | 0 | 0 | 0 | 0 | 0 | 0 | 0 | 0 | 0
F11_Industrial_Agriculture_New_Process_Natural Gas_Steam Trap Maintenance_A_Achievable Technical Potential | F11 | Industrial | Agriculture | New | Process | Natural Gas | Steam Trap Maintenance | A | Cumulative Summer Peak Savings (MW) | Achievable Technical Potential | 0 | 0 | 0 | 0 | 0 | 0 | 0 | 0 | 0 | 0 | 0 | 0 | 0 | 0 | 0 | 0 | 0 | 0 | 0 | 0 | 0 | 0 | 0 | 0 | 0 | 0 | 0 | 0 | 0 | 0 | 0
F12_Industrial_Agriculture_New_Process_Natural Gas_Steam Trap Maintenance_A_Achievable Technical Potential | F12 | Industrial | Agriculture | New | Process | Natural Gas | Steam Trap Maintenance | A | Cumulative Winter Peak Savings (MW) | Achievable Technical Potential | 0 | 0 | 0 | 0 | 0 | 0 | 0 | 0 | 0 | 0 | 0 | 0 | 0 | 0 | 0 | 0 | 0 | 0 | 0 | 0 | 0 | 0 | 0 | 0 | 0 | 0 | 0 | 0 | 0 | 0 | 0
F13_Industrial_Agriculture_New_Process_Natural Gas_Steam Trap Maintenance_A_Achievable Technical Potential | F13 | Industrial | Agriculture | New | Process | Natural Gas | Steam Trap Maintenance | A | Purchases (Incremental) | Achievable Technical Potential | 0 | 0 | 0 | 0 | 0 | 0 | 0 | 0 | 0 | 0 | 0 | 0 | 0 | 0 | 0 | 0 | 0 | 0 | 0 | 0 | 0 | 0 | 0 | 0 | 0 | 0 | 0 | 0 | 0 | 0 | 0
F14_Industrial_Agriculture_New_Process_Natural Gas_Steam Trap Maintenance_A_Achievable Technical Potential | F14 | Industrial | Agriculture | New | Process | Natural Gas | Steam Trap Maintenance | A | Purchases (Cumulative) | Achievable Technical Potential | 0 | 0 | 0 | 0 | 0 | 0 | 0 | 0 | 0 | 0 | 0 | 0 | 0 | 0 | 0 | 0 | 0 | 0 | 0 | 0 | 0 | 0 | 0 | 0 | 0 | 0 | 0 | 0 | 0 | 0 | 0
F1_Industrial_Agriculture_New_Space Heating_Natural Gas_Gas Boiler - High Turndown_A_Achievable Technical Potential | F1 | Industrial | Agriculture | New | Space Heating | Natural Gas | Gas Boiler - High Turndown | A | Original Unit Energy Savings (kWh or therms) | Achievable Technical Potential | 0 | 0 | 0 | 0 | 0 | 0 | 0 | 0 | 0 | 0 | 0 | 0 | 0 | 0 | 0 | 0 | 0 | 0 | 0 | 0 | 0 | 0 | 0 | 0 | 0 | 0 | 0 | 0 | 0 | 0 | 0
F2_Industrial_Agriculture_New_Space Heating_Natural Gas_Gas Boiler - High Turndown_A_Achievable Technical Potential | F2 | Industrial | Agriculture | New | Space Heating | Natural Gas | Gas Boiler - High Turndown | A | Original Unit Summer Peak Savings (kW) | Achievable Technical Potential | 0 | 0 | 0 | 0 | 0 | 0 | 0 | 0 | 0 | 0 | 0 | 0 | 0 | 0 | 0 | 0 | 0 | 0 | 0 | 0 | 0 | 0 | 0 | 0 | 0 | 0 | 0 | 0 | 0 | 0 | 0
F3_Industrial_Agriculture_New_Space Heating_Natural Gas_Gas Boiler - High Turndown_A_Achievable Technical Potential | F3 | Industrial | Agriculture | New | Space Heating | Natural Gas | Gas Boiler - High Turndown | A | Original Unit Winter Peak Savings (kW) | Achievable Technical Potential | 0 | 0 | 0 | 0 | 0 | 0 | 0 | 0 | 0 | 0 | 0 | 0 | 0 | 0 | 0 | 0 | 0 | 0 | 0 | 0 | 0 | 0 | 0 | 0 | 0 | 0 | 0 | 0 | 0 | 0 | 0
F4_Industrial_Agriculture_New_Space Heating_Natural Gas_Gas Boiler - High Turndown_A_Achievable Technical Potential | F4 | Industrial | Agriculture | New | Space Heating | Natural Gas | Gas Boiler - High Turndown | A | Standalone Impact on Baseline Energy (%) | Achievable Technical Potential | 0% | 0% | 0% | 0% | 0% | 0% | 0% | 0% | 0% | 0% | 0% | 0% | 0% | 0% | 0% | 0% | 0% | 0% | 0% | 0% | 0% | 0% | 0% | 0% | 0 | 0 | 0 | 0 | 0 | 0 | 0
F5_Industrial_Agriculture_New_Space Heating_Natural Gas_Gas Boiler - High Turndown_A_Achievable Technical Potential | F5 | Industrial | Agriculture | New | Space Heating | Natural Gas | Gas Boiler - High Turndown | A | Standalone Impact on Baseline Summer Peak (%) | Achievable Technical Potential | 0% | 0% | 0% | 0% | 0% | 0% | 0% | 0% | 0% | 0% | 0% | 0% | 0% | 0% | 0% | 0% | 0% | 0% | 0% | 0% | 0% | 0% | 0% | 0% | 0 | 0 | 0 | 0 | 0 | 0 | 0
F6_Industrial_Agriculture_New_Space Heating_Natural Gas_Gas Boiler - High Turndown_A_Achievable Technical Potential | F6 | Industrial | Agriculture | New | Space Heating | Natural Gas | Gas Boiler - High Turndown | A | Standalone Impact on Baseline Winter Peak (%) | Achievable Technical Potential | 0% | 0% | 0% | 0% | 0% | 0% | 0% | 0% | 0% | 0% | 0% | 0% | 0% | 0% | 0% | 0% | 0% | 0% | 0% | 0% | 0% | 0% | 0% | 0% | 0 | 0 | 0 | 0 | 0 | 0 | 0
F7_Industrial_Agriculture_New_Space Heating_Natural Gas_Gas Boiler - High Turndown_A_Achievable Technical Potential | F7 | Industrial | Agriculture | New | Space Heating | Natural Gas | Gas Boiler - High Turndown | A | Incremental Energy Savings (MWh or mTherms) | Achievable Technical Potential | 0 | 0 | 0 | 0 | 0 | 0 | 0 | 0 | 0 | 0 | 0 | 0 | 0 | 0 | 0 | 0 | 0 | 0 | 0 | 0 | 0 | 0 | 0 | 0 | 0 | 0 | 0 | 0 | 0 | 0 | 0
F8_Industrial_Agriculture_New_Space Heating_Natural Gas_Gas Boiler - High Turndown_A_Achievable Technical Potential | F8 | Industrial | Agriculture | New | Space Heating | Natural Gas | Gas Boiler - High Turndown | A | Incremental Summer Peak Savings (MW) | Achievable Technical Potential | 0 | 0 | 0 | 0 | 0 | 0 | 0 | 0 | 0 | 0 | 0 | 0 | 0 | 0 | 0 | 0 | 0 | 0 | 0 | 0 | 0 | 0 | 0 | 0 | 0 | 0 | 0 | 0 | 0 | 0 | 0
F9_Industrial_Agriculture_New_Space Heating_Natural Gas_Gas Boiler - High Turndown_A_Achievable Technical Potential | F9 | Industrial | Agriculture | New | Space Heating | Natural Gas | Gas Boiler - High Turndown | A | Incremental Winter Peak Savings (MW) | Achievable Technical Potential | 0 | 0 | 0 | 0 | 0 | 0 | 0 | 0 | 0 | 0 | 0 | 0 | 0 | 0 | 0 | 0 | 0 | 0 | 0 | 0 | 0 | 0 | 0 | 0 | 0 | 0 | 0 | 0 | 0 | 0 | 0
F10_Industrial_Agriculture_New_Space Heating_Natural Gas_Gas Boiler - High Turndown_A_Achievable Technical Potential | F10 | Industrial | Agriculture | New | Space Heating | Natural Gas | Gas Boiler - High Turndown | A | Cumulative Energy Savings (MWh or mTherms) | Achievable Technical Potential | 0 | 0 | 0 | 0 | 0 | 0 | 0 | 0 | 0 | 0 | 0 | 0 | 0 | 0 | 0 | 0 | 0 | 0 | 0 | 0 | 0 | 0 | 0 | 0 | 0 | 0 | 0 | 0 | 0 | 0 | 0
F11_Industrial_Agriculture_New_Space Heating_Natural Gas_Gas Boiler - High Turndown_A_Achievable Technical Potential | F11 | Industrial | Agriculture | New | Space Heating | Natural Gas | Gas Boiler - High Turndown | A | Cumulative Summer Peak Savings (MW) | Achievable Technical Potential | 0 | 0 | 0 | 0 | 0 | 0 | 0 | 0 | 0 | 0 | 0 | 0 | 0 | 0 | 0 | 0 | 0 | 0 | 0 | 0 | 0 | 0 | 0 | 0 | 0 | 0 | 0 | 0 | 0 | 0 | 0
F12_Industrial_Agriculture_New_Space Heating_Natural Gas_Gas Boiler - High Turndown_A_Achievable Technical Potential | F12 | Industrial | Agriculture | New | Space Heating | Natural Gas | Gas Boiler - High Turndown | A | Cumulative Winter Peak Savings (MW) | Achievable Technical Potential | 0 | 0 | 0 | 0 | 0 | 0 | 0 | 0 | 0 | 0 | 0 | 0 | 0 | 0 | 0 | 0 | 0 | 0 | 0 | 0 | 0 | 0 | 0 | 0 | 0 | 0 | 0 | 0 | 0 | 0 | 0
F13_Industrial_Agriculture_New_Space Heating_Natural Gas_Gas Boiler - High Turndown_A_Achievable Technical Potential | F13 | Industrial | Agriculture | New | Space Heating | Natural Gas | Gas Boiler - High Turndown | A | Purchases (Incremental) | Achievable Technical Potential | 0 | 0 | 0 | 0 | 0 | 0 | 0 | 0 | 0 | 0 | 0 | 0 | 0 | 0 | 0 | 0 | 0 | 0 | 0 | 0 | 0 | 0 | 0 | 0 | 0 | 0 | 0 | 0 | 0 | 0 | 0
F14_Industrial_Agriculture_New_Space Heating_Natural Gas_Gas Boiler - High Turndown_A_Achievable Technical Potential | F14 | Industrial | Agriculture | New | Space Heating | Natural Gas | Gas Boiler - High Turndown | A | Purchases (Cumulative) | Achievable Technical Potential | 0 | 0 | 0 | 0 | 0 | 0 | 0 | 0 | 0 | 0 | 0 | 0 | 0 | 0 | 0 | 0 | 0 | 0 | 0 | 0 | 0 | 0 | 0 | 0 | 0 | 0 | 0 | 0 | 0 | 0 | 0
F1_Industrial_Agriculture_New_Process_Natural Gas_Gas Boiler - High Turndown_A_Achievable Technical Potential | F1 | Industrial | Agriculture | New | Process | Natural Gas | Gas Boiler - High Turndown | A | Original Unit Energy Savings (kWh or therms) | Achievable Technical Potential | 0 | 0 | 0 | 0 | 0 | 2.1216 | 2.1216 | 2.1216 | 2.1216 | 2.1216 | 2.1216 | 2.1216 | 2.1216 | 2.1216 | 2.1216 | 2.1216 | 2.1216 | 2.1216 | 2.1216 | 2.1216 | 2.1216 | 2.1216 | 2.1216 | 2.1216 | 2.1216 | 2.1216 | 2.1216 | 2.1216 | 2.1216 | 2.1216 | 2.1216
F2_Industrial_Agriculture_New_Process_Natural Gas_Gas Boiler - High Turndown_A_Achievable Technical Potential | F2 | Industrial | Agriculture | New | Process | Natural Gas | Gas Boiler - High Turndown | A | Original Unit Summer Peak Savings (kW) | Achievable Technical Potential | 0 | 0 | 0 | 0 | 0 | 0 | 0 | 0 | 0 | 0 | 0 | 0 | 0 | 0 | 0 | 0 | 0 | 0 | 0 | 0 | 0 | 0 | 0 | 0 | 0 | 0 | 0 | 0 | 0 | 0 | 0
F3_Industrial_Agriculture_New_Process_Natural Gas_Gas Boiler - High Turndown_A_Achievable Technical Potential | F3 | Industrial | Agriculture | New | Process | Natural Gas | Gas Boiler - High Turndown | A | Original Unit Winter Peak Savings (kW) | Achievable Technical Potential | 0 | 0 | 0 | 0 | 0 | 0 | 0 | 0 | 0 | 0 | 0 | 0 | 0 | 0 | 0 | 0 | 0 | 0 | 0 | 0 | 0 | 0 | 0 | 0 | 0 | 0 | 0 | 0 | 0 | 0 | 0
F4_Industrial_Agriculture_New_Process_Natural Gas_Gas Boiler - High Turndown_A_Achievable Technical Potential | F4 | Industrial | Agriculture | New | Process | Natural Gas | Gas Boiler - High Turndown | A | Standalone Impact on Baseline Energy (%) | Achievable Technical Potential | 0% | 0% | 0% | 0% | 0% | 0.02261% | 0.0417% | 0.05869% | 0.07437% | 0.08911% | 0.1009% | 0.1085% | 0.1129% | 0.1151% | 0.1157% | 0.115% | 0.1136% | 0.1115% | 0.1091% | 0.1064% | 0.1014% | 0.09683% | 0.09269% | 0.0889% | 0.00085415 | 0.00082206 | 0.00079238 | 0.00076483 | 0 | 0 | 0
F5_Industrial_Agriculture_New_Process_Natural Gas_Gas Boiler - High Turndown_A_Achievable Technical Potential | F5 | Industrial | Agriculture | New | Process | Natural Gas | Gas Boiler - High Turndown | A | Standalone Impact on Baseline Summer Peak (%) | Achievable Technical Potential | 0% | 0% | 0% | 0% | 0% | 0% | 0% | 0% | 0% | 0% | 0% | 0% | 0% | 0% | 0% | 0% | 0% | 0% | 0% | 0% | 0% | 0% | 0% | 0% | 0 | 0 | 0 | 0 | 0 | 0 | 0
F6_Industrial_Agriculture_New_Process_Natural Gas_Gas Boiler - High Turndown_A_Achievable Technical Potential | F6 | Industrial | Agriculture | New | Process | Natural Gas | Gas Boiler - High Turndown | A | Standalone Impact on Baseline Winter Peak (%) | Achievable Technical Potential | 0% | 0% | 0% | 0% | 0% | 0% | 0% | 0% | 0% | 0% | 0% | 0% | 0% | 0% | 0% | 0% | 0% | 0% | 0% | 0% | 0% | 0% | 0% | 0% | 0 | 0 | 0 | 0 | 0 | 0 | 0
F7_Industrial_Agriculture_New_Process_Natural Gas_Gas Boiler - High Turndown_A_Achievable Technical Potential | F7 | Industrial | Agriculture | New | Process | Natural Gas | Gas Boiler - High Turndown | A | Incremental Energy Savings (MWh or mTherms) | Achievable Technical Potential | 0 | 0 | 0 | 0 | 0 | 0.043853 | 0.051954 | 0.060051 | 0.068099 | 0.076153 | 0.075791 | 0.066362 | 0.057661 | 0.049778 | 0.042695 | 0.036464 | 0.030999 | 0.026262 | 0.022174 | 0.018662 | 0.043853 | 0.051954 | 0.060051 | 0.068099 | 0.076153 | 0.075791 | 0.066362 | 0.057661 | 0.049778 | 0.042695 | 0.036464
F8_Industrial_Agriculture_New_Process_Natural Gas_Gas Boiler - High Turndown_A_Achievable Technical Potential | F8 | Industrial | Agriculture | New | Process | Natural Gas | Gas Boiler - High Turndown | A | Incremental Summer Peak Savings (MW) | Achievable Technical Potential | 0 | 0 | 0 | 0 | 0 | 0 | 0 | 0 | 0 | 0 | 0 | 0 | 0 | 0 | 0 | 0 | 0 | 0 | 0 | 0 | 0 | 0 | 0 | 0 | 0 | 0 | 0 | 0 | 0 | 0 | 0
F9_Industrial_Agriculture_New_Process_Natural Gas_Gas Boiler - High Turndown_A_Achievable Technical Potential | F9 | Industrial | Agriculture | New | Process | Natural Gas | Gas Boiler - High Turndown | A | Incremental Winter Peak Savings (MW) | Achievable Technical Potential | 0 | 0 | 0 | 0 | 0 | 0 | 0 | 0 | 0 | 0 | 0 | 0 | 0 | 0 | 0 | 0 | 0 | 0 | 0 | 0 | 0 | 0 | 0 | 0 | 0 | 0 | 0 | 0 | 0 | 0 | 0
F10_Industrial_Agriculture_New_Process_Natural Gas_Gas Boiler - High Turndown_A_Achievable Technical Potential | F10 | Industrial | Agriculture | New | Process | Natural Gas | Gas Boiler - High Turndown | A | Cumulative Energy Savings (MWh or mTherms) | Achievable Technical Potential | 0 | 0 | 0 | 0 | 0 | 0.043853 | 0.095808 | 0.15586 | 0.22396 | 0.30011 | 0.3759 | 0.44226 | 0.49992 | 0.5497 | 0.5924 | 0.62886 | 0.65986 | 0.68612 | 0.7083 | 0.72696 | 0.72696 | 0.72696 | 0.72696 | 0.72696 | 0.72696 | 0.72696 | 0.72696 | 0.72696 | 0.72696 | 0.72696 | 0.72696
F11_Industrial_Agriculture_New_Process_Natural Gas_Gas Boiler - High Turndown_A_Achievable Technical Potential | F11 | Industrial | Agriculture | New | Process | Natural Gas | Gas Boiler - High Turndown | A | Cumulative Summer Peak Savings (MW) | Achievable Technical Potential | 0 | 0 | 0 | 0 | 0 | 0 | 0 | 0 | 0 | 0 | 0 | 0 | 0 | 0 | 0 | 0 | 0 | 0 | 0 | 0 | 0 | 0 | 0 | 0 | 0 | 0 | 0 | 0 | 0 | 0 | 0
F12_Industrial_Agriculture_New_Process_Natural Gas_Gas Boiler - High Turndown_A_Achievable Technical Potential | F12 | Industrial | Agriculture | New | Process | Natural Gas | Gas Boiler - High Turndown | A | Cumulative Winter Peak Savings (MW) | Achievable Technical Potential | 0 | 0 | 0 | 0 | 0 | 0 | 0 | 0 | 0 | 0 | 0 | 0 | 0 | 0 | 0 | 0 | 0 | 0 | 0 | 0 | 0 | 0 | 0 | 0 | 0 | 0 | 0 | 0 | 0 | 0 | 0
F13_Industrial_Agriculture_New_Process_Natural Gas_Gas Boiler - High Turndown_A_Achievable Technical Potential | F13 | Industrial | Agriculture | New | Process | Natural Gas | Gas Boiler - High Turndown | A | Purchases (Incremental) | Achievable Technical Potential | 0 | 0 | 0 | 0 | 0 | 20.6695 | 24.4877 | 28.3038 | 32.0974 | 35.8931 | 35.7227 | 31.2786 | 27.1773 | 23.4619 | 20.1237 | 17.1864 | 14.6108 | 12.3781 | 10.4512 | 8.7961 | 20.6695 | 24.4877 | 28.3038 | 32.0974 | 35.8931 | 35.7227 | 31.2786 | 27.1773 | 23.4619 | 20.1237 | 17.1864
F14_Industrial_Agriculture_New_Process_Natural Gas_Gas Boiler - High Turndown_A_Achievable Technical Potential | F14 | Industrial | Agriculture | New | Process | Natural Gas | Gas Boiler - High Turndown | A | Purchases (Cumulative) | Achievable Technical Potential | 0 | 0 | 0 | 0 | 0 | 20.6695 | 45.1572 | 73.461 | 105.5584 | 141.4515 | 177.1742 | 208.4528 | 235.6301 | 259.0919 | 279.2156 | 296.402 | 311.0128 | 323.3909 | 333.8422 | 342.6383 | 342.6383 | 342.6383 | 342.6383 | 342.6383 | 342.6383 | 342.6383 | 342.6383 | 342.6383 | 342.6383 | 342.6383 | 342.6383