F1_Industrial_Other Industrial_New_Process_Natural Gas_Steam System Efficiency Improvements_A_Achievable Technical Potential | F1 | Industrial | Other Industrial | New | Process | Natural Gas | Steam System Efficiency Improvements | A | Original Unit Energy Savings (kWh or therms) | Achievable Technical Potential | 0 | 0 | 0 | 0 | 0 | 0.10623 | 0.10623 | 0.10623 | 0.10623 | 0.10623 | 0.10623 | 0.10623 | 0.10623 | 0.10623 | 0.10623 | 0.10623 | 0.10623 | 0.10623 | 0.10623 | 0.10623 | 0.10623 | 0.10623 | 0.10623 | 0.10623 | 0.10623 | 0.10623 | 0.10623 | 0.10623 | 0.10623 | 0.10623 | 0.10623
F2_Industrial_Other Industrial_New_Process_Natural Gas_Steam System Efficiency Improvements_A_Achievable Technical Potential | F2 | Industrial | Other Industrial | New | Process | Natural Gas | Steam System Efficiency Improvements | A | Original Unit Summer Peak Savings (kW) | Achievable Technical Potential | 0 | 0 | 0 | 0 | 0 | 0 | 0 | 0 | 0 | 0 | 0 | 0 | 0 | 0 | 0 | 0 | 0 | 0 | 0 | 0 | 0 | 0 | 0 | 0 | 0 | 0 | 0 | 0 | 0 | 0 | 0
F3_Industrial_Other Industrial_New_Process_Natural Gas_Steam System Efficiency Improvements_A_Achievable Technical Potential | F3 | Industrial | Other Industrial | New | Process | Natural Gas | Steam System Efficiency Improvements | A | Original Unit Winter Peak Savings (kW) | Achievable Technical Potential | 0 | 0 | 0 | 0 | 0 | 0 | 0 | 0 | 0 | 0 | 0 | 0 | 0 | 0 | 0 | 0 | 0 | 0 | 0 | 0 | 0 | 0 | 0 | 0 | 0 | 0 | 0 | 0 | 0 | 0 | 0
F4_Industrial_Other Industrial_New_Process_Natural Gas_Steam System Efficiency Improvements_A_Achievable Technical Potential | F4 | Industrial | Other Industrial | New | Process | Natural Gas | Steam System Efficiency Improvements | A | Standalone Impact on Baseline Energy (%) | Achievable Technical Potential | 0% | 0% | 0% | 0% | 0% | 5.309e-05% | 0.0001509% | 0.000319% | 0.0005878% | 0.0009909% | 0.001535% | 0.002249% | 0.003132% | 0.004163% | 0.005291% | 0.006425% | 0.007455% | 0.008249% | 0.008683% | 0.008671% | 0.008262% | 0.007891% | 0.007553% | 0.007244% | 6.9606e-05 | 6.6991e-05 | 6.4572e-05 | 6.2327e-05 | 0 | 0 | 0
F5_Industrial_Other Industrial_New_Process_Natural Gas_Steam System Efficiency Improvements_A_Achievable Technical Potential | F5 | Industrial | Other Industrial | New | Process | Natural Gas | Steam System Efficiency Improvements | A | Standalone Impact on Baseline Summer Peak (%) | Achievable Technical Potential | 0% | 0% | 0% | 0% | 0% | 0% | 0% | 0% | 0% | 0% | 0% | 0% | 0% | 0% | 0% | 0% | 0% | 0% | 0% | 0% | 0% | 0% | 0% | 0% | 0 | 0 | 0 | 0 | 0 | 0 | 0
F6_Industrial_Other Industrial_New_Process_Natural Gas_Steam System Efficiency Improvements_A_Achievable Technical Potential | F6 | Industrial | Other Industrial | New | Process | Natural Gas | Steam System Efficiency Improvements | A | Standalone Impact on Baseline Winter Peak (%) | Achievable Technical Potential | 0% | 0% | 0% | 0% | 0% | 0% | 0% | 0% | 0% | 0% | 0% | 0% | 0% | 0% | 0% | 0% | 0% | 0% | 0% | 0% | 0% | 0% | 0% | 0% | 0 | 0 | 0 | 0 | 0 | 0 | 0
F7_Industrial_Other Industrial_New_Process_Natural Gas_Steam System Efficiency Improvements_A_Achievable Technical Potential | F7 | Industrial | Other Industrial | New | Process | Natural Gas | Steam System Efficiency Improvements | A | Incremental Energy Savings (MWh or mTherms) | Achievable Technical Potential | 0 | 0 | 0 | 0 | 0 | 9.0703e-05 | 0.0002148 | 0.00044083 | 0.00081318 | 0.0013802 | 0.002186 | 0.0032546 | 0.0045824 | 0.006116 | 0.0077325 | 0.0092614 | 0.01047 | 0.011134 | 0.011077 | 0.010246 | 0.0092614 | 0.01047 | 0.011134 | 0.011077 | 0.010246 | 0.0092614 | 0.01047 | 0.011134 | 0.011077 | 0.010246 | 0.0092614
F8_Industrial_Other Industrial_New_Process_Natural Gas_Steam System Efficiency Improvements_A_Achievable Technical Potential | F8 | Industrial | Other Industrial | New | Process | Natural Gas | Steam System Efficiency Improvements | A | Incremental Summer Peak Savings (MW) | Achievable Technical Potential | 0 | 0 | 0 | 0 | 0 | 0 | 0 | 0 | 0 | 0 | 0 | 0 | 0 | 0 | 0 | 0 | 0 | 0 | 0 | 0 | 0 | 0 | 0 | 0 | 0 | 0 | 0 | 0 | 0 | 0 | 0
F9_Industrial_Other Industrial_New_Process_Natural Gas_Steam System Efficiency Improvements_A_Achievable Technical Potential | F9 | Industrial | Other Industrial | New | Process | Natural Gas | Steam System Efficiency Improvements | A | Incremental Winter Peak Savings (MW) | Achievable Technical Potential | 0 | 0 | 0 | 0 | 0 | 0 | 0 | 0 | 0 | 0 | 0 | 0 | 0 | 0 | 0 | 0 | 0 | 0 | 0 | 0 | 0 | 0 | 0 | 0 | 0 | 0 | 0 | 0 | 0 | 0 | 0
F10_Industrial_Other Industrial_New_Process_Natural Gas_Steam System Efficiency Improvements_A_Achievable Technical Potential | F10 | Industrial | Other Industrial | New | Process | Natural Gas | Steam System Efficiency Improvements | A | Cumulative Energy Savings (MWh or mTherms) | Achievable Technical Potential | 0 | 0 | 0 | 0 | 0 | 9.0703e-05 | 0.00030551 | 0.00074633 | 0.0015595 | 0.0029398 | 0.0050351 | 0.0080749 | 0.012216 | 0.017519 | 0.023871 | 0.030947 | 0.038162 | 0.044714 | 0.049675 | 0.052188 | 0.052188 | 0.052188 | 0.052188 | 0.052188 | 0.052188 | 0.052188 | 0.052188 | 0.052188 | 0.052188 | 0.052188 | 0.052188
F11_Industrial_Other Industrial_New_Process_Natural Gas_Steam System Efficiency Improvements_A_Achievable Technical Potential | F11 | Industrial | Other Industrial | New | Process | Natural Gas | Steam System Efficiency Improvements | A | Cumulative Summer Peak Savings (MW) | Achievable Technical Potential | 0 | 0 | 0 | 0 | 0 | 0 | 0 | 0 | 0 | 0 | 0 | 0 | 0 | 0 | 0 | 0 | 0 | 0 | 0 | 0 | 0 | 0 | 0 | 0 | 0 | 0 | 0 | 0 | 0 | 0 | 0
F12_Industrial_Other Industrial_New_Process_Natural Gas_Steam System Efficiency Improvements_A_Achievable Technical Potential | F12 | Industrial | Other Industrial | New | Process | Natural Gas | Steam System Efficiency Improvements | A | Cumulative Winter Peak Savings (MW) | Achievable Technical Potential | 0 | 0 | 0 | 0 | 0 | 0 | 0 | 0 | 0 | 0 | 0 | 0 | 0 | 0 | 0 | 0 | 0 | 0 | 0 | 0 | 0 | 0 | 0 | 0 | 0 | 0 | 0 | 0 | 0 | 0 | 0
F13_Industrial_Other Industrial_New_Process_Natural Gas_Steam System Efficiency Improvements_A_Achievable Technical Potential | F13 | Industrial | Other Industrial | New | Process | Natural Gas | Steam System Efficiency Improvements | A | Purchases (Incremental) | Achievable Technical Potential | 0 | 0 | 0 | 0 | 0 | 0.85384 | 2.0221 | 4.1498 | 7.6549 | 12.9931 | 20.5784 | 30.6373 | 43.1365 | 57.5733 | 72.7909 | 87.1832 | 98.5591 | 104.8082 | 104.2747 | 96.4518 | 87.1832 | 98.5591 | 104.8082 | 104.2747 | 96.4518 | 87.1832 | 98.5591 | 104.8082 | 104.2747 | 96.4518 | 87.1832
F14_Industrial_Other Industrial_New_Process_Natural Gas_Steam System Efficiency Improvements_A_Achievable Technical Potential | F14 | Industrial | Other Industrial | New | Process | Natural Gas | Steam System Efficiency Improvements | A | Purchases (Cumulative) | Achievable Technical Potential | 0 | 0 | 0 | 0 | 0 | 0.85384 | 2.8759 | 7.0257 | 14.6806 | 27.6737 | 47.3982 | 76.0134 | 115.0002 | 164.9185 | 224.7163 | 291.3211 | 359.2429 | 420.9146 | 467.616 | 491.277 | 491.277 | 491.277 | 491.277 | 491.277 | 491.277 | 491.277 | 491.277 | 491.277 | 491.277 | 491.277 | 491.277
F1_Industrial_Other Industrial_New_Space Heating_Natural Gas_Strategic Energy Management_A_Achievable Technical Potential | F1 | Industrial | Other Industrial | New | Space Heating | Natural Gas | Strategic Energy Management | A | Original Unit Energy Savings (kWh or therms) | Achievable Technical Potential | 0 | 0 | 0 | 0 | 0 | 2.9566 | 2.9184 | 2.8905 | 2.8694 | 2.8527 | 2.8392 | 2.8234 | 2.8068 | 2.7904 | 2.7746 | 2.7622 | 2.7524 | 2.7446 | 2.7323 | 2.7233 | 2.7167 | 2.7116 | 2.7116 | 2.7116 | 2.7116 | 2.7116 | 2.7116 | 2.7116 | 0 | 0 | 0
F2_Industrial_Other Industrial_New_Space Heating_Natural Gas_Strategic Energy Management_A_Achievable Technical Potential | F2 | Industrial | Other Industrial | New | Space Heating | Natural Gas | Strategic Energy Management | A | Original Unit Summer Peak Savings (kW) | Achievable Technical Potential | 0 | 0 | 0 | 0 | 0 | 0 | 0 | 0 | 0 | 0 | 0 | 0 | 0 | 0 | 0 | 0 | 0 | 0 | 0 | 0 | 0 | 0 | 0 | 0 | 0 | 0 | 0 | 0 | 0 | 0 | 0
F3_Industrial_Other Industrial_New_Space Heating_Natural Gas_Strategic Energy Management_A_Achievable Technical Potential | F3 | Industrial | Other Industrial | New | Space Heating | Natural Gas | Strategic Energy Management | A | Original Unit Winter Peak Savings (kW) | Achievable Technical Potential | 0 | 0 | 0 | 0 | 0 | 0 | 0 | 0 | 0 | 0 | 0 | 0 | 0 | 0 | 0 | 0 | 0 | 0 | 0 | 0 | 0 | 0 | 0 | 0 | 0 | 0 | 0 | 0 | 0 | 0 | 0
F4_Industrial_Other Industrial_New_Space Heating_Natural Gas_Strategic Energy Management_A_Achievable Technical Potential | F4 | Industrial | Other Industrial | New | Space Heating | Natural Gas | Strategic Energy Management | A | Standalone Impact on Baseline Energy (%) | Achievable Technical Potential | 0% | 0% | 0% | 0% | 0% | 0.05734% | 0.1057% | 0.1488% | 0.1886% | 0.226% | 0.2318% | 0.2368% | 0.241% | 0.2445% | 0.2477% | 0.2503% | 0.2527% | 0.2547% | 0.2565% | 0.2581% | 0.2596% | 0.2609% | 0.2621% | 0.2631% | 0.0026415 | 0.0025423 | 0.0024505 | 0.0023653 | 0 | 0 | 0
F5_Industrial_Other Industrial_New_Space Heating_Natural Gas_Strategic Energy Management_A_Achievable Technical Potential | F5 | Industrial | Other Industrial | New | Space Heating | Natural Gas | Strategic Energy Management | A | Standalone Impact on Baseline Summer Peak (%) | Achievable Technical Potential | 0% | 0% | 0% | 0% | 0% | 0% | 0% | 0% | 0% | 0% | 0% | 0% | 0% | 0% | 0% | 0% | 0% | 0% | 0% | 0% | 0% | 0% | 0% | 0% | 0 | 0 | 0 | 0 | 0 | 0 | 0
F6_Industrial_Other Industrial_New_Space Heating_Natural Gas_Strategic Energy Management_A_Achievable Technical Potential | F6 | Industrial | Other Industrial | New | Space Heating | Natural Gas | Strategic Energy Management | A | Standalone Impact on Baseline Winter Peak (%) | Achievable Technical Potential | 0% | 0% | 0% | 0% | 0% | 0% | 0% | 0% | 0% | 0% | 0% | 0% | 0% | 0% | 0% | 0% | 0% | 0% | 0% | 0% | 0% | 0% | 0% | 0% | 0 | 0 | 0 | 0 | 0 | 0 | 0
F7_Industrial_Other Industrial_New_Space Heating_Natural Gas_Strategic Energy Management_A_Achievable Technical Potential | F7 | Industrial | Other Industrial | New | Space Heating | Natural Gas | Strategic Energy Management | A | Incremental Energy Savings (MWh or mTherms) | Achievable Technical Potential | 0 | 0 | 0 | 0 | 0 | 0.0047915 | 0.0056033 | 0.0064147 | 0.0072212 | 0.0080282 | 0.0088359 | 0.009617 | 0.010384 | 0.01114 | 0.011876 | 0.012621 | 0.013365 | 0.014113 | 0.014828 | 0.015548 | 0.016279 | 0.017012 | 0.017773 | 0.01853 | 0.019286 | 0.016249 | 0.017012 | 0.017773 | 0 | 0 | 0
F8_Industrial_Other Industrial_New_Space Heating_Natural Gas_Strategic Energy Management_A_Achievable Technical Potential | F8 | Industrial | Other Industrial | New | Space Heating | Natural Gas | Strategic Energy Management | A | Incremental Summer Peak Savings (MW) | Achievable Technical Potential | 0 | 0 | 0 | 0 | 0 | 0 | 0 | 0 | 0 | 0 | 0 | 0 | 0 | 0 | 0 | 0 | 0 | 0 | 0 | 0 | 0 | 0 | 0 | 0 | 0 | 0 | 0 | 0 | 0 | 0 | 0
F9_Industrial_Other Industrial_New_Space Heating_Natural Gas_Strategic Energy Management_A_Achievable Technical Potential | F9 | Industrial | Other Industrial | New | Space Heating | Natural Gas | Strategic Energy Management | A | Incremental Winter Peak Savings (MW) | Achievable Technical Potential | 0 | 0 | 0 | 0 | 0 | 0 | 0 | 0 | 0 | 0 | 0 | 0 | 0 | 0 | 0 | 0 | 0 | 0 | 0 | 0 | 0 | 0 | 0 | 0 | 0 | 0 | 0 | 0 | 0 | 0 | 0
F10_Industrial_Other Industrial_New_Space Heating_Natural Gas_Strategic Energy Management_A_Achievable Technical Potential | F10 | Industrial | Other Industrial | New | Space Heating | Natural Gas | Strategic Energy Management | A | Cumulative Energy Savings (MWh or mTherms) | Achievable Technical Potential | 0 | 0 | 0 | 0 | 0 | 0.0047915 | 0.010333 | 0.016649 | 0.023748 | 0.031639 | 0.035723 | 0.039721 | 0.043642 | 0.047505 | 0.051304 | 0.055099 | 0.058893 | 0.062686 | 0.066325 | 0.069998 | 0.073695 | 0.077402 | 0.081231 | 0.085046 | 0.08885 | 0.08885 | 0.08885 | 0.08885 | 0 | 0 | 0
F11_Industrial_Other Industrial_New_Space Heating_Natural Gas_Strategic Energy Management_A_Achievable Technical Potential | F11 | Industrial | Other Industrial | New | Space Heating | Natural Gas | Strategic Energy Management | A | Cumulative Summer Peak Savings (MW) | Achievable Technical Potential | 0 | 0 | 0 | 0 | 0 | 0 | 0 | 0 | 0 | 0 | 0 | 0 | 0 | 0 | 0 | 0 | 0 | 0 | 0 | 0 | 0 | 0 | 0 | 0 | 0 | 0 | 0 | 0 | 0 | 0 | 0
F12_Industrial_Other Industrial_New_Space Heating_Natural Gas_Strategic Energy Management_A_Achievable Technical Potential | F12 | Industrial | Other Industrial | New | Space Heating | Natural Gas | Strategic Energy Management | A | Cumulative Winter Peak Savings (MW) | Achievable Technical Potential | 0 | 0 | 0 | 0 | 0 | 0 | 0 | 0 | 0 | 0 | 0 | 0 | 0 | 0 | 0 | 0 | 0 | 0 | 0 | 0 | 0 | 0 | 0 | 0 | 0 | 0 | 0 | 0 | 0 | 0 | 0
F13_Industrial_Other Industrial_New_Space Heating_Natural Gas_Strategic Energy Management_A_Achievable Technical Potential | F13 | Industrial | Other Industrial | New | Space Heating | Natural Gas | Strategic Energy Management | A | Purchases (Incremental) | Achievable Technical Potential | 0 | 0 | 0 | 0 | 0 | 1.6206 | 1.92 | 2.2192 | 2.5167 | 2.8143 | 3.1121 | 3.4062 | 3.6995 | 3.9922 | 4.2802 | 4.5693 | 4.8557 | 5.1421 | 5.427 | 5.7095 | 5.9922 | 6.2738 | 6.5543 | 6.8338 | 7.1123 | 5.9922 | 6.2738 | 6.5543 | 6.8338 | 7.1123 | 5.9922
F14_Industrial_Other Industrial_New_Space Heating_Natural Gas_Strategic Energy Management_A_Achievable Technical Potential | F14 | Industrial | Other Industrial | New | Space Heating | Natural Gas | Strategic Energy Management | A | Purchases (Cumulative) | Achievable Technical Potential | 0 | 0 | 0 | 0 | 0 | 1.6206 | 3.5407 | 5.7599 | 8.2766 | 11.0909 | 12.5824 | 14.0686 | 15.5488 | 17.0243 | 18.4902 | 19.9474 | 21.3968 | 22.8394 | 24.2743 | 25.7036 | 27.1265 | 28.5446 | 29.9569 | 31.3636 | 32.7664 | 32.7664 | 32.7664 | 32.7664 | 32.7664 | 32.7664 | 32.7664
F1_Industrial_Other Industrial_New_Process_Natural Gas_Strategic Energy Management_A_Achievable Technical Potential | F1 | Industrial | Other Industrial | New | Process | Natural Gas | Strategic Energy Management | A | Original Unit Energy Savings (kWh or therms) | Achievable Technical Potential | 0 | 0 | 0 | 0 | 0 | 1.4066 | 1.4066 | 1.4066 | 1.4066 | 1.4066 | 1.4066 | 1.4066 | 1.4066 | 1.4066 | 1.4066 | 1.4066 | 1.4066 | 1.4066 | 1.4066 | 1.4066 | 1.4066 | 1.4066 | 1.4066 | 1.4066 | 1.4066 | 1.4066 | 1.4066 | 1.4066 | 0 | 0 | 0
F2_Industrial_Other Industrial_New_Process_Natural Gas_Strategic Energy Management_A_Achievable Technical Potential | F2 | Industrial | Other Industrial | New | Process | Natural Gas | Strategic Energy Management | A | Original Unit Summer Peak Savings (kW) | Achievable Technical Potential | 0 | 0 | 0 | 0 | 0 | 0 | 0 | 0 | 0 | 0 | 0 | 0 | 0 | 0 | 0 | 0 | 0 | 0 | 0 | 0 | 0 | 0 | 0 | 0 | 0 | 0 | 0 | 0 | 0 | 0 | 0
F3_Industrial_Other Industrial_New_Process_Natural Gas_Strategic Energy Management_A_Achievable Technical Potential | F3 | Industrial | Other Industrial | New | Process | Natural Gas | Strategic Energy Management | A | Original Unit Winter Peak Savings (kW) | Achievable Technical Potential | 0 | 0 | 0 | 0 | 0 | 0 | 0 | 0 | 0 | 0 | 0 | 0 | 0 | 0 | 0 | 0 | 0 | 0 | 0 | 0 | 0 | 0 | 0 | 0 | 0 | 0 | 0 | 0 | 0 | 0 | 0
F4_Industrial_Other Industrial_New_Process_Natural Gas_Strategic Energy Management_A_Achievable Technical Potential | F4 | Industrial | Other Industrial | New | Process | Natural Gas | Strategic Energy Management | A | Standalone Impact on Baseline Energy (%) | Achievable Technical Potential | 0% | 0% | 0% | 0% | 0% | 0.08224% | 0.1517% | 0.2134% | 0.2705% | 0.3241% | 0.3325% | 0.3397% | 0.3456% | 0.3507% | 0.3553% | 0.359% | 0.3624% | 0.3653% | 0.3678% | 0.3702% | 0.3723% | 0.3742% | 0.3759% | 0.3774% | 0.0037887 | 0.0036463 | 0.0035147 | 0.0033925 | 0 | 0 | 0
F5_Industrial_Other Industrial_New_Process_Natural Gas_Strategic Energy Management_A_Achievable Technical Potential | F5 | Industrial | Other Industrial | New | Process | Natural Gas | Strategic Energy Management | A | Standalone Impact on Baseline Summer Peak (%) | Achievable Technical Potential | 0% | 0% | 0% | 0% | 0% | 0% | 0% | 0% | 0% | 0% | 0% | 0% | 0% | 0% | 0% | 0% | 0% | 0% | 0% | 0% | 0% | 0% | 0% | 0% | 0 | 0 | 0 | 0 | 0 | 0 | 0
F6_Industrial_Other Industrial_New_Process_Natural Gas_Strategic Energy Management_A_Achievable Technical Potential | F6 | Industrial | Other Industrial | New | Process | Natural Gas | Strategic Energy Management | A | Standalone Impact on Baseline Winter Peak (%) | Achievable Technical Potential | 0% | 0% | 0% | 0% | 0% | 0% | 0% | 0% | 0% | 0% | 0% | 0% | 0% | 0% | 0% | 0% | 0% | 0% | 0% | 0% | 0% | 0% | 0% | 0% | 0 | 0 | 0 | 0 | 0 | 0 | 0
F7_Industrial_Other Industrial_New_Process_Natural Gas_Strategic Energy Management_A_Achievable Technical Potential | F7 | Industrial | Other Industrial | New | Process | Natural Gas | Strategic Energy Management | A | Incremental Energy Savings (MWh or mTherms) | Achievable Technical Potential | 0 | 0 | 0 | 0 | 0 | 0.1405 | 0.16645 | 0.19239 | 0.21818 | 0.24398 | 0.2698 | 0.2953 | 0.32072 | 0.34609 | 0.37106 | 0.39613 | 0.42095 | 0.44578 | 0.47049 | 0.49497 | 0.51948 | 0.5439 | 0.56821 | 0.59244 | 0.61659 | 0.51948 | 0.5439 | 0.56821 | 0 | 0 | 0
F8_Industrial_Other Industrial_New_Process_Natural Gas_Strategic Energy Management_A_Achievable Technical Potential | F8 | Industrial | Other Industrial | New | Process | Natural Gas | Strategic Energy Management | A | Incremental Summer Peak Savings (MW) | Achievable Technical Potential | 0 | 0 | 0 | 0 | 0 | 0 | 0 | 0 | 0 | 0 | 0 | 0 | 0 | 0 | 0 | 0 | 0 | 0 | 0 | 0 | 0 | 0 | 0 | 0 | 0 | 0 | 0 | 0 | 0 | 0 | 0
F9_Industrial_Other Industrial_New_Process_Natural Gas_Strategic Energy Management_A_Achievable Technical Potential | F9 | Industrial | Other Industrial | New | Process | Natural Gas | Strategic Energy Management | A | Incremental Winter Peak Savings (MW) | Achievable Technical Potential | 0 | 0 | 0 | 0 | 0 | 0 | 0 | 0 | 0 | 0 | 0 | 0 | 0 | 0 | 0 | 0 | 0 | 0 | 0 | 0 | 0 | 0 | 0 | 0 | 0 | 0 | 0 | 0 | 0 | 0 | 0
F10_Industrial_Other Industrial_New_Process_Natural Gas_Strategic Energy Management_A_Achievable Technical Potential | F10 | Industrial | Other Industrial | New | Process | Natural Gas | Strategic Energy Management | A | Cumulative Energy Savings (MWh or mTherms) | Achievable Technical Potential | 0 | 0 | 0 | 0 | 0 | 0.1405 | 0.30695 | 0.49934 | 0.71752 | 0.9615 | 1.0908 | 1.2196 | 1.348 | 1.4759 | 1.603 | 1.7293 | 1.855 | 1.98 | 2.1044 | 2.2283 | 2.3517 | 2.4746 | 2.5971 | 2.719 | 2.8406 | 2.8406 | 2.8406 | 2.8406 | 0 | 0 | 0
F11_Industrial_Other Industrial_New_Process_Natural Gas_Strategic Energy Management_A_Achievable Technical Potential | F11 | Industrial | Other Industrial | New | Process | Natural Gas | Strategic Energy Management | A | Cumulative Summer Peak Savings (MW) | Achievable Technical Potential | 0 | 0 | 0 | 0 | 0 | 0 | 0 | 0 | 0 | 0 | 0 | 0 | 0 | 0 | 0 | 0 | 0 | 0 | 0 | 0 | 0 | 0 | 0 | 0 | 0 | 0 | 0 | 0 | 0 | 0 | 0
F12_Industrial_Other Industrial_New_Process_Natural Gas_Strategic Energy Management_A_Achievable Technical Potential | F12 | Industrial | Other Industrial | New | Process | Natural Gas | Strategic Energy Management | A | Cumulative Winter Peak Savings (MW) | Achievable Technical Potential | 0 | 0 | 0 | 0 | 0 | 0 | 0 | 0 | 0 | 0 | 0 | 0 | 0 | 0 | 0 | 0 | 0 | 0 | 0 | 0 | 0 | 0 | 0 | 0 | 0 | 0 | 0 | 0 | 0 | 0 | 0
F13_Industrial_Other Industrial_New_Process_Natural Gas_Strategic Energy Management_A_Achievable Technical Potential | F13 | Industrial | Other Industrial | New | Process | Natural Gas | Strategic Energy Management | A | Purchases (Incremental) | Achievable Technical Potential | 0 | 0 | 0 | 0 | 0 | 99.8882 | 118.3402 | 136.7822 | 155.1153 | 173.4584 | 191.8167 | 209.9418 | 228.0174 | 246.0563 | 263.8087 | 281.6289 | 299.2792 | 316.9318 | 334.4955 | 351.9026 | 369.3302 | 386.6858 | 403.9739 | 421.1991 | 438.3656 | 369.3302 | 386.6858 | 403.9739 | 421.1991 | 438.3656 | 369.3302
F14_Industrial_Other Industrial_New_Process_Natural Gas_Strategic Energy Management_A_Achievable Technical Potential | F14 | Industrial | Other Industrial | New | Process | Natural Gas | Strategic Energy Management | A | Purchases (Cumulative) | Achievable Technical Potential | 0 | 0 | 0 | 0 | 0 | 99.8882 | 218.2284 | 355.0106 | 510.1259 | 683.5843 | 775.5128 | 867.1144 | 958.3496 | 1049.2905 | 1139.6408 | 1229.4531 | 1318.7905 | 1407.7049 | 1496.1441 | 1584.238 | 1671.9393 | 1759.3459 | 1846.3881 | 1933.0916 | 2019.5547 | 2019.5547 | 2019.5547 | 2019.5547 | 2019.5547 | 2019.5547 | 2019.5547
F1_Industrial_Other Industrial_New_Miscellaneous_Natural Gas_Strategic Energy Management_A_Achievable Technical Potential | F1 | Industrial | Other Industrial | New | Miscellaneous | Natural Gas | Strategic Energy Management | A | Original Unit Energy Savings (kWh or therms) | Achievable Technical Potential | 0 | 0 | 0 | 0 | 0 | 0.89787 | 0.89787 | 0.89787 | 0.89787 | 0.89787 | 0.89787 | 0.89787 | 0.89787 | 0.89787 | 0.89787 | 0.89787 | 0.89787 | 0.89787 | 0.89787 | 0.89787 | 0.89787 | 0.89787 | 0.89787 | 0.89787 | 0.89787 | 0.89787 | 0.89787 | 0.89787 | 0 | 0 | 0
F2_Industrial_Other Industrial_New_Miscellaneous_Natural Gas_Strategic Energy Management_A_Achievable Technical Potential | F2 | Industrial | Other Industrial | New | Miscellaneous | Natural Gas | Strategic Energy Management | A | Original Unit Summer Peak Savings (kW) | Achievable Technical Potential | 0 | 0 | 0 | 0 | 0 | 0 | 0 | 0 | 0 | 0 | 0 | 0 | 0 | 0 | 0 | 0 | 0 | 0 | 0 | 0 | 0 | 0 | 0 | 0 | 0 | 0 | 0 | 0 | 0 | 0 | 0
F3_Industrial_Other Industrial_New_Miscellaneous_Natural Gas_Strategic Energy Management_A_Achievable Technical Potential | F3 | Industrial | Other Industrial | New | Miscellaneous | Natural Gas | Strategic Energy Management | A | Original Unit Winter Peak Savings (kW) | Achievable Technical Potential | 0 | 0 | 0 | 0 | 0 | 0 | 0 | 0 | 0 | 0 | 0 | 0 | 0 | 0 | 0 | 0 | 0 | 0 | 0 | 0 | 0 | 0 | 0 | 0 | 0 | 0 | 0 | 0 | 0 | 0 | 0
F4_Industrial_Other Industrial_New_Miscellaneous_Natural Gas_Strategic Energy Management_A_Achievable Technical Potential | F4 | Industrial | Other Industrial | New | Miscellaneous | Natural Gas | Strategic Energy Management | A | Standalone Impact on Baseline Energy (%) | Achievable Technical Potential | 0% | 0% | 0% | 0% | 0% | 0.08224% | 0.1517% | 0.2134% | 0.2705% | 0.3241% | 0.3325% | 0.3397% | 0.3456% | 0.3507% | 0.3553% | 0.359% | 0.3624% | 0.3653% | 0.3678% | 0.3702% | 0.3723% | 0.3742% | 0.3759% | 0.3774% | 0.0037887 | 0.0036463 | 0.0035147 | 0.0033925 | 0 | 0 | 0
F5_Industrial_Other Industrial_New_Miscellaneous_Natural Gas_Strategic Energy Management_A_Achievable Technical Potential | F5 | Industrial | Other Industrial | New | Miscellaneous | Natural Gas | Strategic Energy Management | A | Standalone Impact on Baseline Summer Peak (%) | Achievable Technical Potential | 0% | 0% | 0% | 0% | 0% | 0% | 0% | 0% | 0% | 0% | 0% | 0% | 0% | 0% | 0% | 0% | 0% | 0% | 0% | 0% | 0% | 0% | 0% | 0% | 0 | 0 | 0 | 0 | 0 | 0 | 0
F6_Industrial_Other Industrial_New_Miscellaneous_Natural Gas_Strategic Energy Management_A_Achievable Technical Potential | F6 | Industrial | Other Industrial | New | Miscellaneous | Natural Gas | Strategic Energy Management | A | Standalone Impact on Baseline Winter Peak (%) | Achievable Technical Potential | 0% | 0% | 0% | 0% | 0% | 0% | 0% | 0% | 0% | 0% | 0% | 0% | 0% | 0% | 0% | 0% | 0% | 0% | 0% | 0% | 0% | 0% | 0% | 0% | 0 | 0 | 0 | 0 | 0 | 0 | 0
F7_Industrial_Other Industrial_New_Miscellaneous_Natural Gas_Strategic Energy Management_A_Achievable Technical Potential | F7 | Industrial | Other Industrial | New | Miscellaneous | Natural Gas | Strategic Energy Management | A | Incremental Energy Savings (MWh or mTherms) | Achievable Technical Potential | 0 | 0 | 0 | 0 | 0 | 0.022422 | 0.026564 | 0.030703 | 0.034818 | 0.038936 | 0.043057 | 0.047125 | 0.051183 | 0.055232 | 0.059217 | 0.063217 | 0.067179 | 0.071141 | 0.075083 | 0.078991 | 0.082903 | 0.086798 | 0.090679 | 0.094546 | 0.098399 | 0.082903 | 0.086798 | 0.090679 | 0 | 0 | 0
F8_Industrial_Other Industrial_New_Miscellaneous_Natural Gas_Strategic Energy Management_A_Achievable Technical Potential | F8 | Industrial | Other Industrial | New | Miscellaneous | Natural Gas | Strategic Energy Management | A | Incremental Summer Peak Savings (MW) | Achievable Technical Potential | 0 | 0 | 0 | 0 | 0 | 0 | 0 | 0 | 0 | 0 | 0 | 0 | 0 | 0 | 0 | 0 | 0 | 0 | 0 | 0 | 0 | 0 | 0 | 0 | 0 | 0 | 0 | 0 | 0 | 0 | 0
F9_Industrial_Other Industrial_New_Miscellaneous_Natural Gas_Strategic Energy Management_A_Achievable Technical Potential | F9 | Industrial | Other Industrial | New | Miscellaneous | Natural Gas | Strategic Energy Management | A | Incremental Winter Peak Savings (MW) | Achievable Technical Potential | 0 | 0 | 0 | 0 | 0 | 0 | 0 | 0 | 0 | 0 | 0 | 0 | 0 | 0 | 0 | 0 | 0 | 0 | 0 | 0 | 0 | 0 | 0 | 0 | 0 | 0 | 0 | 0 | 0 | 0 | 0
F10_Industrial_Other Industrial_New_Miscellaneous_Natural Gas_Strategic Energy Management_A_Achievable Technical Potential | F10 | Industrial | Other Industrial | New | Miscellaneous | Natural Gas | Strategic Energy Management | A | Cumulative Energy Savings (MWh or mTherms) | Achievable Technical Potential | 0 | 0 | 0 | 0 | 0 | 0.022422 | 0.048985 | 0.079688 | 0.11451 | 0.15344 | 0.17408 | 0.19464 | 0.21512 | 0.23553 | 0.25581 | 0.27597 | 0.29603 | 0.31598 | 0.33584 | 0.35561 | 0.3753 | 0.39492 | 0.41445 | 0.43392 | 0.45332 | 0.45332 | 0.45332 | 0.45332 | 0 | 0 | 0
F11_Industrial_Other Industrial_New_Miscellaneous_Natural Gas_Strategic Energy Management_A_Achievable Technical Potential | F11 | Industrial | Other Industrial | New | Miscellaneous | Natural Gas | Strategic Energy Management | A | Cumulative Summer Peak Savings (MW) | Achievable Technical Potential | 0 | 0 | 0 | 0 | 0 | 0 | 0 | 0 | 0 | 0 | 0 | 0 | 0 | 0 | 0 | 0 | 0 | 0 | 0 | 0 | 0 | 0 | 0 | 0 | 0 | 0 | 0 | 0 | 0 | 0 | 0
F12_Industrial_Other Industrial_New_Miscellaneous_Natural Gas_Strategic Energy Management_A_Achievable Technical Potential | F12 | Industrial | Other Industrial | New | Miscellaneous | Natural Gas | Strategic Energy Management | A | Cumulative Winter Peak Savings (MW) | Achievable Technical Potential | 0 | 0 | 0 | 0 | 0 | 0 | 0 | 0 | 0 | 0 | 0 | 0 | 0 | 0 | 0 | 0 | 0 | 0 | 0 | 0 | 0 | 0 | 0 | 0 | 0 | 0 | 0 | 0 | 0 | 0 | 0
F13_Industrial_Other Industrial_New_Miscellaneous_Natural Gas_Strategic Energy Management_A_Achievable Technical Potential | F13 | Industrial | Other Industrial | New | Miscellaneous | Natural Gas | Strategic Energy Management | A | Purchases (Incremental) | Achievable Technical Potential | 0 | 0 | 0 | 0 | 0 | 24.972 | 29.5851 | 34.1955 | 38.7788 | 43.3646 | 47.9542 | 52.4854 | 57.0043 | 61.5141 | 65.9522 | 70.4072 | 74.8198 | 79.2329 | 83.6239 | 87.9756 | 92.3326 | 96.6715 | 100.9935 | 105.2998 | 109.5914 | 92.3326 | 96.6715 | 100.9935 | 105.2998 | 109.5914 | 92.3326
F14_Industrial_Other Industrial_New_Miscellaneous_Natural Gas_Strategic Energy Management_A_Achievable Technical Potential | F14 | Industrial | Other Industrial | New | Miscellaneous | Natural Gas | Strategic Energy Management | A | Purchases (Cumulative) | Achievable Technical Potential | 0 | 0 | 0 | 0 | 0 | 24.972 | 54.5571 | 88.7526 | 127.5315 | 170.8961 | 193.8782 | 216.7786 | 239.5874 | 262.3226 | 284.9102 | 307.3633 | 329.6976 | 351.9262 | 374.036 | 396.0595 | 417.9848 | 439.8365 | 461.597 | 483.2729 | 504.8887 | 504.8887 | 504.8887 | 504.8887 | 504.8887 | 504.8887 | 504.8887
F1_Industrial_Other Industrial_New_Space Heating_Natural Gas_Commissioning_A_Achievable Technical Potential | F1 | Industrial | Other Industrial | New | Space Heating | Natural Gas | Commissioning | A | Original Unit Energy Savings (kWh or therms) | Achievable Technical Potential | 0 | 0 | 0 | 0 | 0 | 3.5474 | 3.5015 | 3.4681 | 3.4427 | 3.4227 | 3.4065 | 3.3876 | 3.3677 | 3.3481 | 3.3291 | 3.3142 | 3.3024 | 3.2931 | 3.2783 | 3.2674 | 3.2596 | 3.2535 | 3.2535 | 3.2535 | 3.2535 | 3.2535 | 3.2535 | 3.2535 | 0 | 0 | 0
F2_Industrial_Other Industrial_New_Space Heating_Natural Gas_Commissioning_A_Achievable Technical Potential | F2 | Industrial | Other Industrial | New | Space Heating | Natural Gas | Commissioning | A | Original Unit Summer Peak Savings (kW) | Achievable Technical Potential | 0 | 0 | 0 | 0 | 0 | 0 | 0 | 0 | 0 | 0 | 0 | 0 | 0 | 0 | 0 | 0 | 0 | 0 | 0 | 0 | 0 | 0 | 0 | 0 | 0 | 0 | 0 | 0 | 0 | 0 | 0
F3_Industrial_Other Industrial_New_Space Heating_Natural Gas_Commissioning_A_Achievable Technical Potential | F3 | Industrial | Other Industrial | New | Space Heating | Natural Gas | Commissioning | A | Original Unit Winter Peak Savings (kW) | Achievable Technical Potential | 0 | 0 | 0 | 0 | 0 | 0 | 0 | 0 | 0 | 0 | 0 | 0 | 0 | 0 | 0 | 0 | 0 | 0 | 0 | 0 | 0 | 0 | 0 | 0 | 0 | 0 | 0 | 0 | 0 | 0 | 0
F4_Industrial_Other Industrial_New_Space Heating_Natural Gas_Commissioning_A_Achievable Technical Potential | F4 | Industrial | Other Industrial | New | Space Heating | Natural Gas | Commissioning | A | Standalone Impact on Baseline Energy (%) | Achievable Technical Potential | 0% | 0% | 0% | 0% | 0% | 0% | 0% | 0% | 0% | 0% | 0% | 0% | 0% | 0% | 0% | 0% | 0% | 0% | 0% | 0% | 0% | 0% | 0% | 0% | 0 | 0 | 0 | 0 | 0 | 0 | 0
F5_Industrial_Other Industrial_New_Space Heating_Natural Gas_Commissioning_A_Achievable Technical Potential | F5 | Industrial | Other Industrial | New | Space Heating | Natural Gas | Commissioning | A | Standalone Impact on Baseline Summer Peak (%) | Achievable Technical Potential | 0% | 0% | 0% | 0% | 0% | 0% | 0% | 0% | 0% | 0% | 0% | 0% | 0% | 0% | 0% | 0% | 0% | 0% | 0% | 0% | 0% | 0% | 0% | 0% | 0 | 0 | 0 | 0 | 0 | 0 | 0
F6_Industrial_Other Industrial_New_Space Heating_Natural Gas_Commissioning_A_Achievable Technical Potential | F6 | Industrial | Other Industrial | New | Space Heating | Natural Gas | Commissioning | A | Standalone Impact on Baseline Winter Peak (%) | Achievable Technical Potential | 0% | 0% | 0% | 0% | 0% | 0% | 0% | 0% | 0% | 0% | 0% | 0% | 0% | 0% | 0% | 0% | 0% | 0% | 0% | 0% | 0% | 0% | 0% | 0% | 0 | 0 | 0 | 0 | 0 | 0 | 0
F7_Industrial_Other Industrial_New_Space Heating_Natural Gas_Commissioning_A_Achievable Technical Potential | F7 | Industrial | Other Industrial | New | Space Heating | Natural Gas | Commissioning | A | Incremental Energy Savings (MWh or mTherms) | Achievable Technical Potential | 0 | 0 | 0 | 0 | 0 | 0 | 0 | 0 | 0 | 0 | 0 | 0 | 0 | 0 | 0 | 0 | 0 | 0 | 0 | 0 | 0 | 0 | 0 | 0 | 0 | 0 | 0 | 0 | 0 | 0 | 0
F8_Industrial_Other Industrial_New_Space Heating_Natural Gas_Commissioning_A_Achievable Technical Potential | F8 | Industrial | Other Industrial | New | Space Heating | Natural Gas | Commissioning | A | Incremental Summer Peak Savings (MW) | Achievable Technical Potential | 0 | 0 | 0 | 0 | 0 | 0 | 0 | 0 | 0 | 0 | 0 | 0 | 0 | 0 | 0 | 0 | 0 | 0 | 0 | 0 | 0 | 0 | 0 | 0 | 0 | 0 | 0 | 0 | 0 | 0 | 0
F9_Industrial_Other Industrial_New_Space Heating_Natural Gas_Commissioning_A_Achievable Technical Potential | F9 | Industrial | Other Industrial | New | Space Heating | Natural Gas | Commissioning | A | Incremental Winter Peak Savings (MW) | Achievable Technical Potential | 0 | 0 | 0 | 0 | 0 | 0 | 0 | 0 | 0 | 0 | 0 | 0 | 0 | 0 | 0 | 0 | 0 | 0 | 0 | 0 | 0 | 0 | 0 | 0 | 0 | 0 | 0 | 0 | 0 | 0 | 0
F10_Industrial_Other Industrial_New_Space Heating_Natural Gas_Commissioning_A_Achievable Technical Potential | F10 | Industrial | Other Industrial | New | Space Heating | Natural Gas | Commissioning | A | Cumulative Energy Savings (MWh or mTherms) | Achievable Technical Potential | 0 | 0 | 0 | 0 | 0 | 0 | 0 | 0 | 0 | 0 | 0 | 0 | 0 | 0 | 0 | 0 | 0 | 0 | 0 | 0 | 0 | 0 | 0 | 0 | 0 | 0 | 0 | 0 | 0 | 0 | 0
F11_Industrial_Other Industrial_New_Space Heating_Natural Gas_Commissioning_A_Achievable Technical Potential | F11 | Industrial | Other Industrial | New | Space Heating | Natural Gas | Commissioning | A | Cumulative Summer Peak Savings (MW) | Achievable Technical Potential | 0 | 0 | 0 | 0 | 0 | 0 | 0 | 0 | 0 | 0 | 0 | 0 | 0 | 0 | 0 | 0 | 0 | 0 | 0 | 0 | 0 | 0 | 0 | 0 | 0 | 0 | 0 | 0 | 0 | 0 | 0
F12_Industrial_Other Industrial_New_Space Heating_Natural Gas_Commissioning_A_Achievable Technical Potential | F12 | Industrial | Other Industrial | New | Space Heating | Natural Gas | Commissioning | A | Cumulative Winter Peak Savings (MW) | Achievable Technical Potential | 0 | 0 | 0 | 0 | 0 | 0 | 0 | 0 | 0 | 0 | 0 | 0 | 0 | 0 | 0 | 0 | 0 | 0 | 0 | 0 | 0 | 0 | 0 | 0 | 0 | 0 | 0 | 0 | 0 | 0 | 0
F13_Industrial_Other Industrial_New_Space Heating_Natural Gas_Commissioning_A_Achievable Technical Potential | F13 | Industrial | Other Industrial | New | Space Heating | Natural Gas | Commissioning | A | Purchases (Incremental) | Achievable Technical Potential | 0 | 0 | 0 | 0 | 0 | 0 | 0 | 0 | 0 | 0 | 0 | 0 | 0 | 0 | 0 | 0 | 0 | 0 | 0 | 0 | 0 | 0 | 0 | 0 | 0 | 0 | 0 | 0 | 0 | 0 | 0
F14_Industrial_Other Industrial_New_Space Heating_Natural Gas_Commissioning_A_Achievable Technical Potential | F14 | Industrial | Other Industrial | New | Space Heating | Natural Gas | Commissioning | A | Purchases (Cumulative) | Achievable Technical Potential | 0 | 0 | 0 | 0 | 0 | 0 | 0 | 0 | 0 | 0 | 0 | 0 | 0 | 0 | 0 | 0 | 0 | 0 | 0 | 0 | 0 | 0 | 0 | 0 | 0 | 0 | 0 | 0 | 0 | 0 | 0
F1_Industrial_Other Industrial_New_Process_Natural Gas_Commissioning_A_Achievable Technical Potential | F1 | Industrial | Other Industrial | New | Process | Natural Gas | Commissioning | A | Original Unit Energy Savings (kWh or therms) | Achievable Technical Potential | 0 | 0 | 0 | 0 | 0 | 7.8506 | 7.8506 | 7.8506 | 7.8506 | 7.8506 | 7.8506 | 7.8506 | 7.8506 | 7.8506 | 7.8506 | 7.8506 | 7.8506 | 7.8506 | 7.8506 | 7.8506 | 7.8506 | 7.8506 | 7.8506 | 7.8506 | 7.8506 | 7.8506 | 7.8506 | 7.8506 | 0 | 0 | 0
F2_Industrial_Other Industrial_New_Process_Natural Gas_Commissioning_A_Achievable Technical Potential | F2 | Industrial | Other Industrial | New | Process | Natural Gas | Commissioning | A | Original Unit Summer Peak Savings (kW) | Achievable Technical Potential | 0 | 0 | 0 | 0 | 0 | 0 | 0 | 0 | 0 | 0 | 0 | 0 | 0 | 0 | 0 | 0 | 0 | 0 | 0 | 0 | 0 | 0 | 0 | 0 | 0 | 0 | 0 | 0 | 0 | 0 | 0
F3_Industrial_Other Industrial_New_Process_Natural Gas_Commissioning_A_Achievable Technical Potential | F3 | Industrial | Other Industrial | New | Process | Natural Gas | Commissioning | A | Original Unit Winter Peak Savings (kW) | Achievable Technical Potential | 0 | 0 | 0 | 0 | 0 | 0 | 0 | 0 | 0 | 0 | 0 | 0 | 0 | 0 | 0 | 0 | 0 | 0 | 0 | 0 | 0 | 0 | 0 | 0 | 0 | 0 | 0 | 0 | 0 | 0 | 0
F4_Industrial_Other Industrial_New_Process_Natural Gas_Commissioning_A_Achievable Technical Potential | F4 | Industrial | Other Industrial | New | Process | Natural Gas | Commissioning | A | Standalone Impact on Baseline Energy (%) | Achievable Technical Potential | 0% | 0% | 0% | 0% | 0% | 0% | 0% | 0% | 0% | 0% | 0% | 0% | 0% | 0% | 0% | 0% | 0% | 0% | 0% | 0% | 0% | 0% | 0% | 0% | 0 | 0 | 0 | 0 | 0 | 0 | 0
F5_Industrial_Other Industrial_New_Process_Natural Gas_Commissioning_A_Achievable Technical Potential | F5 | Industrial | Other Industrial | New | Process | Natural Gas | Commissioning | A | Standalone Impact on Baseline Summer Peak (%) | Achievable Technical Potential | 0% | 0% | 0% | 0% | 0% | 0% | 0% | 0% | 0% | 0% | 0% | 0% | 0% | 0% | 0% | 0% | 0% | 0% | 0% | 0% | 0% | 0% | 0% | 0% | 0 | 0 | 0 | 0 | 0 | 0 | 0
F6_Industrial_Other Industrial_New_Process_Natural Gas_Commissioning_A_Achievable Technical Potential | F6 | Industrial | Other Industrial | New | Process | Natural Gas | Commissioning | A | Standalone Impact on Baseline Winter Peak (%) | Achievable Technical Potential | 0% | 0% | 0% | 0% | 0% | 0% | 0% | 0% | 0% | 0% | 0% | 0% | 0% | 0% | 0% | 0% | 0% | 0% | 0% | 0% | 0% | 0% | 0% | 0% | 0 | 0 | 0 | 0 | 0 | 0 | 0
F7_Industrial_Other Industrial_New_Process_Natural Gas_Commissioning_A_Achievable Technical Potential | F7 | Industrial | Other Industrial | New | Process | Natural Gas | Commissioning | A | Incremental Energy Savings (MWh or mTherms) | Achievable Technical Potential | 0 | 0 | 0 | 0 | 0 | 0 | 0 | 0 | 0 | 0 | 0 | 0 | 0 | 0 | 0 | 0 | 0 | 0 | 0 | 0 | 0 | 0 | 0 | 0 | 0 | 0 | 0 | 0 | 0 | 0 | 0
F8_Industrial_Other Industrial_New_Process_Natural Gas_Commissioning_A_Achievable Technical Potential | F8 | Industrial | Other Industrial | New | Process | Natural Gas | Commissioning | A | Incremental Summer Peak Savings (MW) | Achievable Technical Potential | 0 | 0 | 0 | 0 | 0 | 0 | 0 | 0 | 0 | 0 | 0 | 0 | 0 | 0 | 0 | 0 | 0 | 0 | 0 | 0 | 0 | 0 | 0 | 0 | 0 | 0 | 0 | 0 | 0 | 0 | 0
F9_Industrial_Other Industrial_New_Process_Natural Gas_Commissioning_A_Achievable Technical Potential | F9 | Industrial | Other Industrial | New | Process | Natural Gas | Commissioning | A | Incremental Winter Peak Savings (MW) | Achievable Technical Potential | 0 | 0 | 0 | 0 | 0 | 0 | 0 | 0 | 0 | 0 | 0 | 0 | 0 | 0 | 0 | 0 | 0 | 0 | 0 | 0 | 0 | 0 | 0 | 0 | 0 | 0 | 0 | 0 | 0 | 0 | 0
F10_Industrial_Other Industrial_New_Process_Natural Gas_Commissioning_A_Achievable Technical Potential | F10 | Industrial | Other Industrial | New | Process | Natural Gas | Commissioning | A | Cumulative Energy Savings (MWh or mTherms) | Achievable Technical Potential | 0 | 0 | 0 | 0 | 0 | 0 | 0 | 0 | 0 | 0 | 0 | 0 | 0 | 0 | 0 | 0 | 0 | 0 | 0 | 0 | 0 | 0 | 0 | 0 | 0 | 0 | 0 | 0 | 0 | 0 | 0
F11_Industrial_Other Industrial_New_Process_Natural Gas_Commissioning_A_Achievable Technical Potential | F11 | Industrial | Other Industrial | New | Process | Natural Gas | Commissioning | A | Cumulative Summer Peak Savings (MW) | Achievable Technical Potential | 0 | 0 | 0 | 0 | 0 | 0 | 0 | 0 | 0 | 0 | 0 | 0 | 0 | 0 | 0 | 0 | 0 | 0 | 0 | 0 | 0 | 0 | 0 | 0 | 0 | 0 | 0 | 0 | 0 | 0 | 0
F12_Industrial_Other Industrial_New_Process_Natural Gas_Commissioning_A_Achievable Technical Potential | F12 | Industrial | Other Industrial | New | Process | Natural Gas | Commissioning | A | Cumulative Winter Peak Savings (MW) | Achievable Technical Potential | 0 | 0 | 0 | 0 | 0 | 0 | 0 | 0 | 0 | 0 | 0 | 0 | 0 | 0 | 0 | 0 | 0 | 0 | 0 | 0 | 0 | 0 | 0 | 0 | 0 | 0 | 0 | 0 | 0 | 0 | 0
F13_Industrial_Other Industrial_New_Process_Natural Gas_Commissioning_A_Achievable Technical Potential | F13 | Industrial | Other Industrial | New | Process | Natural Gas | Commissioning | A | Purchases (Incremental) | Achievable Technical Potential | 0 | 0 | 0 | 0 | 0 | 0 | 0 | 0 | 0 | 0 | 0 | 0 | 0 | 0 | 0 | 0 | 0 | 0 | 0 | 0 | 0 | 0 | 0 | 0 | 0 | 0 | 0 | 0 | 0 | 0 | 0
F14_Industrial_Other Industrial_New_Process_Natural Gas_Commissioning_A_Achievable Technical Potential | F14 | Industrial | Other Industrial | New | Process | Natural Gas | Commissioning | A | Purchases (Cumulative) | Achievable Technical Potential | 0 | 0 | 0 | 0 | 0 | 0 | 0 | 0 | 0 | 0 | 0 | 0 | 0 | 0 | 0 | 0 | 0 | 0 | 0 | 0 | 0 | 0 | 0 | 0 | 0 | 0 | 0 | 0 | 0 | 0 | 0
F1_Industrial_Other Industrial_New_Space Heating_Natural Gas_Retrocommissioning_A_Achievable Technical Potential | F1 | Industrial | Other Industrial | New | Space Heating | Natural Gas | Retrocommissioning | A | Original Unit Energy Savings (kWh or therms) | Achievable Technical Potential | 0 | 0 | 0 | 0 | 0 | 0 | 0 | 0 | 0 | 0 | 0 | 0 | 0 | 0 | 0 | 0 | 0 | 0 | 0 | 0 | 0 | 0 | 0 | 0 | 0 | 0 | 0 | 0 | 0 | 0 | 0
F2_Industrial_Other Industrial_New_Space Heating_Natural Gas_Retrocommissioning_A_Achievable Technical Potential | F2 | Industrial | Other Industrial | New | Space Heating | Natural Gas | Retrocommissioning | A | Original Unit Summer Peak Savings (kW) | Achievable Technical Potential | 0 | 0 | 0 | 0 | 0 | 0 | 0 | 0 | 0 | 0 | 0 | 0 | 0 | 0 | 0 | 0 | 0 | 0 | 0 | 0 | 0 | 0 | 0 | 0 | 0 | 0 | 0 | 0 | 0 | 0 | 0
F3_Industrial_Other Industrial_New_Space Heating_Natural Gas_Retrocommissioning_A_Achievable Technical Potential | F3 | Industrial | Other Industrial | New | Space Heating | Natural Gas | Retrocommissioning | A | Original Unit Winter Peak Savings (kW) | Achievable Technical Potential | 0 | 0 | 0 | 0 | 0 | 0 | 0 | 0 | 0 | 0 | 0 | 0 | 0 | 0 | 0 | 0 | 0 | 0 | 0 | 0 | 0 | 0 | 0 | 0 | 0 | 0 | 0 | 0 | 0 | 0 | 0
F4_Industrial_Other Industrial_New_Space Heating_Natural Gas_Retrocommissioning_A_Achievable Technical Potential | F4 | Industrial | Other Industrial | New | Space Heating | Natural Gas | Retrocommissioning | A | Standalone Impact on Baseline Energy (%) | Achievable Technical Potential | 0% | 0% | 0% | 0% | 0% | 0% | 0% | 0% | 0% | 0% | 0% | 0% | 0% | 0% | 0% | 0% | 0% | 0% | 0% | 0% | 0% | 0% | 0% | 0% | 0 | 0 | 0 | 0 | 0 | 0 | 0
F5_Industrial_Other Industrial_New_Space Heating_Natural Gas_Retrocommissioning_A_Achievable Technical Potential | F5 | Industrial | Other Industrial | New | Space Heating | Natural Gas | Retrocommissioning | A | Standalone Impact on Baseline Summer Peak (%) | Achievable Technical Potential | 0% | 0% | 0% | 0% | 0% | 0% | 0% | 0% | 0% | 0% | 0% | 0% | 0% | 0% | 0% | 0% | 0% | 0% | 0% | 0% | 0% | 0% | 0% | 0% | 0 | 0 | 0 | 0 | 0 | 0 | 0
F6_Industrial_Other Industrial_New_Space Heating_Natural Gas_Retrocommissioning_A_Achievable Technical Potential | F6 | Industrial | Other Industrial | New | Space Heating | Natural Gas | Retrocommissioning | A | Standalone Impact on Baseline Winter Peak (%) | Achievable Technical Potential | 0% | 0% | 0% | 0% | 0% | 0% | 0% | 0% | 0% | 0% | 0% | 0% | 0% | 0% | 0% | 0% | 0% | 0% | 0% | 0% | 0% | 0% | 0% | 0% | 0 | 0 | 0 | 0 | 0 | 0 | 0
F7_Industrial_Other Industrial_New_Space Heating_Natural Gas_Retrocommissioning_A_Achievable Technical Potential | F7 | Industrial | Other Industrial | New | Space Heating | Natural Gas | Retrocommissioning | A | Incremental Energy Savings (MWh or mTherms) | Achievable Technical Potential | 0 | 0 | 0 | 0 | 0 | 0 | 0 | 0 | 0 | 0 | 0 | 0 | 0 | 0 | 0 | 0 | 0 | 0 | 0 | 0 | 0 | 0 | 0 | 0 | 0 | 0 | 0 | 0 | 0 | 0 | 0
F8_Industrial_Other Industrial_New_Space Heating_Natural Gas_Retrocommissioning_A_Achievable Technical Potential | F8 | Industrial | Other Industrial | New | Space Heating | Natural Gas | Retrocommissioning | A | Incremental Summer Peak Savings (MW) | Achievable Technical Potential | 0 | 0 | 0 | 0 | 0 | 0 | 0 | 0 | 0 | 0 | 0 | 0 | 0 | 0 | 0 | 0 | 0 | 0 | 0 | 0 | 0 | 0 | 0 | 0 | 0 | 0 | 0 | 0 | 0 | 0 | 0
F9_Industrial_Other Industrial_New_Space Heating_Natural Gas_Retrocommissioning_A_Achievable Technical Potential | F9 | Industrial | Other Industrial | New | Space Heating | Natural Gas | Retrocommissioning | A | Incremental Winter Peak Savings (MW) | Achievable Technical Potential | 0 | 0 | 0 | 0 | 0 | 0 | 0 | 0 | 0 | 0 | 0 | 0 | 0 | 0 | 0 | 0 | 0 | 0 | 0 | 0 | 0 | 0 | 0 | 0 | 0 | 0 | 0 | 0 | 0 | 0 | 0
F10_Industrial_Other Industrial_New_Space Heating_Natural Gas_Retrocommissioning_A_Achievable Technical Potential | F10 | Industrial | Other Industrial | New | Space Heating | Natural Gas | Retrocommissioning | A | Cumulative Energy Savings (MWh or mTherms) | Achievable Technical Potential | 0 | 0 | 0 | 0 | 0 | 0 | 0 | 0 | 0 | 0 | 0 | 0 | 0 | 0 | 0 | 0 | 0 | 0 | 0 | 0 | 0 | 0 | 0 | 0 | 0 | 0 | 0 | 0 | 0 | 0 | 0
F11_Industrial_Other Industrial_New_Space Heating_Natural Gas_Retrocommissioning_A_Achievable Technical Potential | F11 | Industrial | Other Industrial | New | Space Heating | Natural Gas | Retrocommissioning | A | Cumulative Summer Peak Savings (MW) | Achievable Technical Potential | 0 | 0 | 0 | 0 | 0 | 0 | 0 | 0 | 0 | 0 | 0 | 0 | 0 | 0 | 0 | 0 | 0 | 0 | 0 | 0 | 0 | 0 | 0 | 0 | 0 | 0 | 0 | 0 | 0 | 0 | 0
F12_Industrial_Other Industrial_New_Space Heating_Natural Gas_Retrocommissioning_A_Achievable Technical Potential | F12 | Industrial | Other Industrial | New | Space Heating | Natural Gas | Retrocommissioning | A | Cumulative Winter Peak Savings (MW) | Achievable Technical Potential | 0 | 0 | 0 | 0 | 0 | 0 | 0 | 0 | 0 | 0 | 0 | 0 | 0 | 0 | 0 | 0 | 0 | 0 | 0 | 0 | 0 | 0 | 0 | 0 | 0 | 0 | 0 | 0 | 0 | 0 | 0
F13_Industrial_Other Industrial_New_Space Heating_Natural Gas_Retrocommissioning_A_Achievable Technical Potential | F13 | Industrial | Other Industrial | New | Space Heating | Natural Gas | Retrocommissioning | A | Purchases (Incremental) | Achievable Technical Potential | 0 | 0 | 0 | 0 | 0 | 0 | 0 | 0 | 0 | 0 | 0 | 0 | 0 | 0 | 0 | 0 | 0 | 0 | 0 | 0 | 0 | 0 | 0 | 0 | 0 | 0 | 0 | 0 | 0 | 0 | 0
F14_Industrial_Other Industrial_New_Space Heating_Natural Gas_Retrocommissioning_A_Achievable Technical Potential | F14 | Industrial | Other Industrial | New | Space Heating | Natural Gas | Retrocommissioning | A | Purchases (Cumulative) | Achievable Technical Potential | 0 | 0 | 0 | 0 | 0 | 0 | 0 | 0 | 0 | 0 | 0 | 0 | 0 | 0 | 0 | 0 | 0 | 0 | 0 | 0 | 0 | 0 | 0 | 0 | 0 | 0 | 0 | 0 | 0 | 0 | 0
F1_Industrial_Other Industrial_New_Process_Natural Gas_Retrocommissioning_A_Achievable Technical Potential | F1 | Industrial | Other Industrial | New | Process | Natural Gas | Retrocommissioning | A | Original Unit Energy Savings (kWh or therms) | Achievable Technical Potential | 0 | 0 | 0 | 0 | 0 | 0 | 0 | 0 | 0 | 0 | 0 | 0 | 0 | 0 | 0 | 0 | 0 | 0 | 0 | 0 | 0 | 0 | 0 | 0 | 0 | 0 | 0 | 0 | 0 | 0 | 0
F2_Industrial_Other Industrial_New_Process_Natural Gas_Retrocommissioning_A_Achievable Technical Potential | F2 | Industrial | Other Industrial | New | Process | Natural Gas | Retrocommissioning | A | Original Unit Summer Peak Savings (kW) | Achievable Technical Potential | 0 | 0 | 0 | 0 | 0 | 0 | 0 | 0 | 0 | 0 | 0 | 0 | 0 | 0 | 0 | 0 | 0 | 0 | 0 | 0 | 0 | 0 | 0 | 0 | 0 | 0 | 0 | 0 | 0 | 0 | 0
F3_Industrial_Other Industrial_New_Process_Natural Gas_Retrocommissioning_A_Achievable Technical Potential | F3 | Industrial | Other Industrial | New | Process | Natural Gas | Retrocommissioning | A | Original Unit Winter Peak Savings (kW) | Achievable Technical Potential | 0 | 0 | 0 | 0 | 0 | 0 | 0 | 0 | 0 | 0 | 0 | 0 | 0 | 0 | 0 | 0 | 0 | 0 | 0 | 0 | 0 | 0 | 0 | 0 | 0 | 0 | 0 | 0 | 0 | 0 | 0
F4_Industrial_Other Industrial_New_Process_Natural Gas_Retrocommissioning_A_Achievable Technical Potential | F4 | Industrial | Other Industrial | New | Process | Natural Gas | Retrocommissioning | A | Standalone Impact on Baseline Energy (%) | Achievable Technical Potential | 0% | 0% | 0% | 0% | 0% | 0% | 0% | 0% | 0% | 0% | 0% | 0% | 0% | 0% | 0% | 0% | 0% | 0% | 0% | 0% | 0% | 0% | 0% | 0% | 0 | 0 | 0 | 0 | 0 | 0 | 0
F5_Industrial_Other Industrial_New_Process_Natural Gas_Retrocommissioning_A_Achievable Technical Potential | F5 | Industrial | Other Industrial | New | Process | Natural Gas | Retrocommissioning | A | Standalone Impact on Baseline Summer Peak (%) | Achievable Technical Potential | 0% | 0% | 0% | 0% | 0% | 0% | 0% | 0% | 0% | 0% | 0% | 0% | 0% | 0% | 0% | 0% | 0% | 0% | 0% | 0% | 0% | 0% | 0% | 0% | 0 | 0 | 0 | 0 | 0 | 0 | 0
F6_Industrial_Other Industrial_New_Process_Natural Gas_Retrocommissioning_A_Achievable Technical Potential | F6 | Industrial | Other Industrial | New | Process | Natural Gas | Retrocommissioning | A | Standalone Impact on Baseline Winter Peak (%) | Achievable Technical Potential | 0% | 0% | 0% | 0% | 0% | 0% | 0% | 0% | 0% | 0% | 0% | 0% | 0% | 0% | 0% | 0% | 0% | 0% | 0% | 0% | 0% | 0% | 0% | 0% | 0 | 0 | 0 | 0 | 0 | 0 | 0
F7_Industrial_Other Industrial_New_Process_Natural Gas_Retrocommissioning_A_Achievable Technical Potential | F7 | Industrial | Other Industrial | New | Process | Natural Gas | Retrocommissioning | A | Incremental Energy Savings (MWh or mTherms) | Achievable Technical Potential | 0 | 0 | 0 | 0 | 0 | 0 | 0 | 0 | 0 | 0 | 0 | 0 | 0 | 0 | 0 | 0 | 0 | 0 | 0 | 0 | 0 | 0 | 0 | 0 | 0 | 0 | 0 | 0 | 0 | 0 | 0
F8_Industrial_Other Industrial_New_Process_Natural Gas_Retrocommissioning_A_Achievable Technical Potential | F8 | Industrial | Other Industrial | New | Process | Natural Gas | Retrocommissioning | A | Incremental Summer Peak Savings (MW) | Achievable Technical Potential | 0 | 0 | 0 | 0 | 0 | 0 | 0 | 0 | 0 | 0 | 0 | 0 | 0 | 0 | 0 | 0 | 0 | 0 | 0 | 0 | 0 | 0 | 0 | 0 | 0 | 0 | 0 | 0 | 0 | 0 | 0
F9_Industrial_Other Industrial_New_Process_Natural Gas_Retrocommissioning_A_Achievable Technical Potential | F9 | Industrial | Other Industrial | New | Process | Natural Gas | Retrocommissioning | A | Incremental Winter Peak Savings (MW) | Achievable Technical Potential | 0 | 0 | 0 | 0 | 0 | 0 | 0 | 0 | 0 | 0 | 0 | 0 | 0 | 0 | 0 | 0 | 0 | 0 | 0 | 0 | 0 | 0 | 0 | 0 | 0 | 0 | 0 | 0 | 0 | 0 | 0
F10_Industrial_Other Industrial_New_Process_Natural Gas_Retrocommissioning_A_Achievable Technical Potential | F10 | Industrial | Other Industrial | New | Process | Natural Gas | Retrocommissioning | A | Cumulative Energy Savings (MWh or mTherms) | Achievable Technical Potential | 0 | 0 | 0 | 0 | 0 | 0 | 0 | 0 | 0 | 0 | 0 | 0 | 0 | 0 | 0 | 0 | 0 | 0 | 0 | 0 | 0 | 0 | 0 | 0 | 0 | 0 | 0 | 0 | 0 | 0 | 0
F11_Industrial_Other Industrial_New_Process_Natural Gas_Retrocommissioning_A_Achievable Technical Potential | F11 | Industrial | Other Industrial | New | Process | Natural Gas | Retrocommissioning | A | Cumulative Summer Peak Savings (MW) | Achievable Technical Potential | 0 | 0 | 0 | 0 | 0 | 0 | 0 | 0 | 0 | 0 | 0 | 0 | 0 | 0 | 0 | 0 | 0 | 0 | 0 | 0 | 0 | 0 | 0 | 0 | 0 | 0 | 0 | 0 | 0 | 0 | 0
F12_Industrial_Other Industrial_New_Process_Natural Gas_Retrocommissioning_A_Achievable Technical Potential | F12 | Industrial | Other Industrial | New | Process | Natural Gas | Retrocommissioning | A | Cumulative Winter Peak Savings (MW) | Achievable Technical Potential | 0 | 0 | 0 | 0 | 0 | 0 | 0 | 0 | 0 | 0 | 0 | 0 | 0 | 0 | 0 | 0 | 0 | 0 | 0 | 0 | 0 | 0 | 0 | 0 | 0 | 0 | 0 | 0 | 0 | 0 | 0
F13_Industrial_Other Industrial_New_Process_Natural Gas_Retrocommissioning_A_Achievable Technical Potential | F13 | Industrial | Other Industrial | New | Process | Natural Gas | Retrocommissioning | A | Purchases (Incremental) | Achievable Technical Potential | 0 | 0 | 0 | 0 | 0 | 0 | 0 | 0 | 0 | 0 | 0 | 0 | 0 | 0 | 0 | 0 | 0 | 0 | 0 | 0 | 0 | 0 | 0 | 0 | 0 | 0 | 0 | 0 | 0 | 0 | 0
F14_Industrial_Other Industrial_New_Process_Natural Gas_Retrocommissioning_A_Achievable Technical Potential | F14 | Industrial | Other Industrial | New | Process | Natural Gas | Retrocommissioning | A | Purchases (Cumulative) | Achievable Technical Potential | 0 | 0 | 0 | 0 | 0 | 0 | 0 | 0 | 0 | 0 | 0 | 0 | 0 | 0 | 0 | 0 | 0 | 0 | 0 | 0 | 0 | 0 | 0 | 0 | 0 | 0 | 0 | 0 | 0 | 0 | 0
F1_Industrial_Food Products_Existing_Space Heating_Natural Gas_Condensing RTU_A_Achievable Technical Potential | F1 | Industrial | Food Products | Existing | Space Heating | Natural Gas | Condensing RTU | A | Original Unit Energy Savings (kWh or therms) | Achievable Technical Potential | 0 | 0 | 0 | 0 | 0 | 23.6703 | 23.4566 | 23.1849 | 22.909 | 22.6321 | 22.3612 | 22.0925 | 21.8397 | 21.6017 | 21.3615 | 21.1515 | 20.9534 | 20.7674 | 20.5923 | 20.4153 | 20.2437 | 20.0731 | 19.8972 | 19.7283 | 19.5658 | 19.4136 | 19.271 | 19.1374 | 19.0123 | 18.8951 | 18.7852
F2_Industrial_Food Products_Existing_Space Heating_Natural Gas_Condensing RTU_A_Achievable Technical Potential | F2 | Industrial | Food Products | Existing | Space Heating | Natural Gas | Condensing RTU | A | Original Unit Summer Peak Savings (kW) | Achievable Technical Potential | 0 | 0 | 0 | 0 | 0 | 0 | 0 | 0 | 0 | 0 | 0 | 0 | 0 | 0 | 0 | 0 | 0 | 0 | 0 | 0 | 0 | 0 | 0 | 0 | 0 | 0 | 0 | 0 | 0 | 0 | 0
F3_Industrial_Food Products_Existing_Space Heating_Natural Gas_Condensing RTU_A_Achievable Technical Potential | F3 | Industrial | Food Products | Existing | Space Heating | Natural Gas | Condensing RTU | A | Original Unit Winter Peak Savings (kW) | Achievable Technical Potential | 0 | 0 | 0 | 0 | 0 | 0 | 0 | 0 | 0 | 0 | 0 | 0 | 0 | 0 | 0 | 0 | 0 | 0 | 0 | 0 | 0 | 0 | 0 | 0 | 0 | 0 | 0 | 0 | 0 | 0 | 0
F4_Industrial_Food Products_Existing_Space Heating_Natural Gas_Condensing RTU_A_Achievable Technical Potential | F4 | Industrial | Food Products | Existing | Space Heating | Natural Gas | Condensing RTU | A | Standalone Impact on Baseline Energy (%) | Achievable Technical Potential | 0% | 0% | 0% | 0% | 0% | 0% | 0% | 0% | 0% | 0% | 0% | 0% | 0% | 0% | 0% | 0% | 0% | 0% | 0% | 0% | 0% | 0% | 0% | 0% | 0 | 0 | 0 | 0 | 0 | 0 | 0
F5_Industrial_Food Products_Existing_Space Heating_Natural Gas_Condensing RTU_A_Achievable Technical Potential | F5 | Industrial | Food Products | Existing | Space Heating | Natural Gas | Condensing RTU | A | Standalone Impact on Baseline Summer Peak (%) | Achievable Technical Potential | 0% | 0% | 0% | 0% | 0% | 0% | 0% | 0% | 0% | 0% | 0% | 0% | 0% | 0% | 0% | 0% | 0% | 0% | 0% | 0% | 0% | 0% | 0% | 0% | 0 | 0 | 0 | 0 | 0 | 0 | 0
F6_Industrial_Food Products_Existing_Space Heating_Natural Gas_Condensing RTU_A_Achievable Technical Potential | F6 | Industrial | Food Products | Existing | Space Heating | Natural Gas | Condensing RTU | A | Standalone Impact on Baseline Winter Peak (%) | Achievable Technical Potential | 0% | 0% | 0% | 0% | 0% | 0% | 0% | 0% | 0% | 0% | 0% | 0% | 0% | 0% | 0% | 0% | 0% | 0% | 0% | 0% | 0% | 0% | 0% | 0% | 0 | 0 | 0 | 0 | 0 | 0 | 0
F7_Industrial_Food Products_Existing_Space Heating_Natural Gas_Condensing RTU_A_Achievable Technical Potential | F7 | Industrial | Food Products | Existing | Space Heating | Natural Gas | Condensing RTU | A | Incremental Energy Savings (MWh or mTherms) | Achievable Technical Potential | 0 | 0 | 0 | 0 | 0 | 0 | 0 | 0 | 0 | 0 | 0 | 0 | 0 | 0 | 0 | 0 | 0 | 0 | 0 | 0 | 0 | 0 | 0 | 0 | 0 | 0 | 0 | 0 | 0 | 0 | 0
F8_Industrial_Food Products_Existing_Space Heating_Natural Gas_Condensing RTU_A_Achievable Technical Potential | F8 | Industrial | Food Products | Existing | Space Heating | Natural Gas | Condensing RTU | A | Incremental Summer Peak Savings (MW) | Achievable Technical Potential | 0 | 0 | 0 | 0 | 0 | 0 | 0 | 0 | 0 | 0 | 0 | 0 | 0 | 0 | 0 | 0 | 0 | 0 | 0 | 0 | 0 | 0 | 0 | 0 | 0 | 0 | 0 | 0 | 0 | 0 | 0
F9_Industrial_Food Products_Existing_Space Heating_Natural Gas_Condensing RTU_A_Achievable Technical Potential | F9 | Industrial | Food Products | Existing | Space Heating | Natural Gas | Condensing RTU | A | Incremental Winter Peak Savings (MW) | Achievable Technical Potential | 0 | 0 | 0 | 0 | 0 | 0 | 0 | 0 | 0 | 0 | 0 | 0 | 0 | 0 | 0 | 0 | 0 | 0 | 0 | 0 | 0 | 0 | 0 | 0 | 0 | 0 | 0 | 0 | 0 | 0 | 0
F10_Industrial_Food Products_Existing_Space Heating_Natural Gas_Condensing RTU_A_Achievable Technical Potential | F10 | Industrial | Food Products | Existing | Space Heating | Natural Gas | Condensing RTU | A | Cumulative Energy Savings (MWh or mTherms) | Achievable Technical Potential | 0 | 0 | 0 | 0 | 0 | 0 | 0 | 0 | 0 | 0 | 0 | 0 | 0 | 0 | 0 | 0 | 0 | 0 | 0 | 0 | 0 | 0 | 0 | 0 | 0 | 0 | 0 | 0 | 0 | 0 | 0
F11_Industrial_Food Products_Existing_Space Heating_Natural Gas_Condensing RTU_A_Achievable Technical Potential | F11 | Industrial | Food Products | Existing | Space Heating | Natural Gas | Condensing RTU | A | Cumulative Summer Peak Savings (MW) | Achievable Technical Potential | 0 | 0 | 0 | 0 | 0 | 0 | 0 | 0 | 0 | 0 | 0 | 0 | 0 | 0 | 0 | 0 | 0 | 0 | 0 | 0 | 0 | 0 | 0 | 0 | 0 | 0 | 0 | 0 | 0 | 0 | 0
F12_Industrial_Food Products_Existing_Space Heating_Natural Gas_Condensing RTU_A_Achievable Technical Potential | F12 | Industrial | Food Products | Existing | Space Heating | Natural Gas | Condensing RTU | A | Cumulative Winter Peak Savings (MW) | Achievable Technical Potential | 0 | 0 | 0 | 0 | 0 | 0 | 0 | 0 | 0 | 0 | 0 | 0 | 0 | 0 | 0 | 0 | 0 | 0 | 0 | 0 | 0 | 0 | 0 | 0 | 0 | 0 | 0 | 0 | 0 | 0 | 0
F13_Industrial_Food Products_Existing_Space Heating_Natural Gas_Condensing RTU_A_Achievable Technical Potential | F13 | Industrial | Food Products | Existing | Space Heating | Natural Gas | Condensing RTU | A | Purchases (Incremental) | Achievable Technical Potential | 0 | 0 | 0 | 0 | 0 | 0 | 0 | 0 | 0 | 0 | 0 | 0 | 0 | 0 | 0 | 0 | 0 | 0 | 0 | 0 | 0 | 0 | 0 | 0 | 0 | 0 | 0 | 0 | 0 | 0 | 0
F14_Industrial_Food Products_Existing_Space Heating_Natural Gas_Condensing RTU_A_Achievable Technical Potential | F14 | Industrial | Food Products | Existing | Space Heating | Natural Gas | Condensing RTU | A | Purchases (Cumulative) | Achievable Technical Potential | 0 | 0 | 0 | 0 | 0 | 0 | 0 | 0 | 0 | 0 | 0 | 0 | 0 | 0 | 0 | 0 | 0 | 0 | 0 | 0 | 0 | 0 | 0 | 0 | 0 | 0 | 0 | 0 | 0 | 0 | 0
F1_Industrial_Food Products_New_Space Heating_Natural Gas_Condensing RTU_A_Achievable Technical Potential | F1 | Industrial | Food Products | New | Space Heating | Natural Gas | Condensing RTU | A | Original Unit Energy Savings (kWh or therms) | Achievable Technical Potential | 0 | 0 | 0 | 0 | 0 | 0 | 0 | 0 | 0 | 0 | 0 | 0 | 0 | 0 | 0 | 0 | 0 | 0 | 0 | 0 | 0 | 0 | 0 | 0 | 0 | 0 | 0 | 0 | 0 | 0 | 0
F2_Industrial_Food Products_New_Space Heating_Natural Gas_Condensing RTU_A_Achievable Technical Potential | F2 | Industrial | Food Products | New | Space Heating | Natural Gas | Condensing RTU | A | Original Unit Summer Peak Savings (kW) | Achievable Technical Potential | 0 | 0 | 0 | 0 | 0 | 0 | 0 | 0 | 0 | 0 | 0 | 0 | 0 | 0 | 0 | 0 | 0 | 0 | 0 | 0 | 0 | 0 | 0 | 0 | 0 | 0 | 0 | 0 | 0 | 0 | 0
F3_Industrial_Food Products_New_Space Heating_Natural Gas_Condensing RTU_A_Achievable Technical Potential | F3 | Industrial | Food Products | New | Space Heating | Natural Gas | Condensing RTU | A | Original Unit Winter Peak Savings (kW) | Achievable Technical Potential | 0 | 0 | 0 | 0 | 0 | 0 | 0 | 0 | 0 | 0 | 0 | 0 | 0 | 0 | 0 | 0 | 0 | 0 | 0 | 0 | 0 | 0 | 0 | 0 | 0 | 0 | 0 | 0 | 0 | 0 | 0
F4_Industrial_Food Products_New_Space Heating_Natural Gas_Condensing RTU_A_Achievable Technical Potential | F4 | Industrial | Food Products | New | Space Heating | Natural Gas | Condensing RTU | A | Standalone Impact on Baseline Energy (%) | Achievable Technical Potential | 0% | 0% | 0% | 0% | 0% | 0% | 0% | 0% | 0% | 0% | 0% | 0% | 0% | 0% | 0% | 0% | 0% | 0% | 0% | 0% | 0% | 0% | 0% | 0% | 0 | 0 | 0 | 0 | 0 | 0 | 0
F5_Industrial_Food Products_New_Space Heating_Natural Gas_Condensing RTU_A_Achievable Technical Potential | F5 | Industrial | Food Products | New | Space Heating | Natural Gas | Condensing RTU | A | Standalone Impact on Baseline Summer Peak (%) | Achievable Technical Potential | 0% | 0% | 0% | 0% | 0% | 0% | 0% | 0% | 0% | 0% | 0% | 0% | 0% | 0% | 0% | 0% | 0% | 0% | 0% | 0% | 0% | 0% | 0% | 0% | 0 | 0 | 0 | 0 | 0 | 0 | 0
F6_Industrial_Food Products_New_Space Heating_Natural Gas_Condensing RTU_A_Achievable Technical Potential | F6 | Industrial | Food Products | New | Space Heating | Natural Gas | Condensing RTU | A | Standalone Impact on Baseline Winter Peak (%) | Achievable Technical Potential | 0% | 0% | 0% | 0% | 0% | 0% | 0% | 0% | 0% | 0% | 0% | 0% | 0% | 0% | 0% | 0% | 0% | 0% | 0% | 0% | 0% | 0% | 0% | 0% | 0 | 0 | 0 | 0 | 0 | 0 | 0
F7_Industrial_Food Products_New_Space Heating_Natural Gas_Condensing RTU_A_Achievable Technical Potential | F7 | Industrial | Food Products | New | Space Heating | Natural Gas | Condensing RTU | A | Incremental Energy Savings (MWh or mTherms) | Achievable Technical Potential | 0 | 0 | 0 | 0 | 0 | 0 | 0 | 0 | 0 | 0 | 0 | 0 | 0 | 0 | 0 | 0 | 0 | 0 | 0 | 0 | 0 | 0 | 0 | 0 | 0 | 0 | 0 | 0 | 0 | 0 | 0
F8_Industrial_Food Products_New_Space Heating_Natural Gas_Condensing RTU_A_Achievable Technical Potential | F8 | Industrial | Food Products | New | Space Heating | Natural Gas | Condensing RTU | A | Incremental Summer Peak Savings (MW) | Achievable Technical Potential | 0 | 0 | 0 | 0 | 0 | 0 | 0 | 0 | 0 | 0 | 0 | 0 | 0 | 0 | 0 | 0 | 0 | 0 | 0 | 0 | 0 | 0 | 0 | 0 | 0 | 0 | 0 | 0 | 0 | 0 | 0
F9_Industrial_Food Products_New_Space Heating_Natural Gas_Condensing RTU_A_Achievable Technical Potential | F9 | Industrial | Food Products | New | Space Heating | Natural Gas | Condensing RTU | A | Incremental Winter Peak Savings (MW) | Achievable Technical Potential | 0 | 0 | 0 | 0 | 0 | 0 | 0 | 0 | 0 | 0 | 0 | 0 | 0 | 0 | 0 | 0 | 0 | 0 | 0 | 0 | 0 | 0 | 0 | 0 | 0 | 0 | 0 | 0 | 0 | 0 | 0
F10_Industrial_Food Products_New_Space Heating_Natural Gas_Condensing RTU_A_Achievable Technical Potential | F10 | Industrial | Food Products | New | Space Heating | Natural Gas | Condensing RTU | A | Cumulative Energy Savings (MWh or mTherms) | Achievable Technical Potential | 0 | 0 | 0 | 0 | 0 | 0 | 0 | 0 | 0 | 0 | 0 | 0 | 0 | 0 | 0 | 0 | 0 | 0 | 0 | 0 | 0 | 0 | 0 | 0 | 0 | 0 | 0 | 0 | 0 | 0 | 0
F11_Industrial_Food Products_New_Space Heating_Natural Gas_Condensing RTU_A_Achievable Technical Potential | F11 | Industrial | Food Products | New | Space Heating | Natural Gas | Condensing RTU | A | Cumulative Summer Peak Savings (MW) | Achievable Technical Potential | 0 | 0 | 0 | 0 | 0 | 0 | 0 | 0 | 0 | 0 | 0 | 0 | 0 | 0 | 0 | 0 | 0 | 0 | 0 | 0 | 0 | 0 | 0 | 0 | 0 | 0 | 0 | 0 | 0 | 0 | 0
F12_Industrial_Food Products_New_Space Heating_Natural Gas_Condensing RTU_A_Achievable Technical Potential | F12 | Industrial | Food Products | New | Space Heating | Natural Gas | Condensing RTU | A | Cumulative Winter Peak Savings (MW) | Achievable Technical Potential | 0 | 0 | 0 | 0 | 0 | 0 | 0 | 0 | 0 | 0 | 0 | 0 | 0 | 0 | 0 | 0 | 0 | 0 | 0 | 0 | 0 | 0 | 0 | 0 | 0 | 0 | 0 | 0 | 0 | 0 | 0
F13_Industrial_Food Products_New_Space Heating_Natural Gas_Condensing RTU_A_Achievable Technical Potential | F13 | Industrial | Food Products | New | Space Heating | Natural Gas | Condensing RTU | A | Purchases (Incremental) | Achievable Technical Potential | 0 | 0 | 0 | 0 | 0 | 0 | 0 | 0 | 0 | 0 | 0 | 0 | 0 | 0 | 0 | 0 | 0 | 0 | 0 | 0 | 0 | 0 | 0 | 0 | 0 | 0 | 0 | 0 | 0 | 0 | 0
F14_Industrial_Food Products_New_Space Heating_Natural Gas_Condensing RTU_A_Achievable Technical Potential | F14 | Industrial | Food Products | New | Space Heating | Natural Gas | Condensing RTU | A | Purchases (Cumulative) | Achievable Technical Potential | 0 | 0 | 0 | 0 | 0 | 0 | 0 | 0 | 0 | 0 | 0 | 0 | 0 | 0 | 0 | 0 | 0 | 0 | 0 | 0 | 0 | 0 | 0 | 0 | 0 | 0 | 0 | 0 | 0 | 0 | 0
F1_Industrial_Agriculture_Existing_Space Heating_Natural Gas_Condensing RTU_A_Achievable Technical Potential | F1 | Industrial | Agriculture | Existing | Space Heating | Natural Gas | Condensing RTU | A | Original Unit Energy Savings (kWh or therms) | Achievable Technical Potential | 0 | 0 | 0 | 0 | 0 | 11.4532 | 11.3498 | 11.2183 | 11.0848 | 10.9508 | 10.8198 | 10.6898 | 10.5674 | 10.4523 | 10.3361 | 10.2344 | 10.1386 | 10.0486 | 9.9639 | 9.8782 | 9.7952 | 9.7126 | 9.6275 | 9.5458 | 9.4672 | 9.3935 | 9.3245 | 9.2599 | 9.1993 | 9.1426 | 9.0895
F2_Industrial_Agriculture_Existing_Space Heating_Natural Gas_Condensing RTU_A_Achievable Technical Potential | F2 | Industrial | Agriculture | Existing | Space Heating | Natural Gas | Condensing RTU | A | Original Unit Summer Peak Savings (kW) | Achievable Technical Potential | 0 | 0 | 0 | 0 | 0 | 0 | 0 | 0 | 0 | 0 | 0 | 0 | 0 | 0 | 0 | 0 | 0 | 0 | 0 | 0 | 0 | 0 | 0 | 0 | 0 | 0 | 0 | 0 | 0 | 0 | 0
F3_Industrial_Agriculture_Existing_Space Heating_Natural Gas_Condensing RTU_A_Achievable Technical Potential | F3 | Industrial | Agriculture | Existing | Space Heating | Natural Gas | Condensing RTU | A | Original Unit Winter Peak Savings (kW) | Achievable Technical Potential | 0 | 0 | 0 | 0 | 0 | 0 | 0 | 0 | 0 | 0 | 0 | 0 | 0 | 0 | 0 | 0 | 0 | 0 | 0 | 0 | 0 | 0 | 0 | 0 | 0 | 0 | 0 | 0 | 0 | 0 | 0
F4_Industrial_Agriculture_Existing_Space Heating_Natural Gas_Condensing RTU_A_Achievable Technical Potential | F4 | Industrial | Agriculture | Existing | Space Heating | Natural Gas | Condensing RTU | A | Standalone Impact on Baseline Energy (%) | Achievable Technical Potential | 0% | 0% | 0% | 0% | 0% | 0% | 0% | 0% | 0% | 0% | 0% | 0% | 0% | 0% | 0% | 0% | 0% | 0% | 0% | 0% | 0% | 0% | 0% | 0% | 0 | 0 | 0 | 0 | 0 | 0 | 0
F5_Industrial_Agriculture_Existing_Space Heating_Natural Gas_Condensing RTU_A_Achievable Technical Potential | F5 | Industrial | Agriculture | Existing | Space Heating | Natural Gas | Condensing RTU | A | Standalone Impact on Baseline Summer Peak (%) | Achievable Technical Potential | 0% | 0% | 0% | 0% | 0% | 0% | 0% | 0% | 0% | 0% | 0% | 0% | 0% | 0% | 0% | 0% | 0% | 0% | 0% | 0% | 0% | 0% | 0% | 0% | 0 | 0 | 0 | 0 | 0 | 0 | 0
F6_Industrial_Agriculture_Existing_Space Heating_Natural Gas_Condensing RTU_A_Achievable Technical Potential | F6 | Industrial | Agriculture | Existing | Space Heating | Natural Gas | Condensing RTU | A | Standalone Impact on Baseline Winter Peak (%) | Achievable Technical Potential | 0% | 0% | 0% | 0% | 0% | 0% | 0% | 0% | 0% | 0% | 0% | 0% | 0% | 0% | 0% | 0% | 0% | 0% | 0% | 0% | 0% | 0% | 0% | 0% | 0 | 0 | 0 | 0 | 0 | 0 | 0
F7_Industrial_Agriculture_Existing_Space Heating_Natural Gas_Condensing RTU_A_Achievable Technical Potential | F7 | Industrial | Agriculture | Existing | Space Heating | Natural Gas | Condensing RTU | A | Incremental Energy Savings (MWh or mTherms) | Achievable Technical Potential | 0 | 0 | 0 | 0 | 0 | 0 | 0 | 0 | 0 | 0 | 0 | 0 | 0 | 0 | 0 | 0 | 0 | 0 | 0 | 0 | 0 | 0 | 0 | 0 | 0 | 0 | 0 | 0 | 0 | 0 | 0
F8_Industrial_Agriculture_Existing_Space Heating_Natural Gas_Condensing RTU_A_Achievable Technical Potential | F8 | Industrial | Agriculture | Existing | Space Heating | Natural Gas | Condensing RTU | A | Incremental Summer Peak Savings (MW) | Achievable Technical Potential | 0 | 0 | 0 | 0 | 0 | 0 | 0 | 0 | 0 | 0 | 0 | 0 | 0 | 0 | 0 | 0 | 0 | 0 | 0 | 0 | 0 | 0 | 0 | 0 | 0 | 0 | 0 | 0 | 0 | 0 | 0
F9_Industrial_Agriculture_Existing_Space Heating_Natural Gas_Condensing RTU_A_Achievable Technical Potential | F9 | Industrial | Agriculture | Existing | Space Heating | Natural Gas | Condensing RTU | A | Incremental Winter Peak Savings (MW) | Achievable Technical Potential | 0 | 0 | 0 | 0 | 0 | 0 | 0 | 0 | 0 | 0 | 0 | 0 | 0 | 0 | 0 | 0 | 0 | 0 | 0 | 0 | 0 | 0 | 0 | 0 | 0 | 0 | 0 | 0 | 0 | 0 | 0
F10_Industrial_Agriculture_Existing_Space Heating_Natural Gas_Condensing RTU_A_Achievable Technical Potential | F10 | Industrial | Agriculture | Existing | Space Heating | Natural Gas | Condensing RTU | A | Cumulative Energy Savings (MWh or mTherms) | Achievable Technical Potential | 0 | 0 | 0 | 0 | 0 | 0 | 0 | 0 | 0 | 0 | 0 | 0 | 0 | 0 | 0 | 0 | 0 | 0 | 0 | 0 | 0 | 0 | 0 | 0 | 0 | 0 | 0 | 0 | 0 | 0 | 0
F11_Industrial_Agriculture_Existing_Space Heating_Natural Gas_Condensing RTU_A_Achievable Technical Potential | F11 | Industrial | Agriculture | Existing | Space Heating | Natural Gas | Condensing RTU | A | Cumulative Summer Peak Savings (MW) | Achievable Technical Potential | 0 | 0 | 0 | 0 | 0 | 0 | 0 | 0 | 0 | 0 | 0 | 0 | 0 | 0 | 0 | 0 | 0 | 0 | 0 | 0 | 0 | 0 | 0 | 0 | 0 | 0 | 0 | 0 | 0 | 0 | 0
F12_Industrial_Agriculture_Existing_Space Heating_Natural Gas_Condensing RTU_A_Achievable Technical Potential | F12 | Industrial | Agriculture | Existing | Space Heating | Natural Gas | Condensing RTU | A | Cumulative Winter Peak Savings (MW) | Achievable Technical Potential | 0 | 0 | 0 | 0 | 0 | 0 | 0 | 0 | 0 | 0 | 0 | 0 | 0 | 0 | 0 | 0 | 0 | 0 | 0 | 0 | 0 | 0 | 0 | 0 | 0 | 0 | 0 | 0 | 0 | 0 | 0
F13_Industrial_Agriculture_Existing_Space Heating_Natural Gas_Condensing RTU_A_Achievable Technical Potential | F13 | Industrial | Agriculture | Existing | Space Heating | Natural Gas | Condensing RTU | A | Purchases (Incremental) | Achievable Technical Potential | 0 | 0 | 0 | 0 | 0 | 0 | 0 | 0 | 0 | 0 | 0 | 0 | 0 | 0 | 0 | 0 | 0 | 0 | 0 | 0 | 0 | 0 | 0 | 0 | 0 | 0 | 0 | 0 | 0 | 0 | 0
F14_Industrial_Agriculture_Existing_Space Heating_Natural Gas_Condensing RTU_A_Achievable Technical Potential | F14 | Industrial | Agriculture | Existing | Space Heating | Natural Gas | Condensing RTU | A | Purchases (Cumulative) | Achievable Technical Potential | 0 | 0 | 0 | 0 | 0 | 0 | 0 | 0 | 0 | 0 | 0 | 0 | 0 | 0 | 0 | 0 | 0 | 0 | 0 | 0 | 0 | 0 | 0 | 0 | 0 | 0 | 0 | 0 | 0 | 0 | 0
F1_Industrial_Agriculture_New_Space Heating_Natural Gas_Condensing RTU_A_Achievable Technical Potential | F1 | Industrial | Agriculture | New | Space Heating | Natural Gas | Condensing RTU | A | Original Unit Energy Savings (kWh or therms) | Achievable Technical Potential | 0 | 0 | 0 | 0 | 0 | 0 | 0 | 0 | 0 | 0 | 0 | 0 | 0 | 0 | 0 | 0 | 0 | 0 | 0 | 0 | 0 | 0 | 0 | 0 | 0 | 0 | 0 | 0 | 0 | 0 | 0
F2_Industrial_Agriculture_New_Space Heating_Natural Gas_Condensing RTU_A_Achievable Technical Potential | F2 | Industrial | Agriculture | New | Space Heating | Natural Gas | Condensing RTU | A | Original Unit Summer Peak Savings (kW) | Achievable Technical Potential | 0 | 0 | 0 | 0 | 0 | 0 | 0 | 0 | 0 | 0 | 0 | 0 | 0 | 0 | 0 | 0 | 0 | 0 | 0 | 0 | 0 | 0 | 0 | 0 | 0 | 0 | 0 | 0 | 0 | 0 | 0
F3_Industrial_Agriculture_New_Space Heating_Natural Gas_Condensing RTU_A_Achievable Technical Potential | F3 | Industrial | Agriculture | New | Space Heating | Natural Gas | Condensing RTU | A | Original Unit Winter Peak Savings (kW) | Achievable Technical Potential | 0 | 0 | 0 | 0 | 0 | 0 | 0 | 0 | 0 | 0 | 0 | 0 | 0 | 0 | 0 | 0 | 0 | 0 | 0 | 0 | 0 | 0 | 0 | 0 | 0 | 0 | 0 | 0 | 0 | 0 | 0
F4_Industrial_Agriculture_New_Space Heating_Natural Gas_Condensing RTU_A_Achievable Technical Potential | F4 | Industrial | Agriculture | New | Space Heating | Natural Gas | Condensing RTU | A | Standalone Impact on Baseline Energy (%) | Achievable Technical Potential | 0% | 0% | 0% | 0% | 0% | 0% | 0% | 0% | 0% | 0% | 0% | 0% | 0% | 0% | 0% | 0% | 0% | 0% | 0% | 0% | 0% | 0% | 0% | 0% | 0 | 0 | 0 | 0 | 0 | 0 | 0
F5_Industrial_Agriculture_New_Space Heating_Natural Gas_Condensing RTU_A_Achievable Technical Potential | F5 | Industrial | Agriculture | New | Space Heating | Natural Gas | Condensing RTU | A | Standalone Impact on Baseline Summer Peak (%) | Achievable Technical Potential | 0% | 0% | 0% | 0% | 0% | 0% | 0% | 0% | 0% | 0% | 0% | 0% | 0% | 0% | 0% | 0% | 0% | 0% | 0% | 0% | 0% | 0% | 0% | 0% | 0 | 0 | 0 | 0 | 0 | 0 | 0
F6_Industrial_Agriculture_New_Space Heating_Natural Gas_Condensing RTU_A_Achievable Technical Potential | F6 | Industrial | Agriculture | New | Space Heating | Natural Gas | Condensing RTU | A | Standalone Impact on Baseline Winter Peak (%) | Achievable Technical Potential | 0% | 0% | 0% | 0% | 0% | 0% | 0% | 0% | 0% | 0% | 0% | 0% | 0% | 0% | 0% | 0% | 0% | 0% | 0% | 0% | 0% | 0% | 0% | 0% | 0 | 0 | 0 | 0 | 0 | 0 | 0
F7_Industrial_Agriculture_New_Space Heating_Natural Gas_Condensing RTU_A_Achievable Technical Potential | F7 | Industrial | Agriculture | New | Space Heating | Natural Gas | Condensing RTU | A | Incremental Energy Savings (MWh or mTherms) | Achievable Technical Potential | 0 | 0 | 0 | 0 | 0 | 0 | 0 | 0 | 0 | 0 | 0 | 0 | 0 | 0 | 0 | 0 | 0 | 0 | 0 | 0 | 0 | 0 | 0 | 0 | 0 | 0 | 0 | 0 | 0 | 0 | 0
F8_Industrial_Agriculture_New_Space Heating_Natural Gas_Condensing RTU_A_Achievable Technical Potential | F8 | Industrial | Agriculture | New | Space Heating | Natural Gas | Condensing RTU | A | Incremental Summer Peak Savings (MW) | Achievable Technical Potential | 0 | 0 | 0 | 0 | 0 | 0 | 0 | 0 | 0 | 0 | 0 | 0 | 0 | 0 | 0 | 0 | 0 | 0 | 0 | 0 | 0 | 0 | 0 | 0 | 0 | 0 | 0 | 0 | 0 | 0 | 0
F9_Industrial_Agriculture_New_Space Heating_Natural Gas_Condensing RTU_A_Achievable Technical Potential | F9 | Industrial | Agriculture | New | Space Heating | Natural Gas | Condensing RTU | A | Incremental Winter Peak Savings (MW) | Achievable Technical Potential | 0 | 0 | 0 | 0 | 0 | 0 | 0 | 0 | 0 | 0 | 0 | 0 | 0 | 0 | 0 | 0 | 0 | 0 | 0 | 0 | 0 | 0 | 0 | 0 | 0 | 0 | 0 | 0 | 0 | 0 | 0
F10_Industrial_Agriculture_New_Space Heating_Natural Gas_Condensing RTU_A_Achievable Technical Potential | F10 | Industrial | Agriculture | New | Space Heating | Natural Gas | Condensing RTU | A | Cumulative Energy Savings (MWh or mTherms) | Achievable Technical Potential | 0 | 0 | 0 | 0 | 0 | 0 | 0 | 0 | 0 | 0 | 0 | 0 | 0 | 0 | 0 | 0 | 0 | 0 | 0 | 0 | 0 | 0 | 0 | 0 | 0 | 0 | 0 | 0 | 0 | 0 | 0
F11_Industrial_Agriculture_New_Space Heating_Natural Gas_Condensing RTU_A_Achievable Technical Potential | F11 | Industrial | Agriculture | New | Space Heating | Natural Gas | Condensing RTU | A | Cumulative Summer Peak Savings (MW) | Achievable Technical Potential | 0 | 0 | 0 | 0 | 0 | 0 | 0 | 0 | 0 | 0 | 0 | 0 | 0 | 0 | 0 | 0 | 0 | 0 | 0 | 0 | 0 | 0 | 0 | 0 | 0 | 0 | 0 | 0 | 0 | 0 | 0
F12_Industrial_Agriculture_New_Space Heating_Natural Gas_Condensing RTU_A_Achievable Technical Potential | F12 | Industrial | Agriculture | New | Space Heating | Natural Gas | Condensing RTU | A | Cumulative Winter Peak Savings (MW) | Achievable Technical Potential | 0 | 0 | 0 | 0 | 0 | 0 | 0 | 0 | 0 | 0 | 0 | 0 | 0 | 0 | 0 | 0 | 0 | 0 | 0 | 0 | 0 | 0 | 0 | 0 | 0 | 0 | 0 | 0 | 0 | 0 | 0
F13_Industrial_Agriculture_New_Space Heating_Natural Gas_Condensing RTU_A_Achievable Technical Potential | F13 | Industrial | Agriculture | New | Space Heating | Natural Gas | Condensing RTU | A | Purchases (Incremental) | Achievable Technical Potential | 0 | 0 | 0 | 0 | 0 | 0 | 0 | 0 | 0 | 0 | 0 | 0 | 0 | 0 | 0 | 0 | 0 | 0 | 0 | 0 | 0 | 0 | 0 | 0 | 0 | 0 | 0 | 0 | 0 | 0 | 0
F14_Industrial_Agriculture_New_Space Heating_Natural Gas_Condensing RTU_A_Achievable Technical Potential | F14 | Industrial | Agriculture | New | Space Heating | Natural Gas | Condensing RTU | A | Purchases (Cumulative) | Achievable Technical Potential | 0 | 0 | 0 | 0 | 0 | 0 | 0 | 0 | 0 | 0 | 0 | 0 | 0 | 0 | 0 | 0 | 0 | 0 | 0 | 0 | 0 | 0 | 0 | 0 | 0 | 0 | 0 | 0 | 0 | 0 | 0
F1_Industrial_Primary Metals_Existing_Space Heating_Natural Gas_Condensing RTU_A_Achievable Technical Potential | F1 | Industrial | Primary Metals | Existing | Space Heating | Natural Gas | Condensing RTU | A | Original Unit Energy Savings (kWh or therms) | Achievable Technical Potential | 0 | 0 | 0 | 0 | 0 | 37.5419 | 37.2031 | 36.7721 | 36.3346 | 35.8954 | 35.4657 | 35.0396 | 34.6385 | 34.2611 | 33.8802 | 33.5471 | 33.2328 | 32.9378 | 32.6602 | 32.3794 | 32.1072 | 31.8366 | 31.5577 | 31.2898 | 31.0321 | 30.7906 | 30.5645 | 30.3527 | 30.1542 | 29.9683 | 29.7941
F2_Industrial_Primary Metals_Existing_Space Heating_Natural Gas_Condensing RTU_A_Achievable Technical Potential | F2 | Industrial | Primary Metals | Existing | Space Heating | Natural Gas | Condensing RTU | A | Original Unit Summer Peak Savings (kW) | Achievable Technical Potential | 0 | 0 | 0 | 0 | 0 | 0 | 0 | 0 | 0 | 0 | 0 | 0 | 0 | 0 | 0 | 0 | 0 | 0 | 0 | 0 | 0 | 0 | 0 | 0 | 0 | 0 | 0 | 0 | 0 | 0 | 0
F3_Industrial_Primary Metals_Existing_Space Heating_Natural Gas_Condensing RTU_A_Achievable Technical Potential | F3 | Industrial | Primary Metals | Existing | Space Heating | Natural Gas | Condensing RTU | A | Original Unit Winter Peak Savings (kW) | Achievable Technical Potential | 0 | 0 | 0 | 0 | 0 | 0 | 0 | 0 | 0 | 0 | 0 | 0 | 0 | 0 | 0 | 0 | 0 | 0 | 0 | 0 | 0 | 0 | 0 | 0 | 0 | 0 | 0 | 0 | 0 | 0 | 0
F4_Industrial_Primary Metals_Existing_Space Heating_Natural Gas_Condensing RTU_A_Achievable Technical Potential | F4 | Industrial | Primary Metals | Existing | Space Heating | Natural Gas | Condensing RTU | A | Standalone Impact on Baseline Energy (%) | Achievable Technical Potential | 0% | 0% | 0% | 0% | 0% | 0% | 0% | 0% | 0% | 0% | 0% | 0% | 0% | 0% | 0% | 0% | 0% | 0% | 0% | 0% | 0% | 0% | 0% | 0% | 0 | 0 | 0 | 0 | 0 | 0 | 0
F5_Industrial_Primary Metals_Existing_Space Heating_Natural Gas_Condensing RTU_A_Achievable Technical Potential | F5 | Industrial | Primary Metals | Existing | Space Heating | Natural Gas | Condensing RTU | A | Standalone Impact on Baseline Summer Peak (%) | Achievable Technical Potential | 0% | 0% | 0% | 0% | 0% | 0% | 0% | 0% | 0% | 0% | 0% | 0% | 0% | 0% | 0% | 0% | 0% | 0% | 0% | 0% | 0% | 0% | 0% | 0% | 0 | 0 | 0 | 0 | 0 | 0 | 0
F6_Industrial_Primary Metals_Existing_Space Heating_Natural Gas_Condensing RTU_A_Achievable Technical Potential | F6 | Industrial | Primary Metals | Existing | Space Heating | Natural Gas | Condensing RTU | A | Standalone Impact on Baseline Winter Peak (%) | Achievable Technical Potential | 0% | 0% | 0% | 0% | 0% | 0% | 0% | 0% | 0% | 0% | 0% | 0% | 0% | 0% | 0% | 0% | 0% | 0% | 0% | 0% | 0% | 0% | 0% | 0% | 0 | 0 | 0 | 0 | 0 | 0 | 0
F7_Industrial_Primary Metals_Existing_Space Heating_Natural Gas_Condensing RTU_A_Achievable Technical Potential | F7 | Industrial | Primary Metals | Existing | Space Heating | Natural Gas | Condensing RTU | A | Incremental Energy Savings (MWh or mTherms) | Achievable Technical Potential | 0 | 0 | 0 | 0 | 0 | 0 | 0 | 0 | 0 | 0 | 0 | 0 | 0 | 0 | 0 | 0 | 0 | 0 | 0 | 0 | 0 | 0 | 0 | 0 | 0 | 0 | 0 | 0 | 0 | 0 | 0
F8_Industrial_Primary Metals_Existing_Space Heating_Natural Gas_Condensing RTU_A_Achievable Technical Potential | F8 | Industrial | Primary Metals | Existing | Space Heating | Natural Gas | Condensing RTU | A | Incremental Summer Peak Savings (MW) | Achievable Technical Potential | 0 | 0 | 0 | 0 | 0 | 0 | 0 | 0 | 0 | 0 | 0 | 0 | 0 | 0 | 0 | 0 | 0 | 0 | 0 | 0 | 0 | 0 | 0 | 0 | 0 | 0 | 0 | 0 | 0 | 0 | 0
F9_Industrial_Primary Metals_Existing_Space Heating_Natural Gas_Condensing RTU_A_Achievable Technical Potential | F9 | Industrial | Primary Metals | Existing | Space Heating | Natural Gas | Condensing RTU | A | Incremental Winter Peak Savings (MW) | Achievable Technical Potential | 0 | 0 | 0 | 0 | 0 | 0 | 0 | 0 | 0 | 0 | 0 | 0 | 0 | 0 | 0 | 0 | 0 | 0 | 0 | 0 | 0 | 0 | 0 | 0 | 0 | 0 | 0 | 0 | 0 | 0 | 0
F10_Industrial_Primary Metals_Existing_Space Heating_Natural Gas_Condensing RTU_A_Achievable Technical Potential | F10 | Industrial | Primary Metals | Existing | Space Heating | Natural Gas | Condensing RTU | A | Cumulative Energy Savings (MWh or mTherms) | Achievable Technical Potential | 0 | 0 | 0 | 0 | 0 | 0 | 0 | 0 | 0 | 0 | 0 | 0 | 0 | 0 | 0 | 0 | 0 | 0 | 0 | 0 | 0 | 0 | 0 | 0 | 0 | 0 | 0 | 0 | 0 | 0 | 0
F11_Industrial_Primary Metals_Existing_Space Heating_Natural Gas_Condensing RTU_A_Achievable Technical Potential | F11 | Industrial | Primary Metals | Existing | Space Heating | Natural Gas | Condensing RTU | A | Cumulative Summer Peak Savings (MW) | Achievable Technical Potential | 0 | 0 | 0 | 0 | 0 | 0 | 0 | 0 | 0 | 0 | 0 | 0 | 0 | 0 | 0 | 0 | 0 | 0 | 0 | 0 | 0 | 0 | 0 | 0 | 0 | 0 | 0 | 0 | 0 | 0 | 0
F12_Industrial_Primary Metals_Existing_Space Heating_Natural Gas_Condensing RTU_A_Achievable Technical Potential | F12 | Industrial | Primary Metals | Existing | Space Heating | Natural Gas | Condensing RTU | A | Cumulative Winter Peak Savings (MW) | Achievable Technical Potential | 0 | 0 | 0 | 0 | 0 | 0 | 0 | 0 | 0 | 0 | 0 | 0 | 0 | 0 | 0 | 0 | 0 | 0 | 0 | 0 | 0 | 0 | 0 | 0 | 0 | 0 | 0 | 0 | 0 | 0 | 0
F13_Industrial_Primary Metals_Existing_Space Heating_Natural Gas_Condensing RTU_A_Achievable Technical Potential | F13 | Industrial | Primary Metals | Existing | Space Heating | Natural Gas | Condensing RTU | A | Purchases (Incremental) | Achievable Technical Potential | 0 | 0 | 0 | 0 | 0 | 0 | 0 | 0 | 0 | 0 | 0 | 0 | 0 | 0 | 0 | 0 | 0 | 0 | 0 | 0 | 0 | 0 | 0 | 0 | 0 | 0 | 0 | 0 | 0 | 0 | 0
F14_Industrial_Primary Metals_Existing_Space Heating_Natural Gas_Condensing RTU_A_Achievable Technical Potential | F14 | Industrial | Primary Metals | Existing | Space Heating | Natural Gas | Condensing RTU | A | Purchases (Cumulative) | Achievable Technical Potential | 0 | 0 | 0 | 0 | 0 | 0 | 0 | 0 | 0 | 0 | 0 | 0 | 0 | 0 | 0 | 0 | 0 | 0 | 0 | 0 | 0 | 0 | 0 | 0 | 0 | 0 | 0 | 0 | 0 | 0 | 0
F1_Industrial_Primary Metals_New_Space Heating_Natural Gas_Condensing RTU_A_Achievable Technical Potential | F1 | Industrial | Primary Metals | New | Space Heating | Natural Gas | Condensing RTU | A | Original Unit Energy Savings (kWh or therms) | Achievable Technical Potential | 0 | 0 | 0 | 0 | 0 | 0 | 0 | 0 | 0 | 0 | 0 | 0 | 0 | 0 | 0 | 0 | 0 | 0 | 0 | 0 | 0 | 0 | 0 | 0 | 0 | 0 | 0 | 0 | 0 | 0 | 0
F2_Industrial_Primary Metals_New_Space Heating_Natural Gas_Condensing RTU_A_Achievable Technical Potential | F2 | Industrial | Primary Metals | New | Space Heating | Natural Gas | Condensing RTU | A | Original Unit Summer Peak Savings (kW) | Achievable Technical Potential | 0 | 0 | 0 | 0 | 0 | 0 | 0 | 0 | 0 | 0 | 0 | 0 | 0 | 0 | 0 | 0 | 0 | 0 | 0 | 0 | 0 | 0 | 0 | 0 | 0 | 0 | 0 | 0 | 0 | 0 | 0
F3_Industrial_Primary Metals_New_Space Heating_Natural Gas_Condensing RTU_A_Achievable Technical Potential | F3 | Industrial | Primary Metals | New | Space Heating | Natural Gas | Condensing RTU | A | Original Unit Winter Peak Savings (kW) | Achievable Technical Potential | 0 | 0 | 0 | 0 | 0 | 0 | 0 | 0 | 0 | 0 | 0 | 0 | 0 | 0 | 0 | 0 | 0 | 0 | 0 | 0 | 0 | 0 | 0 | 0 | 0 | 0 | 0 | 0 | 0 | 0 | 0
F4_Industrial_Primary Metals_New_Space Heating_Natural Gas_Condensing RTU_A_Achievable Technical Potential | F4 | Industrial | Primary Metals | New | Space Heating | Natural Gas | Condensing RTU | A | Standalone Impact on Baseline Energy (%) | Achievable Technical Potential | 0% | 0% | 0% | 0% | 0% | 0% | 0% | 0% | 0% | 0% | 0% | 0% | 0% | 0% | 0% | 0% | 0% | 0% | 0% | 0% | 0% | 0% | 0% | 0% | 0 | 0 | 0 | 0 | 0 | 0 | 0
F5_Industrial_Primary Metals_New_Space Heating_Natural Gas_Condensing RTU_A_Achievable Technical Potential | F5 | Industrial | Primary Metals | New | Space Heating | Natural Gas | Condensing RTU | A | Standalone Impact on Baseline Summer Peak (%) | Achievable Technical Potential | 0% | 0% | 0% | 0% | 0% | 0% | 0% | 0% | 0% | 0% | 0% | 0% | 0% | 0% | 0% | 0% | 0% | 0% | 0% | 0% | 0% | 0% | 0% | 0% | 0 | 0 | 0 | 0 | 0 | 0 | 0
F6_Industrial_Primary Metals_New_Space Heating_Natural Gas_Condensing RTU_A_Achievable Technical Potential | F6 | Industrial | Primary Metals | New | Space Heating | Natural Gas | Condensing RTU | A | Standalone Impact on Baseline Winter Peak (%) | Achievable Technical Potential | 0% | 0% | 0% | 0% | 0% | 0% | 0% | 0% | 0% | 0% | 0% | 0% | 0% | 0% | 0% | 0% | 0% | 0% | 0% | 0% | 0% | 0% | 0% | 0% | 0 | 0 | 0 | 0 | 0 | 0 | 0
F7_Industrial_Primary Metals_New_Space Heating_Natural Gas_Condensing RTU_A_Achievable Technical Potential | F7 | Industrial | Primary Metals | New | Space Heating | Natural Gas | Condensing RTU | A | Incremental Energy Savings (MWh or mTherms) | Achievable Technical Potential | 0 | 0 | 0 | 0 | 0 | 0 | 0 | 0 | 0 | 0 | 0 | 0 | 0 | 0 | 0 | 0 | 0 | 0 | 0 | 0 | 0 | 0 | 0 | 0 | 0 | 0 | 0 | 0 | 0 | 0 | 0
F8_Industrial_Primary Metals_New_Space Heating_Natural Gas_Condensing RTU_A_Achievable Technical Potential | F8 | Industrial | Primary Metals | New | Space Heating | Natural Gas | Condensing RTU | A | Incremental Summer Peak Savings (MW) | Achievable Technical Potential | 0 | 0 | 0 | 0 | 0 | 0 | 0 | 0 | 0 | 0 | 0 | 0 | 0 | 0 | 0 | 0 | 0 | 0 | 0 | 0 | 0 | 0 | 0 | 0 | 0 | 0 | 0 | 0 | 0 | 0 | 0
F9_Industrial_Primary Metals_New_Space Heating_Natural Gas_Condensing RTU_A_Achievable Technical Potential | F9 | Industrial | Primary Metals | New | Space Heating | Natural Gas | Condensing RTU | A | Incremental Winter Peak Savings (MW) | Achievable Technical Potential | 0 | 0 | 0 | 0 | 0 | 0 | 0 | 0 | 0 | 0 | 0 | 0 | 0 | 0 | 0 | 0 | 0 | 0 | 0 | 0 | 0 | 0 | 0 | 0 | 0 | 0 | 0 | 0 | 0 | 0 | 0
F10_Industrial_Primary Metals_New_Space Heating_Natural Gas_Condensing RTU_A_Achievable Technical Potential | F10 | Industrial | Primary Metals | New | Space Heating | Natural Gas | Condensing RTU | A | Cumulative Energy Savings (MWh or mTherms) | Achievable Technical Potential | 0 | 0 | 0 | 0 | 0 | 0 | 0 | 0 | 0 | 0 | 0 | 0 | 0 | 0 | 0 | 0 | 0 | 0 | 0 | 0 | 0 | 0 | 0 | 0 | 0 | 0 | 0 | 0 | 0 | 0 | 0
F11_Industrial_Primary Metals_New_Space Heating_Natural Gas_Condensing RTU_A_Achievable Technical Potential | F11 | Industrial | Primary Metals | New | Space Heating | Natural Gas | Condensing RTU | A | Cumulative Summer Peak Savings (MW) | Achievable Technical Potential | 0 | 0 | 0 | 0 | 0 | 0 | 0 | 0 | 0 | 0 | 0 | 0 | 0 | 0 | 0 | 0 | 0 | 0 | 0 | 0 | 0 | 0 | 0 | 0 | 0 | 0 | 0 | 0 | 0 | 0 | 0
F12_Industrial_Primary Metals_New_Space Heating_Natural Gas_Condensing RTU_A_Achievable Technical Potential | F12 | Industrial | Primary Metals | New | Space Heating | Natural Gas | Condensing RTU | A | Cumulative Winter Peak Savings (MW) | Achievable Technical Potential | 0 | 0 | 0 | 0 | 0 | 0 | 0 | 0 | 0 | 0 | 0 | 0 | 0 | 0 | 0 | 0 | 0 | 0 | 0 | 0 | 0 | 0 | 0 | 0 | 0 | 0 | 0 | 0 | 0 | 0 | 0
F13_Industrial_Primary Metals_New_Space Heating_Natural Gas_Condensing RTU_A_Achievable Technical Potential | F13 | Industrial | Primary Metals | New | Space Heating | Natural Gas | Condensing RTU | A | Purchases (Incremental) | Achievable Technical Potential | 0 | 0 | 0 | 0 | 0 | 0 | 0 | 0 | 0 | 0 | 0 | 0 | 0 | 0 | 0 | 0 | 0 | 0 | 0 | 0 | 0 | 0 | 0 | 0 | 0 | 0 | 0 | 0 | 0 | 0 | 0
F14_Industrial_Primary Metals_New_Space Heating_Natural Gas_Condensing RTU_A_Achievable Technical Potential | F14 | Industrial | Primary Metals | New | Space Heating | Natural Gas | Condensing RTU | A | Purchases (Cumulative) | Achievable Technical Potential | 0 | 0 | 0 | 0 | 0 | 0 | 0 | 0 | 0 | 0 | 0 | 0 | 0 | 0 | 0 | 0 | 0 | 0 | 0 | 0 | 0 | 0 | 0 | 0 | 0 | 0 | 0 | 0 | 0 | 0 | 0
F1_Industrial_Stone, Clay, and Glass_Existing_Space Heating_Natural Gas_Condensing RTU_A_Achievable Technical Potential | F1 | Industrial | Stone, Clay, and Glass | Existing | Space Heating | Natural Gas | Condensing RTU | A | Original Unit Energy Savings (kWh or therms) | Achievable Technical Potential | 0 | 0 | 0 | 0 | 0 | 44.1503 | 43.7518 | 43.2449 | 42.7304 | 42.2139 | 41.7086 | 41.2075 | 40.7358 | 40.2919 | 39.844 | 39.4523 | 39.0827 | 38.7357 | 38.4092 | 38.079 | 37.7589 | 37.4407 | 37.1127 | 36.7977 | 36.4945 | 36.2106 | 35.9446 | 35.6955 | 35.4621 | 35.2435 | 35.0386
F2_Industrial_Stone, Clay, and Glass_Existing_Space Heating_Natural Gas_Condensing RTU_A_Achievable Technical Potential | F2 | Industrial | Stone, Clay, and Glass | Existing | Space Heating | Natural Gas | Condensing RTU | A | Original Unit Summer Peak Savings (kW) | Achievable Technical Potential | 0 | 0 | 0 | 0 | 0 | 0 | 0 | 0 | 0 | 0 | 0 | 0 | 0 | 0 | 0 | 0 | 0 | 0 | 0 | 0 | 0 | 0 | 0 | 0 | 0 | 0 | 0 | 0 | 0 | 0 | 0
F3_Industrial_Stone, Clay, and Glass_Existing_Space Heating_Natural Gas_Condensing RTU_A_Achievable Technical Potential | F3 | Industrial | Stone, Clay, and Glass | Existing | Space Heating | Natural Gas | Condensing RTU | A | Original Unit Winter Peak Savings (kW) | Achievable Technical Potential | 0 | 0 | 0 | 0 | 0 | 0 | 0 | 0 | 0 | 0 | 0 | 0 | 0 | 0 | 0 | 0 | 0 | 0 | 0 | 0 | 0 | 0 | 0 | 0 | 0 | 0 | 0 | 0 | 0 | 0 | 0
F4_Industrial_Stone, Clay, and Glass_Existing_Space Heating_Natural Gas_Condensing RTU_A_Achievable Technical Potential | F4 | Industrial | Stone, Clay, and Glass | Existing | Space Heating | Natural Gas | Condensing RTU | A | Standalone Impact on Baseline Energy (%) | Achievable Technical Potential | 0% | 0% | 0% | 0% | 0% | 0% | 0% | 0% | 0% | 0% | 0% | 0% | 0% | 0% | 0% | 0% | 0% | 0% | 0% | 0% | 0% | 0% | 0% | 0% | 0 | 0 | 0 | 0 | 0 | 0 | 0
F5_Industrial_Stone, Clay, and Glass_Existing_Space Heating_Natural Gas_Condensing RTU_A_Achievable Technical Potential | F5 | Industrial | Stone, Clay, and Glass | Existing | Space Heating | Natural Gas | Condensing RTU | A | Standalone Impact on Baseline Summer Peak (%) | Achievable Technical Potential | 0% | 0% | 0% | 0% | 0% | 0% | 0% | 0% | 0% | 0% | 0% | 0% | 0% | 0% | 0% | 0% | 0% | 0% | 0% | 0% | 0% | 0% | 0% | 0% | 0 | 0 | 0 | 0 | 0 | 0 | 0
F6_Industrial_Stone, Clay, and Glass_Existing_Space Heating_Natural Gas_Condensing RTU_A_Achievable Technical Potential | F6 | Industrial | Stone, Clay, and Glass | Existing | Space Heating | Natural Gas | Condensing RTU | A | Standalone Impact on Baseline Winter Peak (%) | Achievable Technical Potential | 0% | 0% | 0% | 0% | 0% | 0% | 0% | 0% | 0% | 0% | 0% | 0% | 0% | 0% | 0% | 0% | 0% | 0% | 0% | 0% | 0% | 0% | 0% | 0% | 0 | 0 | 0 | 0 | 0 | 0 | 0
F7_Industrial_Stone, Clay, and Glass_Existing_Space Heating_Natural Gas_Condensing RTU_A_Achievable Technical Potential | F7 | Industrial | Stone, Clay, and Glass | Existing | Space Heating | Natural Gas | Condensing RTU | A | Incremental Energy Savings (MWh or mTherms) | Achievable Technical Potential | 0 | 0 | 0 | 0 | 0 | 0 | 0 | 0 | 0 | 0 | 0 | 0 | 0 | 0 | 0 | 0 | 0 | 0 | 0 | 0 | 0 | 0 | 0 | 0 | 0 | 0 | 0 | 0 | 0 | 0 | 0
F8_Industrial_Stone, Clay, and Glass_Existing_Space Heating_Natural Gas_Condensing RTU_A_Achievable Technical Potential | F8 | Industrial | Stone, Clay, and Glass | Existing | Space Heating | Natural Gas | Condensing RTU | A | Incremental Summer Peak Savings (MW) | Achievable Technical Potential | 0 | 0 | 0 | 0 | 0 | 0 | 0 | 0 | 0 | 0 | 0 | 0 | 0 | 0 | 0 | 0 | 0 | 0 | 0 | 0 | 0 | 0 | 0 | 0 | 0 | 0 | 0 | 0 | 0 | 0 | 0
F9_Industrial_Stone, Clay, and Glass_Existing_Space Heating_Natural Gas_Condensing RTU_A_Achievable Technical Potential | F9 | Industrial | Stone, Clay, and Glass | Existing | Space Heating | Natural Gas | Condensing RTU | A | Incremental Winter Peak Savings (MW) | Achievable Technical Potential | 0 | 0 | 0 | 0 | 0 | 0 | 0 | 0 | 0 | 0 | 0 | 0 | 0 | 0 | 0 | 0 | 0 | 0 | 0 | 0 | 0 | 0 | 0 | 0 | 0 | 0 | 0 | 0 | 0 | 0 | 0
F10_Industrial_Stone, Clay, and Glass_Existing_Space Heating_Natural Gas_Condensing RTU_A_Achievable Technical Potential | F10 | Industrial | Stone, Clay, and Glass | Existing | Space Heating | Natural Gas | Condensing RTU | A | Cumulative Energy Savings (MWh or mTherms) | Achievable Technical Potential | 0 | 0 | 0 | 0 | 0 | 0 | 0 | 0 | 0 | 0 | 0 | 0 | 0 | 0 | 0 | 0 | 0 | 0 | 0 | 0 | 0 | 0 | 0 | 0 | 0 | 0 | 0 | 0 | 0 | 0 | 0
F11_Industrial_Stone, Clay, and Glass_Existing_Space Heating_Natural Gas_Condensing RTU_A_Achievable Technical Potential | F11 | Industrial | Stone, Clay, and Glass | Existing | Space Heating | Natural Gas | Condensing RTU | A | Cumulative Summer Peak Savings (MW) | Achievable Technical Potential | 0 | 0 | 0 | 0 | 0 | 0 | 0 | 0 | 0 | 0 | 0 | 0 | 0 | 0 | 0 | 0 | 0 | 0 | 0 | 0 | 0 | 0 | 0 | 0 | 0 | 0 | 0 | 0 | 0 | 0 | 0
F12_Industrial_Stone, Clay, and Glass_Existing_Space Heating_Natural Gas_Condensing RTU_A_Achievable Technical Potential | F12 | Industrial | Stone, Clay, and Glass | Existing | Space Heating | Natural Gas | Condensing RTU | A | Cumulative Winter Peak Savings (MW) | Achievable Technical Potential | 0 | 0 | 0 | 0 | 0 | 0 | 0 | 0 | 0 | 0 | 0 | 0 | 0 | 0 | 0 | 0 | 0 | 0 | 0 | 0 | 0 | 0 | 0 | 0 | 0 | 0 | 0 | 0 | 0 | 0 | 0
F13_Industrial_Stone, Clay, and Glass_Existing_Space Heating_Natural Gas_Condensing RTU_A_Achievable Technical Potential | F13 | Industrial | Stone, Clay, and Glass | Existing | Space Heating | Natural Gas | Condensing RTU | A | Purchases (Incremental) | Achievable Technical Potential | 0 | 0 | 0 | 0 | 0 | 0 | 0 | 0 | 0 | 0 | 0 | 0 | 0 | 0 | 0 | 0 | 0 | 0 | 0 | 0 | 0 | 0 | 0 | 0 | 0 | 0 | 0 | 0 | 0 | 0 | 0
F14_Industrial_Stone, Clay, and Glass_Existing_Space Heating_Natural Gas_Condensing RTU_A_Achievable Technical Potential | F14 | Industrial | Stone, Clay, and Glass | Existing | Space Heating | Natural Gas | Condensing RTU | A | Purchases (Cumulative) | Achievable Technical Potential | 0 | 0 | 0 | 0 | 0 | 0 | 0 | 0 | 0 | 0 | 0 | 0 | 0 | 0 | 0 | 0 | 0 | 0 | 0 | 0 | 0 | 0 | 0 | 0 | 0 | 0 | 0 | 0 | 0 | 0 | 0
F1_Industrial_Stone, Clay, and Glass_New_Space Heating_Natural Gas_Condensing RTU_A_Achievable Technical Potential | F1 | Industrial | Stone, Clay, and Glass | New | Space Heating | Natural Gas | Condensing RTU | A | Original Unit Energy Savings (kWh or therms) | Achievable Technical Potential | 0 | 0 | 0 | 0 | 0 | 0 | 0 | 0 | 0 | 0 | 0 | 0 | 0 | 0 | 0 | 0 | 0 | 0 | 0 | 0 | 0 | 0 | 0 | 0 | 0 | 0 | 0 | 0 | 0 | 0 | 0
F2_Industrial_Stone, Clay, and Glass_New_Space Heating_Natural Gas_Condensing RTU_A_Achievable Technical Potential | F2 | Industrial | Stone, Clay, and Glass | New | Space Heating | Natural Gas | Condensing RTU | A | Original Unit Summer Peak Savings (kW) | Achievable Technical Potential | 0 | 0 | 0 | 0 | 0 | 0 | 0 | 0 | 0 | 0 | 0 | 0 | 0 | 0 | 0 | 0 | 0 | 0 | 0 | 0 | 0 | 0 | 0 | 0 | 0 | 0 | 0 | 0 | 0 | 0 | 0
F3_Industrial_Stone, Clay, and Glass_New_Space Heating_Natural Gas_Condensing RTU_A_Achievable Technical Potential | F3 | Industrial | Stone, Clay, and Glass | New | Space Heating | Natural Gas | Condensing RTU | A | Original Unit Winter Peak Savings (kW) | Achievable Technical Potential | 0 | 0 | 0 | 0 | 0 | 0 | 0 | 0 | 0 | 0 | 0 | 0 | 0 | 0 | 0 | 0 | 0 | 0 | 0 | 0 | 0 | 0 | 0 | 0 | 0 | 0 | 0 | 0 | 0 | 0 | 0
F4_Industrial_Stone, Clay, and Glass_New_Space Heating_Natural Gas_Condensing RTU_A_Achievable Technical Potential | F4 | Industrial | Stone, Clay, and Glass | New | Space Heating | Natural Gas | Condensing RTU | A | Standalone Impact on Baseline Energy (%) | Achievable Technical Potential | 0% | 0% | 0% | 0% | 0% | 0% | 0% | 0% | 0% | 0% | 0% | 0% | 0% | 0% | 0% | 0% | 0% | 0% | 0% | 0% | 0% | 0% | 0% | 0% | 0 | 0 | 0 | 0 | 0 | 0 | 0
F5_Industrial_Stone, Clay, and Glass_New_Space Heating_Natural Gas_Condensing RTU_A_Achievable Technical Potential | F5 | Industrial | Stone, Clay, and Glass | New | Space Heating | Natural Gas | Condensing RTU | A | Standalone Impact on Baseline Summer Peak (%) | Achievable Technical Potential | 0% | 0% | 0% | 0% | 0% | 0% | 0% | 0% | 0% | 0% | 0% | 0% | 0% | 0% | 0% | 0% | 0% | 0% | 0% | 0% | 0% | 0% | 0% | 0% | 0 | 0 | 0 | 0 | 0 | 0 | 0
F6_Industrial_Stone, Clay, and Glass_New_Space Heating_Natural Gas_Condensing RTU_A_Achievable Technical Potential | F6 | Industrial | Stone, Clay, and Glass | New | Space Heating | Natural Gas | Condensing RTU | A | Standalone Impact on Baseline Winter Peak (%) | Achievable Technical Potential | 0% | 0% | 0% | 0% | 0% | 0% | 0% | 0% | 0% | 0% | 0% | 0% | 0% | 0% | 0% | 0% | 0% | 0% | 0% | 0% | 0% | 0% | 0% | 0% | 0 | 0 | 0 | 0 | 0 | 0 | 0
F7_Industrial_Stone, Clay, and Glass_New_Space Heating_Natural Gas_Condensing RTU_A_Achievable Technical Potential | F7 | Industrial | Stone, Clay, and Glass | New | Space Heating | Natural Gas | Condensing RTU | A | Incremental Energy Savings (MWh or mTherms) | Achievable Technical Potential | 0 | 0 | 0 | 0 | 0 | 0 | 0 | 0 | 0 | 0 | 0 | 0 | 0 | 0 | 0 | 0 | 0 | 0 | 0 | 0 | 0 | 0 | 0 | 0 | 0 | 0 | 0 | 0 | 0 | 0 | 0
F8_Industrial_Stone, Clay, and Glass_New_Space Heating_Natural Gas_Condensing RTU_A_Achievable Technical Potential | F8 | Industrial | Stone, Clay, and Glass | New | Space Heating | Natural Gas | Condensing RTU | A | Incremental Summer Peak Savings (MW) | Achievable Technical Potential | 0 | 0 | 0 | 0 | 0 | 0 | 0 | 0 | 0 | 0 | 0 | 0 | 0 | 0 | 0 | 0 | 0 | 0 | 0 | 0 | 0 | 0 | 0 | 0 | 0 | 0 | 0 | 0 | 0 | 0 | 0
F9_Industrial_Stone, Clay, and Glass_New_Space Heating_Natural Gas_Condensing RTU_A_Achievable Technical Potential | F9 | Industrial | Stone, Clay, and Glass | New | Space Heating | Natural Gas | Condensing RTU | A | Incremental Winter Peak Savings (MW) | Achievable Technical Potential | 0 | 0 | 0 | 0 | 0 | 0 | 0 | 0 | 0 | 0 | 0 | 0 | 0 | 0 | 0 | 0 | 0 | 0 | 0 | 0 | 0 | 0 | 0 | 0 | 0 | 0 | 0 | 0 | 0 | 0 | 0
F10_Industrial_Stone, Clay, and Glass_New_Space Heating_Natural Gas_Condensing RTU_A_Achievable Technical Potential | F10 | Industrial | Stone, Clay, and Glass | New | Space Heating | Natural Gas | Condensing RTU | A | Cumulative Energy Savings (MWh or mTherms) | Achievable Technical Potential | 0 | 0 | 0 | 0 | 0 | 0 | 0 | 0 | 0 | 0 | 0 | 0 | 0 | 0 | 0 | 0 | 0 | 0 | 0 | 0 | 0 | 0 | 0 | 0 | 0 | 0 | 0 | 0 | 0 | 0 | 0
F11_Industrial_Stone, Clay, and Glass_New_Space Heating_Natural Gas_Condensing RTU_A_Achievable Technical Potential | F11 | Industrial | Stone, Clay, and Glass | New | Space Heating | Natural Gas | Condensing RTU | A | Cumulative Summer Peak Savings (MW) | Achievable Technical Potential | 0 | 0 | 0 | 0 | 0 | 0 | 0 | 0 | 0 | 0 | 0 | 0 | 0 | 0 | 0 | 0 | 0 | 0 | 0 | 0 | 0 | 0 | 0 | 0 | 0 | 0 | 0 | 0 | 0 | 0 | 0
F12_Industrial_Stone, Clay, and Glass_New_Space Heating_Natural Gas_Condensing RTU_A_Achievable Technical Potential | F12 | Industrial | Stone, Clay, and Glass | New | Space Heating | Natural Gas | Condensing RTU | A | Cumulative Winter Peak Savings (MW) | Achievable Technical Potential | 0 | 0 | 0 | 0 | 0 | 0 | 0 | 0 | 0 | 0 | 0 | 0 | 0 | 0 | 0 | 0 | 0 | 0 | 0 | 0 | 0 | 0 | 0 | 0 | 0 | 0 | 0 | 0 | 0 | 0 | 0
F13_Industrial_Stone, Clay, and Glass_New_Space Heating_Natural Gas_Condensing RTU_A_Achievable Technical Potential | F13 | Industrial | Stone, Clay, and Glass | New | Space Heating | Natural Gas | Condensing RTU | A | Purchases (Incremental) | Achievable Technical Potential | 0 | 0 | 0 | 0 | 0 | 0 | 0 | 0 | 0 | 0 | 0 | 0 | 0 | 0 | 0 | 0 | 0 | 0 | 0 | 0 | 0 | 0 | 0 | 0 | 0 | 0 | 0 | 0 | 0 | 0 | 0
F14_Industrial_Stone, Clay, and Glass_New_Space Heating_Natural Gas_Condensing RTU_A_Achievable Technical Potential | F14 | Industrial | Stone, Clay, and Glass | New | Space Heating | Natural Gas | Condensing RTU | A | Purchases (Cumulative) | Achievable Technical Potential | 0 | 0 | 0 | 0 | 0 | 0 | 0 | 0 | 0 | 0 | 0 | 0 | 0 | 0 | 0 | 0 | 0 | 0 | 0 | 0 | 0 | 0 | 0 | 0 | 0 | 0 | 0 | 0 | 0 | 0 | 0
F1_Industrial_Petroleum_Existing_Space Heating_Natural Gas_Condensing RTU_A_Achievable Technical Potential | F1 | Industrial | Petroleum | Existing | Space Heating | Natural Gas | Condensing RTU | A | Original Unit Energy Savings (kWh or therms) | Achievable Technical Potential | 0 | 0 | 0 | 0 | 0 | 9325.7668 | 9241.5956 | 9134.5225 | 9025.848 | 8916.7434 | 8810.0105 | 8704.1605 | 8604.537 | 8510.7736 | 8416.1595 | 8333.4186 | 8255.3492 | 8182.0658 | 8113.0931 | 8043.3368 | 7975.741 | 7908.5126 | 7839.2358 | 7772.6912 | 7708.6587 | 7648.6851 | 7592.5092 | 7539.8868 | 7490.5897 | 7444.4046 | 7401.1322
F2_Industrial_Petroleum_Existing_Space Heating_Natural Gas_Condensing RTU_A_Achievable Technical Potential | F2 | Industrial | Petroleum | Existing | Space Heating | Natural Gas | Condensing RTU | A | Original Unit Summer Peak Savings (kW) | Achievable Technical Potential | 0 | 0 | 0 | 0 | 0 | 0 | 0 | 0 | 0 | 0 | 0 | 0 | 0 | 0 | 0 | 0 | 0 | 0 | 0 | 0 | 0 | 0 | 0 | 0 | 0 | 0 | 0 | 0 | 0 | 0 | 0
F3_Industrial_Petroleum_Existing_Space Heating_Natural Gas_Condensing RTU_A_Achievable Technical Potential | F3 | Industrial | Petroleum | Existing | Space Heating | Natural Gas | Condensing RTU | A | Original Unit Winter Peak Savings (kW) | Achievable Technical Potential | 0 | 0 | 0 | 0 | 0 | 0 | 0 | 0 | 0 | 0 | 0 | 0 | 0 | 0 | 0 | 0 | 0 | 0 | 0 | 0 | 0 | 0 | 0 | 0 | 0 | 0 | 0 | 0 | 0 | 0 | 0
F4_Industrial_Petroleum_Existing_Space Heating_Natural Gas_Condensing RTU_A_Achievable Technical Potential | F4 | Industrial | Petroleum | Existing | Space Heating | Natural Gas | Condensing RTU | A | Standalone Impact on Baseline Energy (%) | Achievable Technical Potential | 0% | 0% | 0% | 0% | 0% | 0% | 0% | 0% | 0% | 0% | 0% | 0% | 0% | 0% | 0% | 0% | 0% | 0% | 0% | 0% | 0% | 0% | 0% | 0% | 0 | 0 | 0 | 0 | 0 | 0 | 0
F5_Industrial_Petroleum_Existing_Space Heating_Natural Gas_Condensing RTU_A_Achievable Technical Potential | F5 | Industrial | Petroleum | Existing | Space Heating | Natural Gas | Condensing RTU | A | Standalone Impact on Baseline Summer Peak (%) | Achievable Technical Potential | 0% | 0% | 0% | 0% | 0% | 0% | 0% | 0% | 0% | 0% | 0% | 0% | 0% | 0% | 0% | 0% | 0% | 0% | 0% | 0% | 0% | 0% | 0% | 0% | 0 | 0 | 0 | 0 | 0 | 0 | 0
F6_Industrial_Petroleum_Existing_Space Heating_Natural Gas_Condensing RTU_A_Achievable Technical Potential | F6 | Industrial | Petroleum | Existing | Space Heating | Natural Gas | Condensing RTU | A | Standalone Impact on Baseline Winter Peak (%) | Achievable Technical Potential | 0% | 0% | 0% | 0% | 0% | 0% | 0% | 0% | 0% | 0% | 0% | 0% | 0% | 0% | 0% | 0% | 0% | 0% | 0% | 0% | 0% | 0% | 0% | 0% | 0 | 0 | 0 | 0 | 0 | 0 | 0
F7_Industrial_Petroleum_Existing_Space Heating_Natural Gas_Condensing RTU_A_Achievable Technical Potential | F7 | Industrial | Petroleum | Existing | Space Heating | Natural Gas | Condensing RTU | A | Incremental Energy Savings (MWh or mTherms) | Achievable Technical Potential | 0 | 0 | 0 | 0 | 0 | 0 | 0 | 0 | 0 | 0 | 0 | 0 | 0 | 0 | 0 | 0 | 0 | 0 | 0 | 0 | 0 | 0 | 0 | 0 | 0 | 0 | 0 | 0 | 0 | 0 | 0
F8_Industrial_Petroleum_Existing_Space Heating_Natural Gas_Condensing RTU_A_Achievable Technical Potential | F8 | Industrial | Petroleum | Existing | Space Heating | Natural Gas | Condensing RTU | A | Incremental Summer Peak Savings (MW) | Achievable Technical Potential | 0 | 0 | 0 | 0 | 0 | 0 | 0 | 0 | 0 | 0 | 0 | 0 | 0 | 0 | 0 | 0 | 0 | 0 | 0 | 0 | 0 | 0 | 0 | 0 | 0 | 0 | 0 | 0 | 0 | 0 | 0
F9_Industrial_Petroleum_Existing_Space Heating_Natural Gas_Condensing RTU_A_Achievable Technical Potential | F9 | Industrial | Petroleum | Existing | Space Heating | Natural Gas | Condensing RTU | A | Incremental Winter Peak Savings (MW) | Achievable Technical Potential | 0 | 0 | 0 | 0 | 0 | 0 | 0 | 0 | 0 | 0 | 0 | 0 | 0 | 0 | 0 | 0 | 0 | 0 | 0 | 0 | 0 | 0 | 0 | 0 | 0 | 0 | 0 | 0 | 0 | 0 | 0
F10_Industrial_Petroleum_Existing_Space Heating_Natural Gas_Condensing RTU_A_Achievable Technical Potential | F10 | Industrial | Petroleum | Existing | Space Heating | Natural Gas | Condensing RTU | A | Cumulative Energy Savings (MWh or mTherms) | Achievable Technical Potential | 0 | 0 | 0 | 0 | 0 | 0 | 0 | 0 | 0 | 0 | 0 | 0 | 0 | 0 | 0 | 0 | 0 | 0 | 0 | 0 | 0 | 0 | 0 | 0 | 0 | 0 | 0 | 0 | 0 | 0 | 0
F11_Industrial_Petroleum_Existing_Space Heating_Natural Gas_Condensing RTU_A_Achievable Technical Potential | F11 | Industrial | Petroleum | Existing | Space Heating | Natural Gas | Condensing RTU | A | Cumulative Summer Peak Savings (MW) | Achievable Technical Potential | 0 | 0 | 0 | 0 | 0 | 0 | 0 | 0 | 0 | 0 | 0 | 0 | 0 | 0 | 0 | 0 | 0 | 0 | 0 | 0 | 0 | 0 | 0 | 0 | 0 | 0 | 0 | 0 | 0 | 0 | 0
F12_Industrial_Petroleum_Existing_Space Heating_Natural Gas_Condensing RTU_A_Achievable Technical Potential | F12 | Industrial | Petroleum | Existing | Space Heating | Natural Gas | Condensing RTU | A | Cumulative Winter Peak Savings (MW) | Achievable Technical Potential | 0 | 0 | 0 | 0 | 0 | 0 | 0 | 0 | 0 | 0 | 0 | 0 | 0 | 0 | 0 | 0 | 0 | 0 | 0 | 0 | 0 | 0 | 0 | 0 | 0 | 0 | 0 | 0 | 0 | 0 | 0
F13_Industrial_Petroleum_Existing_Space Heating_Natural Gas_Condensing RTU_A_Achievable Technical Potential | F13 | Industrial | Petroleum | Existing | Space Heating | Natural Gas | Condensing RTU | A | Purchases (Incremental) | Achievable Technical Potential | 0 | 0 | 0 | 0 | 0 | 0 | 0 | 0 | 0 | 0 | 0 | 0 | 0 | 0 | 0 | 0 | 0 | 0 | 0 | 0 | 0 | 0 | 0 | 0 | 0 | 0 | 0 | 0 | 0 | 0 | 0
F14_Industrial_Petroleum_Existing_Space Heating_Natural Gas_Condensing RTU_A_Achievable Technical Potential | F14 | Industrial | Petroleum | Existing | Space Heating | Natural Gas | Condensing RTU | A | Purchases (Cumulative) | Achievable Technical Potential | 0 | 0 | 0 | 0 | 0 | 0 | 0 | 0 | 0 | 0 | 0 | 0 | 0 | 0 | 0 | 0 | 0 | 0 | 0 | 0 | 0 | 0 | 0 | 0 | 0 | 0 | 0 | 0 | 0 | 0 | 0
F1_Industrial_Petroleum_New_Space Heating_Natural Gas_Condensing RTU_A_Achievable Technical Potential | F1 | Industrial | Petroleum | New | Space Heating | Natural Gas | Condensing RTU | A | Original Unit Energy Savings (kWh or therms) | Achievable Technical Potential | 0 | 0 | 0 | 0 | 0 | 0 | 0 | 0 | 0 | 0 | 0 | 0 | 0 | 0 | 0 | 0 | 0 | 0 | 0 | 0 | 0 | 0 | 0 | 0 | 0 | 0 | 0 | 0 | 0 | 0 | 0
F2_Industrial_Petroleum_New_Space Heating_Natural Gas_Condensing RTU_A_Achievable Technical Potential | F2 | Industrial | Petroleum | New | Space Heating | Natural Gas | Condensing RTU | A | Original Unit Summer Peak Savings (kW) | Achievable Technical Potential | 0 | 0 | 0 | 0 | 0 | 0 | 0 | 0 | 0 | 0 | 0 | 0 | 0 | 0 | 0 | 0 | 0 | 0 | 0 | 0 | 0 | 0 | 0 | 0 | 0 | 0 | 0 | 0 | 0 | 0 | 0
F3_Industrial_Petroleum_New_Space Heating_Natural Gas_Condensing RTU_A_Achievable Technical Potential | F3 | Industrial | Petroleum | New | Space Heating | Natural Gas | Condensing RTU | A | Original Unit Winter Peak Savings (kW) | Achievable Technical Potential | 0 | 0 | 0 | 0 | 0 | 0 | 0 | 0 | 0 | 0 | 0 | 0 | 0 | 0 | 0 | 0 | 0 | 0 | 0 | 0 | 0 | 0 | 0 | 0 | 0 | 0 | 0 | 0 | 0 | 0 | 0
F4_Industrial_Petroleum_New_Space Heating_Natural Gas_Condensing RTU_A_Achievable Technical Potential | F4 | Industrial | Petroleum | New | Space Heating | Natural Gas | Condensing RTU | A | Standalone Impact on Baseline Energy (%) | Achievable Technical Potential | 0% | 0% | 0% | 0% | 0% | 0% | 0% | 0% | 0% | 0% | 0% | 0% | 0% | 0% | 0% | 0% | 0% | 0% | 0% | 0% | 0% | 0% | 0% | 0% | 0 | 0 | 0 | 0 | 0 | 0 | 0
F5_Industrial_Petroleum_New_Space Heating_Natural Gas_Condensing RTU_A_Achievable Technical Potential | F5 | Industrial | Petroleum | New | Space Heating | Natural Gas | Condensing RTU | A | Standalone Impact on Baseline Summer Peak (%) | Achievable Technical Potential | 0% | 0% | 0% | 0% | 0% | 0% | 0% | 0% | 0% | 0% | 0% | 0% | 0% | 0% | 0% | 0% | 0% | 0% | 0% | 0% | 0% | 0% | 0% | 0% | 0 | 0 | 0 | 0 | 0 | 0 | 0
F6_Industrial_Petroleum_New_Space Heating_Natural Gas_Condensing RTU_A_Achievable Technical Potential | F6 | Industrial | Petroleum | New | Space Heating | Natural Gas | Condensing RTU | A | Standalone Impact on Baseline Winter Peak (%) | Achievable Technical Potential | 0% | 0% | 0% | 0% | 0% | 0% | 0% | 0% | 0% | 0% | 0% | 0% | 0% | 0% | 0% | 0% | 0% | 0% | 0% | 0% | 0% | 0% | 0% | 0% | 0 | 0 | 0 | 0 | 0 | 0 | 0
F7_Industrial_Petroleum_New_Space Heating_Natural Gas_Condensing RTU_A_Achievable Technical Potential | F7 | Industrial | Petroleum | New | Space Heating | Natural Gas | Condensing RTU | A | Incremental Energy Savings (MWh or mTherms) | Achievable Technical Potential | 0 | 0 | 0 | 0 | 0 | 0 | 0 | 0 | 0 | 0 | 0 | 0 | 0 | 0 | 0 | 0 | 0 | 0 | 0 | 0 | 0 | 0 | 0 | 0 | 0 | 0 | 0 | 0 | 0 | 0 | 0
F8_Industrial_Petroleum_New_Space Heating_Natural Gas_Condensing RTU_A_Achievable Technical Potential | F8 | Industrial | Petroleum | New | Space Heating | Natural Gas | Condensing RTU | A | Incremental Summer Peak Savings (MW) | Achievable Technical Potential | 0 | 0 | 0 | 0 | 0 | 0 | 0 | 0 | 0 | 0 | 0 | 0 | 0 | 0 | 0 | 0 | 0 | 0 | 0 | 0 | 0 | 0 | 0 | 0 | 0 | 0 | 0 | 0 | 0 | 0 | 0
F9_Industrial_Petroleum_New_Space Heating_Natural Gas_Condensing RTU_A_Achievable Technical Potential | F9 | Industrial | Petroleum | New | Space Heating | Natural Gas | Condensing RTU | A | Incremental Winter Peak Savings (MW) | Achievable Technical Potential | 0 | 0 | 0 | 0 | 0 | 0 | 0 | 0 | 0 | 0 | 0 | 0 | 0 | 0 | 0 | 0 | 0 | 0 | 0 | 0 | 0 | 0 | 0 | 0 | 0 | 0 | 0 | 0 | 0 | 0 | 0
F10_Industrial_Petroleum_New_Space Heating_Natural Gas_Condensing RTU_A_Achievable Technical Potential | F10 | Industrial | Petroleum | New | Space Heating | Natural Gas | Condensing RTU | A | Cumulative Energy Savings (MWh or mTherms) | Achievable Technical Potential | 0 | 0 | 0 | 0 | 0 | 0 | 0 | 0 | 0 | 0 | 0 | 0 | 0 | 0 | 0 | 0 | 0 | 0 | 0 | 0 | 0 | 0 | 0 | 0 | 0 | 0 | 0 | 0 | 0 | 0 | 0
F11_Industrial_Petroleum_New_Space Heating_Natural Gas_Condensing RTU_A_Achievable Technical Potential | F11 | Industrial | Petroleum | New | Space Heating | Natural Gas | Condensing RTU | A | Cumulative Summer Peak Savings (MW) | Achievable Technical Potential | 0 | 0 | 0 | 0 | 0 | 0 | 0 | 0 | 0 | 0 | 0 | 0 | 0 | 0 | 0 | 0 | 0 | 0 | 0 | 0 | 0 | 0 | 0 | 0 | 0 | 0 | 0 | 0 | 0 | 0 | 0
F12_Industrial_Petroleum_New_Space Heating_Natural Gas_Condensing RTU_A_Achievable Technical Potential | F12 | Industrial | Petroleum | New | Space Heating | Natural Gas | Condensing RTU | A | Cumulative Winter Peak Savings (MW) | Achievable Technical Potential | 0 | 0 | 0 | 0 | 0 | 0 | 0 | 0 | 0 | 0 | 0 | 0 | 0 | 0 | 0 | 0 | 0 | 0 | 0 | 0 | 0 | 0 | 0 | 0 | 0 | 0 | 0 | 0 | 0 | 0 | 0
F13_Industrial_Petroleum_New_Space Heating_Natural Gas_Condensing RTU_A_Achievable Technical Potential | F13 | Industrial | Petroleum | New | Space Heating | Natural Gas | Condensing RTU | A | Purchases (Incremental) | Achievable Technical Potential | 0 | 0 | 0 | 0 | 0 | 0 | 0 | 0 | 0 | 0 | 0 | 0 | 0 | 0 | 0 | 0 | 0 | 0 | 0 | 0 | 0 | 0 | 0 | 0 | 0 | 0 | 0 | 0 | 0 | 0 | 0
F14_Industrial_Petroleum_New_Space Heating_Natural Gas_Condensing RTU_A_Achievable Technical Potential | F14 | Industrial | Petroleum | New | Space Heating | Natural Gas | Condensing RTU | A | Purchases (Cumulative) | Achievable Technical Potential | 0 | 0 | 0 | 0 | 0 | 0 | 0 | 0 | 0 | 0 | 0 | 0 | 0 | 0 | 0 | 0 | 0 | 0 | 0 | 0 | 0 | 0 | 0 | 0 | 0 | 0 | 0 | 0 | 0 | 0 | 0
F1_Industrial_Paper and Printing_Existing_Space Heating_Natural Gas_Condensing RTU_A_Achievable Technical Potential | F1 | Industrial | Paper and Printing | Existing | Space Heating | Natural Gas | Condensing RTU | A | Original Unit Energy Savings (kWh or therms) | Achievable Technical Potential | 0 | 0 | 0 | 0 | 0 | 132.2415 | 131.0479 | 129.5296 | 127.9886 | 126.4414 | 124.9279 | 123.427 | 122.0143 | 120.6847 | 119.343 | 118.1698 | 117.0627 | 116.0235 | 115.0455 | 114.0563 | 113.0978 | 112.1445 | 111.1621 | 110.2185 | 109.3105 | 108.4601 | 107.6635 | 106.9173 | 106.2183 | 105.5633 | 104.9497
F2_Industrial_Paper and Printing_Existing_Space Heating_Natural Gas_Condensing RTU_A_Achievable Technical Potential | F2 | Industrial | Paper and Printing | Existing | Space Heating | Natural Gas | Condensing RTU | A | Original Unit Summer Peak Savings (kW) | Achievable Technical Potential | 0 | 0 | 0 | 0 | 0 | 0 | 0 | 0 | 0 | 0 | 0 | 0 | 0 | 0 | 0 | 0 | 0 | 0 | 0 | 0 | 0 | 0 | 0 | 0 | 0 | 0 | 0 | 0 | 0 | 0 | 0
F3_Industrial_Paper and Printing_Existing_Space Heating_Natural Gas_Condensing RTU_A_Achievable Technical Potential | F3 | Industrial | Paper and Printing | Existing | Space Heating | Natural Gas | Condensing RTU | A | Original Unit Winter Peak Savings (kW) | Achievable Technical Potential | 0 | 0 | 0 | 0 | 0 | 0 | 0 | 0 | 0 | 0 | 0 | 0 | 0 | 0 | 0 | 0 | 0 | 0 | 0 | 0 | 0 | 0 | 0 | 0 | 0 | 0 | 0 | 0 | 0 | 0 | 0
F4_Industrial_Paper and Printing_Existing_Space Heating_Natural Gas_Condensing RTU_A_Achievable Technical Potential | F4 | Industrial | Paper and Printing | Existing | Space Heating | Natural Gas | Condensing RTU | A | Standalone Impact on Baseline Energy (%) | Achievable Technical Potential | 0% | 0% | 0% | 0% | 0% | 0% | 0% | 0% | 0% | 0% | 0% | 0% | 0% | 0% | 0% | 0% | 0% | 0% | 0% | 0% | 0% | 0% | 0% | 0% | 0 | 0 | 0 | 0 | 0 | 0 | 0
F5_Industrial_Paper and Printing_Existing_Space Heating_Natural Gas_Condensing RTU_A_Achievable Technical Potential | F5 | Industrial | Paper and Printing | Existing | Space Heating | Natural Gas | Condensing RTU | A | Standalone Impact on Baseline Summer Peak (%) | Achievable Technical Potential | 0% | 0% | 0% | 0% | 0% | 0% | 0% | 0% | 0% | 0% | 0% | 0% | 0% | 0% | 0% | 0% | 0% | 0% | 0% | 0% | 0% | 0% | 0% | 0% | 0 | 0 | 0 | 0 | 0 | 0 | 0
F6_Industrial_Paper and Printing_Existing_Space Heating_Natural Gas_Condensing RTU_A_Achievable Technical Potential | F6 | Industrial | Paper and Printing | Existing | Space Heating | Natural Gas | Condensing RTU | A | Standalone Impact on Baseline Winter Peak (%) | Achievable Technical Potential | 0% | 0% | 0% | 0% | 0% | 0% | 0% | 0% | 0% | 0% | 0% | 0% | 0% | 0% | 0% | 0% | 0% | 0% | 0% | 0% | 0% | 0% | 0% | 0% | 0 | 0 | 0 | 0 | 0 | 0 | 0
F7_Industrial_Paper and Printing_Existing_Space Heating_Natural Gas_Condensing RTU_A_Achievable Technical Potential | F7 | Industrial | Paper and Printing | Existing | Space Heating | Natural Gas | Condensing RTU | A | Incremental Energy Savings (MWh or mTherms) | Achievable Technical Potential | 0 | 0 | 0 | 0 | 0 | 0 | 0 | 0 | 0 | 0 | 0 | 0 | 0 | 0 | 0 | 0 | 0 | 0 | 0 | 0 | 0 | 0 | 0 | 0 | 0 | 0 | 0 | 0 | 0 | 0 | 0
F8_Industrial_Paper and Printing_Existing_Space Heating_Natural Gas_Condensing RTU_A_Achievable Technical Potential | F8 | Industrial | Paper and Printing | Existing | Space Heating | Natural Gas | Condensing RTU | A | Incremental Summer Peak Savings (MW) | Achievable Technical Potential | 0 | 0 | 0 | 0 | 0 | 0 | 0 | 0 | 0 | 0 | 0 | 0 | 0 | 0 | 0 | 0 | 0 | 0 | 0 | 0 | 0 | 0 | 0 | 0 | 0 | 0 | 0 | 0 | 0 | 0 | 0
F9_Industrial_Paper and Printing_Existing_Space Heating_Natural Gas_Condensing RTU_A_Achievable Technical Potential | F9 | Industrial | Paper and Printing | Existing | Space Heating | Natural Gas | Condensing RTU | A | Incremental Winter Peak Savings (MW) | Achievable Technical Potential | 0 | 0 | 0 | 0 | 0 | 0 | 0 | 0 | 0 | 0 | 0 | 0 | 0 | 0 | 0 | 0 | 0 | 0 | 0 | 0 | 0 | 0 | 0 | 0 | 0 | 0 | 0 | 0 | 0 | 0 | 0
F10_Industrial_Paper and Printing_Existing_Space Heating_Natural Gas_Condensing RTU_A_Achievable Technical Potential | F10 | Industrial | Paper and Printing | Existing | Space Heating | Natural Gas | Condensing RTU | A | Cumulative Energy Savings (MWh or mTherms) | Achievable Technical Potential | 0 | 0 | 0 | 0 | 0 | 0 | 0 | 0 | 0 | 0 | 0 | 0 | 0 | 0 | 0 | 0 | 0 | 0 | 0 | 0 | 0 | 0 | 0 | 0 | 0 | 0 | 0 | 0 | 0 | 0 | 0
F11_Industrial_Paper and Printing_Existing_Space Heating_Natural Gas_Condensing RTU_A_Achievable Technical Potential | F11 | Industrial | Paper and Printing | Existing | Space Heating | Natural Gas | Condensing RTU | A | Cumulative Summer Peak Savings (MW) | Achievable Technical Potential | 0 | 0 | 0 | 0 | 0 | 0 | 0 | 0 | 0 | 0 | 0 | 0 | 0 | 0 | 0 | 0 | 0 | 0 | 0 | 0 | 0 | 0 | 0 | 0 | 0 | 0 | 0 | 0 | 0 | 0 | 0
F12_Industrial_Paper and Printing_Existing_Space Heating_Natural Gas_Condensing RTU_A_Achievable Technical Potential | F12 | Industrial | Paper and Printing | Existing | Space Heating | Natural Gas | Condensing RTU | A | Cumulative Winter Peak Savings (MW) | Achievable Technical Potential | 0 | 0 | 0 | 0 | 0 | 0 | 0 | 0 | 0 | 0 | 0 | 0 | 0 | 0 | 0 | 0 | 0 | 0 | 0 | 0 | 0 | 0 | 0 | 0 | 0 | 0 | 0 | 0 | 0 | 0 | 0
F13_Industrial_Paper and Printing_Existing_Space Heating_Natural Gas_Condensing RTU_A_Achievable Technical Potential | F13 | Industrial | Paper and Printing | Existing | Space Heating | Natural Gas | Condensing RTU | A | Purchases (Incremental) | Achievable Technical Potential | 0 | 0 | 0 | 0 | 0 | 0 | 0 | 0 | 0 | 0 | 0 | 0 | 0 | 0 | 0 | 0 | 0 | 0 | 0 | 0 | 0 | 0 | 0 | 0 | 0 | 0 | 0 | 0 | 0 | 0 | 0
F14_Industrial_Paper and Printing_Existing_Space Heating_Natural Gas_Condensing RTU_A_Achievable Technical Potential | F14 | Industrial | Paper and Printing | Existing | Space Heating | Natural Gas | Condensing RTU | A | Purchases (Cumulative) | Achievable Technical Potential | 0 | 0 | 0 | 0 | 0 | 0 | 0 | 0 | 0 | 0 | 0 | 0 | 0 | 0 | 0 | 0 | 0 | 0 | 0 | 0 | 0 | 0 | 0 | 0 | 0 | 0 | 0 | 0 | 0 | 0 | 0
F1_Industrial_Paper and Printing_New_Space Heating_Natural Gas_Condensing RTU_A_Achievable Technical Potential | F1 | Industrial | Paper and Printing | New | Space Heating | Natural Gas | Condensing RTU | A | Original Unit Energy Savings (kWh or therms) | Achievable Technical Potential | 0 | 0 | 0 | 0 | 0 | 0 | 0 | 0 | 0 | 0 | 0 | 0 | 0 | 0 | 0 | 0 | 0 | 0 | 0 | 0 | 0 | 0 | 0 | 0 | 0 | 0 | 0 | 0 | 0 | 0 | 0
F2_Industrial_Paper and Printing_New_Space Heating_Natural Gas_Condensing RTU_A_Achievable Technical Potential | F2 | Industrial | Paper and Printing | New | Space Heating | Natural Gas | Condensing RTU | A | Original Unit Summer Peak Savings (kW) | Achievable Technical Potential | 0 | 0 | 0 | 0 | 0 | 0 | 0 | 0 | 0 | 0 | 0 | 0 | 0 | 0 | 0 | 0 | 0 | 0 | 0 | 0 | 0 | 0 | 0 | 0 | 0 | 0 | 0 | 0 | 0 | 0 | 0
F3_Industrial_Paper and Printing_New_Space Heating_Natural Gas_Condensing RTU_A_Achievable Technical Potential | F3 | Industrial | Paper and Printing | New | Space Heating | Natural Gas | Condensing RTU | A | Original Unit Winter Peak Savings (kW) | Achievable Technical Potential | 0 | 0 | 0 | 0 | 0 | 0 | 0 | 0 | 0 | 0 | 0 | 0 | 0 | 0 | 0 | 0 | 0 | 0 | 0 | 0 | 0 | 0 | 0 | 0 | 0 | 0 | 0 | 0 | 0 | 0 | 0
F4_Industrial_Paper and Printing_New_Space Heating_Natural Gas_Condensing RTU_A_Achievable Technical Potential | F4 | Industrial | Paper and Printing | New | Space Heating | Natural Gas | Condensing RTU | A | Standalone Impact on Baseline Energy (%) | Achievable Technical Potential | 0% | 0% | 0% | 0% | 0% | 0% | 0% | 0% | 0% | 0% | 0% | 0% | 0% | 0% | 0% | 0% | 0% | 0% | 0% | 0% | 0% | 0% | 0% | 0% | 0 | 0 | 0 | 0 | 0 | 0 | 0
F5_Industrial_Paper and Printing_New_Space Heating_Natural Gas_Condensing RTU_A_Achievable Technical Potential | F5 | Industrial | Paper and Printing | New | Space Heating | Natural Gas | Condensing RTU | A | Standalone Impact on Baseline Summer Peak (%) | Achievable Technical Potential | 0% | 0% | 0% | 0% | 0% | 0% | 0% | 0% | 0% | 0% | 0% | 0% | 0% | 0% | 0% | 0% | 0% | 0% | 0% | 0% | 0% | 0% | 0% | 0% | 0 | 0 | 0 | 0 | 0 | 0 | 0
F6_Industrial_Paper and Printing_New_Space Heating_Natural Gas_Condensing RTU_A_Achievable Technical Potential | F6 | Industrial | Paper and Printing | New | Space Heating | Natural Gas | Condensing RTU | A | Standalone Impact on Baseline Winter Peak (%) | Achievable Technical Potential | 0% | 0% | 0% | 0% | 0% | 0% | 0% | 0% | 0% | 0% | 0% | 0% | 0% | 0% | 0% | 0% | 0% | 0% | 0% | 0% | 0% | 0% | 0% | 0% | 0 | 0 | 0 | 0 | 0 | 0 | 0
F7_Industrial_Paper and Printing_New_Space Heating_Natural Gas_Condensing RTU_A_Achievable Technical Potential | F7 | Industrial | Paper and Printing | New | Space Heating | Natural Gas | Condensing RTU | A | Incremental Energy Savings (MWh or mTherms) | Achievable Technical Potential | 0 | 0 | 0 | 0 | 0 | 0 | 0 | 0 | 0 | 0 | 0 | 0 | 0 | 0 | 0 | 0 | 0 | 0 | 0 | 0 | 0 | 0 | 0 | 0 | 0 | 0 | 0 | 0 | 0 | 0 | 0
F8_Industrial_Paper and Printing_New_Space Heating_Natural Gas_Condensing RTU_A_Achievable Technical Potential | F8 | Industrial | Paper and Printing | New | Space Heating | Natural Gas | Condensing RTU | A | Incremental Summer Peak Savings (MW) | Achievable Technical Potential | 0 | 0 | 0 | 0 | 0 | 0 | 0 | 0 | 0 | 0 | 0 | 0 | 0 | 0 | 0 | 0 | 0 | 0 | 0 | 0 | 0 | 0 | 0 | 0 | 0 | 0 | 0 | 0 | 0 | 0 | 0
F9_Industrial_Paper and Printing_New_Space Heating_Natural Gas_Condensing RTU_A_Achievable Technical Potential | F9 | Industrial | Paper and Printing | New | Space Heating | Natural Gas | Condensing RTU | A | Incremental Winter Peak Savings (MW) | Achievable Technical Potential | 0 | 0 | 0 | 0 | 0 | 0 | 0 | 0 | 0 | 0 | 0 | 0 | 0 | 0 | 0 | 0 | 0 | 0 | 0 | 0 | 0 | 0 | 0 | 0 | 0 | 0 | 0 | 0 | 0 | 0 | 0
F10_Industrial_Paper and Printing_New_Space Heating_Natural Gas_Condensing RTU_A_Achievable Technical Potential | F10 | Industrial | Paper and Printing | New | Space Heating | Natural Gas | Condensing RTU | A | Cumulative Energy Savings (MWh or mTherms) | Achievable Technical Potential | 0 | 0 | 0 | 0 | 0 | 0 | 0 | 0 | 0 | 0 | 0 | 0 | 0 | 0 | 0 | 0 | 0 | 0 | 0 | 0 | 0 | 0 | 0 | 0 | 0 | 0 | 0 | 0 | 0 | 0 | 0
F11_Industrial_Paper and Printing_New_Space Heating_Natural Gas_Condensing RTU_A_Achievable Technical Potential | F11 | Industrial | Paper and Printing | New | Space Heating | Natural Gas | Condensing RTU | A | Cumulative Summer Peak Savings (MW) | Achievable Technical Potential | 0 | 0 | 0 | 0 | 0 | 0 | 0 | 0 | 0 | 0 | 0 | 0 | 0 | 0 | 0 | 0 | 0 | 0 | 0 | 0 | 0 | 0 | 0 | 0 | 0 | 0 | 0 | 0 | 0 | 0 | 0
F12_Industrial_Paper and Printing_New_Space Heating_Natural Gas_Condensing RTU_A_Achievable Technical Potential | F12 | Industrial | Paper and Printing | New | Space Heating | Natural Gas | Condensing RTU | A | Cumulative Winter Peak Savings (MW) | Achievable Technical Potential | 0 | 0 | 0 | 0 | 0 | 0 | 0 | 0 | 0 | 0 | 0 | 0 | 0 | 0 | 0 | 0 | 0 | 0 | 0 | 0 | 0 | 0 | 0 | 0 | 0 | 0 | 0 | 0 | 0 | 0 | 0
F13_Industrial_Paper and Printing_New_Space Heating_Natural Gas_Condensing RTU_A_Achievable Technical Potential | F13 | Industrial | Paper and Printing | New | Space Heating | Natural Gas | Condensing RTU | A | Purchases (Incremental) | Achievable Technical Potential | 0 | 0 | 0 | 0 | 0 | 0 | 0 | 0 | 0 | 0 | 0 | 0 | 0 | 0 | 0 | 0 | 0 | 0 | 0 | 0 | 0 | 0 | 0 | 0 | 0 | 0 | 0 | 0 | 0 | 0 | 0
F14_Industrial_Paper and Printing_New_Space Heating_Natural Gas_Condensing RTU_A_Achievable Technical Potential | F14 | Industrial | Paper and Printing | New | Space Heating | Natural Gas | Condensing RTU | A | Purchases (Cumulative) | Achievable Technical Potential | 0 | 0 | 0 | 0 | 0 | 0 | 0 | 0 | 0 | 0 | 0 | 0 | 0 | 0 | 0 | 0 | 0 | 0 | 0 | 0 | 0 | 0 | 0 | 0 | 0 | 0 | 0 | 0 | 0 | 0 | 0
F1_Industrial_Instruments_Existing_Space Heating_Natural Gas_Condensing RTU_A_Achievable Technical Potential | F1 | Industrial | Instruments | Existing | Space Heating | Natural Gas | Condensing RTU | A | Original Unit Energy Savings (kWh or therms) | Achievable Technical Potential | 0 | 0 | 0 | 0 | 0 | 6.7985 | 6.7371 | 6.6591 | 6.5799 | 6.5003 | 6.4225 | 6.3453 | 6.2727 | 6.2044 | 6.1354 | 6.0751 | 6.0182 | 5.9647 | 5.9145 | 5.8636 | 5.8143 | 5.7653 | 5.7148 | 5.6663 | 5.6196 | 5.5759 | 5.5349 | 5.4966 | 5.4606 | 5.427 | 5.3954
F2_Industrial_Instruments_Existing_Space Heating_Natural Gas_Condensing RTU_A_Achievable Technical Potential | F2 | Industrial | Instruments | Existing | Space Heating | Natural Gas | Condensing RTU | A | Original Unit Summer Peak Savings (kW) | Achievable Technical Potential | 0 | 0 | 0 | 0 | 0 | 0 | 0 | 0 | 0 | 0 | 0 | 0 | 0 | 0 | 0 | 0 | 0 | 0 | 0 | 0 | 0 | 0 | 0 | 0 | 0 | 0 | 0 | 0 | 0 | 0 | 0
F3_Industrial_Instruments_Existing_Space Heating_Natural Gas_Condensing RTU_A_Achievable Technical Potential | F3 | Industrial | Instruments | Existing | Space Heating | Natural Gas | Condensing RTU | A | Original Unit Winter Peak Savings (kW) | Achievable Technical Potential | 0 | 0 | 0 | 0 | 0 | 0 | 0 | 0 | 0 | 0 | 0 | 0 | 0 | 0 | 0 | 0 | 0 | 0 | 0 | 0 | 0 | 0 | 0 | 0 | 0 | 0 | 0 | 0 | 0 | 0 | 0
F4_Industrial_Instruments_Existing_Space Heating_Natural Gas_Condensing RTU_A_Achievable Technical Potential | F4 | Industrial | Instruments | Existing | Space Heating | Natural Gas | Condensing RTU | A | Standalone Impact on Baseline Energy (%) | Achievable Technical Potential | 0% | 0% | 0% | 0% | 0% | 0% | 0% | 0% | 0% | 0% | 0% | 0% | 0% | 0% | 0% | 0% | 0% | 0% | 0% | 0% | 0% | 0% | 0% | 0% | 0 | 0 | 0 | 0 | 0 | 0 | 0
F5_Industrial_Instruments_Existing_Space Heating_Natural Gas_Condensing RTU_A_Achievable Technical Potential | F5 | Industrial | Instruments | Existing | Space Heating | Natural Gas | Condensing RTU | A | Standalone Impact on Baseline Summer Peak (%) | Achievable Technical Potential | 0% | 0% | 0% | 0% | 0% | 0% | 0% | 0% | 0% | 0% | 0% | 0% | 0% | 0% | 0% | 0% | 0% | 0% | 0% | 0% | 0% | 0% | 0% | 0% | 0 | 0 | 0 | 0 | 0 | 0 | 0
F6_Industrial_Instruments_Existing_Space Heating_Natural Gas_Condensing RTU_A_Achievable Technical Potential | F6 | Industrial | Instruments | Existing | Space Heating | Natural Gas | Condensing RTU | A | Standalone Impact on Baseline Winter Peak (%) | Achievable Technical Potential | 0% | 0% | 0% | 0% | 0% | 0% | 0% | 0% | 0% | 0% | 0% | 0% | 0% | 0% | 0% | 0% | 0% | 0% | 0% | 0% | 0% | 0% | 0% | 0% | 0 | 0 | 0 | 0 | 0 | 0 | 0
F7_Industrial_Instruments_Existing_Space Heating_Natural Gas_Condensing RTU_A_Achievable Technical Potential | F7 | Industrial | Instruments | Existing | Space Heating | Natural Gas | Condensing RTU | A | Incremental Energy Savings (MWh or mTherms) | Achievable Technical Potential | 0 | 0 | 0 | 0 | 0 | 0 | 0 | 0 | 0 | 0 | 0 | 0 | 0 | 0 | 0 | 0 | 0 | 0 | 0 | 0 | 0 | 0 | 0 | 0 | 0 | 0 | 0 | 0 | 0 | 0 | 0
F8_Industrial_Instruments_Existing_Space Heating_Natural Gas_Condensing RTU_A_Achievable Technical Potential | F8 | Industrial | Instruments | Existing | Space Heating | Natural Gas | Condensing RTU | A | Incremental Summer Peak Savings (MW) | Achievable Technical Potential | 0 | 0 | 0 | 0 | 0 | 0 | 0 | 0 | 0 | 0 | 0 | 0 | 0 | 0 | 0 | 0 | 0 | 0 | 0 | 0 | 0 | 0 | 0 | 0 | 0 | 0 | 0 | 0 | 0 | 0 | 0
F9_Industrial_Instruments_Existing_Space Heating_Natural Gas_Condensing RTU_A_Achievable Technical Potential | F9 | Industrial | Instruments | Existing | Space Heating | Natural Gas | Condensing RTU | A | Incremental Winter Peak Savings (MW) | Achievable Technical Potential | 0 | 0 | 0 | 0 | 0 | 0 | 0 | 0 | 0 | 0 | 0 | 0 | 0 | 0 | 0 | 0 | 0 | 0 | 0 | 0 | 0 | 0 | 0 | 0 | 0 | 0 | 0 | 0 | 0 | 0 | 0
F10_Industrial_Instruments_Existing_Space Heating_Natural Gas_Condensing RTU_A_Achievable Technical Potential | F10 | Industrial | Instruments | Existing | Space Heating | Natural Gas | Condensing RTU | A | Cumulative Energy Savings (MWh or mTherms) | Achievable Technical Potential | 0 | 0 | 0 | 0 | 0 | 0 | 0 | 0 | 0 | 0 | 0 | 0 | 0 | 0 | 0 | 0 | 0 | 0 | 0 | 0 | 0 | 0 | 0 | 0 | 0 | 0 | 0 | 0 | 0 | 0 | 0
F11_Industrial_Instruments_Existing_Space Heating_Natural Gas_Condensing RTU_A_Achievable Technical Potential | F11 | Industrial | Instruments | Existing | Space Heating | Natural Gas | Condensing RTU | A | Cumulative Summer Peak Savings (MW) | Achievable Technical Potential | 0 | 0 | 0 | 0 | 0 | 0 | 0 | 0 | 0 | 0 | 0 | 0 | 0 | 0 | 0 | 0 | 0 | 0 | 0 | 0 | 0 | 0 | 0 | 0 | 0 | 0 | 0 | 0 | 0 | 0 | 0
F12_Industrial_Instruments_Existing_Space Heating_Natural Gas_Condensing RTU_A_Achievable Technical Potential | F12 | Industrial | Instruments | Existing | Space Heating | Natural Gas | Condensing RTU | A | Cumulative Winter Peak Savings (MW) | Achievable Technical Potential | 0 | 0 | 0 | 0 | 0 | 0 | 0 | 0 | 0 | 0 | 0 | 0 | 0 | 0 | 0 | 0 | 0 | 0 | 0 | 0 | 0 | 0 | 0 | 0 | 0 | 0 | 0 | 0 | 0 | 0 | 0
F13_Industrial_Instruments_Existing_Space Heating_Natural Gas_Condensing RTU_A_Achievable Technical Potential | F13 | Industrial | Instruments | Existing | Space Heating | Natural Gas | Condensing RTU | A | Purchases (Incremental) | Achievable Technical Potential | 0 | 0 | 0 | 0 | 0 | 0 | 0 | 0 | 0 | 0 | 0 | 0 | 0 | 0 | 0 | 0 | 0 | 0 | 0 | 0 | 0 | 0 | 0 | 0 | 0 | 0 | 0 | 0 | 0 | 0 | 0
F14_Industrial_Instruments_Existing_Space Heating_Natural Gas_Condensing RTU_A_Achievable Technical Potential | F14 | Industrial | Instruments | Existing | Space Heating | Natural Gas | Condensing RTU | A | Purchases (Cumulative) | Achievable Technical Potential | 0 | 0 | 0 | 0 | 0 | 0 | 0 | 0 | 0 | 0 | 0 | 0 | 0 | 0 | 0 | 0 | 0 | 0 | 0 | 0 | 0 | 0 | 0 | 0 | 0 | 0 | 0 | 0 | 0 | 0 | 0
F1_Industrial_Instruments_New_Space Heating_Natural Gas_Condensing RTU_A_Achievable Technical Potential | F1 | Industrial | Instruments | New | Space Heating | Natural Gas | Condensing RTU | A | Original Unit Energy Savings (kWh or therms) | Achievable Technical Potential | 0 | 0 | 0 | 0 | 0 | 0 | 0 | 0 | 0 | 0 | 0 | 0 | 0 | 0 | 0 | 0 | 0 | 0 | 0 | 0 | 0 | 0 | 0 | 0 | 0 | 0 | 0 | 0 | 0 | 0 | 0
F2_Industrial_Instruments_New_Space Heating_Natural Gas_Condensing RTU_A_Achievable Technical Potential | F2 | Industrial | Instruments | New | Space Heating | Natural Gas | Condensing RTU | A | Original Unit Summer Peak Savings (kW) | Achievable Technical Potential | 0 | 0 | 0 | 0 | 0 | 0 | 0 | 0 | 0 | 0 | 0 | 0 | 0 | 0 | 0 | 0 | 0 | 0 | 0 | 0 | 0 | 0 | 0 | 0 | 0 | 0 | 0 | 0 | 0 | 0 | 0
F3_Industrial_Instruments_New_Space Heating_Natural Gas_Condensing RTU_A_Achievable Technical Potential | F3 | Industrial | Instruments | New | Space Heating | Natural Gas | Condensing RTU | A | Original Unit Winter Peak Savings (kW) | Achievable Technical Potential | 0 | 0 | 0 | 0 | 0 | 0 | 0 | 0 | 0 | 0 | 0 | 0 | 0 | 0 | 0 | 0 | 0 | 0 | 0 | 0 | 0 | 0 | 0 | 0 | 0 | 0 | 0 | 0 | 0 | 0 | 0
F4_Industrial_Instruments_New_Space Heating_Natural Gas_Condensing RTU_A_Achievable Technical Potential | F4 | Industrial | Instruments | New | Space Heating | Natural Gas | Condensing RTU | A | Standalone Impact on Baseline Energy (%) | Achievable Technical Potential | 0% | 0% | 0% | 0% | 0% | 0% | 0% | 0% | 0% | 0% | 0% | 0% | 0% | 0% | 0% | 0% | 0% | 0% | 0% | 0% | 0% | 0% | 0% | 0% | 0 | 0 | 0 | 0 | 0 | 0 | 0
F5_Industrial_Instruments_New_Space Heating_Natural Gas_Condensing RTU_A_Achievable Technical Potential | F5 | Industrial | Instruments | New | Space Heating | Natural Gas | Condensing RTU | A | Standalone Impact on Baseline Summer Peak (%) | Achievable Technical Potential | 0% | 0% | 0% | 0% | 0% | 0% | 0% | 0% | 0% | 0% | 0% | 0% | 0% | 0% | 0% | 0% | 0% | 0% | 0% | 0% | 0% | 0% | 0% | 0% | 0 | 0 | 0 | 0 | 0 | 0 | 0
F6_Industrial_Instruments_New_Space Heating_Natural Gas_Condensing RTU_A_Achievable Technical Potential | F6 | Industrial | Instruments | New | Space Heating | Natural Gas | Condensing RTU | A | Standalone Impact on Baseline Winter Peak (%) | Achievable Technical Potential | 0% | 0% | 0% | 0% | 0% | 0% | 0% | 0% | 0% | 0% | 0% | 0% | 0% | 0% | 0% | 0% | 0% | 0% | 0% | 0% | 0% | 0% | 0% | 0% | 0 | 0 | 0 | 0 | 0 | 0 | 0
F7_Industrial_Instruments_New_Space Heating_Natural Gas_Condensing RTU_A_Achievable Technical Potential | F7 | Industrial | Instruments | New | Space Heating | Natural Gas | Condensing RTU | A | Incremental Energy Savings (MWh or mTherms) | Achievable Technical Potential | 0 | 0 | 0 | 0 | 0 | 0 | 0 | 0 | 0 | 0 | 0 | 0 | 0 | 0 | 0 | 0 | 0 | 0 | 0 | 0 | 0 | 0 | 0 | 0 | 0 | 0 | 0 | 0 | 0 | 0 | 0
F8_Industrial_Instruments_New_Space Heating_Natural Gas_Condensing RTU_A_Achievable Technical Potential | F8 | Industrial | Instruments | New | Space Heating | Natural Gas | Condensing RTU | A | Incremental Summer Peak Savings (MW) | Achievable Technical Potential | 0 | 0 | 0 | 0 | 0 | 0 | 0 | 0 | 0 | 0 | 0 | 0 | 0 | 0 | 0 | 0 | 0 | 0 | 0 | 0 | 0 | 0 | 0 | 0 | 0 | 0 | 0 | 0 | 0 | 0 | 0
F9_Industrial_Instruments_New_Space Heating_Natural Gas_Condensing RTU_A_Achievable Technical Potential | F9 | Industrial | Instruments | New | Space Heating | Natural Gas | Condensing RTU | A | Incremental Winter Peak Savings (MW) | Achievable Technical Potential | 0 | 0 | 0 | 0 | 0 | 0 | 0 | 0 | 0 | 0 | 0 | 0 | 0 | 0 | 0 | 0 | 0 | 0 | 0 | 0 | 0 | 0 | 0 | 0 | 0 | 0 | 0 | 0 | 0 | 0 | 0
F10_Industrial_Instruments_New_Space Heating_Natural Gas_Condensing RTU_A_Achievable Technical Potential | F10 | Industrial | Instruments | New | Space Heating | Natural Gas | Condensing RTU | A | Cumulative Energy Savings (MWh or mTherms) | Achievable Technical Potential | 0 | 0 | 0 | 0 | 0 | 0 | 0 | 0 | 0 | 0 | 0 | 0 | 0 | 0 | 0 | 0 | 0 | 0 | 0 | 0 | 0 | 0 | 0 | 0 | 0 | 0 | 0 | 0 | 0 | 0 | 0
F11_Industrial_Instruments_New_Space Heating_Natural Gas_Condensing RTU_A_Achievable Technical Potential | F11 | Industrial | Instruments | New | Space Heating | Natural Gas | Condensing RTU | A | Cumulative Summer Peak Savings (MW) | Achievable Technical Potential | 0 | 0 | 0 | 0 | 0 | 0 | 0 | 0 | 0 | 0 | 0 | 0 | 0 | 0 | 0 | 0 | 0 | 0 | 0 | 0 | 0 | 0 | 0 | 0 | 0 | 0 | 0 | 0 | 0 | 0 | 0
F12_Industrial_Instruments_New_Space Heating_Natural Gas_Condensing RTU_A_Achievable Technical Potential | F12 | Industrial | Instruments | New | Space Heating | Natural Gas | Condensing RTU | A | Cumulative Winter Peak Savings (MW) | Achievable Technical Potential | 0 | 0 | 0 | 0 | 0 | 0 | 0 | 0 | 0 | 0 | 0 | 0 | 0 | 0 | 0 | 0 | 0 | 0 | 0 | 0 | 0 | 0 | 0 | 0 | 0 | 0 | 0 | 0 | 0 | 0 | 0
F13_Industrial_Instruments_New_Space Heating_Natural Gas_Condensing RTU_A_Achievable Technical Potential | F13 | Industrial | Instruments | New | Space Heating | Natural Gas | Condensing RTU | A | Purchases (Incremental) | Achievable Technical Potential | 0 | 0 | 0 | 0 | 0 | 0 | 0 | 0 | 0 | 0 | 0 | 0 | 0 | 0 | 0 | 0 | 0 | 0 | 0 | 0 | 0 | 0 | 0 | 0 | 0 | 0 | 0 | 0 | 0 | 0 | 0
F14_Industrial_Instruments_New_Space Heating_Natural Gas_Condensing RTU_A_Achievable Technical Potential | F14 | Industrial | Instruments | New | Space Heating | Natural Gas | Condensing RTU | A | Purchases (Cumulative) | Achievable Technical Potential | 0 | 0 | 0 | 0 | 0 | 0 | 0 | 0 | 0 | 0 | 0 | 0 | 0 | 0 | 0 | 0 | 0 | 0 | 0 | 0 | 0 | 0 | 0 | 0 | 0 | 0 | 0 | 0 | 0 | 0 | 0
F1_Industrial_Wood and Lumber Products_Existing_Space Heating_Natural Gas_Condensing RTU_A_Achievable Technical Potential | F1 | Industrial | Wood and Lumber Products | Existing | Space Heating | Natural Gas | Condensing RTU | A | Original Unit Energy Savings (kWh or therms) | Achievable Technical Potential | 0 | 0 | 0 | 0 | 0 | 10.5197 | 10.4247 | 10.304 | 10.1814 | 10.0583 | 9.9379 | 9.8185 | 9.7061 | 9.6004 | 9.4936 | 9.4003 | 9.3122 | 9.2296 | 9.1518 | 9.0731 | 8.9968 | 8.921 | 8.8428 | 8.7678 | 8.6956 | 8.6279 | 8.5645 | 8.5052 | 8.4496 | 8.3975 | 8.3487
F2_Industrial_Wood and Lumber Products_Existing_Space Heating_Natural Gas_Condensing RTU_A_Achievable Technical Potential | F2 | Industrial | Wood and Lumber Products | Existing | Space Heating | Natural Gas | Condensing RTU | A | Original Unit Summer Peak Savings (kW) | Achievable Technical Potential | 0 | 0 | 0 | 0 | 0 | 0 | 0 | 0 | 0 | 0 | 0 | 0 | 0 | 0 | 0 | 0 | 0 | 0 | 0 | 0 | 0 | 0 | 0 | 0 | 0 | 0 | 0 | 0 | 0 | 0 | 0
F3_Industrial_Wood and Lumber Products_Existing_Space Heating_Natural Gas_Condensing RTU_A_Achievable Technical Potential | F3 | Industrial | Wood and Lumber Products | Existing | Space Heating | Natural Gas | Condensing RTU | A | Original Unit Winter Peak Savings (kW) | Achievable Technical Potential | 0 | 0 | 0 | 0 | 0 | 0 | 0 | 0 | 0 | 0 | 0 | 0 | 0 | 0 | 0 | 0 | 0 | 0 | 0 | 0 | 0 | 0 | 0 | 0 | 0 | 0 | 0 | 0 | 0 | 0 | 0
F4_Industrial_Wood and Lumber Products_Existing_Space Heating_Natural Gas_Condensing RTU_A_Achievable Technical Potential | F4 | Industrial | Wood and Lumber Products | Existing | Space Heating | Natural Gas | Condensing RTU | A | Standalone Impact on Baseline Energy (%) | Achievable Technical Potential | 0% | 0% | 0% | 0% | 0% | 0% | 0% | 0% | 0% | 0% | 0% | 0% | 0% | 0% | 0% | 0% | 0% | 0% | 0% | 0% | 0% | 0% | 0% | 0% | 0 | 0 | 0 | 0 | 0 | 0 | 0
F5_Industrial_Wood and Lumber Products_Existing_Space Heating_Natural Gas_Condensing RTU_A_Achievable Technical Potential | F5 | Industrial | Wood and Lumber Products | Existing | Space Heating | Natural Gas | Condensing RTU | A | Standalone Impact on Baseline Summer Peak (%) | Achievable Technical Potential | 0% | 0% | 0% | 0% | 0% | 0% | 0% | 0% | 0% | 0% | 0% | 0% | 0% | 0% | 0% | 0% | 0% | 0% | 0% | 0% | 0% | 0% | 0% | 0% | 0 | 0 | 0 | 0 | 0 | 0 | 0
F6_Industrial_Wood and Lumber Products_Existing_Space Heating_Natural Gas_Condensing RTU_A_Achievable Technical Potential | F6 | Industrial | Wood and Lumber Products | Existing | Space Heating | Natural Gas | Condensing RTU | A | Standalone Impact on Baseline Winter Peak (%) | Achievable Technical Potential | 0% | 0% | 0% | 0% | 0% | 0% | 0% | 0% | 0% | 0% | 0% | 0% | 0% | 0% | 0% | 0% | 0% | 0% | 0% | 0% | 0% | 0% | 0% | 0% | 0 | 0 | 0 | 0 | 0 | 0 | 0
F7_Industrial_Wood and Lumber Products_Existing_Space Heating_Natural Gas_Condensing RTU_A_Achievable Technical Potential | F7 | Industrial | Wood and Lumber Products | Existing | Space Heating | Natural Gas | Condensing RTU | A | Incremental Energy Savings (MWh or mTherms) | Achievable Technical Potential | 0 | 0 | 0 | 0 | 0 | 0 | 0 | 0 | 0 | 0 | 0 | 0 | 0 | 0 | 0 | 0 | 0 | 0 | 0 | 0 | 0 | 0 | 0 | 0 | 0 | 0 | 0 | 0 | 0 | 0 | 0
F8_Industrial_Wood and Lumber Products_Existing_Space Heating_Natural Gas_Condensing RTU_A_Achievable Technical Potential | F8 | Industrial | Wood and Lumber Products | Existing | Space Heating | Natural Gas | Condensing RTU | A | Incremental Summer Peak Savings (MW) | Achievable Technical Potential | 0 | 0 | 0 | 0 | 0 | 0 | 0 | 0 | 0 | 0 | 0 | 0 | 0 | 0 | 0 | 0 | 0 | 0 | 0 | 0 | 0 | 0 | 0 | 0 | 0 | 0 | 0 | 0 | 0 | 0 | 0
F9_Industrial_Wood and Lumber Products_Existing_Space Heating_Natural Gas_Condensing RTU_A_Achievable Technical Potential | F9 | Industrial | Wood and Lumber Products | Existing | Space Heating | Natural Gas | Condensing RTU | A | Incremental Winter Peak Savings (MW) | Achievable Technical Potential | 0 | 0 | 0 | 0 | 0 | 0 | 0 | 0 | 0 | 0 | 0 | 0 | 0 | 0 | 0 | 0 | 0 | 0 | 0 | 0 | 0 | 0 | 0 | 0 | 0 | 0 | 0 | 0 | 0 | 0 | 0
F10_Industrial_Wood and Lumber Products_Existing_Space Heating_Natural Gas_Condensing RTU_A_Achievable Technical Potential | F10 | Industrial | Wood and Lumber Products | Existing | Space Heating | Natural Gas | Condensing RTU | A | Cumulative Energy Savings (MWh or mTherms) | Achievable Technical Potential | 0 | 0 | 0 | 0 | 0 | 0 | 0 | 0 | 0 | 0 | 0 | 0 | 0 | 0 | 0 | 0 | 0 | 0 | 0 | 0 | 0 | 0 | 0 | 0 | 0 | 0 | 0 | 0 | 0 | 0 | 0
F11_Industrial_Wood and Lumber Products_Existing_Space Heating_Natural Gas_Condensing RTU_A_Achievable Technical Potential | F11 | Industrial | Wood and Lumber Products | Existing | Space Heating | Natural Gas | Condensing RTU | A | Cumulative Summer Peak Savings (MW) | Achievable Technical Potential | 0 | 0 | 0 | 0 | 0 | 0 | 0 | 0 | 0 | 0 | 0 | 0 | 0 | 0 | 0 | 0 | 0 | 0 | 0 | 0 | 0 | 0 | 0 | 0 | 0 | 0 | 0 | 0 | 0 | 0 | 0
F12_Industrial_Wood and Lumber Products_Existing_Space Heating_Natural Gas_Condensing RTU_A_Achievable Technical Potential | F12 | Industrial | Wood and Lumber Products | Existing | Space Heating | Natural Gas | Condensing RTU | A | Cumulative Winter Peak Savings (MW) | Achievable Technical Potential | 0 | 0 | 0 | 0 | 0 | 0 | 0 | 0 | 0 | 0 | 0 | 0 | 0 | 0 | 0 | 0 | 0 | 0 | 0 | 0 | 0 | 0 | 0 | 0 | 0 | 0 | 0 | 0 | 0 | 0 | 0
F13_Industrial_Wood and Lumber Products_Existing_Space Heating_Natural Gas_Condensing RTU_A_Achievable Technical Potential | F13 | Industrial | Wood and Lumber Products | Existing | Space Heating | Natural Gas | Condensing RTU | A | Purchases (Incremental) | Achievable Technical Potential | 0 | 0 | 0 | 0 | 0 | 0 | 0 | 0 | 0 | 0 | 0 | 0 | 0 | 0 | 0 | 0 | 0 | 0 | 0 | 0 | 0 | 0 | 0 | 0 | 0 | 0 | 0 | 0 | 0 | 0 | 0
F14_Industrial_Wood and Lumber Products_Existing_Space Heating_Natural Gas_Condensing RTU_A_Achievable Technical Potential | F14 | Industrial | Wood and Lumber Products | Existing | Space Heating | Natural Gas | Condensing RTU | A | Purchases (Cumulative) | Achievable Technical Potential | 0 | 0 | 0 | 0 | 0 | 0 | 0 | 0 | 0 | 0 | 0 | 0 | 0 | 0 | 0 | 0 | 0 | 0 | 0 | 0 | 0 | 0 | 0 | 0 | 0 | 0 | 0 | 0 | 0 | 0 | 0
F1_Industrial_Wood and Lumber Products_New_Space Heating_Natural Gas_Condensing RTU_A_Achievable Technical Potential | F1 | Industrial | Wood and Lumber Products | New | Space Heating | Natural Gas | Condensing RTU | A | Original Unit Energy Savings (kWh or therms) | Achievable Technical Potential | 0 | 0 | 0 | 0 | 0 | 0 | 0 | 0 | 0 | 0 | 0 | 0 | 0 | 0 | 0 | 0 | 0 | 0 | 0 | 0 | 0 | 0 | 0 | 0 | 0 | 0 | 0 | 0 | 0 | 0 | 0
F2_Industrial_Wood and Lumber Products_New_Space Heating_Natural Gas_Condensing RTU_A_Achievable Technical Potential | F2 | Industrial | Wood and Lumber Products | New | Space Heating | Natural Gas | Condensing RTU | A | Original Unit Summer Peak Savings (kW) | Achievable Technical Potential | 0 | 0 | 0 | 0 | 0 | 0 | 0 | 0 | 0 | 0 | 0 | 0 | 0 | 0 | 0 | 0 | 0 | 0 | 0 | 0 | 0 | 0 | 0 | 0 | 0 | 0 | 0 | 0 | 0 | 0 | 0
F3_Industrial_Wood and Lumber Products_New_Space Heating_Natural Gas_Condensing RTU_A_Achievable Technical Potential | F3 | Industrial | Wood and Lumber Products | New | Space Heating | Natural Gas | Condensing RTU | A | Original Unit Winter Peak Savings (kW) | Achievable Technical Potential | 0 | 0 | 0 | 0 | 0 | 0 | 0 | 0 | 0 | 0 | 0 | 0 | 0 | 0 | 0 | 0 | 0 | 0 | 0 | 0 | 0 | 0 | 0 | 0 | 0 | 0 | 0 | 0 | 0 | 0 | 0
F4_Industrial_Wood and Lumber Products_New_Space Heating_Natural Gas_Condensing RTU_A_Achievable Technical Potential | F4 | Industrial | Wood and Lumber Products | New | Space Heating | Natural Gas | Condensing RTU | A | Standalone Impact on Baseline Energy (%) | Achievable Technical Potential | 0% | 0% | 0% | 0% | 0% | 0% | 0% | 0% | 0% | 0% | 0% | 0% | 0% | 0% | 0% | 0% | 0% | 0% | 0% | 0% | 0% | 0% | 0% | 0% | 0 | 0 | 0 | 0 | 0 | 0 | 0
F5_Industrial_Wood and Lumber Products_New_Space Heating_Natural Gas_Condensing RTU_A_Achievable Technical Potential | F5 | Industrial | Wood and Lumber Products | New | Space Heating | Natural Gas | Condensing RTU | A | Standalone Impact on Baseline Summer Peak (%) | Achievable Technical Potential | 0% | 0% | 0% | 0% | 0% | 0% | 0% | 0% | 0% | 0% | 0% | 0% | 0% | 0% | 0% | 0% | 0% | 0% | 0% | 0% | 0% | 0% | 0% | 0% | 0 | 0 | 0 | 0 | 0 | 0 | 0
F6_Industrial_Wood and Lumber Products_New_Space Heating_Natural Gas_Condensing RTU_A_Achievable Technical Potential | F6 | Industrial | Wood and Lumber Products | New | Space Heating | Natural Gas | Condensing RTU | A | Standalone Impact on Baseline Winter Peak (%) | Achievable Technical Potential | 0% | 0% | 0% | 0% | 0% | 0% | 0% | 0% | 0% | 0% | 0% | 0% | 0% | 0% | 0% | 0% | 0% | 0% | 0% | 0% | 0% | 0% | 0% | 0% | 0 | 0 | 0 | 0 | 0 | 0 | 0
F7_Industrial_Wood and Lumber Products_New_Space Heating_Natural Gas_Condensing RTU_A_Achievable Technical Potential | F7 | Industrial | Wood and Lumber Products | New | Space Heating | Natural Gas | Condensing RTU | A | Incremental Energy Savings (MWh or mTherms) | Achievable Technical Potential | 0 | 0 | 0 | 0 | 0 | 0 | 0 | 0 | 0 | 0 | 0 | 0 | 0 | 0 | 0 | 0 | 0 | 0 | 0 | 0 | 0 | 0 | 0 | 0 | 0 | 0 | 0 | 0 | 0 | 0 | 0
F8_Industrial_Wood and Lumber Products_New_Space Heating_Natural Gas_Condensing RTU_A_Achievable Technical Potential | F8 | Industrial | Wood and Lumber Products | New | Space Heating | Natural Gas | Condensing RTU | A | Incremental Summer Peak Savings (MW) | Achievable Technical Potential | 0 | 0 | 0 | 0 | 0 | 0 | 0 | 0 | 0 | 0 | 0 | 0 | 0 | 0 | 0 | 0 | 0 | 0 | 0 | 0 | 0 | 0 | 0 | 0 | 0 | 0 | 0 | 0 | 0 | 0 | 0
F9_Industrial_Wood and Lumber Products_New_Space Heating_Natural Gas_Condensing RTU_A_Achievable Technical Potential | F9 | Industrial | Wood and Lumber Products | New | Space Heating | Natural Gas | Condensing RTU | A | Incremental Winter Peak Savings (MW) | Achievable Technical Potential | 0 | 0 | 0 | 0 | 0 | 0 | 0 | 0 | 0 | 0 | 0 | 0 | 0 | 0 | 0 | 0 | 0 | 0 | 0 | 0 | 0 | 0 | 0 | 0 | 0 | 0 | 0 | 0 | 0 | 0 | 0
F10_Industrial_Wood and Lumber Products_New_Space Heating_Natural Gas_Condensing RTU_A_Achievable Technical Potential | F10 | Industrial | Wood and Lumber Products | New | Space Heating | Natural Gas | Condensing RTU | A | Cumulative Energy Savings (MWh or mTherms) | Achievable Technical Potential | 0 | 0 | 0 | 0 | 0 | 0 | 0 | 0 | 0 | 0 | 0 | 0 | 0 | 0 | 0 | 0 | 0 | 0 | 0 | 0 | 0 | 0 | 0 | 0 | 0 | 0 | 0 | 0 | 0 | 0 | 0
F11_Industrial_Wood and Lumber Products_New_Space Heating_Natural Gas_Condensing RTU_A_Achievable Technical Potential | F11 | Industrial | Wood and Lumber Products | New | Space Heating | Natural Gas | Condensing RTU | A | Cumulative Summer Peak Savings (MW) | Achievable Technical Potential | 0 | 0 | 0 | 0 | 0 | 0 | 0 | 0 | 0 | 0 | 0 | 0 | 0 | 0 | 0 | 0 | 0 | 0 | 0 | 0 | 0 | 0 | 0 | 0 | 0 | 0 | 0 | 0 | 0 | 0 | 0
F12_Industrial_Wood and Lumber Products_New_Space Heating_Natural Gas_Condensing RTU_A_Achievable Technical Potential | F12 | Industrial | Wood and Lumber Products | New | Space Heating | Natural Gas | Condensing RTU | A | Cumulative Winter Peak Savings (MW) | Achievable Technical Potential | 0 | 0 | 0 | 0 | 0 | 0 | 0 | 0 | 0 | 0 | 0 | 0 | 0 | 0 | 0 | 0 | 0 | 0 | 0 | 0 | 0 | 0 | 0 | 0 | 0 | 0 | 0 | 0 | 0 | 0 | 0
F13_Industrial_Wood and Lumber Products_New_Space Heating_Natural Gas_Condensing RTU_A_Achievable Technical Potential | F13 | Industrial | Wood and Lumber Products | New | Space Heating | Natural Gas | Condensing RTU | A | Purchases (Incremental) | Achievable Technical Potential | 0 | 0 | 0 | 0 | 0 | 0 | 0 | 0 | 0 | 0 | 0 | 0 | 0 | 0 | 0 | 0 | 0 | 0 | 0 | 0 | 0 | 0 | 0 | 0 | 0 | 0 | 0 | 0 | 0 | 0 | 0
F14_Industrial_Wood and Lumber Products_New_Space Heating_Natural Gas_Condensing RTU_A_Achievable Technical Potential | F14 | Industrial | Wood and Lumber Products | New | Space Heating | Natural Gas | Condensing RTU | A | Purchases (Cumulative) | Achievable Technical Potential | 0 | 0 | 0 | 0 | 0 | 0 | 0 | 0 | 0 | 0 | 0 | 0 | 0 | 0 | 0 | 0 | 0 | 0 | 0 | 0 | 0 | 0 | 0 | 0 | 0 | 0 | 0 | 0 | 0 | 0 | 0
F1_Industrial_Other Industrial_Existing_Space Heating_Natural Gas_Condensing RTU_A_Achievable Technical Potential | F1 | Industrial | Other Industrial | Existing | Space Heating | Natural Gas | Condensing RTU | A | Original Unit Energy Savings (kWh or therms) | Achievable Technical Potential | 0 | 0 | 0 | 0 | 0 | 6.0015 | 5.9474 | 5.8784 | 5.8085 | 5.7383 | 5.6696 | 5.6015 | 5.5374 | 5.477 | 5.4162 | 5.3629 | 5.3127 | 5.2655 | 5.2211 | 5.1762 | 5.1327 | 5.0895 | 5.0449 | 5.0021 | 4.9608 | 4.9222 | 4.8861 | 4.8522 | 4.8205 | 4.7908 | 4.7629
F2_Industrial_Other Industrial_Existing_Space Heating_Natural Gas_Condensing RTU_A_Achievable Technical Potential | F2 | Industrial | Other Industrial | Existing | Space Heating | Natural Gas | Condensing RTU | A | Original Unit Summer Peak Savings (kW) | Achievable Technical Potential | 0 | 0 | 0 | 0 | 0 | 0 | 0 | 0 | 0 | 0 | 0 | 0 | 0 | 0 | 0 | 0 | 0 | 0 | 0 | 0 | 0 | 0 | 0 | 0 | 0 | 0 | 0 | 0 | 0 | 0 | 0
F3_Industrial_Other Industrial_Existing_Space Heating_Natural Gas_Condensing RTU_A_Achievable Technical Potential | F3 | Industrial | Other Industrial | Existing | Space Heating | Natural Gas | Condensing RTU | A | Original Unit Winter Peak Savings (kW) | Achievable Technical Potential | 0 | 0 | 0 | 0 | 0 | 0 | 0 | 0 | 0 | 0 | 0 | 0 | 0 | 0 | 0 | 0 | 0 | 0 | 0 | 0 | 0 | 0 | 0 | 0 | 0 | 0 | 0 | 0 | 0 | 0 | 0
F4_Industrial_Other Industrial_Existing_Space Heating_Natural Gas_Condensing RTU_A_Achievable Technical Potential | F4 | Industrial | Other Industrial | Existing | Space Heating | Natural Gas | Condensing RTU | A | Standalone Impact on Baseline Energy (%) | Achievable Technical Potential | 0% | 0% | 0% | 0% | 0% | 0% | 0% | 0% | 0% | 0% | 0% | 0% | 0% | 0% | 0% | 0% | 0% | 0% | 0% | 0% | 0% | 0% | 0% | 0% | 0 | 0 | 0 | 0 | 0 | 0 | 0
F5_Industrial_Other Industrial_Existing_Space Heating_Natural Gas_Condensing RTU_A_Achievable Technical Potential | F5 | Industrial | Other Industrial | Existing | Space Heating | Natural Gas | Condensing RTU | A | Standalone Impact on Baseline Summer Peak (%) | Achievable Technical Potential | 0% | 0% | 0% | 0% | 0% | 0% | 0% | 0% | 0% | 0% | 0% | 0% | 0% | 0% | 0% | 0% | 0% | 0% | 0% | 0% | 0% | 0% | 0% | 0% | 0 | 0 | 0 | 0 | 0 | 0 | 0
F6_Industrial_Other Industrial_Existing_Space Heating_Natural Gas_Condensing RTU_A_Achievable Technical Potential | F6 | Industrial | Other Industrial | Existing | Space Heating | Natural Gas | Condensing RTU | A | Standalone Impact on Baseline Winter Peak (%) | Achievable Technical Potential | 0% | 0% | 0% | 0% | 0% | 0% | 0% | 0% | 0% | 0% | 0% | 0% | 0% | 0% | 0% | 0% | 0% | 0% | 0% | 0% | 0% | 0% | 0% | 0% | 0 | 0 | 0 | 0 | 0 | 0 | 0
F7_Industrial_Other Industrial_Existing_Space Heating_Natural Gas_Condensing RTU_A_Achievable Technical Potential | F7 | Industrial | Other Industrial | Existing | Space Heating | Natural Gas | Condensing RTU | A | Incremental Energy Savings (MWh or mTherms) | Achievable Technical Potential | 0 | 0 | 0 | 0 | 0 | 0 | 0 | 0 | 0 | 0 | 0 | 0 | 0 | 0 | 0 | 0 | 0 | 0 | 0 | 0 | 0 | 0 | 0 | 0 | 0 | 0 | 0 | 0 | 0 | 0 | 0
F8_Industrial_Other Industrial_Existing_Space Heating_Natural Gas_Condensing RTU_A_Achievable Technical Potential | F8 | Industrial | Other Industrial | Existing | Space Heating | Natural Gas | Condensing RTU | A | Incremental Summer Peak Savings (MW) | Achievable Technical Potential | 0 | 0 | 0 | 0 | 0 | 0 | 0 | 0 | 0 | 0 | 0 | 0 | 0 | 0 | 0 | 0 | 0 | 0 | 0 | 0 | 0 | 0 | 0 | 0 | 0 | 0 | 0 | 0 | 0 | 0 | 0
F9_Industrial_Other Industrial_Existing_Space Heating_Natural Gas_Condensing RTU_A_Achievable Technical Potential | F9 | Industrial | Other Industrial | Existing | Space Heating | Natural Gas | Condensing RTU | A | Incremental Winter Peak Savings (MW) | Achievable Technical Potential | 0 | 0 | 0 | 0 | 0 | 0 | 0 | 0 | 0 | 0 | 0 | 0 | 0 | 0 | 0 | 0 | 0 | 0 | 0 | 0 | 0 | 0 | 0 | 0 | 0 | 0 | 0 | 0 | 0 | 0 | 0
F10_Industrial_Other Industrial_Existing_Space Heating_Natural Gas_Condensing RTU_A_Achievable Technical Potential | F10 | Industrial | Other Industrial | Existing | Space Heating | Natural Gas | Condensing RTU | A | Cumulative Energy Savings (MWh or mTherms) | Achievable Technical Potential | 0 | 0 | 0 | 0 | 0 | 0 | 0 | 0 | 0 | 0 | 0 | 0 | 0 | 0 | 0 | 0 | 0 | 0 | 0 | 0 | 0 | 0 | 0 | 0 | 0 | 0 | 0 | 0 | 0 | 0 | 0
F11_Industrial_Other Industrial_Existing_Space Heating_Natural Gas_Condensing RTU_A_Achievable Technical Potential | F11 | Industrial | Other Industrial | Existing | Space Heating | Natural Gas | Condensing RTU | A | Cumulative Summer Peak Savings (MW) | Achievable Technical Potential | 0 | 0 | 0 | 0 | 0 | 0 | 0 | 0 | 0 | 0 | 0 | 0 | 0 | 0 | 0 | 0 | 0 | 0 | 0 | 0 | 0 | 0 | 0 | 0 | 0 | 0 | 0 | 0 | 0 | 0 | 0
F12_Industrial_Other Industrial_Existing_Space Heating_Natural Gas_Condensing RTU_A_Achievable Technical Potential | F12 | Industrial | Other Industrial | Existing | Space Heating | Natural Gas | Condensing RTU | A | Cumulative Winter Peak Savings (MW) | Achievable Technical Potential | 0 | 0 | 0 | 0 | 0 | 0 | 0 | 0 | 0 | 0 | 0 | 0 | 0 | 0 | 0 | 0 | 0 | 0 | 0 | 0 | 0 | 0 | 0 | 0 | 0 | 0 | 0 | 0 | 0 | 0 | 0
F13_Industrial_Other Industrial_Existing_Space Heating_Natural Gas_Condensing RTU_A_Achievable Technical Potential | F13 | Industrial | Other Industrial | Existing | Space Heating | Natural Gas | Condensing RTU | A | Purchases (Incremental) | Achievable Technical Potential | 0 | 0 | 0 | 0 | 0 | 0 | 0 | 0 | 0 | 0 | 0 | 0 | 0 | 0 | 0 | 0 | 0 | 0 | 0 | 0 | 0 | 0 | 0 | 0 | 0 | 0 | 0 | 0 | 0 | 0 | 0
F14_Industrial_Other Industrial_Existing_Space Heating_Natural Gas_Condensing RTU_A_Achievable Technical Potential | F14 | Industrial | Other Industrial | Existing | Space Heating | Natural Gas | Condensing RTU | A | Purchases (Cumulative) | Achievable Technical Potential | 0 | 0 | 0 | 0 | 0 | 0 | 0 | 0 | 0 | 0 | 0 | 0 | 0 | 0 | 0 | 0 | 0 | 0 | 0 | 0 | 0 | 0 | 0 | 0 | 0 | 0 | 0 | 0 | 0 | 0 | 0
F1_Industrial_Other Industrial_New_Space Heating_Natural Gas_Condensing RTU_A_Achievable Technical Potential | F1 | Industrial | Other Industrial | New | Space Heating | Natural Gas | Condensing RTU | A | Original Unit Energy Savings (kWh or therms) | Achievable Technical Potential | 0 | 0 | 0 | 0 | 0 | 0 | 0 | 0 | 0 | 0 | 0 | 0 | 0 | 0 | 0 | 0 | 0 | 0 | 0 | 0 | 0 | 0 | 0 | 0 | 0 | 0 | 0 | 0 | 0 | 0 | 0
F2_Industrial_Other Industrial_New_Space Heating_Natural Gas_Condensing RTU_A_Achievable Technical Potential | F2 | Industrial | Other Industrial | New | Space Heating | Natural Gas | Condensing RTU | A | Original Unit Summer Peak Savings (kW) | Achievable Technical Potential | 0 | 0 | 0 | 0 | 0 | 0 | 0 | 0 | 0 | 0 | 0 | 0 | 0 | 0 | 0 | 0 | 0 | 0 | 0 | 0 | 0 | 0 | 0 | 0 | 0 | 0 | 0 | 0 | 0 | 0 | 0
F3_Industrial_Other Industrial_New_Space Heating_Natural Gas_Condensing RTU_A_Achievable Technical Potential | F3 | Industrial | Other Industrial | New | Space Heating | Natural Gas | Condensing RTU | A | Original Unit Winter Peak Savings (kW) | Achievable Technical Potential | 0 | 0 | 0 | 0 | 0 | 0 | 0 | 0 | 0 | 0 | 0 | 0 | 0 | 0 | 0 | 0 | 0 | 0 | 0 | 0 | 0 | 0 | 0 | 0 | 0 | 0 | 0 | 0 | 0 | 0 | 0
F4_Industrial_Other Industrial_New_Space Heating_Natural Gas_Condensing RTU_A_Achievable Technical Potential | F4 | Industrial | Other Industrial | New | Space Heating | Natural Gas | Condensing RTU | A | Standalone Impact on Baseline Energy (%) | Achievable Technical Potential | 0% | 0% | 0% | 0% | 0% | 0% | 0% | 0% | 0% | 0% | 0% | 0% | 0% | 0% | 0% | 0% | 0% | 0% | 0% | 0% | 0% | 0% | 0% | 0% | 0 | 0 | 0 | 0 | 0 | 0 | 0
F5_Industrial_Other Industrial_New_Space Heating_Natural Gas_Condensing RTU_A_Achievable Technical Potential | F5 | Industrial | Other Industrial | New | Space Heating | Natural Gas | Condensing RTU | A | Standalone Impact on Baseline Summer Peak (%) | Achievable Technical Potential | 0% | 0% | 0% | 0% | 0% | 0% | 0% | 0% | 0% | 0% | 0% | 0% | 0% | 0% | 0% | 0% | 0% | 0% | 0% | 0% | 0% | 0% | 0% | 0% | 0 | 0 | 0 | 0 | 0 | 0 | 0
F6_Industrial_Other Industrial_New_Space Heating_Natural Gas_Condensing RTU_A_Achievable Technical Potential | F6 | Industrial | Other Industrial | New | Space Heating | Natural Gas | Condensing RTU | A | Standalone Impact on Baseline Winter Peak (%) | Achievable Technical Potential | 0% | 0% | 0% | 0% | 0% | 0% | 0% | 0% | 0% | 0% | 0% | 0% | 0% | 0% | 0% | 0% | 0% | 0% | 0% | 0% | 0% | 0% | 0% | 0% | 0 | 0 | 0 | 0 | 0 | 0 | 0
F7_Industrial_Other Industrial_New_Space Heating_Natural Gas_Condensing RTU_A_Achievable Technical Potential | F7 | Industrial | Other Industrial | New | Space Heating | Natural Gas | Condensing RTU | A | Incremental Energy Savings (MWh or mTherms) | Achievable Technical Potential | 0 | 0 | 0 | 0 | 0 | 0 | 0 | 0 | 0 | 0 | 0 | 0 | 0 | 0 | 0 | 0 | 0 | 0 | 0 | 0 | 0 | 0 | 0 | 0 | 0 | 0 | 0 | 0 | 0 | 0 | 0
F8_Industrial_Other Industrial_New_Space Heating_Natural Gas_Condensing RTU_A_Achievable Technical Potential | F8 | Industrial | Other Industrial | New | Space Heating | Natural Gas | Condensing RTU | A | Incremental Summer Peak Savings (MW) | Achievable Technical Potential | 0 | 0 | 0 | 0 | 0 | 0 | 0 | 0 | 0 | 0 | 0 | 0 | 0 | 0 | 0 | 0 | 0 | 0 | 0 | 0 | 0 | 0 | 0 | 0 | 0 | 0 | 0 | 0 | 0 | 0 | 0
F9_Industrial_Other Industrial_New_Space Heating_Natural Gas_Condensing RTU_A_Achievable Technical Potential | F9 | Industrial | Other Industrial | New | Space Heating | Natural Gas | Condensing RTU | A | Incremental Winter Peak Savings (MW) | Achievable Technical Potential | 0 | 0 | 0 | 0 | 0 | 0 | 0 | 0 | 0 | 0 | 0 | 0 | 0 | 0 | 0 | 0 | 0 | 0 | 0 | 0 | 0 | 0 | 0 | 0 | 0 | 0 | 0 | 0 | 0 | 0 | 0
F10_Industrial_Other Industrial_New_Space Heating_Natural Gas_Condensing RTU_A_Achievable Technical Potential | F10 | Industrial | Other Industrial | New | Space Heating | Natural Gas | Condensing RTU | A | Cumulative Energy Savings (MWh or mTherms) | Achievable Technical Potential | 0 | 0 | 0 | 0 | 0 | 0 | 0 | 0 | 0 | 0 | 0 | 0 | 0 | 0 | 0 | 0 | 0 | 0 | 0 | 0 | 0 | 0 | 0 | 0 | 0 | 0 | 0 | 0 | 0 | 0 | 0
F11_Industrial_Other Industrial_New_Space Heating_Natural Gas_Condensing RTU_A_Achievable Technical Potential | F11 | Industrial | Other Industrial | New | Space Heating | Natural Gas | Condensing RTU | A | Cumulative Summer Peak Savings (MW) | Achievable Technical Potential | 0 | 0 | 0 | 0 | 0 | 0 | 0 | 0 | 0 | 0 | 0 | 0 | 0 | 0 | 0 | 0 | 0 | 0 | 0 | 0 | 0 | 0 | 0 | 0 | 0 | 0 | 0 | 0 | 0 | 0 | 0
F12_Industrial_Other Industrial_New_Space Heating_Natural Gas_Condensing RTU_A_Achievable Technical Potential | F12 | Industrial | Other Industrial | New | Space Heating | Natural Gas | Condensing RTU | A | Cumulative Winter Peak Savings (MW) | Achievable Technical Potential | 0 | 0 | 0 | 0 | 0 | 0 | 0 | 0 | 0 | 0 | 0 | 0 | 0 | 0 | 0 | 0 | 0 | 0 | 0 | 0 | 0 | 0 | 0 | 0 | 0 | 0 | 0 | 0 | 0 | 0 | 0
F13_Industrial_Other Industrial_New_Space Heating_Natural Gas_Condensing RTU_A_Achievable Technical Potential | F13 | Industrial | Other Industrial | New | Space Heating | Natural Gas | Condensing RTU | A | Purchases (Incremental) | Achievable Technical Potential | 0 | 0 | 0 | 0 | 0 | 0 | 0 | 0 | 0 | 0 | 0 | 0 | 0 | 0 | 0 | 0 | 0 | 0 | 0 | 0 | 0 | 0 | 0 | 0 | 0 | 0 | 0 | 0 | 0 | 0 | 0
F14_Industrial_Other Industrial_New_Space Heating_Natural Gas_Condensing RTU_A_Achievable Technical Potential | F14 | Industrial | Other Industrial | New | Space Heating | Natural Gas | Condensing RTU | A | Purchases (Cumulative) | Achievable Technical Potential | 0 | 0 | 0 | 0 | 0 | 0 | 0 | 0 | 0 | 0 | 0 | 0 | 0 | 0 | 0 | 0 | 0 | 0 | 0 | 0 | 0 | 0 | 0 | 0 | 0 | 0 | 0 | 0 | 0 | 0 | 0
F1_Industrial_Food Products_Existing_Space Heating_Natural Gas_Furnace_A_Achievable Economic TRC Potential | F1 | Industrial | Food Products | Existing | Space Heating | Natural Gas | Furnace | A | Original Unit Energy Savings (kWh or therms) | Achievable Economic TRC Potential | 0 | 505.0924 | 505.0924 | 505.0924 | 505.0924 | 138.7616 | 138.7616 | 138.7616 | 138.7616 | 138.7616 | 138.7616 | 138.7616 | 138.7616 | 138.7616 | 138.7616 | 138.7616 | 138.7616 | 138.7616 | 138.7616 | 138.7616 | 138.7616 | 138.7616 | 138.7616 | 138.7616 | 138.7616 | 138.7616 | 138.7616 | 138.7616 | 138.7616 | 138.7616 | 138.7616
F2_Industrial_Food Products_Existing_Space Heating_Natural Gas_Furnace_A_Achievable Economic TRC Potential | F2 | Industrial | Food Products | Existing | Space Heating | Natural Gas | Furnace | A | Original Unit Summer Peak Savings (kW) | Achievable Economic TRC Potential | 0 | 0 | 0 | 0 | 0 | 0 | 0 | 0 | 0 | 0 | 0 | 0 | 0 | 0 | 0 | 0 | 0 | 0 | 0 | 0 | 0 | 0 | 0 | 0 | 0 | 0 | 0 | 0 | 0 | 0 | 0
F3_Industrial_Food Products_Existing_Space Heating_Natural Gas_Furnace_A_Achievable Economic TRC Potential | F3 | Industrial | Food Products | Existing | Space Heating | Natural Gas | Furnace | A | Original Unit Winter Peak Savings (kW) | Achievable Economic TRC Potential | 0 | 0 | 0 | 0 | 0 | 0 | 0 | 0 | 0 | 0 | 0 | 0 | 0 | 0 | 0 | 0 | 0 | 0 | 0 | 0 | 0 | 0 | 0 | 0 | 0 | 0 | 0 | 0 | 0 | 0 | 0
F4_Industrial_Food Products_Existing_Space Heating_Natural Gas_Furnace_A_Achievable Economic TRC Potential | F4 | Industrial | Food Products | Existing | Space Heating | Natural Gas | Furnace | A | Standalone Impact on Baseline Energy (%) | Achievable Economic TRC Potential | 0% | 0% | 0% | 0% | 0% | 0.0004194% | 0.0013% | 0.00228% | 0.003653% | 0.005449% | 0.007679% | 0.01022% | 0.01285% | 0.0157% | 0.0186% | 0.02141% | 0.024% | 0.02664% | 0.02931% | 0.03192% | 0.03469% | 0.03755% | 0.04062% | 0.04375% | 0.00046972 | 0.00050263 | 0.00053639 | 0.00057094 | 0 | 0 | 0
F5_Industrial_Food Products_Existing_Space Heating_Natural Gas_Furnace_A_Achievable Economic TRC Potential | F5 | Industrial | Food Products | Existing | Space Heating | Natural Gas | Furnace | A | Standalone Impact on Baseline Summer Peak (%) | Achievable Economic TRC Potential | 0% | 0% | 0% | 0% | 0% | 0% | 0% | 0% | 0% | 0% | 0% | 0% | 0% | 0% | 0% | 0% | 0% | 0% | 0% | 0% | 0% | 0% | 0% | 0% | 0 | 0 | 0 | 0 | 0 | 0 | 0
F6_Industrial_Food Products_Existing_Space Heating_Natural Gas_Furnace_A_Achievable Economic TRC Potential | F6 | Industrial | Food Products | Existing | Space Heating | Natural Gas | Furnace | A | Standalone Impact on Baseline Winter Peak (%) | Achievable Economic TRC Potential | 0% | 0% | 0% | 0% | 0% | 0% | 0% | 0% | 0% | 0% | 0% | 0% | 0% | 0% | 0% | 0% | 0% | 0% | 0% | 0% | 0% | 0% | 0% | 0% | 0 | 0 | 0 | 0 | 0 | 0 | 0
F7_Industrial_Food Products_Existing_Space Heating_Natural Gas_Furnace_A_Achievable Economic TRC Potential | F7 | Industrial | Food Products | Existing | Space Heating | Natural Gas | Furnace | A | Incremental Energy Savings (MWh or mTherms) | Achievable Economic TRC Potential | 0 | 0 | 0 | 0 | 0 | 0.0013982 | 0.0029116 | 0.003161 | 0.004425 | 0.0057449 | 0.0067319 | 0.0077288 | 0.0078911 | 0.007777 | 0.0085782 | 0.0074146 | 0.007209 | 0.0068684 | 0.0065173 | 0.007041 | 0.0069188 | 0.0070499 | 0.0075443 | 0.0076694 | 0.0078049 | 0.0079489 | 0.0081357 | 0.0083078 | 0.0038058 | 0 | 0
F8_Industrial_Food Products_Existing_Space Heating_Natural Gas_Furnace_A_Achievable Economic TRC Potential | F8 | Industrial | Food Products | Existing | Space Heating | Natural Gas | Furnace | A | Incremental Summer Peak Savings (MW) | Achievable Economic TRC Potential | 0 | 0 | 0 | 0 | 0 | 0 | 0 | 0 | 0 | 0 | 0 | 0 | 0 | 0 | 0 | 0 | 0 | 0 | 0 | 0 | 0 | 0 | 0 | 0 | 0 | 0 | 0 | 0 | 0 | 0 | 0
F9_Industrial_Food Products_Existing_Space Heating_Natural Gas_Furnace_A_Achievable Economic TRC Potential | F9 | Industrial | Food Products | Existing | Space Heating | Natural Gas | Furnace | A | Incremental Winter Peak Savings (MW) | Achievable Economic TRC Potential | 0 | 0 | 0 | 0 | 0 | 0 | 0 | 0 | 0 | 0 | 0 | 0 | 0 | 0 | 0 | 0 | 0 | 0 | 0 | 0 | 0 | 0 | 0 | 0 | 0 | 0 | 0 | 0 | 0 | 0 | 0
F10_Industrial_Food Products_Existing_Space Heating_Natural Gas_Furnace_A_Achievable Economic TRC Potential | F10 | Industrial | Food Products | Existing | Space Heating | Natural Gas | Furnace | A | Cumulative Energy Savings (MWh or mTherms) | Achievable Economic TRC Potential | 0 | 0 | 0 | 0 | 0 | 0.0013982 | 0.0043098 | 0.0074708 | 0.011896 | 0.017641 | 0.024373 | 0.032101 | 0.039992 | 0.047769 | 0.056348 | 0.063762 | 0.070971 | 0.07784 | 0.084357 | 0.091398 | 0.098317 | 0.10537 | 0.11291 | 0.12058 | 0.12839 | 0.13633 | 0.14447 | 0.15278 | 0.15658 | 0.15658 | 0.15658
F11_Industrial_Food Products_Existing_Space Heating_Natural Gas_Furnace_A_Achievable Economic TRC Potential | F11 | Industrial | Food Products | Existing | Space Heating | Natural Gas | Furnace | A | Cumulative Summer Peak Savings (MW) | Achievable Economic TRC Potential | 0 | 0 | 0 | 0 | 0 | 0 | 0 | 0 | 0 | 0 | 0 | 0 | 0 | 0 | 0 | 0 | 0 | 0 | 0 | 0 | 0 | 0 | 0 | 0 | 0 | 0 | 0 | 0 | 0 | 0 | 0
F12_Industrial_Food Products_Existing_Space Heating_Natural Gas_Furnace_A_Achievable Economic TRC Potential | F12 | Industrial | Food Products | Existing | Space Heating | Natural Gas | Furnace | A | Cumulative Winter Peak Savings (MW) | Achievable Economic TRC Potential | 0 | 0 | 0 | 0 | 0 | 0 | 0 | 0 | 0 | 0 | 0 | 0 | 0 | 0 | 0 | 0 | 0 | 0 | 0 | 0 | 0 | 0 | 0 | 0 | 0 | 0 | 0 | 0 | 0 | 0 | 0
F13_Industrial_Food Products_Existing_Space Heating_Natural Gas_Furnace_A_Achievable Economic TRC Potential | F13 | Industrial | Food Products | Existing | Space Heating | Natural Gas | Furnace | A | Purchases (Incremental) | Achievable Economic TRC Potential | 0 | 0 | 0 | 0 | 0 | 0.010076 | 0.020983 | 0.02278 | 0.031889 | 0.041401 | 0.048514 | 0.055699 | 0.056868 | 0.056046 | 0.06182 | 0.053434 | 0.051952 | 0.049498 | 0.046968 | 0.050741 | 0.049861 | 0.050806 | 0.054368 | 0.05527 | 0.056247 | 0.057285 | 0.058631 | 0.059871 | 0.061014 | 0.069943 | 0.075933
F14_Industrial_Food Products_Existing_Space Heating_Natural Gas_Furnace_A_Achievable Economic TRC Potential | F14 | Industrial | Food Products | Existing | Space Heating | Natural Gas | Furnace | A | Purchases (Cumulative) | Achievable Economic TRC Potential | 0 | 0 | 0 | 0 | 0 | 0.010076 | 0.031059 | 0.053839 | 0.085728 | 0.12713 | 0.17564 | 0.23134 | 0.28821 | 0.34426 | 0.40607 | 0.45951 | 0.51146 | 0.56096 | 0.60793 | 0.65867 | 0.70853 | 0.75934 | 0.8137 | 0.86897 | 0.92522 | 0.98251 | 1.0411 | 1.101 | 1.1284 | 1.1284 | 1.1284
F1_Industrial_Food Products_Existing_Space Heating_Natural Gas_Boiler_A_Achievable Economic TRC Potential | F1 | Industrial | Food Products | Existing | Space Heating | Natural Gas | Boiler | A | Original Unit Energy Savings (kWh or therms) | Achievable Economic TRC Potential | 0 | 8772.191 | 8772.191 | 8772.191 | 8772.191 | 5375.3 | 5375.3 | 5375.3 | 5375.3 | 5375.3 | 5375.3 | 5375.3 | 5375.3 | 5375.3 | 5375.3 | 5375.3 | 5375.3 | 5375.3 | 5375.3 | 5375.3 | 5375.3 | 5375.3 | 5375.3 | 792.2778 | 792.2778 | 792.2778 | 792.2778 | 792.2778 | 792.2778 | 792.2778 | 792.2778
F2_Industrial_Food Products_Existing_Space Heating_Natural Gas_Boiler_A_Achievable Economic TRC Potential | F2 | Industrial | Food Products | Existing | Space Heating | Natural Gas | Boiler | A | Original Unit Summer Peak Savings (kW) | Achievable Economic TRC Potential | 0 | 0 | 0 | 0 | 0 | 0 | 0 | 0 | 0 | 0 | 0 | 0 | 0 | 0 | 0 | 0 | 0 | 0 | 0 | 0 | 0 | 0 | 0 | 0 | 0 | 0 | 0 | 0 | 0 | 0 | 0
F3_Industrial_Food Products_Existing_Space Heating_Natural Gas_Boiler_A_Achievable Economic TRC Potential | F3 | Industrial | Food Products | Existing | Space Heating | Natural Gas | Boiler | A | Original Unit Winter Peak Savings (kW) | Achievable Economic TRC Potential | 0 | 0 | 0 | 0 | 0 | 0 | 0 | 0 | 0 | 0 | 0 | 0 | 0 | 0 | 0 | 0 | 0 | 0 | 0 | 0 | 0 | 0 | 0 | 0 | 0 | 0 | 0 | 0 | 0 | 0 | 0
F4_Industrial_Food Products_Existing_Space Heating_Natural Gas_Boiler_A_Achievable Economic TRC Potential | F4 | Industrial | Food Products | Existing | Space Heating | Natural Gas | Boiler | A | Standalone Impact on Baseline Energy (%) | Achievable Economic TRC Potential | 0% | 0% | 0% | 0% | 0% | 0% | 0% | 0% | 0% | 0% | 0% | 0% | 0% | 0% | 0% | 0% | 0% | 0% | 0% | 0% | 0% | 0% | 0% | 0.004806% | 0.00012096 | 0.00020868 | 0.00030569 | 0.00040873 | 0 | 0 | 0
F5_Industrial_Food Products_Existing_Space Heating_Natural Gas_Boiler_A_Achievable Economic TRC Potential | F5 | Industrial | Food Products | Existing | Space Heating | Natural Gas | Boiler | A | Standalone Impact on Baseline Summer Peak (%) | Achievable Economic TRC Potential | 0% | 0% | 0% | 0% | 0% | 0% | 0% | 0% | 0% | 0% | 0% | 0% | 0% | 0% | 0% | 0% | 0% | 0% | 0% | 0% | 0% | 0% | 0% | 0% | 0 | 0 | 0 | 0 | 0 | 0 | 0
F6_Industrial_Food Products_Existing_Space Heating_Natural Gas_Boiler_A_Achievable Economic TRC Potential | F6 | Industrial | Food Products | Existing | Space Heating | Natural Gas | Boiler | A | Standalone Impact on Baseline Winter Peak (%) | Achievable Economic TRC Potential | 0% | 0% | 0% | 0% | 0% | 0% | 0% | 0% | 0% | 0% | 0% | 0% | 0% | 0% | 0% | 0% | 0% | 0% | 0% | 0% | 0% | 0% | 0% | 0% | 0 | 0 | 0 | 0 | 0 | 0 | 0
F7_Industrial_Food Products_Existing_Space Heating_Natural Gas_Boiler_A_Achievable Economic TRC Potential | F7 | Industrial | Food Products | Existing | Space Heating | Natural Gas | Boiler | A | Incremental Energy Savings (MWh or mTherms) | Achievable Economic TRC Potential | 0 | 0 | 0 | 0 | 0 | 0 | 0 | 0 | 0 | 0 | 0 | 0 | 0 | 0 | 0 | 0 | 0 | 0 | 0 | 0 | 0 | 0 | 0 | 0.013244 | 0.019818 | 0.02354 | 0.025731 | 0.027039 | 0.027565 | 0.027688 | 0.027579
F8_Industrial_Food Products_Existing_Space Heating_Natural Gas_Boiler_A_Achievable Economic TRC Potential | F8 | Industrial | Food Products | Existing | Space Heating | Natural Gas | Boiler | A | Incremental Summer Peak Savings (MW) | Achievable Economic TRC Potential | 0 | 0 | 0 | 0 | 0 | 0 | 0 | 0 | 0 | 0 | 0 | 0 | 0 | 0 | 0 | 0 | 0 | 0 | 0 | 0 | 0 | 0 | 0 | 0 | 0 | 0 | 0 | 0 | 0 | 0 | 0
F9_Industrial_Food Products_Existing_Space Heating_Natural Gas_Boiler_A_Achievable Economic TRC Potential | F9 | Industrial | Food Products | Existing | Space Heating | Natural Gas | Boiler | A | Incremental Winter Peak Savings (MW) | Achievable Economic TRC Potential | 0 | 0 | 0 | 0 | 0 | 0 | 0 | 0 | 0 | 0 | 0 | 0 | 0 | 0 | 0 | 0 | 0 | 0 | 0 | 0 | 0 | 0 | 0 | 0 | 0 | 0 | 0 | 0 | 0 | 0 | 0
F10_Industrial_Food Products_Existing_Space Heating_Natural Gas_Boiler_A_Achievable Economic TRC Potential | F10 | Industrial | Food Products | Existing | Space Heating | Natural Gas | Boiler | A | Cumulative Energy Savings (MWh or mTherms) | Achievable Economic TRC Potential | 0 | 0 | 0 | 0 | 0 | 0 | 0 | 0 | 0 | 0 | 0 | 0 | 0 | 0 | 0 | 0 | 0 | 0 | 0 | 0 | 0 | 0 | 0 | 0.013244 | 0.033062 | 0.056602 | 0.082333 | 0.10937 | 0.13694 | 0.16463 | 0.1922
F11_Industrial_Food Products_Existing_Space Heating_Natural Gas_Boiler_A_Achievable Economic TRC Potential | F11 | Industrial | Food Products | Existing | Space Heating | Natural Gas | Boiler | A | Cumulative Summer Peak Savings (MW) | Achievable Economic TRC Potential | 0 | 0 | 0 | 0 | 0 | 0 | 0 | 0 | 0 | 0 | 0 | 0 | 0 | 0 | 0 | 0 | 0 | 0 | 0 | 0 | 0 | 0 | 0 | 0 | 0 | 0 | 0 | 0 | 0 | 0 | 0
F12_Industrial_Food Products_Existing_Space Heating_Natural Gas_Boiler_A_Achievable Economic TRC Potential | F12 | Industrial | Food Products | Existing | Space Heating | Natural Gas | Boiler | A | Cumulative Winter Peak Savings (MW) | Achievable Economic TRC Potential | 0 | 0 | 0 | 0 | 0 | 0 | 0 | 0 | 0 | 0 | 0 | 0 | 0 | 0 | 0 | 0 | 0 | 0 | 0 | 0 | 0 | 0 | 0 | 0 | 0 | 0 | 0 | 0 | 0 | 0 | 0
F13_Industrial_Food Products_Existing_Space Heating_Natural Gas_Boiler_A_Achievable Economic TRC Potential | F13 | Industrial | Food Products | Existing | Space Heating | Natural Gas | Boiler | A | Purchases (Incremental) | Achievable Economic TRC Potential | 0 | 0 | 0 | 0 | 0 | 0 | 0 | 0 | 0 | 0 | 0 | 0 | 0 | 0 | 0 | 0 | 0 | 0 | 0 | 0 | 0 | 0 | 0 | 0.016717 | 0.025014 | 0.029711 | 0.032477 | 0.034129 | 0.034792 | 0.034947 | 0.03481
F14_Industrial_Food Products_Existing_Space Heating_Natural Gas_Boiler_A_Achievable Economic TRC Potential | F14 | Industrial | Food Products | Existing | Space Heating | Natural Gas | Boiler | A | Purchases (Cumulative) | Achievable Economic TRC Potential | 0 | 0 | 0 | 0 | 0 | 0 | 0 | 0 | 0 | 0 | 0 | 0 | 0 | 0 | 0 | 0 | 0 | 0 | 0 | 0 | 0 | 0 | 0 | 0.016717 | 0.041731 | 0.071442 | 0.10392 | 0.13805 | 0.17284 | 0.20779 | 0.2426
F1_Industrial_Food Products_Existing_Space Heating_Natural Gas_Unit Heater_A_Achievable Economic TRC Potential | F1 | Industrial | Food Products | Existing | Space Heating | Natural Gas | Unit Heater | A | Original Unit Energy Savings (kWh or therms) | Achievable Economic TRC Potential | 0 | 28641.12 | 28641.12 | 28641.12 | 28641.12 | 15772.4108 | 15772.4108 | 15772.4108 | 15772.4108 | 15772.4108 | 15772.4108 | 15772.4108 | 15772.4108 | 15772.4108 | 15772.4108 | 15772.4108 | 15772.4108 | 15772.4108 | 15772.4108 | 15772.4108 | 15772.4108 | 15772.4108 | 15772.4108 | 15772.4108 | 15772.4108 | 15772.4108 | 15772.4108 | 15772.4108 | 15772.4108 | 15772.4108 | 15772.4108
F2_Industrial_Food Products_Existing_Space Heating_Natural Gas_Unit Heater_A_Achievable Economic TRC Potential | F2 | Industrial | Food Products | Existing | Space Heating | Natural Gas | Unit Heater | A | Original Unit Summer Peak Savings (kW) | Achievable Economic TRC Potential | 0 | 0 | 0 | 0 | 0 | 0 | 0 | 0 | 0 | 0 | 0 | 0 | 0 | 0 | 0 | 0 | 0 | 0 | 0 | 0 | 0 | 0 | 0 | 0 | 0 | 0 | 0 | 0 | 0 | 0 | 0
F3_Industrial_Food Products_Existing_Space Heating_Natural Gas_Unit Heater_A_Achievable Economic TRC Potential | F3 | Industrial | Food Products | Existing | Space Heating | Natural Gas | Unit Heater | A | Original Unit Winter Peak Savings (kW) | Achievable Economic TRC Potential | 0 | 0 | 0 | 0 | 0 | 0 | 0 | 0 | 0 | 0 | 0 | 0 | 0 | 0 | 0 | 0 | 0 | 0 | 0 | 0 | 0 | 0 | 0 | 0 | 0 | 0 | 0 | 0 | 0 | 0 | 0
F4_Industrial_Food Products_Existing_Space Heating_Natural Gas_Unit Heater_A_Achievable Economic TRC Potential | F4 | Industrial | Food Products | Existing | Space Heating | Natural Gas | Unit Heater | A | Standalone Impact on Baseline Energy (%) | Achievable Economic TRC Potential | 0% | 0% | 0% | 0% | 0% | 0.006526% | 0.0244% | 0.05959% | 0.1198% | 0.2125% | 0.3402% | 0.5013% | 0.6977% | 0.9396% | 1.234% | 1.558% | 1.907% | 2.25% | 2.589% | 2.895% | 3.185% | 3.475% | 3.703% | 3.903% | 0.040837 | 0.042457 | 0.043524 | 0.044555 | 0 | 0 | 0
F5_Industrial_Food Products_Existing_Space Heating_Natural Gas_Unit Heater_A_Achievable Economic TRC Potential | F5 | Industrial | Food Products | Existing | Space Heating | Natural Gas | Unit Heater | A | Standalone Impact on Baseline Summer Peak (%) | Achievable Economic TRC Potential | 0% | 0% | 0% | 0% | 0% | 0% | 0% | 0% | 0% | 0% | 0% | 0% | 0% | 0% | 0% | 0% | 0% | 0% | 0% | 0% | 0% | 0% | 0% | 0% | 0 | 0 | 0 | 0 | 0 | 0 | 0
F6_Industrial_Food Products_Existing_Space Heating_Natural Gas_Unit Heater_A_Achievable Economic TRC Potential | F6 | Industrial | Food Products | Existing | Space Heating | Natural Gas | Unit Heater | A | Standalone Impact on Baseline Winter Peak (%) | Achievable Economic TRC Potential | 0% | 0% | 0% | 0% | 0% | 0% | 0% | 0% | 0% | 0% | 0% | 0% | 0% | 0% | 0% | 0% | 0% | 0% | 0% | 0% | 0% | 0% | 0% | 0% | 0 | 0 | 0 | 0 | 0 | 0 | 0
F7_Industrial_Food Products_Existing_Space Heating_Natural Gas_Unit Heater_A_Achievable Economic TRC Potential | F7 | Industrial | Food Products | Existing | Space Heating | Natural Gas | Unit Heater | A | Incremental Energy Savings (MWh or mTherms) | Achievable Economic TRC Potential | 0 | 0 | 0 | 0 | 0 | 0.021756 | 0.059151 | 0.11431 | 0.19481 | 0.2978 | 0.39199 | 0.49559 | 0.59685 | 0.68582 | 0.87919 | 0.90381 | 0.99679 | 0.9374 | 0.87503 | 0.83688 | 0.73828 | 0.72439 | 0.5445 | 0.46269 | 0.40452 | 0.35464 | 0.2063 | 0.1998 | 0.11829 | 0.16386 | 0.19044
F8_Industrial_Food Products_Existing_Space Heating_Natural Gas_Unit Heater_A_Achievable Economic TRC Potential | F8 | Industrial | Food Products | Existing | Space Heating | Natural Gas | Unit Heater | A | Incremental Summer Peak Savings (MW) | Achievable Economic TRC Potential | 0 | 0 | 0 | 0 | 0 | 0 | 0 | 0 | 0 | 0 | 0 | 0 | 0 | 0 | 0 | 0 | 0 | 0 | 0 | 0 | 0 | 0 | 0 | 0 | 0 | 0 | 0 | 0 | 0 | 0 | 0
F9_Industrial_Food Products_Existing_Space Heating_Natural Gas_Unit Heater_A_Achievable Economic TRC Potential | F9 | Industrial | Food Products | Existing | Space Heating | Natural Gas | Unit Heater | A | Incremental Winter Peak Savings (MW) | Achievable Economic TRC Potential | 0 | 0 | 0 | 0 | 0 | 0 | 0 | 0 | 0 | 0 | 0 | 0 | 0 | 0 | 0 | 0 | 0 | 0 | 0 | 0 | 0 | 0 | 0 | 0 | 0 | 0 | 0 | 0 | 0 | 0 | 0
F10_Industrial_Food Products_Existing_Space Heating_Natural Gas_Unit Heater_A_Achievable Economic TRC Potential | F10 | Industrial | Food Products | Existing | Space Heating | Natural Gas | Unit Heater | A | Cumulative Energy Savings (MWh or mTherms) | Achievable Economic TRC Potential | 0 | 0 | 0 | 0 | 0 | 0.021756 | 0.080906 | 0.19522 | 0.39003 | 0.68783 | 1.0798 | 1.5754 | 2.1723 | 2.8581 | 3.7373 | 4.6411 | 5.6379 | 6.5753 | 7.4503 | 8.2872 | 9.0255 | 9.7499 | 10.2944 | 10.757 | 11.1616 | 11.5162 | 11.7225 | 11.9223 | 12.0406 | 12.2045 | 12.3949
F11_Industrial_Food Products_Existing_Space Heating_Natural Gas_Unit Heater_A_Achievable Economic TRC Potential | F11 | Industrial | Food Products | Existing | Space Heating | Natural Gas | Unit Heater | A | Cumulative Summer Peak Savings (MW) | Achievable Economic TRC Potential | 0 | 0 | 0 | 0 | 0 | 0 | 0 | 0 | 0 | 0 | 0 | 0 | 0 | 0 | 0 | 0 | 0 | 0 | 0 | 0 | 0 | 0 | 0 | 0 | 0 | 0 | 0 | 0 | 0 | 0 | 0
F12_Industrial_Food Products_Existing_Space Heating_Natural Gas_Unit Heater_A_Achievable Economic TRC Potential | F12 | Industrial | Food Products | Existing | Space Heating | Natural Gas | Unit Heater | A | Cumulative Winter Peak Savings (MW) | Achievable Economic TRC Potential | 0 | 0 | 0 | 0 | 0 | 0 | 0 | 0 | 0 | 0 | 0 | 0 | 0 | 0 | 0 | 0 | 0 | 0 | 0 | 0 | 0 | 0 | 0 | 0 | 0 | 0 | 0 | 0 | 0 | 0 | 0
F13_Industrial_Food Products_Existing_Space Heating_Natural Gas_Unit Heater_A_Achievable Economic TRC Potential | F13 | Industrial | Food Products | Existing | Space Heating | Natural Gas | Unit Heater | A | Purchases (Incremental) | Achievable Economic TRC Potential | 0 | 0 | 0 | 0 | 0 | 0.0013794 | 0.0037503 | 0.0072475 | 0.012351 | 0.018881 | 0.024853 | 0.031422 | 0.037841 | 0.043483 | 0.055742 | 0.057303 | 0.063199 | 0.060812 | 0.059229 | 0.060307 | 0.05916 | 0.064809 | 0.059375 | 0.060757 | 0.063489 | 0.065968 | 0.068822 | 0.069971 | 0.070699 | 0.071202 | 0.071303
F14_Industrial_Food Products_Existing_Space Heating_Natural Gas_Unit Heater_A_Achievable Economic TRC Potential | F14 | Industrial | Food Products | Existing | Space Heating | Natural Gas | Unit Heater | A | Purchases (Cumulative) | Achievable Economic TRC Potential | 0 | 0 | 0 | 0 | 0 | 0.0013794 | 0.0051296 | 0.012377 | 0.024728 | 0.04361 | 0.068463 | 0.099884 | 0.13773 | 0.18121 | 0.23695 | 0.29425 | 0.35745 | 0.41689 | 0.47236 | 0.52542 | 0.57223 | 0.61816 | 0.65268 | 0.68202 | 0.70766 | 0.73015 | 0.74323 | 0.7559 | 0.7634 | 0.77379 | 0.78586
F1_Industrial_Food Products_New_Space Heating_Natural Gas_Furnace_A_Achievable Economic TRC Potential | F1 | Industrial | Food Products | New | Space Heating | Natural Gas | Furnace | A | Original Unit Energy Savings (kWh or therms) | Achievable Economic TRC Potential | 0 | 0 | 0 | 0 | 0 | 0 | 0 | 0 | 0 | 0 | 0 | 0 | 0 | 0 | 0 | 0 | 0 | 0 | 0 | 0 | 0 | 0 | 0 | 0 | 0 | 0 | 0 | 0 | 0 | 0 | 0
F2_Industrial_Food Products_New_Space Heating_Natural Gas_Furnace_A_Achievable Economic TRC Potential | F2 | Industrial | Food Products | New | Space Heating | Natural Gas | Furnace | A | Original Unit Summer Peak Savings (kW) | Achievable Economic TRC Potential | 0 | 0 | 0 | 0 | 0 | 0 | 0 | 0 | 0 | 0 | 0 | 0 | 0 | 0 | 0 | 0 | 0 | 0 | 0 | 0 | 0 | 0 | 0 | 0 | 0 | 0 | 0 | 0 | 0 | 0 | 0
F3_Industrial_Food Products_New_Space Heating_Natural Gas_Furnace_A_Achievable Economic TRC Potential | F3 | Industrial | Food Products | New | Space Heating | Natural Gas | Furnace | A | Original Unit Winter Peak Savings (kW) | Achievable Economic TRC Potential | 0 | 0 | 0 | 0 | 0 | 0 | 0 | 0 | 0 | 0 | 0 | 0 | 0 | 0 | 0 | 0 | 0 | 0 | 0 | 0 | 0 | 0 | 0 | 0 | 0 | 0 | 0 | 0 | 0 | 0 | 0
F4_Industrial_Food Products_New_Space Heating_Natural Gas_Furnace_A_Achievable Economic TRC Potential | F4 | Industrial | Food Products | New | Space Heating | Natural Gas | Furnace | A | Standalone Impact on Baseline Energy (%) | Achievable Economic TRC Potential | 0% | 0% | 0% | 0% | 0% | 0% | 0% | 0% | 0% | 0% | 0% | 0% | 0% | 0% | 0% | 0% | 0% | 0% | 0% | 0% | 0% | 0% | 0% | 0% | 0 | 0 | 0 | 0 | 0 | 0 | 0
F5_Industrial_Food Products_New_Space Heating_Natural Gas_Furnace_A_Achievable Economic TRC Potential | F5 | Industrial | Food Products | New | Space Heating | Natural Gas | Furnace | A | Standalone Impact on Baseline Summer Peak (%) | Achievable Economic TRC Potential | 0% | 0% | 0% | 0% | 0% | 0% | 0% | 0% | 0% | 0% | 0% | 0% | 0% | 0% | 0% | 0% | 0% | 0% | 0% | 0% | 0% | 0% | 0% | 0% | 0 | 0 | 0 | 0 | 0 | 0 | 0
F6_Industrial_Food Products_New_Space Heating_Natural Gas_Furnace_A_Achievable Economic TRC Potential | F6 | Industrial | Food Products | New | Space Heating | Natural Gas | Furnace | A | Standalone Impact on Baseline Winter Peak (%) | Achievable Economic TRC Potential | 0% | 0% | 0% | 0% | 0% | 0% | 0% | 0% | 0% | 0% | 0% | 0% | 0% | 0% | 0% | 0% | 0% | 0% | 0% | 0% | 0% | 0% | 0% | 0% | 0 | 0 | 0 | 0 | 0 | 0 | 0
F7_Industrial_Food Products_New_Space Heating_Natural Gas_Furnace_A_Achievable Economic TRC Potential | F7 | Industrial | Food Products | New | Space Heating | Natural Gas | Furnace | A | Incremental Energy Savings (MWh or mTherms) | Achievable Economic TRC Potential | 0 | 0 | 0 | 0 | 0 | 0 | 0 | 0 | 0 | 0 | 0 | 0 | 0 | 0 | 0 | 0 | 0 | 0 | 0 | 0 | 0 | 0 | 0 | 0 | 0 | 0 | 0 | 0 | 0 | 0 | 0
F8_Industrial_Food Products_New_Space Heating_Natural Gas_Furnace_A_Achievable Economic TRC Potential | F8 | Industrial | Food Products | New | Space Heating | Natural Gas | Furnace | A | Incremental Summer Peak Savings (MW) | Achievable Economic TRC Potential | 0 | 0 | 0 | 0 | 0 | 0 | 0 | 0 | 0 | 0 | 0 | 0 | 0 | 0 | 0 | 0 | 0 | 0 | 0 | 0 | 0 | 0 | 0 | 0 | 0 | 0 | 0 | 0 | 0 | 0 | 0
F9_Industrial_Food Products_New_Space Heating_Natural Gas_Furnace_A_Achievable Economic TRC Potential | F9 | Industrial | Food Products | New | Space Heating | Natural Gas | Furnace | A | Incremental Winter Peak Savings (MW) | Achievable Economic TRC Potential | 0 | 0 | 0 | 0 | 0 | 0 | 0 | 0 | 0 | 0 | 0 | 0 | 0 | 0 | 0 | 0 | 0 | 0 | 0 | 0 | 0 | 0 | 0 | 0 | 0 | 0 | 0 | 0 | 0 | 0 | 0
F10_Industrial_Food Products_New_Space Heating_Natural Gas_Furnace_A_Achievable Economic TRC Potential | F10 | Industrial | Food Products | New | Space Heating | Natural Gas | Furnace | A | Cumulative Energy Savings (MWh or mTherms) | Achievable Economic TRC Potential | 0 | 0 | 0 | 0 | 0 | 0 | 0 | 0 | 0 | 0 | 0 | 0 | 0 | 0 | 0 | 0 | 0 | 0 | 0 | 0 | 0 | 0 | 0 | 0 | 0 | 0 | 0 | 0 | 0 | 0 | 0
F11_Industrial_Food Products_New_Space Heating_Natural Gas_Furnace_A_Achievable Economic TRC Potential | F11 | Industrial | Food Products | New | Space Heating | Natural Gas | Furnace | A | Cumulative Summer Peak Savings (MW) | Achievable Economic TRC Potential | 0 | 0 | 0 | 0 | 0 | 0 | 0 | 0 | 0 | 0 | 0 | 0 | 0 | 0 | 0 | 0 | 0 | 0 | 0 | 0 | 0 | 0 | 0 | 0 | 0 | 0 | 0 | 0 | 0 | 0 | 0
F12_Industrial_Food Products_New_Space Heating_Natural Gas_Furnace_A_Achievable Economic TRC Potential | F12 | Industrial | Food Products | New | Space Heating | Natural Gas | Furnace | A | Cumulative Winter Peak Savings (MW) | Achievable Economic TRC Potential | 0 | 0 | 0 | 0 | 0 | 0 | 0 | 0 | 0 | 0 | 0 | 0 | 0 | 0 | 0 | 0 | 0 | 0 | 0 | 0 | 0 | 0 | 0 | 0 | 0 | 0 | 0 | 0 | 0 | 0 | 0
F13_Industrial_Food Products_New_Space Heating_Natural Gas_Furnace_A_Achievable Economic TRC Potential | F13 | Industrial | Food Products | New | Space Heating | Natural Gas | Furnace | A | Purchases (Incremental) | Achievable Economic TRC Potential | 0 | 0 | 0 | 0 | 0 | 0 | 0 | 0 | 0 | 0 | 0 | 0 | 0 | 0 | 0 | 0 | 0 | 0 | 0 | 0 | 0 | 0 | 0 | 0 | 0 | 0 | 0 | 0 | 0 | 0 | 0
F14_Industrial_Food Products_New_Space Heating_Natural Gas_Furnace_A_Achievable Economic TRC Potential | F14 | Industrial | Food Products | New | Space Heating | Natural Gas | Furnace | A | Purchases (Cumulative) | Achievable Economic TRC Potential | 0 | 0 | 0 | 0 | 0 | 0 | 0 | 0 | 0 | 0 | 0 | 0 | 0 | 0 | 0 | 0 | 0 | 0 | 0 | 0 | 0 | 0 | 0 | 0 | 0 | 0 | 0 | 0 | 0 | 0 | 0
F1_Industrial_Food Products_New_Space Heating_Natural Gas_Boiler_A_Achievable Economic TRC Potential | F1 | Industrial | Food Products | New | Space Heating | Natural Gas | Boiler | A | Original Unit Energy Savings (kWh or therms) | Achievable Economic TRC Potential | 0 | 0 | 0 | 0 | 0 | 0 | 0 | 0 | 0 | 0 | 0 | 0 | 0 | 0 | 0 | 0 | 0 | 0 | 0 | 0 | 0 | 0 | 0 | 0 | 0 | 0 | 0 | 0 | 0 | 0 | 0
F2_Industrial_Food Products_New_Space Heating_Natural Gas_Boiler_A_Achievable Economic TRC Potential | F2 | Industrial | Food Products | New | Space Heating | Natural Gas | Boiler | A | Original Unit Summer Peak Savings (kW) | Achievable Economic TRC Potential | 0 | 0 | 0 | 0 | 0 | 0 | 0 | 0 | 0 | 0 | 0 | 0 | 0 | 0 | 0 | 0 | 0 | 0 | 0 | 0 | 0 | 0 | 0 | 0 | 0 | 0 | 0 | 0 | 0 | 0 | 0
F3_Industrial_Food Products_New_Space Heating_Natural Gas_Boiler_A_Achievable Economic TRC Potential | F3 | Industrial | Food Products | New | Space Heating | Natural Gas | Boiler | A | Original Unit Winter Peak Savings (kW) | Achievable Economic TRC Potential | 0 | 0 | 0 | 0 | 0 | 0 | 0 | 0 | 0 | 0 | 0 | 0 | 0 | 0 | 0 | 0 | 0 | 0 | 0 | 0 | 0 | 0 | 0 | 0 | 0 | 0 | 0 | 0 | 0 | 0 | 0
F4_Industrial_Food Products_New_Space Heating_Natural Gas_Boiler_A_Achievable Economic TRC Potential | F4 | Industrial | Food Products | New | Space Heating | Natural Gas | Boiler | A | Standalone Impact on Baseline Energy (%) | Achievable Economic TRC Potential | 0% | 0% | 0% | 0% | 0% | 0% | 0% | 0% | 0% | 0% | 0% | 0% | 0% | 0% | 0% | 0% | 0% | 0% | 0% | 0% | 0% | 0% | 0% | 0% | 0 | 0 | 0 | 0 | 0 | 0 | 0
F5_Industrial_Food Products_New_Space Heating_Natural Gas_Boiler_A_Achievable Economic TRC Potential | F5 | Industrial | Food Products | New | Space Heating | Natural Gas | Boiler | A | Standalone Impact on Baseline Summer Peak (%) | Achievable Economic TRC Potential | 0% | 0% | 0% | 0% | 0% | 0% | 0% | 0% | 0% | 0% | 0% | 0% | 0% | 0% | 0% | 0% | 0% | 0% | 0% | 0% | 0% | 0% | 0% | 0% | 0 | 0 | 0 | 0 | 0 | 0 | 0
F6_Industrial_Food Products_New_Space Heating_Natural Gas_Boiler_A_Achievable Economic TRC Potential | F6 | Industrial | Food Products | New | Space Heating | Natural Gas | Boiler | A | Standalone Impact on Baseline Winter Peak (%) | Achievable Economic TRC Potential | 0% | 0% | 0% | 0% | 0% | 0% | 0% | 0% | 0% | 0% | 0% | 0% | 0% | 0% | 0% | 0% | 0% | 0% | 0% | 0% | 0% | 0% | 0% | 0% | 0 | 0 | 0 | 0 | 0 | 0 | 0
F7_Industrial_Food Products_New_Space Heating_Natural Gas_Boiler_A_Achievable Economic TRC Potential | F7 | Industrial | Food Products | New | Space Heating | Natural Gas | Boiler | A | Incremental Energy Savings (MWh or mTherms) | Achievable Economic TRC Potential | 0 | 0 | 0 | 0 | 0 | 0 | 0 | 0 | 0 | 0 | 0 | 0 | 0 | 0 | 0 | 0 | 0 | 0 | 0 | 0 | 0 | 0 | 0 | 0 | 0 | 0 | 0 | 0 | 0 | 0 | 0
F8_Industrial_Food Products_New_Space Heating_Natural Gas_Boiler_A_Achievable Economic TRC Potential | F8 | Industrial | Food Products | New | Space Heating | Natural Gas | Boiler | A | Incremental Summer Peak Savings (MW) | Achievable Economic TRC Potential | 0 | 0 | 0 | 0 | 0 | 0 | 0 | 0 | 0 | 0 | 0 | 0 | 0 | 0 | 0 | 0 | 0 | 0 | 0 | 0 | 0 | 0 | 0 | 0 | 0 | 0 | 0 | 0 | 0 | 0 | 0
F9_Industrial_Food Products_New_Space Heating_Natural Gas_Boiler_A_Achievable Economic TRC Potential | F9 | Industrial | Food Products | New | Space Heating | Natural Gas | Boiler | A | Incremental Winter Peak Savings (MW) | Achievable Economic TRC Potential | 0 | 0 | 0 | 0 | 0 | 0 | 0 | 0 | 0 | 0 | 0 | 0 | 0 | 0 | 0 | 0 | 0 | 0 | 0 | 0 | 0 | 0 | 0 | 0 | 0 | 0 | 0 | 0 | 0 | 0 | 0
F10_Industrial_Food Products_New_Space Heating_Natural Gas_Boiler_A_Achievable Economic TRC Potential | F10 | Industrial | Food Products | New | Space Heating | Natural Gas | Boiler | A | Cumulative Energy Savings (MWh or mTherms) | Achievable Economic TRC Potential | 0 | 0 | 0 | 0 | 0 | 0 | 0 | 0 | 0 | 0 | 0 | 0 | 0 | 0 | 0 | 0 | 0 | 0 | 0 | 0 | 0 | 0 | 0 | 0 | 0 | 0 | 0 | 0 | 0 | 0 | 0
F11_Industrial_Food Products_New_Space Heating_Natural Gas_Boiler_A_Achievable Economic TRC Potential | F11 | Industrial | Food Products | New | Space Heating | Natural Gas | Boiler | A | Cumulative Summer Peak Savings (MW) | Achievable Economic TRC Potential | 0 | 0 | 0 | 0 | 0 | 0 | 0 | 0 | 0 | 0 | 0 | 0 | 0 | 0 | 0 | 0 | 0 | 0 | 0 | 0 | 0 | 0 | 0 | 0 | 0 | 0 | 0 | 0 | 0 | 0 | 0
F12_Industrial_Food Products_New_Space Heating_Natural Gas_Boiler_A_Achievable Economic TRC Potential | F12 | Industrial | Food Products | New | Space Heating | Natural Gas | Boiler | A | Cumulative Winter Peak Savings (MW) | Achievable Economic TRC Potential | 0 | 0 | 0 | 0 | 0 | 0 | 0 | 0 | 0 | 0 | 0 | 0 | 0 | 0 | 0 | 0 | 0 | 0 | 0 | 0 | 0 | 0 | 0 | 0 | 0 | 0 | 0 | 0 | 0 | 0 | 0
F13_Industrial_Food Products_New_Space Heating_Natural Gas_Boiler_A_Achievable Economic TRC Potential | F13 | Industrial | Food Products | New | Space Heating | Natural Gas | Boiler | A | Purchases (Incremental) | Achievable Economic TRC Potential | 0 | 0 | 0 | 0 | 0 | 0 | 0 | 0 | 0 | 0 | 0 | 0 | 0 | 0 | 0 | 0 | 0 | 0 | 0 | 0 | 0 | 0 | 0 | 0 | 0 | 0 | 0 | 0 | 0 | 0 | 0
F14_Industrial_Food Products_New_Space Heating_Natural Gas_Boiler_A_Achievable Economic TRC Potential | F14 | Industrial | Food Products | New | Space Heating | Natural Gas | Boiler | A | Purchases (Cumulative) | Achievable Economic TRC Potential | 0 | 0 | 0 | 0 | 0 | 0 | 0 | 0 | 0 | 0 | 0 | 0 | 0 | 0 | 0 | 0 | 0 | 0 | 0 | 0 | 0 | 0 | 0 | 0 | 0 | 0 | 0 | 0 | 0 | 0 | 0
F1_Industrial_Food Products_New_Space Heating_Natural Gas_Unit Heater_A_Achievable Economic TRC Potential | F1 | Industrial | Food Products | New | Space Heating | Natural Gas | Unit Heater | A | Original Unit Energy Savings (kWh or therms) | Achievable Economic TRC Potential | 0 | 28641.12 | 28641.12 | 28641.12 | 28641.12 | 15772.4108 | 15772.4108 | 15772.4108 | 15772.4108 | 15772.4108 | 15772.4108 | 15772.4108 | 15772.4108 | 15772.4108 | 15772.4108 | 15772.4108 | 15772.4108 | 15772.4108 | 15772.4108 | 15772.4108 | 15772.4108 | 15772.4108 | 15772.4108 | 15772.4108 | 15772.4108 | 15772.4108 | 15772.4108 | 15772.4108 | 15772.4108 | 15772.4108 | 15772.4108
F2_Industrial_Food Products_New_Space Heating_Natural Gas_Unit Heater_A_Achievable Economic TRC Potential | F2 | Industrial | Food Products | New | Space Heating | Natural Gas | Unit Heater | A | Original Unit Summer Peak Savings (kW) | Achievable Economic TRC Potential | 0 | 0 | 0 | 0 | 0 | 0 | 0 | 0 | 0 | 0 | 0 | 0 | 0 | 0 | 0 | 0 | 0 | 0 | 0 | 0 | 0 | 0 | 0 | 0 | 0 | 0 | 0 | 0 | 0 | 0 | 0
F3_Industrial_Food Products_New_Space Heating_Natural Gas_Unit Heater_A_Achievable Economic TRC Potential | F3 | Industrial | Food Products | New | Space Heating | Natural Gas | Unit Heater | A | Original Unit Winter Peak Savings (kW) | Achievable Economic TRC Potential | 0 | 0 | 0 | 0 | 0 | 0 | 0 | 0 | 0 | 0 | 0 | 0 | 0 | 0 | 0 | 0 | 0 | 0 | 0 | 0 | 0 | 0 | 0 | 0 | 0 | 0 | 0 | 0 | 0 | 0 | 0
F4_Industrial_Food Products_New_Space Heating_Natural Gas_Unit Heater_A_Achievable Economic TRC Potential | F4 | Industrial | Food Products | New | Space Heating | Natural Gas | Unit Heater | A | Standalone Impact on Baseline Energy (%) | Achievable Economic TRC Potential | 0% | 0% | 0% | 0% | 0% | 0.2185% | 0.5542% | 0.9651% | 1.424% | 1.918% | 2.426% | 3.053% | 3.751% | 4.481% | 5.219% | 5.954% | 6.67% | 7.289% | 8.064% | 8.678% | 9.158% | 9.545% | 9.853% | 10.06% | 0.10181 | 0.10252 | 0.10292 | 0.10302 | 0 | 0 | 0
F5_Industrial_Food Products_New_Space Heating_Natural Gas_Unit Heater_A_Achievable Economic TRC Potential | F5 | Industrial | Food Products | New | Space Heating | Natural Gas | Unit Heater | A | Standalone Impact on Baseline Summer Peak (%) | Achievable Economic TRC Potential | 0% | 0% | 0% | 0% | 0% | 0% | 0% | 0% | 0% | 0% | 0% | 0% | 0% | 0% | 0% | 0% | 0% | 0% | 0% | 0% | 0% | 0% | 0% | 0% | 0 | 0 | 0 | 0 | 0 | 0 | 0
F6_Industrial_Food Products_New_Space Heating_Natural Gas_Unit Heater_A_Achievable Economic TRC Potential | F6 | Industrial | Food Products | New | Space Heating | Natural Gas | Unit Heater | A | Standalone Impact on Baseline Winter Peak (%) | Achievable Economic TRC Potential | 0% | 0% | 0% | 0% | 0% | 0% | 0% | 0% | 0% | 0% | 0% | 0% | 0% | 0% | 0% | 0% | 0% | 0% | 0% | 0% | 0% | 0% | 0% | 0% | 0 | 0 | 0 | 0 | 0 | 0 | 0
F7_Industrial_Food Products_New_Space Heating_Natural Gas_Unit Heater_A_Achievable Economic TRC Potential | F7 | Industrial | Food Products | New | Space Heating | Natural Gas | Unit Heater | A | Incremental Energy Savings (MWh or mTherms) | Achievable Economic TRC Potential | 0 | 0 | 0 | 0 | 0 | 0.0080497 | 0.015823 | 0.023721 | 0.031441 | 0.039323 | 0.04644 | 0.060888 | 0.073767 | 0.084313 | 0.092696 | 0.10123 | 0.10762 | 0.10557 | 0.1284 | 0.11808 | 0.10875 | 0.1022 | 0.098021 | 0.086311 | 0.076819 | 0.069851 | 0.065683 | 0.060887 | 0.065419 | 0.067405 | 0.042419
F8_Industrial_Food Products_New_Space Heating_Natural Gas_Unit Heater_A_Achievable Economic TRC Potential | F8 | Industrial | Food Products | New | Space Heating | Natural Gas | Unit Heater | A | Incremental Summer Peak Savings (MW) | Achievable Economic TRC Potential | 0 | 0 | 0 | 0 | 0 | 0 | 0 | 0 | 0 | 0 | 0 | 0 | 0 | 0 | 0 | 0 | 0 | 0 | 0 | 0 | 0 | 0 | 0 | 0 | 0 | 0 | 0 | 0 | 0 | 0 | 0
F9_Industrial_Food Products_New_Space Heating_Natural Gas_Unit Heater_A_Achievable Economic TRC Potential | F9 | Industrial | Food Products | New | Space Heating | Natural Gas | Unit Heater | A | Incremental Winter Peak Savings (MW) | Achievable Economic TRC Potential | 0 | 0 | 0 | 0 | 0 | 0 | 0 | 0 | 0 | 0 | 0 | 0 | 0 | 0 | 0 | 0 | 0 | 0 | 0 | 0 | 0 | 0 | 0 | 0 | 0 | 0 | 0 | 0 | 0 | 0 | 0
F10_Industrial_Food Products_New_Space Heating_Natural Gas_Unit Heater_A_Achievable Economic TRC Potential | F10 | Industrial | Food Products | New | Space Heating | Natural Gas | Unit Heater | A | Cumulative Energy Savings (MWh or mTherms) | Achievable Economic TRC Potential | 0 | 0 | 0 | 0 | 0 | 0.0080497 | 0.023872 | 0.047593 | 0.079035 | 0.11836 | 0.1648 | 0.22569 | 0.29945 | 0.38377 | 0.47646 | 0.57769 | 0.68531 | 0.79088 | 0.91927 | 1.0373 | 1.1461 | 1.2483 | 1.3463 | 1.4326 | 1.5095 | 1.5793 | 1.645 | 1.7059 | 1.7713 | 1.8387 | 1.8811
F11_Industrial_Food Products_New_Space Heating_Natural Gas_Unit Heater_A_Achievable Economic TRC Potential | F11 | Industrial | Food Products | New | Space Heating | Natural Gas | Unit Heater | A | Cumulative Summer Peak Savings (MW) | Achievable Economic TRC Potential | 0 | 0 | 0 | 0 | 0 | 0 | 0 | 0 | 0 | 0 | 0 | 0 | 0 | 0 | 0 | 0 | 0 | 0 | 0 | 0 | 0 | 0 | 0 | 0 | 0 | 0 | 0 | 0 | 0 | 0 | 0
F12_Industrial_Food Products_New_Space Heating_Natural Gas_Unit Heater_A_Achievable Economic TRC Potential | F12 | Industrial | Food Products | New | Space Heating | Natural Gas | Unit Heater | A | Cumulative Winter Peak Savings (MW) | Achievable Economic TRC Potential | 0 | 0 | 0 | 0 | 0 | 0 | 0 | 0 | 0 | 0 | 0 | 0 | 0 | 0 | 0 | 0 | 0 | 0 | 0 | 0 | 0 | 0 | 0 | 0 | 0 | 0 | 0 | 0 | 0 | 0 | 0
F13_Industrial_Food Products_New_Space Heating_Natural Gas_Unit Heater_A_Achievable Economic TRC Potential | F13 | Industrial | Food Products | New | Space Heating | Natural Gas | Unit Heater | A | Purchases (Incremental) | Achievable Economic TRC Potential | 0 | 0 | 0 | 0 | 0 | 0.00051036 | 0.0010032 | 0.001504 | 0.0019934 | 0.0024932 | 0.0029444 | 0.0038604 | 0.004677 | 0.0053456 | 0.0058771 | 0.0064182 | 0.006823 | 0.0072035 | 0.0091437 | 0.0089902 | 0.0088885 | 0.0089731 | 0.0091591 | 0.0093327 | 0.0095475 | 0.0097743 | 0.010042 | 0.010279 | 0.010971 | 0.011477 | 0.011833
F14_Industrial_Food Products_New_Space Heating_Natural Gas_Unit Heater_A_Achievable Economic TRC Potential | F14 | Industrial | Food Products | New | Space Heating | Natural Gas | Unit Heater | A | Purchases (Cumulative) | Achievable Economic TRC Potential | 0 | 0 | 0 | 0 | 0 | 0.00051036 | 0.0015136 | 0.0030175 | 0.005011 | 0.0075041 | 0.010448 | 0.014309 | 0.018986 | 0.024331 | 0.030209 | 0.036627 | 0.04345 | 0.050143 | 0.058283 | 0.06577 | 0.072665 | 0.079145 | 0.085359 | 0.090832 | 0.095702 | 0.10013 | 0.1043 | 0.10816 | 0.1123 | 0.11658 | 0.11927
F1_Industrial_Agriculture_Existing_Space Heating_Natural Gas_Furnace_A_Achievable Economic TRC Potential | F1 | Industrial | Agriculture | Existing | Space Heating | Natural Gas | Furnace | A | Original Unit Energy Savings (kWh or therms) | Achievable Economic TRC Potential | 0 | 505.0924 | 505.0924 | 505.0924 | 505.0924 | 138.7616 | 138.7616 | 138.7616 | 138.7616 | 138.7616 | 138.7616 | 138.7616 | 138.7616 | 138.7616 | 138.7616 | 138.7616 | 138.7616 | 138.7616 | 138.7616 | 138.7616 | 138.7616 | 138.7616 | 138.7616 | 138.7616 | 138.7616 | 138.7616 | 138.7616 | 138.7616 | 138.7616 | 138.7616 | 138.7616
F2_Industrial_Agriculture_Existing_Space Heating_Natural Gas_Furnace_A_Achievable Economic TRC Potential | F2 | Industrial | Agriculture | Existing | Space Heating | Natural Gas | Furnace | A | Original Unit Summer Peak Savings (kW) | Achievable Economic TRC Potential | 0 | 0 | 0 | 0 | 0 | 0 | 0 | 0 | 0 | 0 | 0 | 0 | 0 | 0 | 0 | 0 | 0 | 0 | 0 | 0 | 0 | 0 | 0 | 0 | 0 | 0 | 0 | 0 | 0 | 0 | 0
F3_Industrial_Agriculture_Existing_Space Heating_Natural Gas_Furnace_A_Achievable Economic TRC Potential | F3 | Industrial | Agriculture | Existing | Space Heating | Natural Gas | Furnace | A | Original Unit Winter Peak Savings (kW) | Achievable Economic TRC Potential | 0 | 0 | 0 | 0 | 0 | 0 | 0 | 0 | 0 | 0 | 0 | 0 | 0 | 0 | 0 | 0 | 0 | 0 | 0 | 0 | 0 | 0 | 0 | 0 | 0 | 0 | 0 | 0 | 0 | 0 | 0
F4_Industrial_Agriculture_Existing_Space Heating_Natural Gas_Furnace_A_Achievable Economic TRC Potential | F4 | Industrial | Agriculture | Existing | Space Heating | Natural Gas | Furnace | A | Standalone Impact on Baseline Energy (%) | Achievable Economic TRC Potential | 0% | 0% | 0% | 0% | 0% | 0.0004194% | 0.0013% | 0.00228% | 0.003653% | 0.005449% | 0.007679% | 0.01022% | 0.01285% | 0.0157% | 0.0186% | 0.02141% | 0.024% | 0.02664% | 0.02931% | 0.03192% | 0.03469% | 0.03755% | 0.04062% | 0.04375% | 0.00046972 | 0.00050263 | 0.00053639 | 0.00057094 | 0 | 0 | 0
F5_Industrial_Agriculture_Existing_Space Heating_Natural Gas_Furnace_A_Achievable Economic TRC Potential | F5 | Industrial | Agriculture | Existing | Space Heating | Natural Gas | Furnace | A | Standalone Impact on Baseline Summer Peak (%) | Achievable Economic TRC Potential | 0% | 0% | 0% | 0% | 0% | 0% | 0% | 0% | 0% | 0% | 0% | 0% | 0% | 0% | 0% | 0% | 0% | 0% | 0% | 0% | 0% | 0% | 0% | 0% | 0 | 0 | 0 | 0 | 0 | 0 | 0
F6_Industrial_Agriculture_Existing_Space Heating_Natural Gas_Furnace_A_Achievable Economic TRC Potential | F6 | Industrial | Agriculture | Existing | Space Heating | Natural Gas | Furnace | A | Standalone Impact on Baseline Winter Peak (%) | Achievable Economic TRC Potential | 0% | 0% | 0% | 0% | 0% | 0% | 0% | 0% | 0% | 0% | 0% | 0% | 0% | 0% | 0% | 0% | 0% | 0% | 0% | 0% | 0% | 0% | 0% | 0% | 0 | 0 | 0 | 0 | 0 | 0 | 0
F7_Industrial_Agriculture_Existing_Space Heating_Natural Gas_Furnace_A_Achievable Economic TRC Potential | F7 | Industrial | Agriculture | Existing | Space Heating | Natural Gas | Furnace | A | Incremental Energy Savings (MWh or mTherms) | Achievable Economic TRC Potential | 0 | 0 | 0 | 0 | 0 | 0.0036005 | 0.007498 | 0.00814 | 0.011395 | 0.014794 | 0.017336 | 0.019903 | 0.020321 | 0.020027 | 0.02209 | 0.019094 | 0.018564 | 0.017687 | 0.016783 | 0.018132 | 0.017817 | 0.018155 | 0.019428 | 0.01975 | 0.020099 | 0.02047 | 0.020951 | 0.021394 | 0.0098007 | 0 | 0
F8_Industrial_Agriculture_Existing_Space Heating_Natural Gas_Furnace_A_Achievable Economic TRC Potential | F8 | Industrial | Agriculture | Existing | Space Heating | Natural Gas | Furnace | A | Incremental Summer Peak Savings (MW) | Achievable Economic TRC Potential | 0 | 0 | 0 | 0 | 0 | 0 | 0 | 0 | 0 | 0 | 0 | 0 | 0 | 0 | 0 | 0 | 0 | 0 | 0 | 0 | 0 | 0 | 0 | 0 | 0 | 0 | 0 | 0 | 0 | 0 | 0
F9_Industrial_Agriculture_Existing_Space Heating_Natural Gas_Furnace_A_Achievable Economic TRC Potential | F9 | Industrial | Agriculture | Existing | Space Heating | Natural Gas | Furnace | A | Incremental Winter Peak Savings (MW) | Achievable Economic TRC Potential | 0 | 0 | 0 | 0 | 0 | 0 | 0 | 0 | 0 | 0 | 0 | 0 | 0 | 0 | 0 | 0 | 0 | 0 | 0 | 0 | 0 | 0 | 0 | 0 | 0 | 0 | 0 | 0 | 0 | 0 | 0
F10_Industrial_Agriculture_Existing_Space Heating_Natural Gas_Furnace_A_Achievable Economic TRC Potential | F10 | Industrial | Agriculture | Existing | Space Heating | Natural Gas | Furnace | A | Cumulative Energy Savings (MWh or mTherms) | Achievable Economic TRC Potential | 0 | 0 | 0 | 0 | 0 | 0.0036005 | 0.011098 | 0.019239 | 0.030634 | 0.045428 | 0.062763 | 0.082667 | 0.10299 | 0.12301 | 0.1451 | 0.1642 | 0.18276 | 0.20045 | 0.21723 | 0.23537 | 0.25318 | 0.27134 | 0.29076 | 0.31051 | 0.33061 | 0.35108 | 0.37203 | 0.39343 | 0.40323 | 0.40323 | 0.40323
F11_Industrial_Agriculture_Existing_Space Heating_Natural Gas_Furnace_A_Achievable Economic TRC Potential | F11 | Industrial | Agriculture | Existing | Space Heating | Natural Gas | Furnace | A | Cumulative Summer Peak Savings (MW) | Achievable Economic TRC Potential | 0 | 0 | 0 | 0 | 0 | 0 | 0 | 0 | 0 | 0 | 0 | 0 | 0 | 0 | 0 | 0 | 0 | 0 | 0 | 0 | 0 | 0 | 0 | 0 | 0 | 0 | 0 | 0 | 0 | 0 | 0
F12_Industrial_Agriculture_Existing_Space Heating_Natural Gas_Furnace_A_Achievable Economic TRC Potential | F12 | Industrial | Agriculture | Existing | Space Heating | Natural Gas | Furnace | A | Cumulative Winter Peak Savings (MW) | Achievable Economic TRC Potential | 0 | 0 | 0 | 0 | 0 | 0 | 0 | 0 | 0 | 0 | 0 | 0 | 0 | 0 | 0 | 0 | 0 | 0 | 0 | 0 | 0 | 0 | 0 | 0 | 0 | 0 | 0 | 0 | 0 | 0 | 0
F13_Industrial_Agriculture_Existing_Space Heating_Natural Gas_Furnace_A_Achievable Economic TRC Potential | F13 | Industrial | Agriculture | Existing | Space Heating | Natural Gas | Furnace | A | Purchases (Incremental) | Achievable Economic TRC Potential | 0 | 0 | 0 | 0 | 0 | 0.025948 | 0.054035 | 0.058662 | 0.082121 | 0.10661 | 0.12493 | 0.14343 | 0.14644 | 0.14433 | 0.1592 | 0.1376 | 0.13379 | 0.12747 | 0.12095 | 0.13067 | 0.1284 | 0.13083 | 0.14001 | 0.14233 | 0.14485 | 0.14752 | 0.15098 | 0.15418 | 0.15712 | 0.18012 | 0.19554
F14_Industrial_Agriculture_Existing_Space Heating_Natural Gas_Furnace_A_Achievable Economic TRC Potential | F14 | Industrial | Agriculture | Existing | Space Heating | Natural Gas | Furnace | A | Purchases (Cumulative) | Achievable Economic TRC Potential | 0 | 0 | 0 | 0 | 0 | 0.025948 | 0.079982 | 0.13864 | 0.22077 | 0.32738 | 0.45231 | 0.59575 | 0.74219 | 0.88652 | 1.0457 | 1.1833 | 1.3171 | 1.4446 | 1.5655 | 1.6962 | 1.8246 | 1.9554 | 2.0954 | 2.2378 | 2.3826 | 2.5301 | 2.6811 | 2.8353 | 2.9059 | 2.9059 | 2.9059
F1_Industrial_Agriculture_Existing_Space Heating_Natural Gas_Boiler_A_Achievable Economic TRC Potential | F1 | Industrial | Agriculture | Existing | Space Heating | Natural Gas | Boiler | A | Original Unit Energy Savings (kWh or therms) | Achievable Economic TRC Potential | 0 | 8772.191 | 8772.191 | 8772.191 | 8772.191 | 5375.3 | 5375.3 | 5375.3 | 5375.3 | 5375.3 | 5375.3 | 5375.3 | 5375.3 | 5375.3 | 5375.3 | 5375.3 | 5375.3 | 5375.3 | 5375.3 | 5375.3 | 5375.3 | 5375.3 | 5375.3 | 792.2778 | 792.2778 | 792.2778 | 792.2778 | 792.2778 | 792.2778 | 792.2778 | 792.2778
F2_Industrial_Agriculture_Existing_Space Heating_Natural Gas_Boiler_A_Achievable Economic TRC Potential | F2 | Industrial | Agriculture | Existing | Space Heating | Natural Gas | Boiler | A | Original Unit Summer Peak Savings (kW) | Achievable Economic TRC Potential | 0 | 0 | 0 | 0 | 0 | 0 | 0 | 0 | 0 | 0 | 0 | 0 | 0 | 0 | 0 | 0 | 0 | 0 | 0 | 0 | 0 | 0 | 0 | 0 | 0 | 0 | 0 | 0 | 0 | 0 | 0
F3_Industrial_Agriculture_Existing_Space Heating_Natural Gas_Boiler_A_Achievable Economic TRC Potential | F3 | Industrial | Agriculture | Existing | Space Heating | Natural Gas | Boiler | A | Original Unit Winter Peak Savings (kW) | Achievable Economic TRC Potential | 0 | 0 | 0 | 0 | 0 | 0 | 0 | 0 | 0 | 0 | 0 | 0 | 0 | 0 | 0 | 0 | 0 | 0 | 0 | 0 | 0 | 0 | 0 | 0 | 0 | 0 | 0 | 0 | 0 | 0 | 0
F4_Industrial_Agriculture_Existing_Space Heating_Natural Gas_Boiler_A_Achievable Economic TRC Potential | F4 | Industrial | Agriculture | Existing | Space Heating | Natural Gas | Boiler | A | Standalone Impact on Baseline Energy (%) | Achievable Economic TRC Potential | 0% | 0% | 0% | 0% | 0% | 0% | 0% | 0% | 0% | 0% | 0% | 0% | 0% | 0% | 0% | 0% | 0% | 0% | 0% | 0% | 0% | 0% | 0% | 0.004806% | 0.00012096 | 0.00020868 | 0.00030569 | 0.00040873 | 0 | 0 | 0
F5_Industrial_Agriculture_Existing_Space Heating_Natural Gas_Boiler_A_Achievable Economic TRC Potential | F5 | Industrial | Agriculture | Existing | Space Heating | Natural Gas | Boiler | A | Standalone Impact on Baseline Summer Peak (%) | Achievable Economic TRC Potential | 0% | 0% | 0% | 0% | 0% | 0% | 0% | 0% | 0% | 0% | 0% | 0% | 0% | 0% | 0% | 0% | 0% | 0% | 0% | 0% | 0% | 0% | 0% | 0% | 0 | 0 | 0 | 0 | 0 | 0 | 0
F6_Industrial_Agriculture_Existing_Space Heating_Natural Gas_Boiler_A_Achievable Economic TRC Potential | F6 | Industrial | Agriculture | Existing | Space Heating | Natural Gas | Boiler | A | Standalone Impact on Baseline Winter Peak (%) | Achievable Economic TRC Potential | 0% | 0% | 0% | 0% | 0% | 0% | 0% | 0% | 0% | 0% | 0% | 0% | 0% | 0% | 0% | 0% | 0% | 0% | 0% | 0% | 0% | 0% | 0% | 0% | 0 | 0 | 0 | 0 | 0 | 0 | 0
F7_Industrial_Agriculture_Existing_Space Heating_Natural Gas_Boiler_A_Achievable Economic TRC Potential | F7 | Industrial | Agriculture | Existing | Space Heating | Natural Gas | Boiler | A | Incremental Energy Savings (MWh or mTherms) | Achievable Economic TRC Potential | 0 | 0 | 0 | 0 | 0 | 0 | 0 | 0 | 0 | 0 | 0 | 0 | 0 | 0 | 0 | 0 | 0 | 0 | 0 | 0 | 0 | 0 | 0 | 0.034106 | 0.051035 | 0.060618 | 0.066261 | 0.069631 | 0.070985 | 0.071302 | 0.07102
F8_Industrial_Agriculture_Existing_Space Heating_Natural Gas_Boiler_A_Achievable Economic TRC Potential | F8 | Industrial | Agriculture | Existing | Space Heating | Natural Gas | Boiler | A | Incremental Summer Peak Savings (MW) | Achievable Economic TRC Potential | 0 | 0 | 0 | 0 | 0 | 0 | 0 | 0 | 0 | 0 | 0 | 0 | 0 | 0 | 0 | 0 | 0 | 0 | 0 | 0 | 0 | 0 | 0 | 0 | 0 | 0 | 0 | 0 | 0 | 0 | 0
F9_Industrial_Agriculture_Existing_Space Heating_Natural Gas_Boiler_A_Achievable Economic TRC Potential | F9 | Industrial | Agriculture | Existing | Space Heating | Natural Gas | Boiler | A | Incremental Winter Peak Savings (MW) | Achievable Economic TRC Potential | 0 | 0 | 0 | 0 | 0 | 0 | 0 | 0 | 0 | 0 | 0 | 0 | 0 | 0 | 0 | 0 | 0 | 0 | 0 | 0 | 0 | 0 | 0 | 0 | 0 | 0 | 0 | 0 | 0 | 0 | 0
F10_Industrial_Agriculture_Existing_Space Heating_Natural Gas_Boiler_A_Achievable Economic TRC Potential | F10 | Industrial | Agriculture | Existing | Space Heating | Natural Gas | Boiler | A | Cumulative Energy Savings (MWh or mTherms) | Achievable Economic TRC Potential | 0 | 0 | 0 | 0 | 0 | 0 | 0 | 0 | 0 | 0 | 0 | 0 | 0 | 0 | 0 | 0 | 0 | 0 | 0 | 0 | 0 | 0 | 0 | 0.034106 | 0.085141 | 0.14576 | 0.21202 | 0.28165 | 0.35264 | 0.42394 | 0.49496
F11_Industrial_Agriculture_Existing_Space Heating_Natural Gas_Boiler_A_Achievable Economic TRC Potential | F11 | Industrial | Agriculture | Existing | Space Heating | Natural Gas | Boiler | A | Cumulative Summer Peak Savings (MW) | Achievable Economic TRC Potential | 0 | 0 | 0 | 0 | 0 | 0 | 0 | 0 | 0 | 0 | 0 | 0 | 0 | 0 | 0 | 0 | 0 | 0 | 0 | 0 | 0 | 0 | 0 | 0 | 0 | 0 | 0 | 0 | 0 | 0 | 0
F12_Industrial_Agriculture_Existing_Space Heating_Natural Gas_Boiler_A_Achievable Economic TRC Potential | F12 | Industrial | Agriculture | Existing | Space Heating | Natural Gas | Boiler | A | Cumulative Winter Peak Savings (MW) | Achievable Economic TRC Potential | 0 | 0 | 0 | 0 | 0 | 0 | 0 | 0 | 0 | 0 | 0 | 0 | 0 | 0 | 0 | 0 | 0 | 0 | 0 | 0 | 0 | 0 | 0 | 0 | 0 | 0 | 0 | 0 | 0 | 0 | 0
F13_Industrial_Agriculture_Existing_Space Heating_Natural Gas_Boiler_A_Achievable Economic TRC Potential | F13 | Industrial | Agriculture | Existing | Space Heating | Natural Gas | Boiler | A | Purchases (Incremental) | Achievable Economic TRC Potential | 0 | 0 | 0 | 0 | 0 | 0 | 0 | 0 | 0 | 0 | 0 | 0 | 0 | 0 | 0 | 0 | 0 | 0 | 0 | 0 | 0 | 0 | 0 | 0.043048 | 0.064416 | 0.076512 | 0.083634 | 0.087887 | 0.089596 | 0.089996 | 0.089641
F14_Industrial_Agriculture_Existing_Space Heating_Natural Gas_Boiler_A_Achievable Economic TRC Potential | F14 | Industrial | Agriculture | Existing | Space Heating | Natural Gas | Boiler | A | Purchases (Cumulative) | Achievable Economic TRC Potential | 0 | 0 | 0 | 0 | 0 | 0 | 0 | 0 | 0 | 0 | 0 | 0 | 0 | 0 | 0 | 0 | 0 | 0 | 0 | 0 | 0 | 0 | 0 | 0.043048 | 0.10746 | 0.18398 | 0.26761 | 0.3555 | 0.44509 | 0.53509 | 0.62473
F1_Industrial_Agriculture_Existing_Space Heating_Natural Gas_Unit Heater_A_Achievable Economic TRC Potential | F1 | Industrial | Agriculture | Existing | Space Heating | Natural Gas | Unit Heater | A | Original Unit Energy Savings (kWh or therms) | Achievable Economic TRC Potential | 0 | 28641.12 | 28641.12 | 28641.12 | 28641.12 | 15772.4108 | 15772.4108 | 15772.4108 | 15772.4108 | 15772.4108 | 15772.4108 | 15772.4108 | 15772.4108 | 15772.4108 | 15772.4108 | 15772.4108 | 15772.4108 | 15772.4108 | 15772.4108 | 15772.4108 | 15772.4108 | 15772.4108 | 15772.4108 | 15772.4108 | 15772.4108 | 15772.4108 | 15772.4108 | 15772.4108 | 15772.4108 | 15772.4108 | 15772.4108
F2_Industrial_Agriculture_Existing_Space Heating_Natural Gas_Unit Heater_A_Achievable Economic TRC Potential | F2 | Industrial | Agriculture | Existing | Space Heating | Natural Gas | Unit Heater | A | Original Unit Summer Peak Savings (kW) | Achievable Economic TRC Potential | 0 | 0 | 0 | 0 | 0 | 0 | 0 | 0 | 0 | 0 | 0 | 0 | 0 | 0 | 0 | 0 | 0 | 0 | 0 | 0 | 0 | 0 | 0 | 0 | 0 | 0 | 0 | 0 | 0 | 0 | 0
F3_Industrial_Agriculture_Existing_Space Heating_Natural Gas_Unit Heater_A_Achievable Economic TRC Potential | F3 | Industrial | Agriculture | Existing | Space Heating | Natural Gas | Unit Heater | A | Original Unit Winter Peak Savings (kW) | Achievable Economic TRC Potential | 0 | 0 | 0 | 0 | 0 | 0 | 0 | 0 | 0 | 0 | 0 | 0 | 0 | 0 | 0 | 0 | 0 | 0 | 0 | 0 | 0 | 0 | 0 | 0 | 0 | 0 | 0 | 0 | 0 | 0 | 0
F4_Industrial_Agriculture_Existing_Space Heating_Natural Gas_Unit Heater_A_Achievable Economic TRC Potential | F4 | Industrial | Agriculture | Existing | Space Heating | Natural Gas | Unit Heater | A | Standalone Impact on Baseline Energy (%) | Achievable Economic TRC Potential | 0% | 0% | 0% | 0% | 0% | 0.006526% | 0.0244% | 0.05959% | 0.1198% | 0.2125% | 0.3402% | 0.5013% | 0.6977% | 0.9396% | 1.234% | 1.558% | 1.907% | 2.25% | 2.589% | 2.895% | 3.185% | 3.475% | 3.703% | 3.903% | 0.040837 | 0.042457 | 0.043524 | 0.044555 | 0 | 0 | 0
F5_Industrial_Agriculture_Existing_Space Heating_Natural Gas_Unit Heater_A_Achievable Economic TRC Potential | F5 | Industrial | Agriculture | Existing | Space Heating | Natural Gas | Unit Heater | A | Standalone Impact on Baseline Summer Peak (%) | Achievable Economic TRC Potential | 0% | 0% | 0% | 0% | 0% | 0% | 0% | 0% | 0% | 0% | 0% | 0% | 0% | 0% | 0% | 0% | 0% | 0% | 0% | 0% | 0% | 0% | 0% | 0% | 0 | 0 | 0 | 0 | 0 | 0 | 0
F6_Industrial_Agriculture_Existing_Space Heating_Natural Gas_Unit Heater_A_Achievable Economic TRC Potential | F6 | Industrial | Agriculture | Existing | Space Heating | Natural Gas | Unit Heater | A | Standalone Impact on Baseline Winter Peak (%) | Achievable Economic TRC Potential | 0% | 0% | 0% | 0% | 0% | 0% | 0% | 0% | 0% | 0% | 0% | 0% | 0% | 0% | 0% | 0% | 0% | 0% | 0% | 0% | 0% | 0% | 0% | 0% | 0 | 0 | 0 | 0 | 0 | 0 | 0
F7_Industrial_Agriculture_Existing_Space Heating_Natural Gas_Unit Heater_A_Achievable Economic TRC Potential | F7 | Industrial | Agriculture | Existing | Space Heating | Natural Gas | Unit Heater | A | Incremental Energy Savings (MWh or mTherms) | Achievable Economic TRC Potential | 0 | 0 | 0 | 0 | 0 | 0.056025 | 0.15232 | 0.29437 | 0.50167 | 0.76689 | 1.0094 | 1.2762 | 1.537 | 1.7661 | 2.2641 | 2.3275 | 2.5669 | 2.414 | 2.2533 | 2.1551 | 1.9012 | 1.8654 | 1.4022 | 1.1915 | 1.0417 | 0.91327 | 0.53125 | 0.51452 | 0.30463 | 0.42198 | 0.4904
F8_Industrial_Agriculture_Existing_Space Heating_Natural Gas_Unit Heater_A_Achievable Economic TRC Potential | F8 | Industrial | Agriculture | Existing | Space Heating | Natural Gas | Unit Heater | A | Incremental Summer Peak Savings (MW) | Achievable Economic TRC Potential | 0 | 0 | 0 | 0 | 0 | 0 | 0 | 0 | 0 | 0 | 0 | 0 | 0 | 0 | 0 | 0 | 0 | 0 | 0 | 0 | 0 | 0 | 0 | 0 | 0 | 0 | 0 | 0 | 0 | 0 | 0
F9_Industrial_Agriculture_Existing_Space Heating_Natural Gas_Unit Heater_A_Achievable Economic TRC Potential | F9 | Industrial | Agriculture | Existing | Space Heating | Natural Gas | Unit Heater | A | Incremental Winter Peak Savings (MW) | Achievable Economic TRC Potential | 0 | 0 | 0 | 0 | 0 | 0 | 0 | 0 | 0 | 0 | 0 | 0 | 0 | 0 | 0 | 0 | 0 | 0 | 0 | 0 | 0 | 0 | 0 | 0 | 0 | 0 | 0 | 0 | 0 | 0 | 0
F10_Industrial_Agriculture_Existing_Space Heating_Natural Gas_Unit Heater_A_Achievable Economic TRC Potential | F10 | Industrial | Agriculture | Existing | Space Heating | Natural Gas | Unit Heater | A | Cumulative Energy Savings (MWh or mTherms) | Achievable Economic TRC Potential | 0 | 0 | 0 | 0 | 0 | 0.056025 | 0.20835 | 0.50272 | 1.0044 | 1.7713 | 2.7807 | 4.057 | 5.594 | 7.3601 | 9.6241 | 11.9516 | 14.5185 | 16.9325 | 19.1858 | 21.3409 | 23.2421 | 25.1076 | 26.5098 | 27.7013 | 28.743 | 29.6562 | 30.1875 | 30.702 | 31.0066 | 31.4286 | 31.919
F11_Industrial_Agriculture_Existing_Space Heating_Natural Gas_Unit Heater_A_Achievable Economic TRC Potential | F11 | Industrial | Agriculture | Existing | Space Heating | Natural Gas | Unit Heater | A | Cumulative Summer Peak Savings (MW) | Achievable Economic TRC Potential | 0 | 0 | 0 | 0 | 0 | 0 | 0 | 0 | 0 | 0 | 0 | 0 | 0 | 0 | 0 | 0 | 0 | 0 | 0 | 0 | 0 | 0 | 0 | 0 | 0 | 0 | 0 | 0 | 0 | 0 | 0
F12_Industrial_Agriculture_Existing_Space Heating_Natural Gas_Unit Heater_A_Achievable Economic TRC Potential | F12 | Industrial | Agriculture | Existing | Space Heating | Natural Gas | Unit Heater | A | Cumulative Winter Peak Savings (MW) | Achievable Economic TRC Potential | 0 | 0 | 0 | 0 | 0 | 0 | 0 | 0 | 0 | 0 | 0 | 0 | 0 | 0 | 0 | 0 | 0 | 0 | 0 | 0 | 0 | 0 | 0 | 0 | 0 | 0 | 0 | 0 | 0 | 0 | 0
F13_Industrial_Agriculture_Existing_Space Heating_Natural Gas_Unit Heater_A_Achievable Economic TRC Potential | F13 | Industrial | Agriculture | Existing | Space Heating | Natural Gas | Unit Heater | A | Purchases (Incremental) | Achievable Economic TRC Potential | 0 | 0 | 0 | 0 | 0 | 0.0035521 | 0.0096576 | 0.018664 | 0.031807 | 0.048622 | 0.064001 | 0.080916 | 0.097448 | 0.11198 | 0.14355 | 0.14757 | 0.16275 | 0.1566 | 0.15252 | 0.1553 | 0.15235 | 0.16689 | 0.1529 | 0.15646 | 0.16349 | 0.16988 | 0.17723 | 0.18019 | 0.18206 | 0.18336 | 0.18362
F14_Industrial_Agriculture_Existing_Space Heating_Natural Gas_Unit Heater_A_Achievable Economic TRC Potential | F14 | Industrial | Agriculture | Existing | Space Heating | Natural Gas | Unit Heater | A | Purchases (Cumulative) | Achievable Economic TRC Potential | 0 | 0 | 0 | 0 | 0 | 0.0035521 | 0.01321 | 0.031873 | 0.06368 | 0.1123 | 0.1763 | 0.25722 | 0.35467 | 0.46664 | 0.61019 | 0.75775 | 0.9205 | 1.0736 | 1.2164 | 1.3531 | 1.4736 | 1.5919 | 1.6808 | 1.7563 | 1.8224 | 1.8803 | 1.9139 | 1.9466 | 1.9659 | 1.9926 | 2.0237
F1_Industrial_Agriculture_New_Space Heating_Natural Gas_Furnace_A_Achievable Economic TRC Potential | F1 | Industrial | Agriculture | New | Space Heating | Natural Gas | Furnace | A | Original Unit Energy Savings (kWh or therms) | Achievable Economic TRC Potential | 0 | 0 | 0 | 0 | 0 | 0 | 0 | 0 | 0 | 0 | 0 | 0 | 0 | 0 | 0 | 0 | 0 | 0 | 0 | 0 | 0 | 0 | 0 | 0 | 0 | 0 | 0 | 0 | 0 | 0 | 0
F2_Industrial_Agriculture_New_Space Heating_Natural Gas_Furnace_A_Achievable Economic TRC Potential | F2 | Industrial | Agriculture | New | Space Heating | Natural Gas | Furnace | A | Original Unit Summer Peak Savings (kW) | Achievable Economic TRC Potential | 0 | 0 | 0 | 0 | 0 | 0 | 0 | 0 | 0 | 0 | 0 | 0 | 0 | 0 | 0 | 0 | 0 | 0 | 0 | 0 | 0 | 0 | 0 | 0 | 0 | 0 | 0 | 0 | 0 | 0 | 0
F3_Industrial_Agriculture_New_Space Heating_Natural Gas_Furnace_A_Achievable Economic TRC Potential | F3 | Industrial | Agriculture | New | Space Heating | Natural Gas | Furnace | A | Original Unit Winter Peak Savings (kW) | Achievable Economic TRC Potential | 0 | 0 | 0 | 0 | 0 | 0 | 0 | 0 | 0 | 0 | 0 | 0 | 0 | 0 | 0 | 0 | 0 | 0 | 0 | 0 | 0 | 0 | 0 | 0 | 0 | 0 | 0 | 0 | 0 | 0 | 0
F4_Industrial_Agriculture_New_Space Heating_Natural Gas_Furnace_A_Achievable Economic TRC Potential | F4 | Industrial | Agriculture | New | Space Heating | Natural Gas | Furnace | A | Standalone Impact on Baseline Energy (%) | Achievable Economic TRC Potential | 0% | 0% | 0% | 0% | 0% | 0% | 0% | 0% | 0% | 0% | 0% | 0% | 0% | 0% | 0% | 0% | 0% | 0% | 0% | 0% | 0% | 0% | 0% | 0% | 0 | 0 | 0 | 0 | 0 | 0 | 0
F5_Industrial_Agriculture_New_Space Heating_Natural Gas_Furnace_A_Achievable Economic TRC Potential | F5 | Industrial | Agriculture | New | Space Heating | Natural Gas | Furnace | A | Standalone Impact on Baseline Summer Peak (%) | Achievable Economic TRC Potential | 0% | 0% | 0% | 0% | 0% | 0% | 0% | 0% | 0% | 0% | 0% | 0% | 0% | 0% | 0% | 0% | 0% | 0% | 0% | 0% | 0% | 0% | 0% | 0% | 0 | 0 | 0 | 0 | 0 | 0 | 0
F6_Industrial_Agriculture_New_Space Heating_Natural Gas_Furnace_A_Achievable Economic TRC Potential | F6 | Industrial | Agriculture | New | Space Heating | Natural Gas | Furnace | A | Standalone Impact on Baseline Winter Peak (%) | Achievable Economic TRC Potential | 0% | 0% | 0% | 0% | 0% | 0% | 0% | 0% | 0% | 0% | 0% | 0% | 0% | 0% | 0% | 0% | 0% | 0% | 0% | 0% | 0% | 0% | 0% | 0% | 0 | 0 | 0 | 0 | 0 | 0 | 0
F7_Industrial_Agriculture_New_Space Heating_Natural Gas_Furnace_A_Achievable Economic TRC Potential | F7 | Industrial | Agriculture | New | Space Heating | Natural Gas | Furnace | A | Incremental Energy Savings (MWh or mTherms) | Achievable Economic TRC Potential | 0 | 0 | 0 | 0 | 0 | 0 | 0 | 0 | 0 | 0 | 0 | 0 | 0 | 0 | 0 | 0 | 0 | 0 | 0 | 0 | 0 | 0 | 0 | 0 | 0 | 0 | 0 | 0 | 0 | 0 | 0
F8_Industrial_Agriculture_New_Space Heating_Natural Gas_Furnace_A_Achievable Economic TRC Potential | F8 | Industrial | Agriculture | New | Space Heating | Natural Gas | Furnace | A | Incremental Summer Peak Savings (MW) | Achievable Economic TRC Potential | 0 | 0 | 0 | 0 | 0 | 0 | 0 | 0 | 0 | 0 | 0 | 0 | 0 | 0 | 0 | 0 | 0 | 0 | 0 | 0 | 0 | 0 | 0 | 0 | 0 | 0 | 0 | 0 | 0 | 0 | 0
F9_Industrial_Agriculture_New_Space Heating_Natural Gas_Furnace_A_Achievable Economic TRC Potential | F9 | Industrial | Agriculture | New | Space Heating | Natural Gas | Furnace | A | Incremental Winter Peak Savings (MW) | Achievable Economic TRC Potential | 0 | 0 | 0 | 0 | 0 | 0 | 0 | 0 | 0 | 0 | 0 | 0 | 0 | 0 | 0 | 0 | 0 | 0 | 0 | 0 | 0 | 0 | 0 | 0 | 0 | 0 | 0 | 0 | 0 | 0 | 0
F10_Industrial_Agriculture_New_Space Heating_Natural Gas_Furnace_A_Achievable Economic TRC Potential | F10 | Industrial | Agriculture | New | Space Heating | Natural Gas | Furnace | A | Cumulative Energy Savings (MWh or mTherms) | Achievable Economic TRC Potential | 0 | 0 | 0 | 0 | 0 | 0 | 0 | 0 | 0 | 0 | 0 | 0 | 0 | 0 | 0 | 0 | 0 | 0 | 0 | 0 | 0 | 0 | 0 | 0 | 0 | 0 | 0 | 0 | 0 | 0 | 0
F11_Industrial_Agriculture_New_Space Heating_Natural Gas_Furnace_A_Achievable Economic TRC Potential | F11 | Industrial | Agriculture | New | Space Heating | Natural Gas | Furnace | A | Cumulative Summer Peak Savings (MW) | Achievable Economic TRC Potential | 0 | 0 | 0 | 0 | 0 | 0 | 0 | 0 | 0 | 0 | 0 | 0 | 0 | 0 | 0 | 0 | 0 | 0 | 0 | 0 | 0 | 0 | 0 | 0 | 0 | 0 | 0 | 0 | 0 | 0 | 0
F12_Industrial_Agriculture_New_Space Heating_Natural Gas_Furnace_A_Achievable Economic TRC Potential | F12 | Industrial | Agriculture | New | Space Heating | Natural Gas | Furnace | A | Cumulative Winter Peak Savings (MW) | Achievable Economic TRC Potential | 0 | 0 | 0 | 0 | 0 | 0 | 0 | 0 | 0 | 0 | 0 | 0 | 0 | 0 | 0 | 0 | 0 | 0 | 0 | 0 | 0 | 0 | 0 | 0 | 0 | 0 | 0 | 0 | 0 | 0 | 0
F13_Industrial_Agriculture_New_Space Heating_Natural Gas_Furnace_A_Achievable Economic TRC Potential | F13 | Industrial | Agriculture | New | Space Heating | Natural Gas | Furnace | A | Purchases (Incremental) | Achievable Economic TRC Potential | 0 | 0 | 0 | 0 | 0 | 0 | 0 | 0 | 0 | 0 | 0 | 0 | 0 | 0 | 0 | 0 | 0 | 0 | 0 | 0 | 0 | 0 | 0 | 0 | 0 | 0 | 0 | 0 | 0 | 0 | 0
F14_Industrial_Agriculture_New_Space Heating_Natural Gas_Furnace_A_Achievable Economic TRC Potential | F14 | Industrial | Agriculture | New | Space Heating | Natural Gas | Furnace | A | Purchases (Cumulative) | Achievable Economic TRC Potential | 0 | 0 | 0 | 0 | 0 | 0 | 0 | 0 | 0 | 0 | 0 | 0 | 0 | 0 | 0 | 0 | 0 | 0 | 0 | 0 | 0 | 0 | 0 | 0 | 0 | 0 | 0 | 0 | 0 | 0 | 0
F1_Industrial_Agriculture_New_Space Heating_Natural Gas_Boiler_A_Achievable Economic TRC Potential | F1 | Industrial | Agriculture | New | Space Heating | Natural Gas | Boiler | A | Original Unit Energy Savings (kWh or therms) | Achievable Economic TRC Potential | 0 | 0 | 0 | 0 | 0 | 0 | 0 | 0 | 0 | 0 | 0 | 0 | 0 | 0 | 0 | 0 | 0 | 0 | 0 | 0 | 0 | 0 | 0 | 0 | 0 | 0 | 0 | 0 | 0 | 0 | 0
F2_Industrial_Agriculture_New_Space Heating_Natural Gas_Boiler_A_Achievable Economic TRC Potential | F2 | Industrial | Agriculture | New | Space Heating | Natural Gas | Boiler | A | Original Unit Summer Peak Savings (kW) | Achievable Economic TRC Potential | 0 | 0 | 0 | 0 | 0 | 0 | 0 | 0 | 0 | 0 | 0 | 0 | 0 | 0 | 0 | 0 | 0 | 0 | 0 | 0 | 0 | 0 | 0 | 0 | 0 | 0 | 0 | 0 | 0 | 0 | 0
F3_Industrial_Agriculture_New_Space Heating_Natural Gas_Boiler_A_Achievable Economic TRC Potential | F3 | Industrial | Agriculture | New | Space Heating | Natural Gas | Boiler | A | Original Unit Winter Peak Savings (kW) | Achievable Economic TRC Potential | 0 | 0 | 0 | 0 | 0 | 0 | 0 | 0 | 0 | 0 | 0 | 0 | 0 | 0 | 0 | 0 | 0 | 0 | 0 | 0 | 0 | 0 | 0 | 0 | 0 | 0 | 0 | 0 | 0 | 0 | 0
F4_Industrial_Agriculture_New_Space Heating_Natural Gas_Boiler_A_Achievable Economic TRC Potential | F4 | Industrial | Agriculture | New | Space Heating | Natural Gas | Boiler | A | Standalone Impact on Baseline Energy (%) | Achievable Economic TRC Potential | 0% | 0% | 0% | 0% | 0% | 0% | 0% | 0% | 0% | 0% | 0% | 0% | 0% | 0% | 0% | 0% | 0% | 0% | 0% | 0% | 0% | 0% | 0% | 0% | 0 | 0 | 0 | 0 | 0 | 0 | 0
F5_Industrial_Agriculture_New_Space Heating_Natural Gas_Boiler_A_Achievable Economic TRC Potential | F5 | Industrial | Agriculture | New | Space Heating | Natural Gas | Boiler | A | Standalone Impact on Baseline Summer Peak (%) | Achievable Economic TRC Potential | 0% | 0% | 0% | 0% | 0% | 0% | 0% | 0% | 0% | 0% | 0% | 0% | 0% | 0% | 0% | 0% | 0% | 0% | 0% | 0% | 0% | 0% | 0% | 0% | 0 | 0 | 0 | 0 | 0 | 0 | 0
F6_Industrial_Agriculture_New_Space Heating_Natural Gas_Boiler_A_Achievable Economic TRC Potential | F6 | Industrial | Agriculture | New | Space Heating | Natural Gas | Boiler | A | Standalone Impact on Baseline Winter Peak (%) | Achievable Economic TRC Potential | 0% | 0% | 0% | 0% | 0% | 0% | 0% | 0% | 0% | 0% | 0% | 0% | 0% | 0% | 0% | 0% | 0% | 0% | 0% | 0% | 0% | 0% | 0% | 0% | 0 | 0 | 0 | 0 | 0 | 0 | 0
F7_Industrial_Agriculture_New_Space Heating_Natural Gas_Boiler_A_Achievable Economic TRC Potential | F7 | Industrial | Agriculture | New | Space Heating | Natural Gas | Boiler | A | Incremental Energy Savings (MWh or mTherms) | Achievable Economic TRC Potential | 0 | 0 | 0 | 0 | 0 | 0 | 0 | 0 | 0 | 0 | 0 | 0 | 0 | 0 | 0 | 0 | 0 | 0 | 0 | 0 | 0 | 0 | 0 | 0 | 0 | 0 | 0 | 0 | 0 | 0 | 0
F8_Industrial_Agriculture_New_Space Heating_Natural Gas_Boiler_A_Achievable Economic TRC Potential | F8 | Industrial | Agriculture | New | Space Heating | Natural Gas | Boiler | A | Incremental Summer Peak Savings (MW) | Achievable Economic TRC Potential | 0 | 0 | 0 | 0 | 0 | 0 | 0 | 0 | 0 | 0 | 0 | 0 | 0 | 0 | 0 | 0 | 0 | 0 | 0 | 0 | 0 | 0 | 0 | 0 | 0 | 0 | 0 | 0 | 0 | 0 | 0
F9_Industrial_Agriculture_New_Space Heating_Natural Gas_Boiler_A_Achievable Economic TRC Potential | F9 | Industrial | Agriculture | New | Space Heating | Natural Gas | Boiler | A | Incremental Winter Peak Savings (MW) | Achievable Economic TRC Potential | 0 | 0 | 0 | 0 | 0 | 0 | 0 | 0 | 0 | 0 | 0 | 0 | 0 | 0 | 0 | 0 | 0 | 0 | 0 | 0 | 0 | 0 | 0 | 0 | 0 | 0 | 0 | 0 | 0 | 0 | 0
F10_Industrial_Agriculture_New_Space Heating_Natural Gas_Boiler_A_Achievable Economic TRC Potential | F10 | Industrial | Agriculture | New | Space Heating | Natural Gas | Boiler | A | Cumulative Energy Savings (MWh or mTherms) | Achievable Economic TRC Potential | 0 | 0 | 0 | 0 | 0 | 0 | 0 | 0 | 0 | 0 | 0 | 0 | 0 | 0 | 0 | 0 | 0 | 0 | 0 | 0 | 0 | 0 | 0 | 0 | 0 | 0 | 0 | 0 | 0 | 0 | 0
F11_Industrial_Agriculture_New_Space Heating_Natural Gas_Boiler_A_Achievable Economic TRC Potential | F11 | Industrial | Agriculture | New | Space Heating | Natural Gas | Boiler | A | Cumulative Summer Peak Savings (MW) | Achievable Economic TRC Potential | 0 | 0 | 0 | 0 | 0 | 0 | 0 | 0 | 0 | 0 | 0 | 0 | 0 | 0 | 0 | 0 | 0 | 0 | 0 | 0 | 0 | 0 | 0 | 0 | 0 | 0 | 0 | 0 | 0 | 0 | 0
F12_Industrial_Agriculture_New_Space Heating_Natural Gas_Boiler_A_Achievable Economic TRC Potential | F12 | Industrial | Agriculture | New | Space Heating | Natural Gas | Boiler | A | Cumulative Winter Peak Savings (MW) | Achievable Economic TRC Potential | 0 | 0 | 0 | 0 | 0 | 0 | 0 | 0 | 0 | 0 | 0 | 0 | 0 | 0 | 0 | 0 | 0 | 0 | 0 | 0 | 0 | 0 | 0 | 0 | 0 | 0 | 0 | 0 | 0 | 0 | 0
F13_Industrial_Agriculture_New_Space Heating_Natural Gas_Boiler_A_Achievable Economic TRC Potential | F13 | Industrial | Agriculture | New | Space Heating | Natural Gas | Boiler | A | Purchases (Incremental) | Achievable Economic TRC Potential | 0 | 0 | 0 | 0 | 0 | 0 | 0 | 0 | 0 | 0 | 0 | 0 | 0 | 0 | 0 | 0 | 0 | 0 | 0 | 0 | 0 | 0 | 0 | 0 | 0 | 0 | 0 | 0 | 0 | 0 | 0
F14_Industrial_Agriculture_New_Space Heating_Natural Gas_Boiler_A_Achievable Economic TRC Potential | F14 | Industrial | Agriculture | New | Space Heating | Natural Gas | Boiler | A | Purchases (Cumulative) | Achievable Economic TRC Potential | 0 | 0 | 0 | 0 | 0 | 0 | 0 | 0 | 0 | 0 | 0 | 0 | 0 | 0 | 0 | 0 | 0 | 0 | 0 | 0 | 0 | 0 | 0 | 0 | 0 | 0 | 0 | 0 | 0 | 0 | 0
F1_Industrial_Agriculture_New_Space Heating_Natural Gas_Unit Heater_A_Achievable Economic TRC Potential | F1 | Industrial | Agriculture | New | Space Heating | Natural Gas | Unit Heater | A | Original Unit Energy Savings (kWh or therms) | Achievable Economic TRC Potential | 0 | 28641.12 | 28641.12 | 28641.12 | 28641.12 | 15772.4108 | 15772.4108 | 15772.4108 | 15772.4108 | 15772.4108 | 15772.4108 | 15772.4108 | 15772.4108 | 15772.4108 | 15772.4108 | 15772.4108 | 15772.4108 | 15772.4108 | 15772.4108 | 15772.4108 | 15772.4108 | 15772.4108 | 15772.4108 | 15772.4108 | 15772.4108 | 15772.4108 | 15772.4108 | 15772.4108 | 15772.4108 | 15772.4108 | 15772.4108
F2_Industrial_Agriculture_New_Space Heating_Natural Gas_Unit Heater_A_Achievable Economic TRC Potential | F2 | Industrial | Agriculture | New | Space Heating | Natural Gas | Unit Heater | A | Original Unit Summer Peak Savings (kW) | Achievable Economic TRC Potential | 0 | 0 | 0 | 0 | 0 | 0 | 0 | 0 | 0 | 0 | 0 | 0 | 0 | 0 | 0 | 0 | 0 | 0 | 0 | 0 | 0 | 0 | 0 | 0 | 0 | 0 | 0 | 0 | 0 | 0 | 0
F3_Industrial_Agriculture_New_Space Heating_Natural Gas_Unit Heater_A_Achievable Economic TRC Potential | F3 | Industrial | Agriculture | New | Space Heating | Natural Gas | Unit Heater | A | Original Unit Winter Peak Savings (kW) | Achievable Economic TRC Potential | 0 | 0 | 0 | 0 | 0 | 0 | 0 | 0 | 0 | 0 | 0 | 0 | 0 | 0 | 0 | 0 | 0 | 0 | 0 | 0 | 0 | 0 | 0 | 0 | 0 | 0 | 0 | 0 | 0 | 0 | 0
F4_Industrial_Agriculture_New_Space Heating_Natural Gas_Unit Heater_A_Achievable Economic TRC Potential | F4 | Industrial | Agriculture | New | Space Heating | Natural Gas | Unit Heater | A | Standalone Impact on Baseline Energy (%) | Achievable Economic TRC Potential | 0% | 0% | 0% | 0% | 0% | 0.2185% | 0.5542% | 0.9651% | 1.424% | 1.918% | 2.426% | 3.053% | 3.751% | 4.481% | 5.219% | 5.954% | 6.67% | 7.289% | 8.064% | 8.678% | 9.158% | 9.545% | 9.853% | 10.06% | 0.10181 | 0.10252 | 0.10292 | 0.10302 | 0 | 0 | 0
F5_Industrial_Agriculture_New_Space Heating_Natural Gas_Unit Heater_A_Achievable Economic TRC Potential | F5 | Industrial | Agriculture | New | Space Heating | Natural Gas | Unit Heater | A | Standalone Impact on Baseline Summer Peak (%) | Achievable Economic TRC Potential | 0% | 0% | 0% | 0% | 0% | 0% | 0% | 0% | 0% | 0% | 0% | 0% | 0% | 0% | 0% | 0% | 0% | 0% | 0% | 0% | 0% | 0% | 0% | 0% | 0 | 0 | 0 | 0 | 0 | 0 | 0
F6_Industrial_Agriculture_New_Space Heating_Natural Gas_Unit Heater_A_Achievable Economic TRC Potential | F6 | Industrial | Agriculture | New | Space Heating | Natural Gas | Unit Heater | A | Standalone Impact on Baseline Winter Peak (%) | Achievable Economic TRC Potential | 0% | 0% | 0% | 0% | 0% | 0% | 0% | 0% | 0% | 0% | 0% | 0% | 0% | 0% | 0% | 0% | 0% | 0% | 0% | 0% | 0% | 0% | 0% | 0% | 0 | 0 | 0 | 0 | 0 | 0 | 0
F7_Industrial_Agriculture_New_Space Heating_Natural Gas_Unit Heater_A_Achievable Economic TRC Potential | F7 | Industrial | Agriculture | New | Space Heating | Natural Gas | Unit Heater | A | Incremental Energy Savings (MWh or mTherms) | Achievable Economic TRC Potential | 0 | 0 | 0 | 0 | 0 | 0.020729 | 0.040746 | 0.061086 | 0.080967 | 0.10126 | 0.11959 | 0.1568 | 0.18996 | 0.21712 | 0.23871 | 0.26069 | 0.27713 | 0.27185 | 0.33064 | 0.30407 | 0.28005 | 0.26319 | 0.25242 | 0.22227 | 0.19782 | 0.17988 | 0.16915 | 0.1568 | 0.16846 | 0.17358 | 0.10924
F8_Industrial_Agriculture_New_Space Heating_Natural Gas_Unit Heater_A_Achievable Economic TRC Potential | F8 | Industrial | Agriculture | New | Space Heating | Natural Gas | Unit Heater | A | Incremental Summer Peak Savings (MW) | Achievable Economic TRC Potential | 0 | 0 | 0 | 0 | 0 | 0 | 0 | 0 | 0 | 0 | 0 | 0 | 0 | 0 | 0 | 0 | 0 | 0 | 0 | 0 | 0 | 0 | 0 | 0 | 0 | 0 | 0 | 0 | 0 | 0 | 0
F9_Industrial_Agriculture_New_Space Heating_Natural Gas_Unit Heater_A_Achievable Economic TRC Potential | F9 | Industrial | Agriculture | New | Space Heating | Natural Gas | Unit Heater | A | Incremental Winter Peak Savings (MW) | Achievable Economic TRC Potential | 0 | 0 | 0 | 0 | 0 | 0 | 0 | 0 | 0 | 0 | 0 | 0 | 0 | 0 | 0 | 0 | 0 | 0 | 0 | 0 | 0 | 0 | 0 | 0 | 0 | 0 | 0 | 0 | 0 | 0 | 0
F10_Industrial_Agriculture_New_Space Heating_Natural Gas_Unit Heater_A_Achievable Economic TRC Potential | F10 | Industrial | Agriculture | New | Space Heating | Natural Gas | Unit Heater | A | Cumulative Energy Savings (MWh or mTherms) | Achievable Economic TRC Potential | 0 | 0 | 0 | 0 | 0 | 0.020729 | 0.061475 | 0.12256 | 0.20353 | 0.30479 | 0.42438 | 0.58118 | 0.77114 | 0.98826 | 1.227 | 1.4877 | 1.7648 | 2.0366 | 2.3673 | 2.6713 | 2.9514 | 3.2146 | 3.467 | 3.6893 | 3.8871 | 4.067 | 4.2361 | 4.3929 | 4.5614 | 4.735 | 4.8442
F11_Industrial_Agriculture_New_Space Heating_Natural Gas_Unit Heater_A_Achievable Economic TRC Potential | F11 | Industrial | Agriculture | New | Space Heating | Natural Gas | Unit Heater | A | Cumulative Summer Peak Savings (MW) | Achievable Economic TRC Potential | 0 | 0 | 0 | 0 | 0 | 0 | 0 | 0 | 0 | 0 | 0 | 0 | 0 | 0 | 0 | 0 | 0 | 0 | 0 | 0 | 0 | 0 | 0 | 0 | 0 | 0 | 0 | 0 | 0 | 0 | 0
F12_Industrial_Agriculture_New_Space Heating_Natural Gas_Unit Heater_A_Achievable Economic TRC Potential | F12 | Industrial | Agriculture | New | Space Heating | Natural Gas | Unit Heater | A | Cumulative Winter Peak Savings (MW) | Achievable Economic TRC Potential | 0 | 0 | 0 | 0 | 0 | 0 | 0 | 0 | 0 | 0 | 0 | 0 | 0 | 0 | 0 | 0 | 0 | 0 | 0 | 0 | 0 | 0 | 0 | 0 | 0 | 0 | 0 | 0 | 0 | 0 | 0
F13_Industrial_Agriculture_New_Space Heating_Natural Gas_Unit Heater_A_Achievable Economic TRC Potential | F13 | Industrial | Agriculture | New | Space Heating | Natural Gas | Unit Heater | A | Purchases (Incremental) | Achievable Economic TRC Potential | 0 | 0 | 0 | 0 | 0 | 0.0013143 | 0.0025834 | 0.0038729 | 0.0051335 | 0.0064203 | 0.0075822 | 0.0099413 | 0.012044 | 0.013766 | 0.015135 | 0.016528 | 0.01757 | 0.01855 | 0.023547 | 0.023151 | 0.022889 | 0.023107 | 0.023586 | 0.024033 | 0.024586 | 0.02517 | 0.025859 | 0.026469 | 0.028251 | 0.029556 | 0.030472
F14_Industrial_Agriculture_New_Space Heating_Natural Gas_Unit Heater_A_Achievable Economic TRC Potential | F14 | Industrial | Agriculture | New | Space Heating | Natural Gas | Unit Heater | A | Purchases (Cumulative) | Achievable Economic TRC Potential | 0 | 0 | 0 | 0 | 0 | 0.0013143 | 0.0038977 | 0.0077706 | 0.012904 | 0.019324 | 0.026907 | 0.036848 | 0.048892 | 0.062658 | 0.077792 | 0.09432 | 0.11189 | 0.12913 | 0.15009 | 0.16937 | 0.18712 | 0.20381 | 0.21982 | 0.23391 | 0.24645 | 0.25785 | 0.26858 | 0.27852 | 0.2892 | 0.30021 | 0.30713
F1_Industrial_Primary Metals_Existing_Space Heating_Natural Gas_Furnace_A_Achievable Economic TRC Potential | F1 | Industrial | Primary Metals | Existing | Space Heating | Natural Gas | Furnace | A | Original Unit Energy Savings (kWh or therms) | Achievable Economic TRC Potential | 0 | 505.0924 | 505.0924 | 505.0924 | 505.0924 | 138.7616 | 138.7616 | 138.7616 | 138.7616 | 138.7616 | 138.7616 | 138.7616 | 138.7616 | 138.7616 | 138.7616 | 138.7616 | 138.7616 | 138.7616 | 138.7616 | 138.7616 | 138.7616 | 138.7616 | 138.7616 | 138.7616 | 138.7616 | 138.7616 | 138.7616 | 138.7616 | 138.7616 | 138.7616 | 138.7616
F2_Industrial_Primary Metals_Existing_Space Heating_Natural Gas_Furnace_A_Achievable Economic TRC Potential | F2 | Industrial | Primary Metals | Existing | Space Heating | Natural Gas | Furnace | A | Original Unit Summer Peak Savings (kW) | Achievable Economic TRC Potential | 0 | 0 | 0 | 0 | 0 | 0 | 0 | 0 | 0 | 0 | 0 | 0 | 0 | 0 | 0 | 0 | 0 | 0 | 0 | 0 | 0 | 0 | 0 | 0 | 0 | 0 | 0 | 0 | 0 | 0 | 0
F3_Industrial_Primary Metals_Existing_Space Heating_Natural Gas_Furnace_A_Achievable Economic TRC Potential | F3 | Industrial | Primary Metals | Existing | Space Heating | Natural Gas | Furnace | A | Original Unit Winter Peak Savings (kW) | Achievable Economic TRC Potential | 0 | 0 | 0 | 0 | 0 | 0 | 0 | 0 | 0 | 0 | 0 | 0 | 0 | 0 | 0 | 0 | 0 | 0 | 0 | 0 | 0 | 0 | 0 | 0 | 0 | 0 | 0 | 0 | 0 | 0 | 0
F4_Industrial_Primary Metals_Existing_Space Heating_Natural Gas_Furnace_A_Achievable Economic TRC Potential | F4 | Industrial | Primary Metals | Existing | Space Heating | Natural Gas | Furnace | A | Standalone Impact on Baseline Energy (%) | Achievable Economic TRC Potential | 0% | 0% | 0% | 0% | 0% | 0.0004194% | 0.0013% | 0.00228% | 0.003653% | 0.005449% | 0.007679% | 0.01022% | 0.01285% | 0.0157% | 0.0186% | 0.02141% | 0.024% | 0.02664% | 0.02931% | 0.03192% | 0.03469% | 0.03755% | 0.04062% | 0.04375% | 0.00046972 | 0.00050263 | 0.00053639 | 0.00057094 | 0 | 0 | 0
F5_Industrial_Primary Metals_Existing_Space Heating_Natural Gas_Furnace_A_Achievable Economic TRC Potential | F5 | Industrial | Primary Metals | Existing | Space Heating | Natural Gas | Furnace | A | Standalone Impact on Baseline Summer Peak (%) | Achievable Economic TRC Potential | 0% | 0% | 0% | 0% | 0% | 0% | 0% | 0% | 0% | 0% | 0% | 0% | 0% | 0% | 0% | 0% | 0% | 0% | 0% | 0% | 0% | 0% | 0% | 0% | 0 | 0 | 0 | 0 | 0 | 0 | 0
F6_Industrial_Primary Metals_Existing_Space Heating_Natural Gas_Furnace_A_Achievable Economic TRC Potential | F6 | Industrial | Primary Metals | Existing | Space Heating | Natural Gas | Furnace | A | Standalone Impact on Baseline Winter Peak (%) | Achievable Economic TRC Potential | 0% | 0% | 0% | 0% | 0% | 0% | 0% | 0% | 0% | 0% | 0% | 0% | 0% | 0% | 0% | 0% | 0% | 0% | 0% | 0% | 0% | 0% | 0% | 0% | 0 | 0 | 0 | 0 | 0 | 0 | 0
F7_Industrial_Primary Metals_Existing_Space Heating_Natural Gas_Furnace_A_Achievable Economic TRC Potential | F7 | Industrial | Primary Metals | Existing | Space Heating | Natural Gas | Furnace | A | Incremental Energy Savings (MWh or mTherms) | Achievable Economic TRC Potential | 0 | 0 | 0 | 0 | 0 | 0.0003263 | 0.0006795 | 0.00073769 | 0.0010327 | 0.0013407 | 0.0015711 | 0.0018037 | 0.0018416 | 0.001815 | 0.0020019 | 0.0017304 | 0.0016824 | 0.0016029 | 0.001521 | 0.0016432 | 0.0016147 | 0.0016453 | 0.0017606 | 0.0017899 | 0.0018215 | 0.0018551 | 0.0018987 | 0.0019388 | 0.00088819 | 0 | 0
F8_Industrial_Primary Metals_Existing_Space Heating_Natural Gas_Furnace_A_Achievable Economic TRC Potential | F8 | Industrial | Primary Metals | Existing | Space Heating | Natural Gas | Furnace | A | Incremental Summer Peak Savings (MW) | Achievable Economic TRC Potential | 0 | 0 | 0 | 0 | 0 | 0 | 0 | 0 | 0 | 0 | 0 | 0 | 0 | 0 | 0 | 0 | 0 | 0 | 0 | 0 | 0 | 0 | 0 | 0 | 0 | 0 | 0 | 0 | 0 | 0 | 0
F9_Industrial_Primary Metals_Existing_Space Heating_Natural Gas_Furnace_A_Achievable Economic TRC Potential | F9 | Industrial | Primary Metals | Existing | Space Heating | Natural Gas | Furnace | A | Incremental Winter Peak Savings (MW) | Achievable Economic TRC Potential | 0 | 0 | 0 | 0 | 0 | 0 | 0 | 0 | 0 | 0 | 0 | 0 | 0 | 0 | 0 | 0 | 0 | 0 | 0 | 0 | 0 | 0 | 0 | 0 | 0 | 0 | 0 | 0 | 0 | 0 | 0
F10_Industrial_Primary Metals_Existing_Space Heating_Natural Gas_Furnace_A_Achievable Economic TRC Potential | F10 | Industrial | Primary Metals | Existing | Space Heating | Natural Gas | Furnace | A | Cumulative Energy Savings (MWh or mTherms) | Achievable Economic TRC Potential | 0 | 0 | 0 | 0 | 0 | 0.0003263 | 0.0010058 | 0.0017435 | 0.0027762 | 0.0041169 | 0.005688 | 0.0074917 | 0.0093333 | 0.011148 | 0.01315 | 0.014881 | 0.016563 | 0.018166 | 0.019687 | 0.02133 | 0.022945 | 0.02459 | 0.026351 | 0.028141 | 0.029962 | 0.031817 | 0.033716 | 0.035655 | 0.036543 | 0.036543 | 0.036543
F11_Industrial_Primary Metals_Existing_Space Heating_Natural Gas_Furnace_A_Achievable Economic TRC Potential | F11 | Industrial | Primary Metals | Existing | Space Heating | Natural Gas | Furnace | A | Cumulative Summer Peak Savings (MW) | Achievable Economic TRC Potential | 0 | 0 | 0 | 0 | 0 | 0 | 0 | 0 | 0 | 0 | 0 | 0 | 0 | 0 | 0 | 0 | 0 | 0 | 0 | 0 | 0 | 0 | 0 | 0 | 0 | 0 | 0 | 0 | 0 | 0 | 0
F12_Industrial_Primary Metals_Existing_Space Heating_Natural Gas_Furnace_A_Achievable Economic TRC Potential | F12 | Industrial | Primary Metals | Existing | Space Heating | Natural Gas | Furnace | A | Cumulative Winter Peak Savings (MW) | Achievable Economic TRC Potential | 0 | 0 | 0 | 0 | 0 | 0 | 0 | 0 | 0 | 0 | 0 | 0 | 0 | 0 | 0 | 0 | 0 | 0 | 0 | 0 | 0 | 0 | 0 | 0 | 0 | 0 | 0 | 0 | 0 | 0 | 0
F13_Industrial_Primary Metals_Existing_Space Heating_Natural Gas_Furnace_A_Achievable Economic TRC Potential | F13 | Industrial | Primary Metals | Existing | Space Heating | Natural Gas | Furnace | A | Purchases (Incremental) | Achievable Economic TRC Potential | 0 | 0 | 0 | 0 | 0 | 0.0023515 | 0.0048969 | 0.0053163 | 0.0074422 | 0.009662 | 0.011322 | 0.012999 | 0.013272 | 0.01308 | 0.014427 | 0.01247 | 0.012124 | 0.011552 | 0.010961 | 0.011842 | 0.011636 | 0.011857 | 0.012688 | 0.012899 | 0.013127 | 0.013369 | 0.013683 | 0.013972 | 0.014239 | 0.016323 | 0.017721
F14_Industrial_Primary Metals_Existing_Space Heating_Natural Gas_Furnace_A_Achievable Economic TRC Potential | F14 | Industrial | Primary Metals | Existing | Space Heating | Natural Gas | Furnace | A | Purchases (Cumulative) | Achievable Economic TRC Potential | 0 | 0 | 0 | 0 | 0 | 0.0023515 | 0.0072484 | 0.012565 | 0.020007 | 0.029669 | 0.040991 | 0.05399 | 0.067261 | 0.080341 | 0.094768 | 0.10724 | 0.11936 | 0.13091 | 0.14188 | 0.15372 | 0.16535 | 0.17721 | 0.1899 | 0.2028 | 0.21592 | 0.22929 | 0.24298 | 0.25695 | 0.26335 | 0.26335 | 0.26335
F1_Industrial_Primary Metals_Existing_Space Heating_Natural Gas_Boiler_A_Achievable Economic TRC Potential | F1 | Industrial | Primary Metals | Existing | Space Heating | Natural Gas | Boiler | A | Original Unit Energy Savings (kWh or therms) | Achievable Economic TRC Potential | 0 | 8772.191 | 8772.191 | 8772.191 | 8772.191 | 5375.3 | 5375.3 | 5375.3 | 5375.3 | 5375.3 | 5375.3 | 5375.3 | 5375.3 | 5375.3 | 5375.3 | 5375.3 | 5375.3 | 5375.3 | 5375.3 | 5375.3 | 5375.3 | 5375.3 | 5375.3 | 792.2778 | 792.2778 | 792.2778 | 792.2778 | 792.2778 | 792.2778 | 792.2778 | 792.2778
F2_Industrial_Primary Metals_Existing_Space Heating_Natural Gas_Boiler_A_Achievable Economic TRC Potential | F2 | Industrial | Primary Metals | Existing | Space Heating | Natural Gas | Boiler | A | Original Unit Summer Peak Savings (kW) | Achievable Economic TRC Potential | 0 | 0 | 0 | 0 | 0 | 0 | 0 | 0 | 0 | 0 | 0 | 0 | 0 | 0 | 0 | 0 | 0 | 0 | 0 | 0 | 0 | 0 | 0 | 0 | 0 | 0 | 0 | 0 | 0 | 0 | 0
F3_Industrial_Primary Metals_Existing_Space Heating_Natural Gas_Boiler_A_Achievable Economic TRC Potential | F3 | Industrial | Primary Metals | Existing | Space Heating | Natural Gas | Boiler | A | Original Unit Winter Peak Savings (kW) | Achievable Economic TRC Potential | 0 | 0 | 0 | 0 | 0 | 0 | 0 | 0 | 0 | 0 | 0 | 0 | 0 | 0 | 0 | 0 | 0 | 0 | 0 | 0 | 0 | 0 | 0 | 0 | 0 | 0 | 0 | 0 | 0 | 0 | 0
F4_Industrial_Primary Metals_Existing_Space Heating_Natural Gas_Boiler_A_Achievable Economic TRC Potential | F4 | Industrial | Primary Metals | Existing | Space Heating | Natural Gas | Boiler | A | Standalone Impact on Baseline Energy (%) | Achievable Economic TRC Potential | 0% | 0% | 0% | 0% | 0% | 0% | 0% | 0% | 0% | 0% | 0% | 0% | 0% | 0% | 0% | 0% | 0% | 0% | 0% | 0% | 0% | 0% | 0% | 0.004806% | 0.00012096 | 0.00020868 | 0.00030569 | 0.00040873 | 0 | 0 | 0
F5_Industrial_Primary Metals_Existing_Space Heating_Natural Gas_Boiler_A_Achievable Economic TRC Potential | F5 | Industrial | Primary Metals | Existing | Space Heating | Natural Gas | Boiler | A | Standalone Impact on Baseline Summer Peak (%) | Achievable Economic TRC Potential | 0% | 0% | 0% | 0% | 0% | 0% | 0% | 0% | 0% | 0% | 0% | 0% | 0% | 0% | 0% | 0% | 0% | 0% | 0% | 0% | 0% | 0% | 0% | 0% | 0 | 0 | 0 | 0 | 0 | 0 | 0
F6_Industrial_Primary Metals_Existing_Space Heating_Natural Gas_Boiler_A_Achievable Economic TRC Potential | F6 | Industrial | Primary Metals | Existing | Space Heating | Natural Gas | Boiler | A | Standalone Impact on Baseline Winter Peak (%) | Achievable Economic TRC Potential | 0% | 0% | 0% | 0% | 0% | 0% | 0% | 0% | 0% | 0% | 0% | 0% | 0% | 0% | 0% | 0% | 0% | 0% | 0% | 0% | 0% | 0% | 0% | 0% | 0 | 0 | 0 | 0 | 0 | 0 | 0
F7_Industrial_Primary Metals_Existing_Space Heating_Natural Gas_Boiler_A_Achievable Economic TRC Potential | F7 | Industrial | Primary Metals | Existing | Space Heating | Natural Gas | Boiler | A | Incremental Energy Savings (MWh or mTherms) | Achievable Economic TRC Potential | 0 | 0 | 0 | 0 | 0 | 0 | 0 | 0 | 0 | 0 | 0 | 0 | 0 | 0 | 0 | 0 | 0 | 0 | 0 | 0 | 0 | 0 | 0 | 0.0030909 | 0.0046251 | 0.0054936 | 0.0060049 | 0.0063103 | 0.006433 | 0.0064617 | 0.0064362
F8_Industrial_Primary Metals_Existing_Space Heating_Natural Gas_Boiler_A_Achievable Economic TRC Potential | F8 | Industrial | Primary Metals | Existing | Space Heating | Natural Gas | Boiler | A | Incremental Summer Peak Savings (MW) | Achievable Economic TRC Potential | 0 | 0 | 0 | 0 | 0 | 0 | 0 | 0 | 0 | 0 | 0 | 0 | 0 | 0 | 0 | 0 | 0 | 0 | 0 | 0 | 0 | 0 | 0 | 0 | 0 | 0 | 0 | 0 | 0 | 0 | 0
F9_Industrial_Primary Metals_Existing_Space Heating_Natural Gas_Boiler_A_Achievable Economic TRC Potential | F9 | Industrial | Primary Metals | Existing | Space Heating | Natural Gas | Boiler | A | Incremental Winter Peak Savings (MW) | Achievable Economic TRC Potential | 0 | 0 | 0 | 0 | 0 | 0 | 0 | 0 | 0 | 0 | 0 | 0 | 0 | 0 | 0 | 0 | 0 | 0 | 0 | 0 | 0 | 0 | 0 | 0 | 0 | 0 | 0 | 0 | 0 | 0 | 0
F10_Industrial_Primary Metals_Existing_Space Heating_Natural Gas_Boiler_A_Achievable Economic TRC Potential | F10 | Industrial | Primary Metals | Existing | Space Heating | Natural Gas | Boiler | A | Cumulative Energy Savings (MWh or mTherms) | Achievable Economic TRC Potential | 0 | 0 | 0 | 0 | 0 | 0 | 0 | 0 | 0 | 0 | 0 | 0 | 0 | 0 | 0 | 0 | 0 | 0 | 0 | 0 | 0 | 0 | 0 | 0.0030909 | 0.0077159 | 0.01321 | 0.019214 | 0.025525 | 0.031958 | 0.03842 | 0.044856
F11_Industrial_Primary Metals_Existing_Space Heating_Natural Gas_Boiler_A_Achievable Economic TRC Potential | F11 | Industrial | Primary Metals | Existing | Space Heating | Natural Gas | Boiler | A | Cumulative Summer Peak Savings (MW) | Achievable Economic TRC Potential | 0 | 0 | 0 | 0 | 0 | 0 | 0 | 0 | 0 | 0 | 0 | 0 | 0 | 0 | 0 | 0 | 0 | 0 | 0 | 0 | 0 | 0 | 0 | 0 | 0 | 0 | 0 | 0 | 0 | 0 | 0
F12_Industrial_Primary Metals_Existing_Space Heating_Natural Gas_Boiler_A_Achievable Economic TRC Potential | F12 | Industrial | Primary Metals | Existing | Space Heating | Natural Gas | Boiler | A | Cumulative Winter Peak Savings (MW) | Achievable Economic TRC Potential | 0 | 0 | 0 | 0 | 0 | 0 | 0 | 0 | 0 | 0 | 0 | 0 | 0 | 0 | 0 | 0 | 0 | 0 | 0 | 0 | 0 | 0 | 0 | 0 | 0 | 0 | 0 | 0 | 0 | 0 | 0
F13_Industrial_Primary Metals_Existing_Space Heating_Natural Gas_Boiler_A_Achievable Economic TRC Potential | F13 | Industrial | Primary Metals | Existing | Space Heating | Natural Gas | Boiler | A | Purchases (Incremental) | Achievable Economic TRC Potential | 0 | 0 | 0 | 0 | 0 | 0 | 0 | 0 | 0 | 0 | 0 | 0 | 0 | 0 | 0 | 0 | 0 | 0 | 0 | 0 | 0 | 0 | 0 | 0.0039012 | 0.0058377 | 0.0069339 | 0.0075793 | 0.0079648 | 0.0081197 | 0.0081559 | 0.0081237
F14_Industrial_Primary Metals_Existing_Space Heating_Natural Gas_Boiler_A_Achievable Economic TRC Potential | F14 | Industrial | Primary Metals | Existing | Space Heating | Natural Gas | Boiler | A | Purchases (Cumulative) | Achievable Economic TRC Potential | 0 | 0 | 0 | 0 | 0 | 0 | 0 | 0 | 0 | 0 | 0 | 0 | 0 | 0 | 0 | 0 | 0 | 0 | 0 | 0 | 0 | 0 | 0 | 0.0039012 | 0.0097389 | 0.016673 | 0.024252 | 0.032217 | 0.040337 | 0.048493 | 0.056616
F1_Industrial_Primary Metals_Existing_Space Heating_Natural Gas_Unit Heater_A_Achievable Economic TRC Potential | F1 | Industrial | Primary Metals | Existing | Space Heating | Natural Gas | Unit Heater | A | Original Unit Energy Savings (kWh or therms) | Achievable Economic TRC Potential | 0 | 28641.12 | 28641.12 | 28641.12 | 28641.12 | 15772.4108 | 15772.4108 | 15772.4108 | 15772.4108 | 15772.4108 | 15772.4108 | 15772.4108 | 15772.4108 | 15772.4108 | 15772.4108 | 15772.4108 | 15772.4108 | 15772.4108 | 15772.4108 | 15772.4108 | 15772.4108 | 15772.4108 | 15772.4108 | 15772.4108 | 15772.4108 | 15772.4108 | 15772.4108 | 15772.4108 | 15772.4108 | 15772.4108 | 15772.4108
F2_Industrial_Primary Metals_Existing_Space Heating_Natural Gas_Unit Heater_A_Achievable Economic TRC Potential | F2 | Industrial | Primary Metals | Existing | Space Heating | Natural Gas | Unit Heater | A | Original Unit Summer Peak Savings (kW) | Achievable Economic TRC Potential | 0 | 0 | 0 | 0 | 0 | 0 | 0 | 0 | 0 | 0 | 0 | 0 | 0 | 0 | 0 | 0 | 0 | 0 | 0 | 0 | 0 | 0 | 0 | 0 | 0 | 0 | 0 | 0 | 0 | 0 | 0
F3_Industrial_Primary Metals_Existing_Space Heating_Natural Gas_Unit Heater_A_Achievable Economic TRC Potential | F3 | Industrial | Primary Metals | Existing | Space Heating | Natural Gas | Unit Heater | A | Original Unit Winter Peak Savings (kW) | Achievable Economic TRC Potential | 0 | 0 | 0 | 0 | 0 | 0 | 0 | 0 | 0 | 0 | 0 | 0 | 0 | 0 | 0 | 0 | 0 | 0 | 0 | 0 | 0 | 0 | 0 | 0 | 0 | 0 | 0 | 0 | 0 | 0 | 0
F4_Industrial_Primary Metals_Existing_Space Heating_Natural Gas_Unit Heater_A_Achievable Economic TRC Potential | F4 | Industrial | Primary Metals | Existing | Space Heating | Natural Gas | Unit Heater | A | Standalone Impact on Baseline Energy (%) | Achievable Economic TRC Potential | 0% | 0% | 0% | 0% | 0% | 0.006526% | 0.0244% | 0.05959% | 0.1198% | 0.2125% | 0.3402% | 0.5013% | 0.6977% | 0.9396% | 1.234% | 1.558% | 1.907% | 2.25% | 2.589% | 2.895% | 3.185% | 3.475% | 3.703% | 3.903% | 0.040837 | 0.042457 | 0.043524 | 0.044555 | 0 | 0 | 0
F5_Industrial_Primary Metals_Existing_Space Heating_Natural Gas_Unit Heater_A_Achievable Economic TRC Potential | F5 | Industrial | Primary Metals | Existing | Space Heating | Natural Gas | Unit Heater | A | Standalone Impact on Baseline Summer Peak (%) | Achievable Economic TRC Potential | 0% | 0% | 0% | 0% | 0% | 0% | 0% | 0% | 0% | 0% | 0% | 0% | 0% | 0% | 0% | 0% | 0% | 0% | 0% | 0% | 0% | 0% | 0% | 0% | 0 | 0 | 0 | 0 | 0 | 0 | 0
F6_Industrial_Primary Metals_Existing_Space Heating_Natural Gas_Unit Heater_A_Achievable Economic TRC Potential | F6 | Industrial | Primary Metals | Existing | Space Heating | Natural Gas | Unit Heater | A | Standalone Impact on Baseline Winter Peak (%) | Achievable Economic TRC Potential | 0% | 0% | 0% | 0% | 0% | 0% | 0% | 0% | 0% | 0% | 0% | 0% | 0% | 0% | 0% | 0% | 0% | 0% | 0% | 0% | 0% | 0% | 0% | 0% | 0 | 0 | 0 | 0 | 0 | 0 | 0
F7_Industrial_Primary Metals_Existing_Space Heating_Natural Gas_Unit Heater_A_Achievable Economic TRC Potential | F7 | Industrial | Primary Metals | Existing | Space Heating | Natural Gas | Unit Heater | A | Incremental Energy Savings (MWh or mTherms) | Achievable Economic TRC Potential | 0 | 0 | 0 | 0 | 0 | 0.0050773 | 0.013804 | 0.026677 | 0.045464 | 0.0695 | 0.091481 | 0.11566 | 0.13929 | 0.16005 | 0.20518 | 0.21093 | 0.23263 | 0.21877 | 0.20421 | 0.19531 | 0.1723 | 0.16906 | 0.12707 | 0.10798 | 0.094406 | 0.082765 | 0.048145 | 0.046629 | 0.027607 | 0.038242 | 0.044443
F8_Industrial_Primary Metals_Existing_Space Heating_Natural Gas_Unit Heater_A_Achievable Economic TRC Potential | F8 | Industrial | Primary Metals | Existing | Space Heating | Natural Gas | Unit Heater | A | Incremental Summer Peak Savings (MW) | Achievable Economic TRC Potential | 0 | 0 | 0 | 0 | 0 | 0 | 0 | 0 | 0 | 0 | 0 | 0 | 0 | 0 | 0 | 0 | 0 | 0 | 0 | 0 | 0 | 0 | 0 | 0 | 0 | 0 | 0 | 0 | 0 | 0 | 0
F9_Industrial_Primary Metals_Existing_Space Heating_Natural Gas_Unit Heater_A_Achievable Economic TRC Potential | F9 | Industrial | Primary Metals | Existing | Space Heating | Natural Gas | Unit Heater | A | Incremental Winter Peak Savings (MW) | Achievable Economic TRC Potential | 0 | 0 | 0 | 0 | 0 | 0 | 0 | 0 | 0 | 0 | 0 | 0 | 0 | 0 | 0 | 0 | 0 | 0 | 0 | 0 | 0 | 0 | 0 | 0 | 0 | 0 | 0 | 0 | 0 | 0 | 0
F10_Industrial_Primary Metals_Existing_Space Heating_Natural Gas_Unit Heater_A_Achievable Economic TRC Potential | F10 | Industrial | Primary Metals | Existing | Space Heating | Natural Gas | Unit Heater | A | Cumulative Energy Savings (MWh or mTherms) | Achievable Economic TRC Potential | 0 | 0 | 0 | 0 | 0 | 0.0050773 | 0.018882 | 0.045559 | 0.091023 | 0.16052 | 0.252 | 0.36766 | 0.50695 | 0.66701 | 0.87219 | 1.0831 | 1.3157 | 1.5345 | 1.7387 | 1.934 | 2.1063 | 2.2754 | 2.4025 | 2.5104 | 2.6048 | 2.6876 | 2.7358 | 2.7824 | 2.81 | 2.8482 | 2.8927
F11_Industrial_Primary Metals_Existing_Space Heating_Natural Gas_Unit Heater_A_Achievable Economic TRC Potential | F11 | Industrial | Primary Metals | Existing | Space Heating | Natural Gas | Unit Heater | A | Cumulative Summer Peak Savings (MW) | Achievable Economic TRC Potential | 0 | 0 | 0 | 0 | 0 | 0 | 0 | 0 | 0 | 0 | 0 | 0 | 0 | 0 | 0 | 0 | 0 | 0 | 0 | 0 | 0 | 0 | 0 | 0 | 0 | 0 | 0 | 0 | 0 | 0 | 0
F12_Industrial_Primary Metals_Existing_Space Heating_Natural Gas_Unit Heater_A_Achievable Economic TRC Potential | F12 | Industrial | Primary Metals | Existing | Space Heating | Natural Gas | Unit Heater | A | Cumulative Winter Peak Savings (MW) | Achievable Economic TRC Potential | 0 | 0 | 0 | 0 | 0 | 0 | 0 | 0 | 0 | 0 | 0 | 0 | 0 | 0 | 0 | 0 | 0 | 0 | 0 | 0 | 0 | 0 | 0 | 0 | 0 | 0 | 0 | 0 | 0 | 0 | 0
F13_Industrial_Primary Metals_Existing_Space Heating_Natural Gas_Unit Heater_A_Achievable Economic TRC Potential | F13 | Industrial | Primary Metals | Existing | Space Heating | Natural Gas | Unit Heater | A | Purchases (Incremental) | Achievable Economic TRC Potential | 0 | 0 | 0 | 0 | 0 | 0.00032191 | 0.00087522 | 0.0016914 | 0.0028825 | 0.0044064 | 0.0058001 | 0.007333 | 0.0088313 | 0.010148 | 0.013009 | 0.013373 | 0.014749 | 0.014192 | 0.013823 | 0.014074 | 0.013806 | 0.015125 | 0.013857 | 0.014179 | 0.014817 | 0.015395 | 0.016061 | 0.01633 | 0.016499 | 0.016617 | 0.01664
F14_Industrial_Primary Metals_Existing_Space Heating_Natural Gas_Unit Heater_A_Achievable Economic TRC Potential | F14 | Industrial | Primary Metals | Existing | Space Heating | Natural Gas | Unit Heater | A | Purchases (Cumulative) | Achievable Economic TRC Potential | 0 | 0 | 0 | 0 | 0 | 0.00032191 | 0.0011971 | 0.0028885 | 0.005771 | 0.010177 | 0.015978 | 0.023311 | 0.032142 | 0.04229 | 0.055298 | 0.068672 | 0.083421 | 0.097291 | 0.11024 | 0.12262 | 0.13355 | 0.14426 | 0.15232 | 0.15917 | 0.16515 | 0.1704 | 0.17345 | 0.17641 | 0.17816 | 0.18058 | 0.1834
F1_Industrial_Primary Metals_New_Space Heating_Natural Gas_Furnace_A_Achievable Economic TRC Potential | F1 | Industrial | Primary Metals | New | Space Heating | Natural Gas | Furnace | A | Original Unit Energy Savings (kWh or therms) | Achievable Economic TRC Potential | 0 | 0 | 0 | 0 | 0 | 0 | 0 | 0 | 0 | 0 | 0 | 0 | 0 | 0 | 0 | 0 | 0 | 0 | 0 | 0 | 0 | 0 | 0 | 0 | 0 | 0 | 0 | 0 | 0 | 0 | 0
F2_Industrial_Primary Metals_New_Space Heating_Natural Gas_Furnace_A_Achievable Economic TRC Potential | F2 | Industrial | Primary Metals | New | Space Heating | Natural Gas | Furnace | A | Original Unit Summer Peak Savings (kW) | Achievable Economic TRC Potential | 0 | 0 | 0 | 0 | 0 | 0 | 0 | 0 | 0 | 0 | 0 | 0 | 0 | 0 | 0 | 0 | 0 | 0 | 0 | 0 | 0 | 0 | 0 | 0 | 0 | 0 | 0 | 0 | 0 | 0 | 0
F3_Industrial_Primary Metals_New_Space Heating_Natural Gas_Furnace_A_Achievable Economic TRC Potential | F3 | Industrial | Primary Metals | New | Space Heating | Natural Gas | Furnace | A | Original Unit Winter Peak Savings (kW) | Achievable Economic TRC Potential | 0 | 0 | 0 | 0 | 0 | 0 | 0 | 0 | 0 | 0 | 0 | 0 | 0 | 0 | 0 | 0 | 0 | 0 | 0 | 0 | 0 | 0 | 0 | 0 | 0 | 0 | 0 | 0 | 0 | 0 | 0
F4_Industrial_Primary Metals_New_Space Heating_Natural Gas_Furnace_A_Achievable Economic TRC Potential | F4 | Industrial | Primary Metals | New | Space Heating | Natural Gas | Furnace | A | Standalone Impact on Baseline Energy (%) | Achievable Economic TRC Potential | 0% | 0% | 0% | 0% | 0% | 0% | 0% | 0% | 0% | 0% | 0% | 0% | 0% | 0% | 0% | 0% | 0% | 0% | 0% | 0% | 0% | 0% | 0% | 0% | 0 | 0 | 0 | 0 | 0 | 0 | 0
F5_Industrial_Primary Metals_New_Space Heating_Natural Gas_Furnace_A_Achievable Economic TRC Potential | F5 | Industrial | Primary Metals | New | Space Heating | Natural Gas | Furnace | A | Standalone Impact on Baseline Summer Peak (%) | Achievable Economic TRC Potential | 0% | 0% | 0% | 0% | 0% | 0% | 0% | 0% | 0% | 0% | 0% | 0% | 0% | 0% | 0% | 0% | 0% | 0% | 0% | 0% | 0% | 0% | 0% | 0% | 0 | 0 | 0 | 0 | 0 | 0 | 0
F6_Industrial_Primary Metals_New_Space Heating_Natural Gas_Furnace_A_Achievable Economic TRC Potential | F6 | Industrial | Primary Metals | New | Space Heating | Natural Gas | Furnace | A | Standalone Impact on Baseline Winter Peak (%) | Achievable Economic TRC Potential | 0% | 0% | 0% | 0% | 0% | 0% | 0% | 0% | 0% | 0% | 0% | 0% | 0% | 0% | 0% | 0% | 0% | 0% | 0% | 0% | 0% | 0% | 0% | 0% | 0 | 0 | 0 | 0 | 0 | 0 | 0
F7_Industrial_Primary Metals_New_Space Heating_Natural Gas_Furnace_A_Achievable Economic TRC Potential | F7 | Industrial | Primary Metals | New | Space Heating | Natural Gas | Furnace | A | Incremental Energy Savings (MWh or mTherms) | Achievable Economic TRC Potential | 0 | 0 | 0 | 0 | 0 | 0 | 0 | 0 | 0 | 0 | 0 | 0 | 0 | 0 | 0 | 0 | 0 | 0 | 0 | 0 | 0 | 0 | 0 | 0 | 0 | 0 | 0 | 0 | 0 | 0 | 0
F8_Industrial_Primary Metals_New_Space Heating_Natural Gas_Furnace_A_Achievable Economic TRC Potential | F8 | Industrial | Primary Metals | New | Space Heating | Natural Gas | Furnace | A | Incremental Summer Peak Savings (MW) | Achievable Economic TRC Potential | 0 | 0 | 0 | 0 | 0 | 0 | 0 | 0 | 0 | 0 | 0 | 0 | 0 | 0 | 0 | 0 | 0 | 0 | 0 | 0 | 0 | 0 | 0 | 0 | 0 | 0 | 0 | 0 | 0 | 0 | 0
F9_Industrial_Primary Metals_New_Space Heating_Natural Gas_Furnace_A_Achievable Economic TRC Potential | F9 | Industrial | Primary Metals | New | Space Heating | Natural Gas | Furnace | A | Incremental Winter Peak Savings (MW) | Achievable Economic TRC Potential | 0 | 0 | 0 | 0 | 0 | 0 | 0 | 0 | 0 | 0 | 0 | 0 | 0 | 0 | 0 | 0 | 0 | 0 | 0 | 0 | 0 | 0 | 0 | 0 | 0 | 0 | 0 | 0 | 0 | 0 | 0
F10_Industrial_Primary Metals_New_Space Heating_Natural Gas_Furnace_A_Achievable Economic TRC Potential | F10 | Industrial | Primary Metals | New | Space Heating | Natural Gas | Furnace | A | Cumulative Energy Savings (MWh or mTherms) | Achievable Economic TRC Potential | 0 | 0 | 0 | 0 | 0 | 0 | 0 | 0 | 0 | 0 | 0 | 0 | 0 | 0 | 0 | 0 | 0 | 0 | 0 | 0 | 0 | 0 | 0 | 0 | 0 | 0 | 0 | 0 | 0 | 0 | 0
F11_Industrial_Primary Metals_New_Space Heating_Natural Gas_Furnace_A_Achievable Economic TRC Potential | F11 | Industrial | Primary Metals | New | Space Heating | Natural Gas | Furnace | A | Cumulative Summer Peak Savings (MW) | Achievable Economic TRC Potential | 0 | 0 | 0 | 0 | 0 | 0 | 0 | 0 | 0 | 0 | 0 | 0 | 0 | 0 | 0 | 0 | 0 | 0 | 0 | 0 | 0 | 0 | 0 | 0 | 0 | 0 | 0 | 0 | 0 | 0 | 0
F12_Industrial_Primary Metals_New_Space Heating_Natural Gas_Furnace_A_Achievable Economic TRC Potential | F12 | Industrial | Primary Metals | New | Space Heating | Natural Gas | Furnace | A | Cumulative Winter Peak Savings (MW) | Achievable Economic TRC Potential | 0 | 0 | 0 | 0 | 0 | 0 | 0 | 0 | 0 | 0 | 0 | 0 | 0 | 0 | 0 | 0 | 0 | 0 | 0 | 0 | 0 | 0 | 0 | 0 | 0 | 0 | 0 | 0 | 0 | 0 | 0
F13_Industrial_Primary Metals_New_Space Heating_Natural Gas_Furnace_A_Achievable Economic TRC Potential | F13 | Industrial | Primary Metals | New | Space Heating | Natural Gas | Furnace | A | Purchases (Incremental) | Achievable Economic TRC Potential | 0 | 0 | 0 | 0 | 0 | 0 | 0 | 0 | 0 | 0 | 0 | 0 | 0 | 0 | 0 | 0 | 0 | 0 | 0 | 0 | 0 | 0 | 0 | 0 | 0 | 0 | 0 | 0 | 0 | 0 | 0
F14_Industrial_Primary Metals_New_Space Heating_Natural Gas_Furnace_A_Achievable Economic TRC Potential | F14 | Industrial | Primary Metals | New | Space Heating | Natural Gas | Furnace | A | Purchases (Cumulative) | Achievable Economic TRC Potential | 0 | 0 | 0 | 0 | 0 | 0 | 0 | 0 | 0 | 0 | 0 | 0 | 0 | 0 | 0 | 0 | 0 | 0 | 0 | 0 | 0 | 0 | 0 | 0 | 0 | 0 | 0 | 0 | 0 | 0 | 0
F1_Industrial_Primary Metals_New_Space Heating_Natural Gas_Boiler_A_Achievable Economic TRC Potential | F1 | Industrial | Primary Metals | New | Space Heating | Natural Gas | Boiler | A | Original Unit Energy Savings (kWh or therms) | Achievable Economic TRC Potential | 0 | 0 | 0 | 0 | 0 | 0 | 0 | 0 | 0 | 0 | 0 | 0 | 0 | 0 | 0 | 0 | 0 | 0 | 0 | 0 | 0 | 0 | 0 | 0 | 0 | 0 | 0 | 0 | 0 | 0 | 0
F2_Industrial_Primary Metals_New_Space Heating_Natural Gas_Boiler_A_Achievable Economic TRC Potential | F2 | Industrial | Primary Metals | New | Space Heating | Natural Gas | Boiler | A | Original Unit Summer Peak Savings (kW) | Achievable Economic TRC Potential | 0 | 0 | 0 | 0 | 0 | 0 | 0 | 0 | 0 | 0 | 0 | 0 | 0 | 0 | 0 | 0 | 0 | 0 | 0 | 0 | 0 | 0 | 0 | 0 | 0 | 0 | 0 | 0 | 0 | 0 | 0
F3_Industrial_Primary Metals_New_Space Heating_Natural Gas_Boiler_A_Achievable Economic TRC Potential | F3 | Industrial | Primary Metals | New | Space Heating | Natural Gas | Boiler | A | Original Unit Winter Peak Savings (kW) | Achievable Economic TRC Potential | 0 | 0 | 0 | 0 | 0 | 0 | 0 | 0 | 0 | 0 | 0 | 0 | 0 | 0 | 0 | 0 | 0 | 0 | 0 | 0 | 0 | 0 | 0 | 0 | 0 | 0 | 0 | 0 | 0 | 0 | 0
F4_Industrial_Primary Metals_New_Space Heating_Natural Gas_Boiler_A_Achievable Economic TRC Potential | F4 | Industrial | Primary Metals | New | Space Heating | Natural Gas | Boiler | A | Standalone Impact on Baseline Energy (%) | Achievable Economic TRC Potential | 0% | 0% | 0% | 0% | 0% | 0% | 0% | 0% | 0% | 0% | 0% | 0% | 0% | 0% | 0% | 0% | 0% | 0% | 0% | 0% | 0% | 0% | 0% | 0% | 0 | 0 | 0 | 0 | 0 | 0 | 0
F5_Industrial_Primary Metals_New_Space Heating_Natural Gas_Boiler_A_Achievable Economic TRC Potential | F5 | Industrial | Primary Metals | New | Space Heating | Natural Gas | Boiler | A | Standalone Impact on Baseline Summer Peak (%) | Achievable Economic TRC Potential | 0% | 0% | 0% | 0% | 0% | 0% | 0% | 0% | 0% | 0% | 0% | 0% | 0% | 0% | 0% | 0% | 0% | 0% | 0% | 0% | 0% | 0% | 0% | 0% | 0 | 0 | 0 | 0 | 0 | 0 | 0
F6_Industrial_Primary Metals_New_Space Heating_Natural Gas_Boiler_A_Achievable Economic TRC Potential | F6 | Industrial | Primary Metals | New | Space Heating | Natural Gas | Boiler | A | Standalone Impact on Baseline Winter Peak (%) | Achievable Economic TRC Potential | 0% | 0% | 0% | 0% | 0% | 0% | 0% | 0% | 0% | 0% | 0% | 0% | 0% | 0% | 0% | 0% | 0% | 0% | 0% | 0% | 0% | 0% | 0% | 0% | 0 | 0 | 0 | 0 | 0 | 0 | 0
F7_Industrial_Primary Metals_New_Space Heating_Natural Gas_Boiler_A_Achievable Economic TRC Potential | F7 | Industrial | Primary Metals | New | Space Heating | Natural Gas | Boiler | A | Incremental Energy Savings (MWh or mTherms) | Achievable Economic TRC Potential | 0 | 0 | 0 | 0 | 0 | 0 | 0 | 0 | 0 | 0 | 0 | 0 | 0 | 0 | 0 | 0 | 0 | 0 | 0 | 0 | 0 | 0 | 0 | 0 | 0 | 0 | 0 | 0 | 0 | 0 | 0
F8_Industrial_Primary Metals_New_Space Heating_Natural Gas_Boiler_A_Achievable Economic TRC Potential | F8 | Industrial | Primary Metals | New | Space Heating | Natural Gas | Boiler | A | Incremental Summer Peak Savings (MW) | Achievable Economic TRC Potential | 0 | 0 | 0 | 0 | 0 | 0 | 0 | 0 | 0 | 0 | 0 | 0 | 0 | 0 | 0 | 0 | 0 | 0 | 0 | 0 | 0 | 0 | 0 | 0 | 0 | 0 | 0 | 0 | 0 | 0 | 0
F9_Industrial_Primary Metals_New_Space Heating_Natural Gas_Boiler_A_Achievable Economic TRC Potential | F9 | Industrial | Primary Metals | New | Space Heating | Natural Gas | Boiler | A | Incremental Winter Peak Savings (MW) | Achievable Economic TRC Potential | 0 | 0 | 0 | 0 | 0 | 0 | 0 | 0 | 0 | 0 | 0 | 0 | 0 | 0 | 0 | 0 | 0 | 0 | 0 | 0 | 0 | 0 | 0 | 0 | 0 | 0 | 0 | 0 | 0 | 0 | 0
F10_Industrial_Primary Metals_New_Space Heating_Natural Gas_Boiler_A_Achievable Economic TRC Potential | F10 | Industrial | Primary Metals | New | Space Heating | Natural Gas | Boiler | A | Cumulative Energy Savings (MWh or mTherms) | Achievable Economic TRC Potential | 0 | 0 | 0 | 0 | 0 | 0 | 0 | 0 | 0 | 0 | 0 | 0 | 0 | 0 | 0 | 0 | 0 | 0 | 0 | 0 | 0 | 0 | 0 | 0 | 0 | 0 | 0 | 0 | 0 | 0 | 0
F11_Industrial_Primary Metals_New_Space Heating_Natural Gas_Boiler_A_Achievable Economic TRC Potential | F11 | Industrial | Primary Metals | New | Space Heating | Natural Gas | Boiler | A | Cumulative Summer Peak Savings (MW) | Achievable Economic TRC Potential | 0 | 0 | 0 | 0 | 0 | 0 | 0 | 0 | 0 | 0 | 0 | 0 | 0 | 0 | 0 | 0 | 0 | 0 | 0 | 0 | 0 | 0 | 0 | 0 | 0 | 0 | 0 | 0 | 0 | 0 | 0
F12_Industrial_Primary Metals_New_Space Heating_Natural Gas_Boiler_A_Achievable Economic TRC Potential | F12 | Industrial | Primary Metals | New | Space Heating | Natural Gas | Boiler | A | Cumulative Winter Peak Savings (MW) | Achievable Economic TRC Potential | 0 | 0 | 0 | 0 | 0 | 0 | 0 | 0 | 0 | 0 | 0 | 0 | 0 | 0 | 0 | 0 | 0 | 0 | 0 | 0 | 0 | 0 | 0 | 0 | 0 | 0 | 0 | 0 | 0 | 0 | 0
F13_Industrial_Primary Metals_New_Space Heating_Natural Gas_Boiler_A_Achievable Economic TRC Potential | F13 | Industrial | Primary Metals | New | Space Heating | Natural Gas | Boiler | A | Purchases (Incremental) | Achievable Economic TRC Potential | 0 | 0 | 0 | 0 | 0 | 0 | 0 | 0 | 0 | 0 | 0 | 0 | 0 | 0 | 0 | 0 | 0 | 0 | 0 | 0 | 0 | 0 | 0 | 0 | 0 | 0 | 0 | 0 | 0 | 0 | 0
F14_Industrial_Primary Metals_New_Space Heating_Natural Gas_Boiler_A_Achievable Economic TRC Potential | F14 | Industrial | Primary Metals | New | Space Heating | Natural Gas | Boiler | A | Purchases (Cumulative) | Achievable Economic TRC Potential | 0 | 0 | 0 | 0 | 0 | 0 | 0 | 0 | 0 | 0 | 0 | 0 | 0 | 0 | 0 | 0 | 0 | 0 | 0 | 0 | 0 | 0 | 0 | 0 | 0 | 0 | 0 | 0 | 0 | 0 | 0
F1_Industrial_Primary Metals_New_Space Heating_Natural Gas_Unit Heater_A_Achievable Economic TRC Potential | F1 | Industrial | Primary Metals | New | Space Heating | Natural Gas | Unit Heater | A | Original Unit Energy Savings (kWh or therms) | Achievable Economic TRC Potential | 0 | 28641.12 | 28641.12 | 28641.12 | 28641.12 | 15772.4108 | 15772.4108 | 15772.4108 | 15772.4108 | 15772.4108 | 15772.4108 | 15772.4108 | 15772.4108 | 15772.4108 | 15772.4108 | 15772.4108 | 15772.4108 | 15772.4108 | 15772.4108 | 15772.4108 | 15772.4108 | 15772.4108 | 15772.4108 | 15772.4108 | 15772.4108 | 15772.4108 | 15772.4108 | 15772.4108 | 15772.4108 | 15772.4108 | 15772.4108
F2_Industrial_Primary Metals_New_Space Heating_Natural Gas_Unit Heater_A_Achievable Economic TRC Potential | F2 | Industrial | Primary Metals | New | Space Heating | Natural Gas | Unit Heater | A | Original Unit Summer Peak Savings (kW) | Achievable Economic TRC Potential | 0 | 0 | 0 | 0 | 0 | 0 | 0 | 0 | 0 | 0 | 0 | 0 | 0 | 0 | 0 | 0 | 0 | 0 | 0 | 0 | 0 | 0 | 0 | 0 | 0 | 0 | 0 | 0 | 0 | 0 | 0
F3_Industrial_Primary Metals_New_Space Heating_Natural Gas_Unit Heater_A_Achievable Economic TRC Potential | F3 | Industrial | Primary Metals | New | Space Heating | Natural Gas | Unit Heater | A | Original Unit Winter Peak Savings (kW) | Achievable Economic TRC Potential | 0 | 0 | 0 | 0 | 0 | 0 | 0 | 0 | 0 | 0 | 0 | 0 | 0 | 0 | 0 | 0 | 0 | 0 | 0 | 0 | 0 | 0 | 0 | 0 | 0 | 0 | 0 | 0 | 0 | 0 | 0
F4_Industrial_Primary Metals_New_Space Heating_Natural Gas_Unit Heater_A_Achievable Economic TRC Potential | F4 | Industrial | Primary Metals | New | Space Heating | Natural Gas | Unit Heater | A | Standalone Impact on Baseline Energy (%) | Achievable Economic TRC Potential | 0% | 0% | 0% | 0% | 0% | 0.2185% | 0.5542% | 0.9651% | 1.424% | 1.918% | 2.426% | 3.053% | 3.751% | 4.481% | 5.219% | 5.954% | 6.67% | 7.289% | 8.064% | 8.678% | 9.158% | 9.545% | 9.853% | 10.06% | 0.10181 | 0.10252 | 0.10292 | 0.10302 | 0 | 0 | 0
F5_Industrial_Primary Metals_New_Space Heating_Natural Gas_Unit Heater_A_Achievable Economic TRC Potential | F5 | Industrial | Primary Metals | New | Space Heating | Natural Gas | Unit Heater | A | Standalone Impact on Baseline Summer Peak (%) | Achievable Economic TRC Potential | 0% | 0% | 0% | 0% | 0% | 0% | 0% | 0% | 0% | 0% | 0% | 0% | 0% | 0% | 0% | 0% | 0% | 0% | 0% | 0% | 0% | 0% | 0% | 0% | 0 | 0 | 0 | 0 | 0 | 0 | 0
F6_Industrial_Primary Metals_New_Space Heating_Natural Gas_Unit Heater_A_Achievable Economic TRC Potential | F6 | Industrial | Primary Metals | New | Space Heating | Natural Gas | Unit Heater | A | Standalone Impact on Baseline Winter Peak (%) | Achievable Economic TRC Potential | 0% | 0% | 0% | 0% | 0% | 0% | 0% | 0% | 0% | 0% | 0% | 0% | 0% | 0% | 0% | 0% | 0% | 0% | 0% | 0% | 0% | 0% | 0% | 0% | 0 | 0 | 0 | 0 | 0 | 0 | 0
F7_Industrial_Primary Metals_New_Space Heating_Natural Gas_Unit Heater_A_Achievable Economic TRC Potential | F7 | Industrial | Primary Metals | New | Space Heating | Natural Gas | Unit Heater | A | Incremental Energy Savings (MWh or mTherms) | Achievable Economic TRC Potential | 0 | 0 | 0 | 0 | 0 | 0.0018786 | 0.0036926 | 0.0055359 | 0.0073377 | 0.0091771 | 0.010838 | 0.01421 | 0.017215 | 0.019677 | 0.021633 | 0.023625 | 0.025115 | 0.024637 | 0.029964 | 0.027556 | 0.02538 | 0.023852 | 0.022876 | 0.020143 | 0.017928 | 0.016301 | 0.015329 | 0.01421 | 0.015267 | 0.015731 | 0.0098996
F8_Industrial_Primary Metals_New_Space Heating_Natural Gas_Unit Heater_A_Achievable Economic TRC Potential | F8 | Industrial | Primary Metals | New | Space Heating | Natural Gas | Unit Heater | A | Incremental Summer Peak Savings (MW) | Achievable Economic TRC Potential | 0 | 0 | 0 | 0 | 0 | 0 | 0 | 0 | 0 | 0 | 0 | 0 | 0 | 0 | 0 | 0 | 0 | 0 | 0 | 0 | 0 | 0 | 0 | 0 | 0 | 0 | 0 | 0 | 0 | 0 | 0
F9_Industrial_Primary Metals_New_Space Heating_Natural Gas_Unit Heater_A_Achievable Economic TRC Potential | F9 | Industrial | Primary Metals | New | Space Heating | Natural Gas | Unit Heater | A | Incremental Winter Peak Savings (MW) | Achievable Economic TRC Potential | 0 | 0 | 0 | 0 | 0 | 0 | 0 | 0 | 0 | 0 | 0 | 0 | 0 | 0 | 0 | 0 | 0 | 0 | 0 | 0 | 0 | 0 | 0 | 0 | 0 | 0 | 0 | 0 | 0 | 0 | 0
F10_Industrial_Primary Metals_New_Space Heating_Natural Gas_Unit Heater_A_Achievable Economic TRC Potential | F10 | Industrial | Primary Metals | New | Space Heating | Natural Gas | Unit Heater | A | Cumulative Energy Savings (MWh or mTherms) | Achievable Economic TRC Potential | 0 | 0 | 0 | 0 | 0 | 0.0018786 | 0.0055712 | 0.011107 | 0.018445 | 0.027622 | 0.03846 | 0.05267 | 0.069885 | 0.089562 | 0.11119 | 0.13482 | 0.15993 | 0.18457 | 0.21454 | 0.24209 | 0.26747 | 0.29132 | 0.3142 | 0.33434 | 0.35227 | 0.36857 | 0.3839 | 0.39811 | 0.41338 | 0.42911 | 0.43901
F11_Industrial_Primary Metals_New_Space Heating_Natural Gas_Unit Heater_A_Achievable Economic TRC Potential | F11 | Industrial | Primary Metals | New | Space Heating | Natural Gas | Unit Heater | A | Cumulative Summer Peak Savings (MW) | Achievable Economic TRC Potential | 0 | 0 | 0 | 0 | 0 | 0 | 0 | 0 | 0 | 0 | 0 | 0 | 0 | 0 | 0 | 0 | 0 | 0 | 0 | 0 | 0 | 0 | 0 | 0 | 0 | 0 | 0 | 0 | 0 | 0 | 0
F12_Industrial_Primary Metals_New_Space Heating_Natural Gas_Unit Heater_A_Achievable Economic TRC Potential | F12 | Industrial | Primary Metals | New | Space Heating | Natural Gas | Unit Heater | A | Cumulative Winter Peak Savings (MW) | Achievable Economic TRC Potential | 0 | 0 | 0 | 0 | 0 | 0 | 0 | 0 | 0 | 0 | 0 | 0 | 0 | 0 | 0 | 0 | 0 | 0 | 0 | 0 | 0 | 0 | 0 | 0 | 0 | 0 | 0 | 0 | 0 | 0 | 0
F13_Industrial_Primary Metals_New_Space Heating_Natural Gas_Unit Heater_A_Achievable Economic TRC Potential | F13 | Industrial | Primary Metals | New | Space Heating | Natural Gas | Unit Heater | A | Purchases (Incremental) | Achievable Economic TRC Potential | 0 | 0 | 0 | 0 | 0 | 0.00011911 | 0.00023412 | 0.00035099 | 0.00046522 | 0.00058184 | 0.00068714 | 0.00090093 | 0.0010915 | 0.0012475 | 0.0013716 | 0.0014979 | 0.0015923 | 0.0016811 | 0.0021339 | 0.0020981 | 0.0020744 | 0.0020941 | 0.0021375 | 0.002178 | 0.0022281 | 0.0022811 | 0.0023435 | 0.0023988 | 0.0025603 | 0.0026785 | 0.0027616
F14_Industrial_Primary Metals_New_Space Heating_Natural Gas_Unit Heater_A_Achievable Economic TRC Potential | F14 | Industrial | Primary Metals | New | Space Heating | Natural Gas | Unit Heater | A | Purchases (Cumulative) | Achievable Economic TRC Potential | 0 | 0 | 0 | 0 | 0 | 0.00011911 | 0.00035323 | 0.00070421 | 0.0011694 | 0.0017513 | 0.0024384 | 0.0033394 | 0.0044308 | 0.0056784 | 0.00705 | 0.0085478 | 0.01014 | 0.011702 | 0.013602 | 0.015349 | 0.016958 | 0.01847 | 0.019921 | 0.021198 | 0.022335 | 0.023368 | 0.02434 | 0.025241 | 0.026209 | 0.027206 | 0.027834
F1_Industrial_Stone, Clay, and Glass_Existing_Space Heating_Natural Gas_Furnace_A_Achievable Economic TRC Potential | F1 | Industrial | Stone, Clay, and Glass | Existing | Space Heating | Natural Gas | Furnace | A | Original Unit Energy Savings (kWh or therms) | Achievable Economic TRC Potential | 0 | 505.0924 | 505.0924 | 505.0924 | 505.0924 | 138.7616 | 138.7616 | 138.7616 | 138.7616 | 138.7616 | 138.7616 | 138.7616 | 138.7616 | 138.7616 | 138.7616 | 138.7616 | 138.7616 | 138.7616 | 138.7616 | 138.7616 | 138.7616 | 138.7616 | 138.7616 | 138.7616 | 138.7616 | 138.7616 | 138.7616 | 138.7616 | 138.7616 | 138.7616 | 138.7616
F2_Industrial_Stone, Clay, and Glass_Existing_Space Heating_Natural Gas_Furnace_A_Achievable Economic TRC Potential | F2 | Industrial | Stone, Clay, and Glass | Existing | Space Heating | Natural Gas | Furnace | A | Original Unit Summer Peak Savings (kW) | Achievable Economic TRC Potential | 0 | 0 | 0 | 0 | 0 | 0 | 0 | 0 | 0 | 0 | 0 | 0 | 0 | 0 | 0 | 0 | 0 | 0 | 0 | 0 | 0 | 0 | 0 | 0 | 0 | 0 | 0 | 0 | 0 | 0 | 0
F3_Industrial_Stone, Clay, and Glass_Existing_Space Heating_Natural Gas_Furnace_A_Achievable Economic TRC Potential | F3 | Industrial | Stone, Clay, and Glass | Existing | Space Heating | Natural Gas | Furnace | A | Original Unit Winter Peak Savings (kW) | Achievable Economic TRC Potential | 0 | 0 | 0 | 0 | 0 | 0 | 0 | 0 | 0 | 0 | 0 | 0 | 0 | 0 | 0 | 0 | 0 | 0 | 0 | 0 | 0 | 0 | 0 | 0 | 0 | 0 | 0 | 0 | 0 | 0 | 0
F4_Industrial_Stone, Clay, and Glass_Existing_Space Heating_Natural Gas_Furnace_A_Achievable Economic TRC Potential | F4 | Industrial | Stone, Clay, and Glass | Existing | Space Heating | Natural Gas | Furnace | A | Standalone Impact on Baseline Energy (%) | Achievable Economic TRC Potential | 0% | 0% | 0% | 0% | 0% | 0.0004194% | 0.0013% | 0.00228% | 0.003653% | 0.005449% | 0.007679% | 0.01022% | 0.01285% | 0.0157% | 0.0186% | 0.02141% | 0.024% | 0.02664% | 0.02931% | 0.03192% | 0.03469% | 0.03755% | 0.04062% | 0.04375% | 0.00046972 | 0.00050263 | 0.00053639 | 0.00057094 | 0 | 0 | 0
F5_Industrial_Stone, Clay, and Glass_Existing_Space Heating_Natural Gas_Furnace_A_Achievable Economic TRC Potential | F5 | Industrial | Stone, Clay, and Glass | Existing | Space Heating | Natural Gas | Furnace | A | Standalone Impact on Baseline Summer Peak (%) | Achievable Economic TRC Potential | 0% | 0% | 0% | 0% | 0% | 0% | 0% | 0% | 0% | 0% | 0% | 0% | 0% | 0% | 0% | 0% | 0% | 0% | 0% | 0% | 0% | 0% | 0% | 0% | 0 | 0 | 0 | 0 | 0 | 0 | 0
F6_Industrial_Stone, Clay, and Glass_Existing_Space Heating_Natural Gas_Furnace_A_Achievable Economic TRC Potential | F6 | Industrial | Stone, Clay, and Glass | Existing | Space Heating | Natural Gas | Furnace | A | Standalone Impact on Baseline Winter Peak (%) | Achievable Economic TRC Potential | 0% | 0% | 0% | 0% | 0% | 0% | 0% | 0% | 0% | 0% | 0% | 0% | 0% | 0% | 0% | 0% | 0% | 0% | 0% | 0% | 0% | 0% | 0% | 0% | 0 | 0 | 0 | 0 | 0 | 0 | 0
F7_Industrial_Stone, Clay, and Glass_Existing_Space Heating_Natural Gas_Furnace_A_Achievable Economic TRC Potential | F7 | Industrial | Stone, Clay, and Glass | Existing | Space Heating | Natural Gas | Furnace | A | Incremental Energy Savings (MWh or mTherms) | Achievable Economic TRC Potential | 0 | 0 | 0 | 0 | 0 | 0.0003339 | 0.00069533 | 0.00075488 | 0.0010567 | 0.0013719 | 0.0016076 | 0.0018457 | 0.0018845 | 0.0018572 | 0.0020486 | 0.0017707 | 0.0017216 | 0.0016403 | 0.0015564 | 0.0016815 | 0.0016523 | 0.0016836 | 0.0018017 | 0.0018315 | 0.0018639 | 0.0018983 | 0.0019429 | 0.001984 | 0.00090888 | 0 | 1.3184e-16
F8_Industrial_Stone, Clay, and Glass_Existing_Space Heating_Natural Gas_Furnace_A_Achievable Economic TRC Potential | F8 | Industrial | Stone, Clay, and Glass | Existing | Space Heating | Natural Gas | Furnace | A | Incremental Summer Peak Savings (MW) | Achievable Economic TRC Potential | 0 | 0 | 0 | 0 | 0 | 0 | 0 | 0 | 0 | 0 | 0 | 0 | 0 | 0 | 0 | 0 | 0 | 0 | 0 | 0 | 0 | 0 | 0 | 0 | 0 | 0 | 0 | 0 | 0 | 0 | 0
F9_Industrial_Stone, Clay, and Glass_Existing_Space Heating_Natural Gas_Furnace_A_Achievable Economic TRC Potential | F9 | Industrial | Stone, Clay, and Glass | Existing | Space Heating | Natural Gas | Furnace | A | Incremental Winter Peak Savings (MW) | Achievable Economic TRC Potential | 0 | 0 | 0 | 0 | 0 | 0 | 0 | 0 | 0 | 0 | 0 | 0 | 0 | 0 | 0 | 0 | 0 | 0 | 0 | 0 | 0 | 0 | 0 | 0 | 0 | 0 | 0 | 0 | 0 | 0 | 0
F10_Industrial_Stone, Clay, and Glass_Existing_Space Heating_Natural Gas_Furnace_A_Achievable Economic TRC Potential | F10 | Industrial | Stone, Clay, and Glass | Existing | Space Heating | Natural Gas | Furnace | A | Cumulative Energy Savings (MWh or mTherms) | Achievable Economic TRC Potential | 0 | 0 | 0 | 0 | 0 | 0.0003339 | 0.0010292 | 0.0017841 | 0.0028409 | 0.0042128 | 0.0058204 | 0.0076662 | 0.0095507 | 0.011408 | 0.013456 | 0.015227 | 0.016949 | 0.018589 | 0.020145 | 0.021827 | 0.023479 | 0.025163 | 0.026964 | 0.028796 | 0.03066 | 0.032558 | 0.034501 | 0.036485 | 0.037394 | 0.037394 | 0.037394
F11_Industrial_Stone, Clay, and Glass_Existing_Space Heating_Natural Gas_Furnace_A_Achievable Economic TRC Potential | F11 | Industrial | Stone, Clay, and Glass | Existing | Space Heating | Natural Gas | Furnace | A | Cumulative Summer Peak Savings (MW) | Achievable Economic TRC Potential | 0 | 0 | 0 | 0 | 0 | 0 | 0 | 0 | 0 | 0 | 0 | 0 | 0 | 0 | 0 | 0 | 0 | 0 | 0 | 0 | 0 | 0 | 0 | 0 | 0 | 0 | 0 | 0 | 0 | 0 | 0
F12_Industrial_Stone, Clay, and Glass_Existing_Space Heating_Natural Gas_Furnace_A_Achievable Economic TRC Potential | F12 | Industrial | Stone, Clay, and Glass | Existing | Space Heating | Natural Gas | Furnace | A | Cumulative Winter Peak Savings (MW) | Achievable Economic TRC Potential | 0 | 0 | 0 | 0 | 0 | 0 | 0 | 0 | 0 | 0 | 0 | 0 | 0 | 0 | 0 | 0 | 0 | 0 | 0 | 0 | 0 | 0 | 0 | 0 | 0 | 0 | 0 | 0 | 0 | 0 | 0
F13_Industrial_Stone, Clay, and Glass_Existing_Space Heating_Natural Gas_Furnace_A_Achievable Economic TRC Potential | F13 | Industrial | Stone, Clay, and Glass | Existing | Space Heating | Natural Gas | Furnace | A | Purchases (Incremental) | Achievable Economic TRC Potential | 0 | 0 | 0 | 0 | 0 | 0.0024063 | 0.005011 | 0.0054401 | 0.0076156 | 0.0098871 | 0.011586 | 0.013301 | 0.013581 | 0.013384 | 0.014763 | 0.012761 | 0.012407 | 0.011821 | 0.011216 | 0.012118 | 0.011907 | 0.012133 | 0.012984 | 0.013199 | 0.013432 | 0.01368 | 0.014002 | 0.014298 | 0.014571 | 0.016703 | 0.018134
F14_Industrial_Stone, Clay, and Glass_Existing_Space Heating_Natural Gas_Furnace_A_Achievable Economic TRC Potential | F14 | Industrial | Stone, Clay, and Glass | Existing | Space Heating | Natural Gas | Furnace | A | Purchases (Cumulative) | Achievable Economic TRC Potential | 0 | 0 | 0 | 0 | 0 | 0.0024063 | 0.0074173 | 0.012857 | 0.020473 | 0.03036 | 0.041946 | 0.055247 | 0.068828 | 0.082212 | 0.096975 | 0.10974 | 0.12214 | 0.13396 | 0.14518 | 0.1573 | 0.16921 | 0.18134 | 0.19432 | 0.20752 | 0.22095 | 0.23463 | 0.24864 | 0.26293 | 0.26948 | 0.26948 | 0.26948
F1_Industrial_Stone, Clay, and Glass_Existing_Space Heating_Natural Gas_Boiler_A_Achievable Economic TRC Potential | F1 | Industrial | Stone, Clay, and Glass | Existing | Space Heating | Natural Gas | Boiler | A | Original Unit Energy Savings (kWh or therms) | Achievable Economic TRC Potential | 0 | 8772.191 | 8772.191 | 8772.191 | 8772.191 | 5375.3 | 5375.3 | 5375.3 | 5375.3 | 5375.3 | 5375.3 | 5375.3 | 5375.3 | 5375.3 | 5375.3 | 5375.3 | 5375.3 | 5375.3 | 5375.3 | 5375.3 | 5375.3 | 5375.3 | 5375.3 | 792.2778 | 792.2778 | 792.2778 | 792.2778 | 792.2778 | 792.2778 | 792.2778 | 792.2778
F2_Industrial_Stone, Clay, and Glass_Existing_Space Heating_Natural Gas_Boiler_A_Achievable Economic TRC Potential | F2 | Industrial | Stone, Clay, and Glass | Existing | Space Heating | Natural Gas | Boiler | A | Original Unit Summer Peak Savings (kW) | Achievable Economic TRC Potential | 0 | 0 | 0 | 0 | 0 | 0 | 0 | 0 | 0 | 0 | 0 | 0 | 0 | 0 | 0 | 0 | 0 | 0 | 0 | 0 | 0 | 0 | 0 | 0 | 0 | 0 | 0 | 0 | 0 | 0 | 0
F3_Industrial_Stone, Clay, and Glass_Existing_Space Heating_Natural Gas_Boiler_A_Achievable Economic TRC Potential | F3 | Industrial | Stone, Clay, and Glass | Existing | Space Heating | Natural Gas | Boiler | A | Original Unit Winter Peak Savings (kW) | Achievable Economic TRC Potential | 0 | 0 | 0 | 0 | 0 | 0 | 0 | 0 | 0 | 0 | 0 | 0 | 0 | 0 | 0 | 0 | 0 | 0 | 0 | 0 | 0 | 0 | 0 | 0 | 0 | 0 | 0 | 0 | 0 | 0 | 0
F4_Industrial_Stone, Clay, and Glass_Existing_Space Heating_Natural Gas_Boiler_A_Achievable Economic TRC Potential | F4 | Industrial | Stone, Clay, and Glass | Existing | Space Heating | Natural Gas | Boiler | A | Standalone Impact on Baseline Energy (%) | Achievable Economic TRC Potential | 0% | 0% | 0% | 0% | 0% | 0% | 0% | 0% | 0% | 0% | 0% | 0% | 0% | 0% | 0% | 0% | 0% | 0% | 0% | 0% | 0% | 0% | 0% | 0.004806% | 0.00012096 | 0.00020868 | 0.00030569 | 0.00040873 | 0 | 0 | 0
F5_Industrial_Stone, Clay, and Glass_Existing_Space Heating_Natural Gas_Boiler_A_Achievable Economic TRC Potential | F5 | Industrial | Stone, Clay, and Glass | Existing | Space Heating | Natural Gas | Boiler | A | Standalone Impact on Baseline Summer Peak (%) | Achievable Economic TRC Potential | 0% | 0% | 0% | 0% | 0% | 0% | 0% | 0% | 0% | 0% | 0% | 0% | 0% | 0% | 0% | 0% | 0% | 0% | 0% | 0% | 0% | 0% | 0% | 0% | 0 | 0 | 0 | 0 | 0 | 0 | 0
F6_Industrial_Stone, Clay, and Glass_Existing_Space Heating_Natural Gas_Boiler_A_Achievable Economic TRC Potential | F6 | Industrial | Stone, Clay, and Glass | Existing | Space Heating | Natural Gas | Boiler | A | Standalone Impact on Baseline Winter Peak (%) | Achievable Economic TRC Potential | 0% | 0% | 0% | 0% | 0% | 0% | 0% | 0% | 0% | 0% | 0% | 0% | 0% | 0% | 0% | 0% | 0% | 0% | 0% | 0% | 0% | 0% | 0% | 0% | 0 | 0 | 0 | 0 | 0 | 0 | 0
F7_Industrial_Stone, Clay, and Glass_Existing_Space Heating_Natural Gas_Boiler_A_Achievable Economic TRC Potential | F7 | Industrial | Stone, Clay, and Glass | Existing | Space Heating | Natural Gas | Boiler | A | Incremental Energy Savings (MWh or mTherms) | Achievable Economic TRC Potential | 0 | 0 | 0 | 0 | 0 | 0 | 0 | 0 | 0 | 0 | 0 | 0 | 0 | 0 | 0 | 0 | 0 | 0 | 0 | 0 | 0 | 0 | 0 | 0.0031629 | 0.0047328 | 0.0056215 | 0.0061448 | 0.0064573 | 0.0065829 | 0.0066122 | 0.0065862
F8_Industrial_Stone, Clay, and Glass_Existing_Space Heating_Natural Gas_Boiler_A_Achievable Economic TRC Potential | F8 | Industrial | Stone, Clay, and Glass | Existing | Space Heating | Natural Gas | Boiler | A | Incremental Summer Peak Savings (MW) | Achievable Economic TRC Potential | 0 | 0 | 0 | 0 | 0 | 0 | 0 | 0 | 0 | 0 | 0 | 0 | 0 | 0 | 0 | 0 | 0 | 0 | 0 | 0 | 0 | 0 | 0 | 0 | 0 | 0 | 0 | 0 | 0 | 0 | 0
F9_Industrial_Stone, Clay, and Glass_Existing_Space Heating_Natural Gas_Boiler_A_Achievable Economic TRC Potential | F9 | Industrial | Stone, Clay, and Glass | Existing | Space Heating | Natural Gas | Boiler | A | Incremental Winter Peak Savings (MW) | Achievable Economic TRC Potential | 0 | 0 | 0 | 0 | 0 | 0 | 0 | 0 | 0 | 0 | 0 | 0 | 0 | 0 | 0 | 0 | 0 | 0 | 0 | 0 | 0 | 0 | 0 | 0 | 0 | 0 | 0 | 0 | 0 | 0 | 0
F10_Industrial_Stone, Clay, and Glass_Existing_Space Heating_Natural Gas_Boiler_A_Achievable Economic TRC Potential | F10 | Industrial | Stone, Clay, and Glass | Existing | Space Heating | Natural Gas | Boiler | A | Cumulative Energy Savings (MWh or mTherms) | Achievable Economic TRC Potential | 0 | 0 | 0 | 0 | 0 | 0 | 0 | 0 | 0 | 0 | 0 | 0 | 0 | 0 | 0 | 0 | 0 | 0 | 0 | 0 | 0 | 0 | 0 | 0.0031629 | 0.0078957 | 0.013517 | 0.019662 | 0.026119 | 0.032702 | 0.039314 | 0.045901
F11_Industrial_Stone, Clay, and Glass_Existing_Space Heating_Natural Gas_Boiler_A_Achievable Economic TRC Potential | F11 | Industrial | Stone, Clay, and Glass | Existing | Space Heating | Natural Gas | Boiler | A | Cumulative Summer Peak Savings (MW) | Achievable Economic TRC Potential | 0 | 0 | 0 | 0 | 0 | 0 | 0 | 0 | 0 | 0 | 0 | 0 | 0 | 0 | 0 | 0 | 0 | 0 | 0 | 0 | 0 | 0 | 0 | 0 | 0 | 0 | 0 | 0 | 0 | 0 | 0
F12_Industrial_Stone, Clay, and Glass_Existing_Space Heating_Natural Gas_Boiler_A_Achievable Economic TRC Potential | F12 | Industrial | Stone, Clay, and Glass | Existing | Space Heating | Natural Gas | Boiler | A | Cumulative Winter Peak Savings (MW) | Achievable Economic TRC Potential | 0 | 0 | 0 | 0 | 0 | 0 | 0 | 0 | 0 | 0 | 0 | 0 | 0 | 0 | 0 | 0 | 0 | 0 | 0 | 0 | 0 | 0 | 0 | 0 | 0 | 0 | 0 | 0 | 0 | 0 | 0
F13_Industrial_Stone, Clay, and Glass_Existing_Space Heating_Natural Gas_Boiler_A_Achievable Economic TRC Potential | F13 | Industrial | Stone, Clay, and Glass | Existing | Space Heating | Natural Gas | Boiler | A | Purchases (Incremental) | Achievable Economic TRC Potential | 0 | 0 | 0 | 0 | 0 | 0 | 0 | 0 | 0 | 0 | 0 | 0 | 0 | 0 | 0 | 0 | 0 | 0 | 0 | 0 | 0 | 0 | 0 | 0.0039921 | 0.0059737 | 0.0070954 | 0.0077559 | 0.0081503 | 0.0083088 | 0.0083459 | 0.0083129
F14_Industrial_Stone, Clay, and Glass_Existing_Space Heating_Natural Gas_Boiler_A_Achievable Economic TRC Potential | F14 | Industrial | Stone, Clay, and Glass | Existing | Space Heating | Natural Gas | Boiler | A | Purchases (Cumulative) | Achievable Economic TRC Potential | 0 | 0 | 0 | 0 | 0 | 0 | 0 | 0 | 0 | 0 | 0 | 0 | 0 | 0 | 0 | 0 | 0 | 0 | 0 | 0 | 0 | 0 | 0 | 0.0039921 | 0.0099658 | 0.017061 | 0.024817 | 0.032967 | 0.041276 | 0.049622 | 0.057935
F1_Industrial_Stone, Clay, and Glass_Existing_Space Heating_Natural Gas_Unit Heater_A_Achievable Economic TRC Potential | F1 | Industrial | Stone, Clay, and Glass | Existing | Space Heating | Natural Gas | Unit Heater | A | Original Unit Energy Savings (kWh or therms) | Achievable Economic TRC Potential | 0 | 28641.12 | 28641.12 | 28641.12 | 28641.12 | 15772.4108 | 15772.4108 | 15772.4108 | 15772.4108 | 15772.4108 | 15772.4108 | 15772.4108 | 15772.4108 | 15772.4108 | 15772.4108 | 15772.4108 | 15772.4108 | 15772.4108 | 15772.4108 | 15772.4108 | 15772.4108 | 15772.4108 | 15772.4108 | 15772.4108 | 15772.4108 | 15772.4108 | 15772.4108 | 15772.4108 | 15772.4108 | 15772.4108 | 15772.4108
F2_Industrial_Stone, Clay, and Glass_Existing_Space Heating_Natural Gas_Unit Heater_A_Achievable Economic TRC Potential | F2 | Industrial | Stone, Clay, and Glass | Existing | Space Heating | Natural Gas | Unit Heater | A | Original Unit Summer Peak Savings (kW) | Achievable Economic TRC Potential | 0 | 0 | 0 | 0 | 0 | 0 | 0 | 0 | 0 | 0 | 0 | 0 | 0 | 0 | 0 | 0 | 0 | 0 | 0 | 0 | 0 | 0 | 0 | 0 | 0 | 0 | 0 | 0 | 0 | 0 | 0
F3_Industrial_Stone, Clay, and Glass_Existing_Space Heating_Natural Gas_Unit Heater_A_Achievable Economic TRC Potential | F3 | Industrial | Stone, Clay, and Glass | Existing | Space Heating | Natural Gas | Unit Heater | A | Original Unit Winter Peak Savings (kW) | Achievable Economic TRC Potential | 0 | 0 | 0 | 0 | 0 | 0 | 0 | 0 | 0 | 0 | 0 | 0 | 0 | 0 | 0 | 0 | 0 | 0 | 0 | 0 | 0 | 0 | 0 | 0 | 0 | 0 | 0 | 0 | 0 | 0 | 0
F4_Industrial_Stone, Clay, and Glass_Existing_Space Heating_Natural Gas_Unit Heater_A_Achievable Economic TRC Potential | F4 | Industrial | Stone, Clay, and Glass | Existing | Space Heating | Natural Gas | Unit Heater | A | Standalone Impact on Baseline Energy (%) | Achievable Economic TRC Potential | 0% | 0% | 0% | 0% | 0% | 0.006526% | 0.0244% | 0.05959% | 0.1198% | 0.2125% | 0.3402% | 0.5013% | 0.6977% | 0.9396% | 1.234% | 1.558% | 1.907% | 2.25% | 2.589% | 2.895% | 3.185% | 3.475% | 3.703% | 3.903% | 0.040837 | 0.042457 | 0.043524 | 0.044555 | 0 | 0 | 0
F5_Industrial_Stone, Clay, and Glass_Existing_Space Heating_Natural Gas_Unit Heater_A_Achievable Economic TRC Potential | F5 | Industrial | Stone, Clay, and Glass | Existing | Space Heating | Natural Gas | Unit Heater | A | Standalone Impact on Baseline Summer Peak (%) | Achievable Economic TRC Potential | 0% | 0% | 0% | 0% | 0% | 0% | 0% | 0% | 0% | 0% | 0% | 0% | 0% | 0% | 0% | 0% | 0% | 0% | 0% | 0% | 0% | 0% | 0% | 0% | 0 | 0 | 0 | 0 | 0 | 0 | 0
F6_Industrial_Stone, Clay, and Glass_Existing_Space Heating_Natural Gas_Unit Heater_A_Achievable Economic TRC Potential | F6 | Industrial | Stone, Clay, and Glass | Existing | Space Heating | Natural Gas | Unit Heater | A | Standalone Impact on Baseline Winter Peak (%) | Achievable Economic TRC Potential | 0% | 0% | 0% | 0% | 0% | 0% | 0% | 0% | 0% | 0% | 0% | 0% | 0% | 0% | 0% | 0% | 0% | 0% | 0% | 0% | 0% | 0% | 0% | 0% | 0 | 0 | 0 | 0 | 0 | 0 | 0
F7_Industrial_Stone, Clay, and Glass_Existing_Space Heating_Natural Gas_Unit Heater_A_Achievable Economic TRC Potential | F7 | Industrial | Stone, Clay, and Glass | Existing | Space Heating | Natural Gas | Unit Heater | A | Incremental Energy Savings (MWh or mTherms) | Achievable Economic TRC Potential | 0 | 0 | 0 | 0 | 0 | 0.0051955 | 0.014126 | 0.027299 | 0.046523 | 0.071119 | 0.093612 | 0.11835 | 0.14253 | 0.16378 | 0.20996 | 0.21584 | 0.23805 | 0.22386 | 0.20897 | 0.19986 | 0.17631 | 0.17299 | 0.13003 | 0.1105 | 0.096605 | 0.084693 | 0.049266 | 0.047715 | 0.02825 | 0.039133 | 0.045478
F8_Industrial_Stone, Clay, and Glass_Existing_Space Heating_Natural Gas_Unit Heater_A_Achievable Economic TRC Potential | F8 | Industrial | Stone, Clay, and Glass | Existing | Space Heating | Natural Gas | Unit Heater | A | Incremental Summer Peak Savings (MW) | Achievable Economic TRC Potential | 0 | 0 | 0 | 0 | 0 | 0 | 0 | 0 | 0 | 0 | 0 | 0 | 0 | 0 | 0 | 0 | 0 | 0 | 0 | 0 | 0 | 0 | 0 | 0 | 0 | 0 | 0 | 0 | 0 | 0 | 0
F9_Industrial_Stone, Clay, and Glass_Existing_Space Heating_Natural Gas_Unit Heater_A_Achievable Economic TRC Potential | F9 | Industrial | Stone, Clay, and Glass | Existing | Space Heating | Natural Gas | Unit Heater | A | Incremental Winter Peak Savings (MW) | Achievable Economic TRC Potential | 0 | 0 | 0 | 0 | 0 | 0 | 0 | 0 | 0 | 0 | 0 | 0 | 0 | 0 | 0 | 0 | 0 | 0 | 0 | 0 | 0 | 0 | 0 | 0 | 0 | 0 | 0 | 0 | 0 | 0 | 0
F10_Industrial_Stone, Clay, and Glass_Existing_Space Heating_Natural Gas_Unit Heater_A_Achievable Economic TRC Potential | F10 | Industrial | Stone, Clay, and Glass | Existing | Space Heating | Natural Gas | Unit Heater | A | Cumulative Energy Savings (MWh or mTherms) | Achievable Economic TRC Potential | 0 | 0 | 0 | 0 | 0 | 0.0051955 | 0.019321 | 0.04662 | 0.093143 | 0.16426 | 0.25787 | 0.37623 | 0.51876 | 0.68254 | 0.89251 | 1.1083 | 1.3464 | 1.5703 | 1.7792 | 1.9791 | 2.1554 | 2.3284 | 2.4584 | 2.5689 | 2.6655 | 2.7502 | 2.7995 | 2.8472 | 2.8754 | 2.9146 | 2.96
F11_Industrial_Stone, Clay, and Glass_Existing_Space Heating_Natural Gas_Unit Heater_A_Achievable Economic TRC Potential | F11 | Industrial | Stone, Clay, and Glass | Existing | Space Heating | Natural Gas | Unit Heater | A | Cumulative Summer Peak Savings (MW) | Achievable Economic TRC Potential | 0 | 0 | 0 | 0 | 0 | 0 | 0 | 0 | 0 | 0 | 0 | 0 | 0 | 0 | 0 | 0 | 0 | 0 | 0 | 0 | 0 | 0 | 0 | 0 | 0 | 0 | 0 | 0 | 0 | 0 | 0
F12_Industrial_Stone, Clay, and Glass_Existing_Space Heating_Natural Gas_Unit Heater_A_Achievable Economic TRC Potential | F12 | Industrial | Stone, Clay, and Glass | Existing | Space Heating | Natural Gas | Unit Heater | A | Cumulative Winter Peak Savings (MW) | Achievable Economic TRC Potential | 0 | 0 | 0 | 0 | 0 | 0 | 0 | 0 | 0 | 0 | 0 | 0 | 0 | 0 | 0 | 0 | 0 | 0 | 0 | 0 | 0 | 0 | 0 | 0 | 0 | 0 | 0 | 0 | 0 | 0 | 0
F13_Industrial_Stone, Clay, and Glass_Existing_Space Heating_Natural Gas_Unit Heater_A_Achievable Economic TRC Potential | F13 | Industrial | Stone, Clay, and Glass | Existing | Space Heating | Natural Gas | Unit Heater | A | Purchases (Incremental) | Achievable Economic TRC Potential | 0 | 0 | 0 | 0 | 0 | 0.00032941 | 0.00089561 | 0.0017308 | 0.0029496 | 0.0045091 | 0.0059352 | 0.0075038 | 0.009037 | 0.010384 | 0.013312 | 0.013685 | 0.015093 | 0.014523 | 0.014144 | 0.014402 | 0.014128 | 0.015477 | 0.014179 | 0.014509 | 0.015162 | 0.015754 | 0.016435 | 0.01671 | 0.016884 | 0.017004 | 0.017028
F14_Industrial_Stone, Clay, and Glass_Existing_Space Heating_Natural Gas_Unit Heater_A_Achievable Economic TRC Potential | F14 | Industrial | Stone, Clay, and Glass | Existing | Space Heating | Natural Gas | Unit Heater | A | Purchases (Cumulative) | Achievable Economic TRC Potential | 0 | 0 | 0 | 0 | 0 | 0.00032941 | 0.001225 | 0.0029558 | 0.0059054 | 0.010414 | 0.01635 | 0.023853 | 0.03289 | 0.043275 | 0.056586 | 0.070271 | 0.085364 | 0.099557 | 0.11281 | 0.12548 | 0.13666 | 0.14762 | 0.15587 | 0.16287 | 0.169 | 0.17437 | 0.17749 | 0.18052 | 0.18231 | 0.18479 | 0.18767
F1_Industrial_Stone, Clay, and Glass_New_Space Heating_Natural Gas_Furnace_A_Achievable Economic TRC Potential | F1 | Industrial | Stone, Clay, and Glass | New | Space Heating | Natural Gas | Furnace | A | Original Unit Energy Savings (kWh or therms) | Achievable Economic TRC Potential | 0 | 0 | 0 | 0 | 0 | 0 | 0 | 0 | 0 | 0 | 0 | 0 | 0 | 0 | 0 | 0 | 0 | 0 | 0 | 0 | 0 | 0 | 0 | 0 | 0 | 0 | 0 | 0 | 0 | 0 | 0
F2_Industrial_Stone, Clay, and Glass_New_Space Heating_Natural Gas_Furnace_A_Achievable Economic TRC Potential | F2 | Industrial | Stone, Clay, and Glass | New | Space Heating | Natural Gas | Furnace | A | Original Unit Summer Peak Savings (kW) | Achievable Economic TRC Potential | 0 | 0 | 0 | 0 | 0 | 0 | 0 | 0 | 0 | 0 | 0 | 0 | 0 | 0 | 0 | 0 | 0 | 0 | 0 | 0 | 0 | 0 | 0 | 0 | 0 | 0 | 0 | 0 | 0 | 0 | 0
F3_Industrial_Stone, Clay, and Glass_New_Space Heating_Natural Gas_Furnace_A_Achievable Economic TRC Potential | F3 | Industrial | Stone, Clay, and Glass | New | Space Heating | Natural Gas | Furnace | A | Original Unit Winter Peak Savings (kW) | Achievable Economic TRC Potential | 0 | 0 | 0 | 0 | 0 | 0 | 0 | 0 | 0 | 0 | 0 | 0 | 0 | 0 | 0 | 0 | 0 | 0 | 0 | 0 | 0 | 0 | 0 | 0 | 0 | 0 | 0 | 0 | 0 | 0 | 0
F4_Industrial_Stone, Clay, and Glass_New_Space Heating_Natural Gas_Furnace_A_Achievable Economic TRC Potential | F4 | Industrial | Stone, Clay, and Glass | New | Space Heating | Natural Gas | Furnace | A | Standalone Impact on Baseline Energy (%) | Achievable Economic TRC Potential | 0% | 0% | 0% | 0% | 0% | 0% | 0% | 0% | 0% | 0% | 0% | 0% | 0% | 0% | 0% | 0% | 0% | 0% | 0% | 0% | 0% | 0% | 0% | 0% | 0 | 0 | 0 | 0 | 0 | 0 | 0
F5_Industrial_Stone, Clay, and Glass_New_Space Heating_Natural Gas_Furnace_A_Achievable Economic TRC Potential | F5 | Industrial | Stone, Clay, and Glass | New | Space Heating | Natural Gas | Furnace | A | Standalone Impact on Baseline Summer Peak (%) | Achievable Economic TRC Potential | 0% | 0% | 0% | 0% | 0% | 0% | 0% | 0% | 0% | 0% | 0% | 0% | 0% | 0% | 0% | 0% | 0% | 0% | 0% | 0% | 0% | 0% | 0% | 0% | 0 | 0 | 0 | 0 | 0 | 0 | 0
F6_Industrial_Stone, Clay, and Glass_New_Space Heating_Natural Gas_Furnace_A_Achievable Economic TRC Potential | F6 | Industrial | Stone, Clay, and Glass | New | Space Heating | Natural Gas | Furnace | A | Standalone Impact on Baseline Winter Peak (%) | Achievable Economic TRC Potential | 0% | 0% | 0% | 0% | 0% | 0% | 0% | 0% | 0% | 0% | 0% | 0% | 0% | 0% | 0% | 0% | 0% | 0% | 0% | 0% | 0% | 0% | 0% | 0% | 0 | 0 | 0 | 0 | 0 | 0 | 0
F7_Industrial_Stone, Clay, and Glass_New_Space Heating_Natural Gas_Furnace_A_Achievable Economic TRC Potential | F7 | Industrial | Stone, Clay, and Glass | New | Space Heating | Natural Gas | Furnace | A | Incremental Energy Savings (MWh or mTherms) | Achievable Economic TRC Potential | 0 | 0 | 0 | 0 | 0 | 0 | 0 | 0 | 0 | 0 | 0 | 0 | 0 | 0 | 0 | 0 | 0 | 0 | 0 | 0 | 0 | 0 | 0 | 0 | 0 | 0 | 0 | 0 | 0 | 0 | 0
F8_Industrial_Stone, Clay, and Glass_New_Space Heating_Natural Gas_Furnace_A_Achievable Economic TRC Potential | F8 | Industrial | Stone, Clay, and Glass | New | Space Heating | Natural Gas | Furnace | A | Incremental Summer Peak Savings (MW) | Achievable Economic TRC Potential | 0 | 0 | 0 | 0 | 0 | 0 | 0 | 0 | 0 | 0 | 0 | 0 | 0 | 0 | 0 | 0 | 0 | 0 | 0 | 0 | 0 | 0 | 0 | 0 | 0 | 0 | 0 | 0 | 0 | 0 | 0
F9_Industrial_Stone, Clay, and Glass_New_Space Heating_Natural Gas_Furnace_A_Achievable Economic TRC Potential | F9 | Industrial | Stone, Clay, and Glass | New | Space Heating | Natural Gas | Furnace | A | Incremental Winter Peak Savings (MW) | Achievable Economic TRC Potential | 0 | 0 | 0 | 0 | 0 | 0 | 0 | 0 | 0 | 0 | 0 | 0 | 0 | 0 | 0 | 0 | 0 | 0 | 0 | 0 | 0 | 0 | 0 | 0 | 0 | 0 | 0 | 0 | 0 | 0 | 0
F10_Industrial_Stone, Clay, and Glass_New_Space Heating_Natural Gas_Furnace_A_Achievable Economic TRC Potential | F10 | Industrial | Stone, Clay, and Glass | New | Space Heating | Natural Gas | Furnace | A | Cumulative Energy Savings (MWh or mTherms) | Achievable Economic TRC Potential | 0 | 0 | 0 | 0 | 0 | 0 | 0 | 0 | 0 | 0 | 0 | 0 | 0 | 0 | 0 | 0 | 0 | 0 | 0 | 0 | 0 | 0 | 0 | 0 | 0 | 0 | 0 | 0 | 0 | 0 | 0
F11_Industrial_Stone, Clay, and Glass_New_Space Heating_Natural Gas_Furnace_A_Achievable Economic TRC Potential | F11 | Industrial | Stone, Clay, and Glass | New | Space Heating | Natural Gas | Furnace | A | Cumulative Summer Peak Savings (MW) | Achievable Economic TRC Potential | 0 | 0 | 0 | 0 | 0 | 0 | 0 | 0 | 0 | 0 | 0 | 0 | 0 | 0 | 0 | 0 | 0 | 0 | 0 | 0 | 0 | 0 | 0 | 0 | 0 | 0 | 0 | 0 | 0 | 0 | 0
F12_Industrial_Stone, Clay, and Glass_New_Space Heating_Natural Gas_Furnace_A_Achievable Economic TRC Potential | F12 | Industrial | Stone, Clay, and Glass | New | Space Heating | Natural Gas | Furnace | A | Cumulative Winter Peak Savings (MW) | Achievable Economic TRC Potential | 0 | 0 | 0 | 0 | 0 | 0 | 0 | 0 | 0 | 0 | 0 | 0 | 0 | 0 | 0 | 0 | 0 | 0 | 0 | 0 | 0 | 0 | 0 | 0 | 0 | 0 | 0 | 0 | 0 | 0 | 0
F13_Industrial_Stone, Clay, and Glass_New_Space Heating_Natural Gas_Furnace_A_Achievable Economic TRC Potential | F13 | Industrial | Stone, Clay, and Glass | New | Space Heating | Natural Gas | Furnace | A | Purchases (Incremental) | Achievable Economic TRC Potential | 0 | 0 | 0 | 0 | 0 | 0 | 0 | 0 | 0 | 0 | 0 | 0 | 0 | 0 | 0 | 0 | 0 | 0 | 0 | 0 | 0 | 0 | 0 | 0 | 0 | 0 | 0 | 0 | 0 | 0 | 0
F14_Industrial_Stone, Clay, and Glass_New_Space Heating_Natural Gas_Furnace_A_Achievable Economic TRC Potential | F14 | Industrial | Stone, Clay, and Glass | New | Space Heating | Natural Gas | Furnace | A | Purchases (Cumulative) | Achievable Economic TRC Potential | 0 | 0 | 0 | 0 | 0 | 0 | 0 | 0 | 0 | 0 | 0 | 0 | 0 | 0 | 0 | 0 | 0 | 0 | 0 | 0 | 0 | 0 | 0 | 0 | 0 | 0 | 0 | 0 | 0 | 0 | 0
F1_Industrial_Stone, Clay, and Glass_New_Space Heating_Natural Gas_Boiler_A_Achievable Economic TRC Potential | F1 | Industrial | Stone, Clay, and Glass | New | Space Heating | Natural Gas | Boiler | A | Original Unit Energy Savings (kWh or therms) | Achievable Economic TRC Potential | 0 | 0 | 0 | 0 | 0 | 0 | 0 | 0 | 0 | 0 | 0 | 0 | 0 | 0 | 0 | 0 | 0 | 0 | 0 | 0 | 0 | 0 | 0 | 0 | 0 | 0 | 0 | 0 | 0 | 0 | 0
F2_Industrial_Stone, Clay, and Glass_New_Space Heating_Natural Gas_Boiler_A_Achievable Economic TRC Potential | F2 | Industrial | Stone, Clay, and Glass | New | Space Heating | Natural Gas | Boiler | A | Original Unit Summer Peak Savings (kW) | Achievable Economic TRC Potential | 0 | 0 | 0 | 0 | 0 | 0 | 0 | 0 | 0 | 0 | 0 | 0 | 0 | 0 | 0 | 0 | 0 | 0 | 0 | 0 | 0 | 0 | 0 | 0 | 0 | 0 | 0 | 0 | 0 | 0 | 0
F3_Industrial_Stone, Clay, and Glass_New_Space Heating_Natural Gas_Boiler_A_Achievable Economic TRC Potential | F3 | Industrial | Stone, Clay, and Glass | New | Space Heating | Natural Gas | Boiler | A | Original Unit Winter Peak Savings (kW) | Achievable Economic TRC Potential | 0 | 0 | 0 | 0 | 0 | 0 | 0 | 0 | 0 | 0 | 0 | 0 | 0 | 0 | 0 | 0 | 0 | 0 | 0 | 0 | 0 | 0 | 0 | 0 | 0 | 0 | 0 | 0 | 0 | 0 | 0
F4_Industrial_Stone, Clay, and Glass_New_Space Heating_Natural Gas_Boiler_A_Achievable Economic TRC Potential | F4 | Industrial | Stone, Clay, and Glass | New | Space Heating | Natural Gas | Boiler | A | Standalone Impact on Baseline Energy (%) | Achievable Economic TRC Potential | 0% | 0% | 0% | 0% | 0% | 0% | 0% | 0% | 0% | 0% | 0% | 0% | 0% | 0% | 0% | 0% | 0% | 0% | 0% | 0% | 0% | 0% | 0% | 0% | 0 | 0 | 0 | 0 | 0 | 0 | 0
F5_Industrial_Stone, Clay, and Glass_New_Space Heating_Natural Gas_Boiler_A_Achievable Economic TRC Potential | F5 | Industrial | Stone, Clay, and Glass | New | Space Heating | Natural Gas | Boiler | A | Standalone Impact on Baseline Summer Peak (%) | Achievable Economic TRC Potential | 0% | 0% | 0% | 0% | 0% | 0% | 0% | 0% | 0% | 0% | 0% | 0% | 0% | 0% | 0% | 0% | 0% | 0% | 0% | 0% | 0% | 0% | 0% | 0% | 0 | 0 | 0 | 0 | 0 | 0 | 0
F6_Industrial_Stone, Clay, and Glass_New_Space Heating_Natural Gas_Boiler_A_Achievable Economic TRC Potential | F6 | Industrial | Stone, Clay, and Glass | New | Space Heating | Natural Gas | Boiler | A | Standalone Impact on Baseline Winter Peak (%) | Achievable Economic TRC Potential | 0% | 0% | 0% | 0% | 0% | 0% | 0% | 0% | 0% | 0% | 0% | 0% | 0% | 0% | 0% | 0% | 0% | 0% | 0% | 0% | 0% | 0% | 0% | 0% | 0 | 0 | 0 | 0 | 0 | 0 | 0
F7_Industrial_Stone, Clay, and Glass_New_Space Heating_Natural Gas_Boiler_A_Achievable Economic TRC Potential | F7 | Industrial | Stone, Clay, and Glass | New | Space Heating | Natural Gas | Boiler | A | Incremental Energy Savings (MWh or mTherms) | Achievable Economic TRC Potential | 0 | 0 | 0 | 0 | 0 | 0 | 0 | 0 | 0 | 0 | 0 | 0 | 0 | 0 | 0 | 0 | 0 | 0 | 0 | 0 | 0 | 0 | 0 | 0 | 0 | 0 | 0 | 0 | 0 | 0 | 0
F8_Industrial_Stone, Clay, and Glass_New_Space Heating_Natural Gas_Boiler_A_Achievable Economic TRC Potential | F8 | Industrial | Stone, Clay, and Glass | New | Space Heating | Natural Gas | Boiler | A | Incremental Summer Peak Savings (MW) | Achievable Economic TRC Potential | 0 | 0 | 0 | 0 | 0 | 0 | 0 | 0 | 0 | 0 | 0 | 0 | 0 | 0 | 0 | 0 | 0 | 0 | 0 | 0 | 0 | 0 | 0 | 0 | 0 | 0 | 0 | 0 | 0 | 0 | 0
F9_Industrial_Stone, Clay, and Glass_New_Space Heating_Natural Gas_Boiler_A_Achievable Economic TRC Potential | F9 | Industrial | Stone, Clay, and Glass | New | Space Heating | Natural Gas | Boiler | A | Incremental Winter Peak Savings (MW) | Achievable Economic TRC Potential | 0 | 0 | 0 | 0 | 0 | 0 | 0 | 0 | 0 | 0 | 0 | 0 | 0 | 0 | 0 | 0 | 0 | 0 | 0 | 0 | 0 | 0 | 0 | 0 | 0 | 0 | 0 | 0 | 0 | 0 | 0
F10_Industrial_Stone, Clay, and Glass_New_Space Heating_Natural Gas_Boiler_A_Achievable Economic TRC Potential | F10 | Industrial | Stone, Clay, and Glass | New | Space Heating | Natural Gas | Boiler | A | Cumulative Energy Savings (MWh or mTherms) | Achievable Economic TRC Potential | 0 | 0 | 0 | 0 | 0 | 0 | 0 | 0 | 0 | 0 | 0 | 0 | 0 | 0 | 0 | 0 | 0 | 0 | 0 | 0 | 0 | 0 | 0 | 0 | 0 | 0 | 0 | 0 | 0 | 0 | 0
F11_Industrial_Stone, Clay, and Glass_New_Space Heating_Natural Gas_Boiler_A_Achievable Economic TRC Potential | F11 | Industrial | Stone, Clay, and Glass | New | Space Heating | Natural Gas | Boiler | A | Cumulative Summer Peak Savings (MW) | Achievable Economic TRC Potential | 0 | 0 | 0 | 0 | 0 | 0 | 0 | 0 | 0 | 0 | 0 | 0 | 0 | 0 | 0 | 0 | 0 | 0 | 0 | 0 | 0 | 0 | 0 | 0 | 0 | 0 | 0 | 0 | 0 | 0 | 0
F12_Industrial_Stone, Clay, and Glass_New_Space Heating_Natural Gas_Boiler_A_Achievable Economic TRC Potential | F12 | Industrial | Stone, Clay, and Glass | New | Space Heating | Natural Gas | Boiler | A | Cumulative Winter Peak Savings (MW) | Achievable Economic TRC Potential | 0 | 0 | 0 | 0 | 0 | 0 | 0 | 0 | 0 | 0 | 0 | 0 | 0 | 0 | 0 | 0 | 0 | 0 | 0 | 0 | 0 | 0 | 0 | 0 | 0 | 0 | 0 | 0 | 0 | 0 | 0
F13_Industrial_Stone, Clay, and Glass_New_Space Heating_Natural Gas_Boiler_A_Achievable Economic TRC Potential | F13 | Industrial | Stone, Clay, and Glass | New | Space Heating | Natural Gas | Boiler | A | Purchases (Incremental) | Achievable Economic TRC Potential | 0 | 0 | 0 | 0 | 0 | 0 | 0 | 0 | 0 | 0 | 0 | 0 | 0 | 0 | 0 | 0 | 0 | 0 | 0 | 0 | 0 | 0 | 0 | 0 | 0 | 0 | 0 | 0 | 0 | 0 | 0
F14_Industrial_Stone, Clay, and Glass_New_Space Heating_Natural Gas_Boiler_A_Achievable Economic TRC Potential | F14 | Industrial | Stone, Clay, and Glass | New | Space Heating | Natural Gas | Boiler | A | Purchases (Cumulative) | Achievable Economic TRC Potential | 0 | 0 | 0 | 0 | 0 | 0 | 0 | 0 | 0 | 0 | 0 | 0 | 0 | 0 | 0 | 0 | 0 | 0 | 0 | 0 | 0 | 0 | 0 | 0 | 0 | 0 | 0 | 0 | 0 | 0 | 0
F1_Industrial_Stone, Clay, and Glass_New_Space Heating_Natural Gas_Unit Heater_A_Achievable Economic TRC Potential | F1 | Industrial | Stone, Clay, and Glass | New | Space Heating | Natural Gas | Unit Heater | A | Original Unit Energy Savings (kWh or therms) | Achievable Economic TRC Potential | 0 | 28641.12 | 28641.12 | 28641.12 | 28641.12 | 15772.4108 | 15772.4108 | 15772.4108 | 15772.4108 | 15772.4108 | 15772.4108 | 15772.4108 | 15772.4108 | 15772.4108 | 15772.4108 | 15772.4108 | 15772.4108 | 15772.4108 | 15772.4108 | 15772.4108 | 15772.4108 | 15772.4108 | 15772.4108 | 15772.4108 | 15772.4108 | 15772.4108 | 15772.4108 | 15772.4108 | 15772.4108 | 15772.4108 | 15772.4108
F2_Industrial_Stone, Clay, and Glass_New_Space Heating_Natural Gas_Unit Heater_A_Achievable Economic TRC Potential | F2 | Industrial | Stone, Clay, and Glass | New | Space Heating | Natural Gas | Unit Heater | A | Original Unit Summer Peak Savings (kW) | Achievable Economic TRC Potential | 0 | 0 | 0 | 0 | 0 | 0 | 0 | 0 | 0 | 0 | 0 | 0 | 0 | 0 | 0 | 0 | 0 | 0 | 0 | 0 | 0 | 0 | 0 | 0 | 0 | 0 | 0 | 0 | 0 | 0 | 0
F3_Industrial_Stone, Clay, and Glass_New_Space Heating_Natural Gas_Unit Heater_A_Achievable Economic TRC Potential | F3 | Industrial | Stone, Clay, and Glass | New | Space Heating | Natural Gas | Unit Heater | A | Original Unit Winter Peak Savings (kW) | Achievable Economic TRC Potential | 0 | 0 | 0 | 0 | 0 | 0 | 0 | 0 | 0 | 0 | 0 | 0 | 0 | 0 | 0 | 0 | 0 | 0 | 0 | 0 | 0 | 0 | 0 | 0 | 0 | 0 | 0 | 0 | 0 | 0 | 0
F4_Industrial_Stone, Clay, and Glass_New_Space Heating_Natural Gas_Unit Heater_A_Achievable Economic TRC Potential | F4 | Industrial | Stone, Clay, and Glass | New | Space Heating | Natural Gas | Unit Heater | A | Standalone Impact on Baseline Energy (%) | Achievable Economic TRC Potential | 0% | 0% | 0% | 0% | 0% | 0.2185% | 0.5542% | 0.9651% | 1.424% | 1.918% | 2.426% | 3.053% | 3.751% | 4.481% | 5.219% | 5.954% | 6.67% | 7.289% | 8.064% | 8.678% | 9.158% | 9.545% | 9.853% | 10.06% | 0.10181 | 0.10252 | 0.10292 | 0.10302 | 0 | 0 | 0
F5_Industrial_Stone, Clay, and Glass_New_Space Heating_Natural Gas_Unit Heater_A_Achievable Economic TRC Potential | F5 | Industrial | Stone, Clay, and Glass | New | Space Heating | Natural Gas | Unit Heater | A | Standalone Impact on Baseline Summer Peak (%) | Achievable Economic TRC Potential | 0% | 0% | 0% | 0% | 0% | 0% | 0% | 0% | 0% | 0% | 0% | 0% | 0% | 0% | 0% | 0% | 0% | 0% | 0% | 0% | 0% | 0% | 0% | 0% | 0 | 0 | 0 | 0 | 0 | 0 | 0
F6_Industrial_Stone, Clay, and Glass_New_Space Heating_Natural Gas_Unit Heater_A_Achievable Economic TRC Potential | F6 | Industrial | Stone, Clay, and Glass | New | Space Heating | Natural Gas | Unit Heater | A | Standalone Impact on Baseline Winter Peak (%) | Achievable Economic TRC Potential | 0% | 0% | 0% | 0% | 0% | 0% | 0% | 0% | 0% | 0% | 0% | 0% | 0% | 0% | 0% | 0% | 0% | 0% | 0% | 0% | 0% | 0% | 0% | 0% | 0 | 0 | 0 | 0 | 0 | 0 | 0
F7_Industrial_Stone, Clay, and Glass_New_Space Heating_Natural Gas_Unit Heater_A_Achievable Economic TRC Potential | F7 | Industrial | Stone, Clay, and Glass | New | Space Heating | Natural Gas | Unit Heater | A | Incremental Energy Savings (MWh or mTherms) | Achievable Economic TRC Potential | 0 | 0 | 0 | 0 | 0 | 0.0019224 | 0.0037786 | 0.0056648 | 0.0075086 | 0.0093908 | 0.01109 | 0.014541 | 0.017616 | 0.020135 | 0.022137 | 0.024175 | 0.0257 | 0.025211 | 0.030662 | 0.028198 | 0.025971 | 0.024408 | 0.023408 | 0.020612 | 0.018345 | 0.016681 | 0.015686 | 0.014541 | 0.015623 | 0.016097 | 0.01013
F8_Industrial_Stone, Clay, and Glass_New_Space Heating_Natural Gas_Unit Heater_A_Achievable Economic TRC Potential | F8 | Industrial | Stone, Clay, and Glass | New | Space Heating | Natural Gas | Unit Heater | A | Incremental Summer Peak Savings (MW) | Achievable Economic TRC Potential | 0 | 0 | 0 | 0 | 0 | 0 | 0 | 0 | 0 | 0 | 0 | 0 | 0 | 0 | 0 | 0 | 0 | 0 | 0 | 0 | 0 | 0 | 0 | 0 | 0 | 0 | 0 | 0 | 0 | 0 | 0
F9_Industrial_Stone, Clay, and Glass_New_Space Heating_Natural Gas_Unit Heater_A_Achievable Economic TRC Potential | F9 | Industrial | Stone, Clay, and Glass | New | Space Heating | Natural Gas | Unit Heater | A | Incremental Winter Peak Savings (MW) | Achievable Economic TRC Potential | 0 | 0 | 0 | 0 | 0 | 0 | 0 | 0 | 0 | 0 | 0 | 0 | 0 | 0 | 0 | 0 | 0 | 0 | 0 | 0 | 0 | 0 | 0 | 0 | 0 | 0 | 0 | 0 | 0 | 0 | 0
F10_Industrial_Stone, Clay, and Glass_New_Space Heating_Natural Gas_Unit Heater_A_Achievable Economic TRC Potential | F10 | Industrial | Stone, Clay, and Glass | New | Space Heating | Natural Gas | Unit Heater | A | Cumulative Energy Savings (MWh or mTherms) | Achievable Economic TRC Potential | 0 | 0 | 0 | 0 | 0 | 0.0019224 | 0.005701 | 0.011366 | 0.018874 | 0.028265 | 0.039356 | 0.053896 | 0.071513 | 0.091648 | 0.11378 | 0.13796 | 0.16366 | 0.18887 | 0.21953 | 0.24773 | 0.2737 | 0.29811 | 0.32152 | 0.34213 | 0.36048 | 0.37716 | 0.39284 | 0.40738 | 0.42301 | 0.4391 | 0.44923
F11_Industrial_Stone, Clay, and Glass_New_Space Heating_Natural Gas_Unit Heater_A_Achievable Economic TRC Potential | F11 | Industrial | Stone, Clay, and Glass | New | Space Heating | Natural Gas | Unit Heater | A | Cumulative Summer Peak Savings (MW) | Achievable Economic TRC Potential | 0 | 0 | 0 | 0 | 0 | 0 | 0 | 0 | 0 | 0 | 0 | 0 | 0 | 0 | 0 | 0 | 0 | 0 | 0 | 0 | 0 | 0 | 0 | 0 | 0 | 0 | 0 | 0 | 0 | 0 | 0
F12_Industrial_Stone, Clay, and Glass_New_Space Heating_Natural Gas_Unit Heater_A_Achievable Economic TRC Potential | F12 | Industrial | Stone, Clay, and Glass | New | Space Heating | Natural Gas | Unit Heater | A | Cumulative Winter Peak Savings (MW) | Achievable Economic TRC Potential | 0 | 0 | 0 | 0 | 0 | 0 | 0 | 0 | 0 | 0 | 0 | 0 | 0 | 0 | 0 | 0 | 0 | 0 | 0 | 0 | 0 | 0 | 0 | 0 | 0 | 0 | 0 | 0 | 0 | 0 | 0
F13_Industrial_Stone, Clay, and Glass_New_Space Heating_Natural Gas_Unit Heater_A_Achievable Economic TRC Potential | F13 | Industrial | Stone, Clay, and Glass | New | Space Heating | Natural Gas | Unit Heater | A | Purchases (Incremental) | Achievable Economic TRC Potential | 0 | 0 | 0 | 0 | 0 | 0.00012188 | 0.00023957 | 0.00035916 | 0.00047606 | 0.00059539 | 0.00070315 | 0.00092192 | 0.0011169 | 0.0012766 | 0.0014035 | 0.0015327 | 0.0016294 | 0.0017203 | 0.0021836 | 0.002147 | 0.0021227 | 0.0021429 | 0.0021873 | 0.0022288 | 0.00228 | 0.0023342 | 0.002398 | 0.0024546 | 0.0026199 | 0.0027409 | 0.0028259
F14_Industrial_Stone, Clay, and Glass_New_Space Heating_Natural Gas_Unit Heater_A_Achievable Economic TRC Potential | F14 | Industrial | Stone, Clay, and Glass | New | Space Heating | Natural Gas | Unit Heater | A | Purchases (Cumulative) | Achievable Economic TRC Potential | 0 | 0 | 0 | 0 | 0 | 0.00012188 | 0.00036145 | 0.00072062 | 0.0011967 | 0.0017921 | 0.0024952 | 0.0034171 | 0.004534 | 0.0058106 | 0.0072142 | 0.0087469 | 0.010376 | 0.011975 | 0.013919 | 0.015707 | 0.017353 | 0.018901 | 0.020385 | 0.021692 | 0.022855 | 0.023912 | 0.024907 | 0.025829 | 0.026819 | 0.02784 | 0.028482
F1_Industrial_Petroleum_Existing_Space Heating_Natural Gas_Furnace_A_Achievable Economic TRC Potential | F1 | Industrial | Petroleum | Existing | Space Heating | Natural Gas | Furnace | A | Original Unit Energy Savings (kWh or therms) | Achievable Economic TRC Potential | 0 | 505.0924 | 505.0924 | 505.0924 | 505.0924 | 138.7616 | 138.7616 | 138.7616 | 138.7616 | 138.7616 | 138.7616 | 138.7616 | 138.7616 | 138.7616 | 138.7616 | 138.7616 | 138.7616 | 138.7616 | 138.7616 | 138.7616 | 138.7616 | 138.7616 | 138.7616 | 138.7616 | 138.7616 | 138.7616 | 138.7616 | 138.7616 | 138.7616 | 138.7616 | 138.7616
F2_Industrial_Petroleum_Existing_Space Heating_Natural Gas_Furnace_A_Achievable Economic TRC Potential | F2 | Industrial | Petroleum | Existing | Space Heating | Natural Gas | Furnace | A | Original Unit Summer Peak Savings (kW) | Achievable Economic TRC Potential | 0 | 0 | 0 | 0 | 0 | 0 | 0 | 0 | 0 | 0 | 0 | 0 | 0 | 0 | 0 | 0 | 0 | 0 | 0 | 0 | 0 | 0 | 0 | 0 | 0 | 0 | 0 | 0 | 0 | 0 | 0
F3_Industrial_Petroleum_Existing_Space Heating_Natural Gas_Furnace_A_Achievable Economic TRC Potential | F3 | Industrial | Petroleum | Existing | Space Heating | Natural Gas | Furnace | A | Original Unit Winter Peak Savings (kW) | Achievable Economic TRC Potential | 0 | 0 | 0 | 0 | 0 | 0 | 0 | 0 | 0 | 0 | 0 | 0 | 0 | 0 | 0 | 0 | 0 | 0 | 0 | 0 | 0 | 0 | 0 | 0 | 0 | 0 | 0 | 0 | 0 | 0 | 0
F4_Industrial_Petroleum_Existing_Space Heating_Natural Gas_Furnace_A_Achievable Economic TRC Potential | F4 | Industrial | Petroleum | Existing | Space Heating | Natural Gas | Furnace | A | Standalone Impact on Baseline Energy (%) | Achievable Economic TRC Potential | 0% | 0% | 0% | 0% | 0% | 0.0008728% | 0.002715% | 0.004785% | 0.007698% | 0.01153% | 0.01632% | 0.02179% | 0.02748% | 0.0337% | 0.04% | 0.04613% | 0.05179% | 0.05757% | 0.06346% | 0.06923% | 0.07538% | 0.08176% | 0.08866% | 0.09577% | 0.001031 | 0.0011062 | 0.0011835 | 0.0012627 | 0 | 0 | 0
F5_Industrial_Petroleum_Existing_Space Heating_Natural Gas_Furnace_A_Achievable Economic TRC Potential | F5 | Industrial | Petroleum | Existing | Space Heating | Natural Gas | Furnace | A | Standalone Impact on Baseline Summer Peak (%) | Achievable Economic TRC Potential | 0% | 0% | 0% | 0% | 0% | 0% | 0% | 0% | 0% | 0% | 0% | 0% | 0% | 0% | 0% | 0% | 0% | 0% | 0% | 0% | 0% | 0% | 0% | 0% | 0 | 0 | 0 | 0 | 0 | 0 | 0
F6_Industrial_Petroleum_Existing_Space Heating_Natural Gas_Furnace_A_Achievable Economic TRC Potential | F6 | Industrial | Petroleum | Existing | Space Heating | Natural Gas | Furnace | A | Standalone Impact on Baseline Winter Peak (%) | Achievable Economic TRC Potential | 0% | 0% | 0% | 0% | 0% | 0% | 0% | 0% | 0% | 0% | 0% | 0% | 0% | 0% | 0% | 0% | 0% | 0% | 0% | 0% | 0% | 0% | 0% | 0% | 0 | 0 | 0 | 0 | 0 | 0 | 0
F7_Industrial_Petroleum_Existing_Space Heating_Natural Gas_Furnace_A_Achievable Economic TRC Potential | F7 | Industrial | Petroleum | Existing | Space Heating | Natural Gas | Furnace | A | Incremental Energy Savings (MWh or mTherms) | Achievable Economic TRC Potential | 0 | 0 | 0 | 0 | 0 | 3.8112e-05 | 7.9367e-05 | 8.6163e-05 | 0.00012062 | 0.0001566 | 0.0001835 | 0.00021068 | 0.0002151 | 0.00021199 | 0.00023383 | 0.00020211 | 0.00019651 | 0.00018722 | 0.00017765 | 0.00019193 | 0.0001886 | 0.00019217 | 0.00020565 | 0.00020906 | 0.00021275 | 0.00021668 | 0.00022177 | 0.00022646 | 0.00010374 | 0 | 0
F8_Industrial_Petroleum_Existing_Space Heating_Natural Gas_Furnace_A_Achievable Economic TRC Potential | F8 | Industrial | Petroleum | Existing | Space Heating | Natural Gas | Furnace | A | Incremental Summer Peak Savings (MW) | Achievable Economic TRC Potential | 0 | 0 | 0 | 0 | 0 | 0 | 0 | 0 | 0 | 0 | 0 | 0 | 0 | 0 | 0 | 0 | 0 | 0 | 0 | 0 | 0 | 0 | 0 | 0 | 0 | 0 | 0 | 0 | 0 | 0 | 0
F9_Industrial_Petroleum_Existing_Space Heating_Natural Gas_Furnace_A_Achievable Economic TRC Potential | F9 | Industrial | Petroleum | Existing | Space Heating | Natural Gas | Furnace | A | Incremental Winter Peak Savings (MW) | Achievable Economic TRC Potential | 0 | 0 | 0 | 0 | 0 | 0 | 0 | 0 | 0 | 0 | 0 | 0 | 0 | 0 | 0 | 0 | 0 | 0 | 0 | 0 | 0 | 0 | 0 | 0 | 0 | 0 | 0 | 0 | 0 | 0 | 0
F10_Industrial_Petroleum_Existing_Space Heating_Natural Gas_Furnace_A_Achievable Economic TRC Potential | F10 | Industrial | Petroleum | Existing | Space Heating | Natural Gas | Furnace | A | Cumulative Energy Savings (MWh or mTherms) | Achievable Economic TRC Potential | 0 | 0 | 0 | 0 | 0 | 3.8112e-05 | 0.00011748 | 0.00020364 | 0.00032426 | 0.00048086 | 0.00066436 | 0.00087503 | 0.0010901 | 0.0013021 | 0.001536 | 0.0017381 | 0.0019346 | 0.0021218 | 0.0022994 | 0.0024914 | 0.00268 | 0.0028721 | 0.0030778 | 0.0032868 | 0.0034996 | 0.0037163 | 0.003938 | 0.0041645 | 0.0042682 | 0.0042682 | 0.0042682
F11_Industrial_Petroleum_Existing_Space Heating_Natural Gas_Furnace_A_Achievable Economic TRC Potential | F11 | Industrial | Petroleum | Existing | Space Heating | Natural Gas | Furnace | A | Cumulative Summer Peak Savings (MW) | Achievable Economic TRC Potential | 0 | 0 | 0 | 0 | 0 | 0 | 0 | 0 | 0 | 0 | 0 | 0 | 0 | 0 | 0 | 0 | 0 | 0 | 0 | 0 | 0 | 0 | 0 | 0 | 0 | 0 | 0 | 0 | 0 | 0 | 0
F12_Industrial_Petroleum_Existing_Space Heating_Natural Gas_Furnace_A_Achievable Economic TRC Potential | F12 | Industrial | Petroleum | Existing | Space Heating | Natural Gas | Furnace | A | Cumulative Winter Peak Savings (MW) | Achievable Economic TRC Potential | 0 | 0 | 0 | 0 | 0 | 0 | 0 | 0 | 0 | 0 | 0 | 0 | 0 | 0 | 0 | 0 | 0 | 0 | 0 | 0 | 0 | 0 | 0 | 0 | 0 | 0 | 0 | 0 | 0 | 0 | 0
F13_Industrial_Petroleum_Existing_Space Heating_Natural Gas_Furnace_A_Achievable Economic TRC Potential | F13 | Industrial | Petroleum | Existing | Space Heating | Natural Gas | Furnace | A | Purchases (Incremental) | Achievable Economic TRC Potential | 0 | 0 | 0 | 0 | 0 | 0.00027466 | 0.00057196 | 0.00062094 | 0.00086926 | 0.0011285 | 0.0013224 | 0.0015183 | 0.0015501 | 0.0015277 | 0.0016851 | 0.0014565 | 0.0014161 | 0.0013492 | 0.0012803 | 0.0013831 | 0.0013591 | 0.0013849 | 0.001482 | 0.0015066 | 0.0015332 | 0.0015615 | 0.0015982 | 0.001632 | 0.0016631 | 0.0019065 | 0.0020698
F14_Industrial_Petroleum_Existing_Space Heating_Natural Gas_Furnace_A_Achievable Economic TRC Potential | F14 | Industrial | Petroleum | Existing | Space Heating | Natural Gas | Furnace | A | Purchases (Cumulative) | Achievable Economic TRC Potential | 0 | 0 | 0 | 0 | 0 | 0.00027466 | 0.00084662 | 0.0014676 | 0.0023368 | 0.0034654 | 0.0047878 | 0.006306 | 0.0078562 | 0.0093839 | 0.011069 | 0.012526 | 0.013942 | 0.015291 | 0.016571 | 0.017954 | 0.019313 | 0.020698 | 0.02218 | 0.023687 | 0.02522 | 0.026782 | 0.02838 | 0.030012 | 0.030759 | 0.030759 | 0.030759
F1_Industrial_Petroleum_Existing_Space Heating_Natural Gas_Boiler_A_Achievable Economic TRC Potential | F1 | Industrial | Petroleum | Existing | Space Heating | Natural Gas | Boiler | A | Original Unit Energy Savings (kWh or therms) | Achievable Economic TRC Potential | 0 | 8772.191 | 8772.191 | 8772.191 | 8772.191 | 5375.3 | 5375.3 | 5375.3 | 5375.3 | 5375.3 | 5375.3 | 5375.3 | 5375.3 | 5375.3 | 5375.3 | 5375.3 | 5375.3 | 5375.3 | 5375.3 | 5375.3 | 5375.3 | 5375.3 | 5375.3 | 792.2778 | 792.2778 | 792.2778 | 792.2778 | 792.2778 | 792.2778 | 792.2778 | 792.2778
F2_Industrial_Petroleum_Existing_Space Heating_Natural Gas_Boiler_A_Achievable Economic TRC Potential | F2 | Industrial | Petroleum | Existing | Space Heating | Natural Gas | Boiler | A | Original Unit Summer Peak Savings (kW) | Achievable Economic TRC Potential | 0 | 0 | 0 | 0 | 0 | 0 | 0 | 0 | 0 | 0 | 0 | 0 | 0 | 0 | 0 | 0 | 0 | 0 | 0 | 0 | 0 | 0 | 0 | 0 | 0 | 0 | 0 | 0 | 0 | 0 | 0
F3_Industrial_Petroleum_Existing_Space Heating_Natural Gas_Boiler_A_Achievable Economic TRC Potential | F3 | Industrial | Petroleum | Existing | Space Heating | Natural Gas | Boiler | A | Original Unit Winter Peak Savings (kW) | Achievable Economic TRC Potential | 0 | 0 | 0 | 0 | 0 | 0 | 0 | 0 | 0 | 0 | 0 | 0 | 0 | 0 | 0 | 0 | 0 | 0 | 0 | 0 | 0 | 0 | 0 | 0 | 0 | 0 | 0 | 0 | 0 | 0 | 0
F4_Industrial_Petroleum_Existing_Space Heating_Natural Gas_Boiler_A_Achievable Economic TRC Potential | F4 | Industrial | Petroleum | Existing | Space Heating | Natural Gas | Boiler | A | Standalone Impact on Baseline Energy (%) | Achievable Economic TRC Potential | 0% | 0% | 0% | 0% | 0% | 0% | 0% | 0% | 0% | 0% | 0% | 0% | 0% | 0% | 0% | 0% | 0% | 0% | 0% | 0% | 0% | 0% | 0% | 0.01052% | 0.00026551 | 0.00045925 | 0.00067446 | 0.00090399 | 0 | 0 | 0
F5_Industrial_Petroleum_Existing_Space Heating_Natural Gas_Boiler_A_Achievable Economic TRC Potential | F5 | Industrial | Petroleum | Existing | Space Heating | Natural Gas | Boiler | A | Standalone Impact on Baseline Summer Peak (%) | Achievable Economic TRC Potential | 0% | 0% | 0% | 0% | 0% | 0% | 0% | 0% | 0% | 0% | 0% | 0% | 0% | 0% | 0% | 0% | 0% | 0% | 0% | 0% | 0% | 0% | 0% | 0% | 0 | 0 | 0 | 0 | 0 | 0 | 0
F6_Industrial_Petroleum_Existing_Space Heating_Natural Gas_Boiler_A_Achievable Economic TRC Potential | F6 | Industrial | Petroleum | Existing | Space Heating | Natural Gas | Boiler | A | Standalone Impact on Baseline Winter Peak (%) | Achievable Economic TRC Potential | 0% | 0% | 0% | 0% | 0% | 0% | 0% | 0% | 0% | 0% | 0% | 0% | 0% | 0% | 0% | 0% | 0% | 0% | 0% | 0% | 0% | 0% | 0% | 0% | 0 | 0 | 0 | 0 | 0 | 0 | 0
F7_Industrial_Petroleum_Existing_Space Heating_Natural Gas_Boiler_A_Achievable Economic TRC Potential | F7 | Industrial | Petroleum | Existing | Space Heating | Natural Gas | Boiler | A | Incremental Energy Savings (MWh or mTherms) | Achievable Economic TRC Potential | 0 | 0 | 0 | 0 | 0 | 0 | 0 | 0 | 0 | 0 | 0 | 0 | 0 | 0 | 0 | 0 | 0 | 0 | 0 | 0 | 0 | 0 | 0 | 0.00036102 | 0.00054021 | 0.00064165 | 0.00070138 | 0.00073705 | 0.00075138 | 0.00075474 | 0.00075176
F8_Industrial_Petroleum_Existing_Space Heating_Natural Gas_Boiler_A_Achievable Economic TRC Potential | F8 | Industrial | Petroleum | Existing | Space Heating | Natural Gas | Boiler | A | Incremental Summer Peak Savings (MW) | Achievable Economic TRC Potential | 0 | 0 | 0 | 0 | 0 | 0 | 0 | 0 | 0 | 0 | 0 | 0 | 0 | 0 | 0 | 0 | 0 | 0 | 0 | 0 | 0 | 0 | 0 | 0 | 0 | 0 | 0 | 0 | 0 | 0 | 0
F9_Industrial_Petroleum_Existing_Space Heating_Natural Gas_Boiler_A_Achievable Economic TRC Potential | F9 | Industrial | Petroleum | Existing | Space Heating | Natural Gas | Boiler | A | Incremental Winter Peak Savings (MW) | Achievable Economic TRC Potential | 0 | 0 | 0 | 0 | 0 | 0 | 0 | 0 | 0 | 0 | 0 | 0 | 0 | 0 | 0 | 0 | 0 | 0 | 0 | 0 | 0 | 0 | 0 | 0 | 0 | 0 | 0 | 0 | 0 | 0 | 0
F10_Industrial_Petroleum_Existing_Space Heating_Natural Gas_Boiler_A_Achievable Economic TRC Potential | F10 | Industrial | Petroleum | Existing | Space Heating | Natural Gas | Boiler | A | Cumulative Energy Savings (MWh or mTherms) | Achievable Economic TRC Potential | 0 | 0 | 0 | 0 | 0 | 0 | 0 | 0 | 0 | 0 | 0 | 0 | 0 | 0 | 0 | 0 | 0 | 0 | 0 | 0 | 0 | 0 | 0 | 0.00036102 | 0.00090123 | 0.0015429 | 0.0022443 | 0.0029813 | 0.0037327 | 0.0044874 | 0.0052392
F11_Industrial_Petroleum_Existing_Space Heating_Natural Gas_Boiler_A_Achievable Economic TRC Potential | F11 | Industrial | Petroleum | Existing | Space Heating | Natural Gas | Boiler | A | Cumulative Summer Peak Savings (MW) | Achievable Economic TRC Potential | 0 | 0 | 0 | 0 | 0 | 0 | 0 | 0 | 0 | 0 | 0 | 0 | 0 | 0 | 0 | 0 | 0 | 0 | 0 | 0 | 0 | 0 | 0 | 0 | 0 | 0 | 0 | 0 | 0 | 0 | 0
F12_Industrial_Petroleum_Existing_Space Heating_Natural Gas_Boiler_A_Achievable Economic TRC Potential | F12 | Industrial | Petroleum | Existing | Space Heating | Natural Gas | Boiler | A | Cumulative Winter Peak Savings (MW) | Achievable Economic TRC Potential | 0 | 0 | 0 | 0 | 0 | 0 | 0 | 0 | 0 | 0 | 0 | 0 | 0 | 0 | 0 | 0 | 0 | 0 | 0 | 0 | 0 | 0 | 0 | 0 | 0 | 0 | 0 | 0 | 0 | 0 | 0
F13_Industrial_Petroleum_Existing_Space Heating_Natural Gas_Boiler_A_Achievable Economic TRC Potential | F13 | Industrial | Petroleum | Existing | Space Heating | Natural Gas | Boiler | A | Purchases (Incremental) | Achievable Economic TRC Potential | 0 | 0 | 0 | 0 | 0 | 0 | 0 | 0 | 0 | 0 | 0 | 0 | 0 | 0 | 0 | 0 | 0 | 0 | 0 | 0 | 0 | 0 | 0 | 0.00045567 | 0.00068185 | 0.00080988 | 0.00088527 | 0.0009303 | 0.00094838 | 0.00095261 | 0.00094886
F14_Industrial_Petroleum_Existing_Space Heating_Natural Gas_Boiler_A_Achievable Economic TRC Potential | F14 | Industrial | Petroleum | Existing | Space Heating | Natural Gas | Boiler | A | Purchases (Cumulative) | Achievable Economic TRC Potential | 0 | 0 | 0 | 0 | 0 | 0 | 0 | 0 | 0 | 0 | 0 | 0 | 0 | 0 | 0 | 0 | 0 | 0 | 0 | 0 | 0 | 0 | 0 | 0.00045567 | 0.0011375 | 0.0019474 | 0.0028327 | 0.003763 | 0.0047113 | 0.005664 | 0.0066128
F1_Industrial_Petroleum_Existing_Space Heating_Natural Gas_Unit Heater_A_Achievable Economic TRC Potential | F1 | Industrial | Petroleum | Existing | Space Heating | Natural Gas | Unit Heater | A | Original Unit Energy Savings (kWh or therms) | Achievable Economic TRC Potential | 0 | 0 | 0 | 0 | 0 | 0 | 0 | 0 | 0 | 0 | 0 | 0 | 0 | 0 | 0 | 0 | 0 | 0 | 0 | 0 | 0 | 0 | 0 | 0 | 0 | 0 | 0 | 0 | 0 | 0 | 0
F2_Industrial_Petroleum_Existing_Space Heating_Natural Gas_Unit Heater_A_Achievable Economic TRC Potential | F2 | Industrial | Petroleum | Existing | Space Heating | Natural Gas | Unit Heater | A | Original Unit Summer Peak Savings (kW) | Achievable Economic TRC Potential | 0 | 0 | 0 | 0 | 0 | 0 | 0 | 0 | 0 | 0 | 0 | 0 | 0 | 0 | 0 | 0 | 0 | 0 | 0 | 0 | 0 | 0 | 0 | 0 | 0 | 0 | 0 | 0 | 0 | 0 | 0
F3_Industrial_Petroleum_Existing_Space Heating_Natural Gas_Unit Heater_A_Achievable Economic TRC Potential | F3 | Industrial | Petroleum | Existing | Space Heating | Natural Gas | Unit Heater | A | Original Unit Winter Peak Savings (kW) | Achievable Economic TRC Potential | 0 | 0 | 0 | 0 | 0 | 0 | 0 | 0 | 0 | 0 | 0 | 0 | 0 | 0 | 0 | 0 | 0 | 0 | 0 | 0 | 0 | 0 | 0 | 0 | 0 | 0 | 0 | 0 | 0 | 0 | 0
F4_Industrial_Petroleum_Existing_Space Heating_Natural Gas_Unit Heater_A_Achievable Economic TRC Potential | F4 | Industrial | Petroleum | Existing | Space Heating | Natural Gas | Unit Heater | A | Standalone Impact on Baseline Energy (%) | Achievable Economic TRC Potential | 0% | 0% | 0% | 0% | 0% | 0% | 0% | 0% | 0% | 0% | 0% | 0% | 0% | 0% | 0% | 0% | 0% | 0% | 0% | 0% | 0% | 0% | 0% | 0% | 0 | 0 | 0 | 0 | 0 | 0 | 0
F5_Industrial_Petroleum_Existing_Space Heating_Natural Gas_Unit Heater_A_Achievable Economic TRC Potential | F5 | Industrial | Petroleum | Existing | Space Heating | Natural Gas | Unit Heater | A | Standalone Impact on Baseline Summer Peak (%) | Achievable Economic TRC Potential | 0% | 0% | 0% | 0% | 0% | 0% | 0% | 0% | 0% | 0% | 0% | 0% | 0% | 0% | 0% | 0% | 0% | 0% | 0% | 0% | 0% | 0% | 0% | 0% | 0 | 0 | 0 | 0 | 0 | 0 | 0
F6_Industrial_Petroleum_Existing_Space Heating_Natural Gas_Unit Heater_A_Achievable Economic TRC Potential | F6 | Industrial | Petroleum | Existing | Space Heating | Natural Gas | Unit Heater | A | Standalone Impact on Baseline Winter Peak (%) | Achievable Economic TRC Potential | 0% | 0% | 0% | 0% | 0% | 0% | 0% | 0% | 0% | 0% | 0% | 0% | 0% | 0% | 0% | 0% | 0% | 0% | 0% | 0% | 0% | 0% | 0% | 0% | 0 | 0 | 0 | 0 | 0 | 0 | 0
F7_Industrial_Petroleum_Existing_Space Heating_Natural Gas_Unit Heater_A_Achievable Economic TRC Potential | F7 | Industrial | Petroleum | Existing | Space Heating | Natural Gas | Unit Heater | A | Incremental Energy Savings (MWh or mTherms) | Achievable Economic TRC Potential | 0 | 0 | 0 | 0 | 0 | 0 | 0 | 0 | 0 | 0 | 0 | 0 | 0 | 0 | 0 | 0 | 0 | 0 | 0 | 0 | 0 | 0 | 0 | 0 | 0 | 0 | 0 | 0 | 0 | 0 | 0
F8_Industrial_Petroleum_Existing_Space Heating_Natural Gas_Unit Heater_A_Achievable Economic TRC Potential | F8 | Industrial | Petroleum | Existing | Space Heating | Natural Gas | Unit Heater | A | Incremental Summer Peak Savings (MW) | Achievable Economic TRC Potential | 0 | 0 | 0 | 0 | 0 | 0 | 0 | 0 | 0 | 0 | 0 | 0 | 0 | 0 | 0 | 0 | 0 | 0 | 0 | 0 | 0 | 0 | 0 | 0 | 0 | 0 | 0 | 0 | 0 | 0 | 0
F9_Industrial_Petroleum_Existing_Space Heating_Natural Gas_Unit Heater_A_Achievable Economic TRC Potential | F9 | Industrial | Petroleum | Existing | Space Heating | Natural Gas | Unit Heater | A | Incremental Winter Peak Savings (MW) | Achievable Economic TRC Potential | 0 | 0 | 0 | 0 | 0 | 0 | 0 | 0 | 0 | 0 | 0 | 0 | 0 | 0 | 0 | 0 | 0 | 0 | 0 | 0 | 0 | 0 | 0 | 0 | 0 | 0 | 0 | 0 | 0 | 0 | 0
F10_Industrial_Petroleum_Existing_Space Heating_Natural Gas_Unit Heater_A_Achievable Economic TRC Potential | F10 | Industrial | Petroleum | Existing | Space Heating | Natural Gas | Unit Heater | A | Cumulative Energy Savings (MWh or mTherms) | Achievable Economic TRC Potential | 0 | 0 | 0 | 0 | 0 | 0 | 0 | 0 | 0 | 0 | 0 | 0 | 0 | 0 | 0 | 0 | 0 | 0 | 0 | 0 | 0 | 0 | 0 | 0 | 0 | 0 | 0 | 0 | 0 | 0 | 0
F11_Industrial_Petroleum_Existing_Space Heating_Natural Gas_Unit Heater_A_Achievable Economic TRC Potential | F11 | Industrial | Petroleum | Existing | Space Heating | Natural Gas | Unit Heater | A | Cumulative Summer Peak Savings (MW) | Achievable Economic TRC Potential | 0 | 0 | 0 | 0 | 0 | 0 | 0 | 0 | 0 | 0 | 0 | 0 | 0 | 0 | 0 | 0 | 0 | 0 | 0 | 0 | 0 | 0 | 0 | 0 | 0 | 0 | 0 | 0 | 0 | 0 | 0
F12_Industrial_Petroleum_Existing_Space Heating_Natural Gas_Unit Heater_A_Achievable Economic TRC Potential | F12 | Industrial | Petroleum | Existing | Space Heating | Natural Gas | Unit Heater | A | Cumulative Winter Peak Savings (MW) | Achievable Economic TRC Potential | 0 | 0 | 0 | 0 | 0 | 0 | 0 | 0 | 0 | 0 | 0 | 0 | 0 | 0 | 0 | 0 | 0 | 0 | 0 | 0 | 0 | 0 | 0 | 0 | 0 | 0 | 0 | 0 | 0 | 0 | 0
F13_Industrial_Petroleum_Existing_Space Heating_Natural Gas_Unit Heater_A_Achievable Economic TRC Potential | F13 | Industrial | Petroleum | Existing | Space Heating | Natural Gas | Unit Heater | A | Purchases (Incremental) | Achievable Economic TRC Potential | 0 | 0 | 0 | 0 | 0 | 0 | 0 | 0 | 0 | 0 | 0 | 0 | 0 | 0 | 0 | 0 | 0 | 0 | 0 | 0 | 0 | 0 | 0 | 0 | 0 | 0 | 0 | 0 | 0 | 0 | 0
F14_Industrial_Petroleum_Existing_Space Heating_Natural Gas_Unit Heater_A_Achievable Economic TRC Potential | F14 | Industrial | Petroleum | Existing | Space Heating | Natural Gas | Unit Heater | A | Purchases (Cumulative) | Achievable Economic TRC Potential | 0 | 0 | 0 | 0 | 0 | 0 | 0 | 0 | 0 | 0 | 0 | 0 | 0 | 0 | 0 | 0 | 0 | 0 | 0 | 0 | 0 | 0 | 0 | 0 | 0 | 0 | 0 | 0 | 0 | 0 | 0
F1_Industrial_Petroleum_New_Space Heating_Natural Gas_Furnace_A_Achievable Economic TRC Potential | F1 | Industrial | Petroleum | New | Space Heating | Natural Gas | Furnace | A | Original Unit Energy Savings (kWh or therms) | Achievable Economic TRC Potential | 0 | 0 | 0 | 0 | 0 | 0 | 0 | 0 | 0 | 0 | 0 | 0 | 0 | 0 | 0 | 0 | 0 | 0 | 0 | 0 | 0 | 0 | 0 | 0 | 0 | 0 | 0 | 0 | 0 | 0 | 0
F2_Industrial_Petroleum_New_Space Heating_Natural Gas_Furnace_A_Achievable Economic TRC Potential | F2 | Industrial | Petroleum | New | Space Heating | Natural Gas | Furnace | A | Original Unit Summer Peak Savings (kW) | Achievable Economic TRC Potential | 0 | 0 | 0 | 0 | 0 | 0 | 0 | 0 | 0 | 0 | 0 | 0 | 0 | 0 | 0 | 0 | 0 | 0 | 0 | 0 | 0 | 0 | 0 | 0 | 0 | 0 | 0 | 0 | 0 | 0 | 0
F3_Industrial_Petroleum_New_Space Heating_Natural Gas_Furnace_A_Achievable Economic TRC Potential | F3 | Industrial | Petroleum | New | Space Heating | Natural Gas | Furnace | A | Original Unit Winter Peak Savings (kW) | Achievable Economic TRC Potential | 0 | 0 | 0 | 0 | 0 | 0 | 0 | 0 | 0 | 0 | 0 | 0 | 0 | 0 | 0 | 0 | 0 | 0 | 0 | 0 | 0 | 0 | 0 | 0 | 0 | 0 | 0 | 0 | 0 | 0 | 0
F4_Industrial_Petroleum_New_Space Heating_Natural Gas_Furnace_A_Achievable Economic TRC Potential | F4 | Industrial | Petroleum | New | Space Heating | Natural Gas | Furnace | A | Standalone Impact on Baseline Energy (%) | Achievable Economic TRC Potential | 0% | 0% | 0% | 0% | 0% | 0% | 0% | 0% | 0% | 0% | 0% | 0% | 0% | 0% | 0% | 0% | 0% | 0% | 0% | 0% | 0% | 0% | 0% | 0% | 0 | 0 | 0 | 0 | 0 | 0 | 0
F5_Industrial_Petroleum_New_Space Heating_Natural Gas_Furnace_A_Achievable Economic TRC Potential | F5 | Industrial | Petroleum | New | Space Heating | Natural Gas | Furnace | A | Standalone Impact on Baseline Summer Peak (%) | Achievable Economic TRC Potential | 0% | 0% | 0% | 0% | 0% | 0% | 0% | 0% | 0% | 0% | 0% | 0% | 0% | 0% | 0% | 0% | 0% | 0% | 0% | 0% | 0% | 0% | 0% | 0% | 0 | 0 | 0 | 0 | 0 | 0 | 0
F6_Industrial_Petroleum_New_Space Heating_Natural Gas_Furnace_A_Achievable Economic TRC Potential | F6 | Industrial | Petroleum | New | Space Heating | Natural Gas | Furnace | A | Standalone Impact on Baseline Winter Peak (%) | Achievable Economic TRC Potential | 0% | 0% | 0% | 0% | 0% | 0% | 0% | 0% | 0% | 0% | 0% | 0% | 0% | 0% | 0% | 0% | 0% | 0% | 0% | 0% | 0% | 0% | 0% | 0% | 0 | 0 | 0 | 0 | 0 | 0 | 0
F7_Industrial_Petroleum_New_Space Heating_Natural Gas_Furnace_A_Achievable Economic TRC Potential | F7 | Industrial | Petroleum | New | Space Heating | Natural Gas | Furnace | A | Incremental Energy Savings (MWh or mTherms) | Achievable Economic TRC Potential | 0 | 0 | 0 | 0 | 0 | 0 | 0 | 0 | 0 | 0 | 0 | 0 | 0 | 0 | 0 | 0 | 0 | 0 | 0 | 0 | 0 | 0 | 0 | 0 | 0 | 0 | 0 | 0 | 0 | 0 | 0
F8_Industrial_Petroleum_New_Space Heating_Natural Gas_Furnace_A_Achievable Economic TRC Potential | F8 | Industrial | Petroleum | New | Space Heating | Natural Gas | Furnace | A | Incremental Summer Peak Savings (MW) | Achievable Economic TRC Potential | 0 | 0 | 0 | 0 | 0 | 0 | 0 | 0 | 0 | 0 | 0 | 0 | 0 | 0 | 0 | 0 | 0 | 0 | 0 | 0 | 0 | 0 | 0 | 0 | 0 | 0 | 0 | 0 | 0 | 0 | 0
F9_Industrial_Petroleum_New_Space Heating_Natural Gas_Furnace_A_Achievable Economic TRC Potential | F9 | Industrial | Petroleum | New | Space Heating | Natural Gas | Furnace | A | Incremental Winter Peak Savings (MW) | Achievable Economic TRC Potential | 0 | 0 | 0 | 0 | 0 | 0 | 0 | 0 | 0 | 0 | 0 | 0 | 0 | 0 | 0 | 0 | 0 | 0 | 0 | 0 | 0 | 0 | 0 | 0 | 0 | 0 | 0 | 0 | 0 | 0 | 0
F10_Industrial_Petroleum_New_Space Heating_Natural Gas_Furnace_A_Achievable Economic TRC Potential | F10 | Industrial | Petroleum | New | Space Heating | Natural Gas | Furnace | A | Cumulative Energy Savings (MWh or mTherms) | Achievable Economic TRC Potential | 0 | 0 | 0 | 0 | 0 | 0 | 0 | 0 | 0 | 0 | 0 | 0 | 0 | 0 | 0 | 0 | 0 | 0 | 0 | 0 | 0 | 0 | 0 | 0 | 0 | 0 | 0 | 0 | 0 | 0 | 0
F11_Industrial_Petroleum_New_Space Heating_Natural Gas_Furnace_A_Achievable Economic TRC Potential | F11 | Industrial | Petroleum | New | Space Heating | Natural Gas | Furnace | A | Cumulative Summer Peak Savings (MW) | Achievable Economic TRC Potential | 0 | 0 | 0 | 0 | 0 | 0 | 0 | 0 | 0 | 0 | 0 | 0 | 0 | 0 | 0 | 0 | 0 | 0 | 0 | 0 | 0 | 0 | 0 | 0 | 0 | 0 | 0 | 0 | 0 | 0 | 0
F12_Industrial_Petroleum_New_Space Heating_Natural Gas_Furnace_A_Achievable Economic TRC Potential | F12 | Industrial | Petroleum | New | Space Heating | Natural Gas | Furnace | A | Cumulative Winter Peak Savings (MW) | Achievable Economic TRC Potential | 0 | 0 | 0 | 0 | 0 | 0 | 0 | 0 | 0 | 0 | 0 | 0 | 0 | 0 | 0 | 0 | 0 | 0 | 0 | 0 | 0 | 0 | 0 | 0 | 0 | 0 | 0 | 0 | 0 | 0 | 0
F13_Industrial_Petroleum_New_Space Heating_Natural Gas_Furnace_A_Achievable Economic TRC Potential | F13 | Industrial | Petroleum | New | Space Heating | Natural Gas | Furnace | A | Purchases (Incremental) | Achievable Economic TRC Potential | 0 | 0 | 0 | 0 | 0 | 0 | 0 | 0 | 0 | 0 | 0 | 0 | 0 | 0 | 0 | 0 | 0 | 0 | 0 | 0 | 0 | 0 | 0 | 0 | 0 | 0 | 0 | 0 | 0 | 0 | 0
F14_Industrial_Petroleum_New_Space Heating_Natural Gas_Furnace_A_Achievable Economic TRC Potential | F14 | Industrial | Petroleum | New | Space Heating | Natural Gas | Furnace | A | Purchases (Cumulative) | Achievable Economic TRC Potential | 0 | 0 | 0 | 0 | 0 | 0 | 0 | 0 | 0 | 0 | 0 | 0 | 0 | 0 | 0 | 0 | 0 | 0 | 0 | 0 | 0 | 0 | 0 | 0 | 0 | 0 | 0 | 0 | 0 | 0 | 0
F1_Industrial_Petroleum_New_Space Heating_Natural Gas_Boiler_A_Achievable Economic TRC Potential | F1 | Industrial | Petroleum | New | Space Heating | Natural Gas | Boiler | A | Original Unit Energy Savings (kWh or therms) | Achievable Economic TRC Potential | 0 | 0 | 0 | 0 | 0 | 0 | 0 | 0 | 0 | 0 | 0 | 0 | 0 | 0 | 0 | 0 | 0 | 0 | 0 | 0 | 0 | 0 | 0 | 0 | 0 | 0 | 0 | 0 | 0 | 0 | 0
F2_Industrial_Petroleum_New_Space Heating_Natural Gas_Boiler_A_Achievable Economic TRC Potential | F2 | Industrial | Petroleum | New | Space Heating | Natural Gas | Boiler | A | Original Unit Summer Peak Savings (kW) | Achievable Economic TRC Potential | 0 | 0 | 0 | 0 | 0 | 0 | 0 | 0 | 0 | 0 | 0 | 0 | 0 | 0 | 0 | 0 | 0 | 0 | 0 | 0 | 0 | 0 | 0 | 0 | 0 | 0 | 0 | 0 | 0 | 0 | 0
F3_Industrial_Petroleum_New_Space Heating_Natural Gas_Boiler_A_Achievable Economic TRC Potential | F3 | Industrial | Petroleum | New | Space Heating | Natural Gas | Boiler | A | Original Unit Winter Peak Savings (kW) | Achievable Economic TRC Potential | 0 | 0 | 0 | 0 | 0 | 0 | 0 | 0 | 0 | 0 | 0 | 0 | 0 | 0 | 0 | 0 | 0 | 0 | 0 | 0 | 0 | 0 | 0 | 0 | 0 | 0 | 0 | 0 | 0 | 0 | 0
F4_Industrial_Petroleum_New_Space Heating_Natural Gas_Boiler_A_Achievable Economic TRC Potential | F4 | Industrial | Petroleum | New | Space Heating | Natural Gas | Boiler | A | Standalone Impact on Baseline Energy (%) | Achievable Economic TRC Potential | 0% | 0% | 0% | 0% | 0% | 0% | 0% | 0% | 0% | 0% | 0% | 0% | 0% | 0% | 0% | 0% | 0% | 0% | 0% | 0% | 0% | 0% | 0% | 0% | 0 | 0 | 0 | 0 | 0 | 0 | 0
F5_Industrial_Petroleum_New_Space Heating_Natural Gas_Boiler_A_Achievable Economic TRC Potential | F5 | Industrial | Petroleum | New | Space Heating | Natural Gas | Boiler | A | Standalone Impact on Baseline Summer Peak (%) | Achievable Economic TRC Potential | 0% | 0% | 0% | 0% | 0% | 0% | 0% | 0% | 0% | 0% | 0% | 0% | 0% | 0% | 0% | 0% | 0% | 0% | 0% | 0% | 0% | 0% | 0% | 0% | 0 | 0 | 0 | 0 | 0 | 0 | 0
F6_Industrial_Petroleum_New_Space Heating_Natural Gas_Boiler_A_Achievable Economic TRC Potential | F6 | Industrial | Petroleum | New | Space Heating | Natural Gas | Boiler | A | Standalone Impact on Baseline Winter Peak (%) | Achievable Economic TRC Potential | 0% | 0% | 0% | 0% | 0% | 0% | 0% | 0% | 0% | 0% | 0% | 0% | 0% | 0% | 0% | 0% | 0% | 0% | 0% | 0% | 0% | 0% | 0% | 0% | 0 | 0 | 0 | 0 | 0 | 0 | 0
F7_Industrial_Petroleum_New_Space Heating_Natural Gas_Boiler_A_Achievable Economic TRC Potential | F7 | Industrial | Petroleum | New | Space Heating | Natural Gas | Boiler | A | Incremental Energy Savings (MWh or mTherms) | Achievable Economic TRC Potential | 0 | 0 | 0 | 0 | 0 | 0 | 0 | 0 | 0 | 0 | 0 | 0 | 0 | 0 | 0 | 0 | 0 | 0 | 0 | 0 | 0 | 0 | 0 | 0 | 0 | 0 | 0 | 0 | 0 | 0 | 0
F8_Industrial_Petroleum_New_Space Heating_Natural Gas_Boiler_A_Achievable Economic TRC Potential | F8 | Industrial | Petroleum | New | Space Heating | Natural Gas | Boiler | A | Incremental Summer Peak Savings (MW) | Achievable Economic TRC Potential | 0 | 0 | 0 | 0 | 0 | 0 | 0 | 0 | 0 | 0 | 0 | 0 | 0 | 0 | 0 | 0 | 0 | 0 | 0 | 0 | 0 | 0 | 0 | 0 | 0 | 0 | 0 | 0 | 0 | 0 | 0
F9_Industrial_Petroleum_New_Space Heating_Natural Gas_Boiler_A_Achievable Economic TRC Potential | F9 | Industrial | Petroleum | New | Space Heating | Natural Gas | Boiler | A | Incremental Winter Peak Savings (MW) | Achievable Economic TRC Potential | 0 | 0 | 0 | 0 | 0 | 0 | 0 | 0 | 0 | 0 | 0 | 0 | 0 | 0 | 0 | 0 | 0 | 0 | 0 | 0 | 0 | 0 | 0 | 0 | 0 | 0 | 0 | 0 | 0 | 0 | 0
F10_Industrial_Petroleum_New_Space Heating_Natural Gas_Boiler_A_Achievable Economic TRC Potential | F10 | Industrial | Petroleum | New | Space Heating | Natural Gas | Boiler | A | Cumulative Energy Savings (MWh or mTherms) | Achievable Economic TRC Potential | 0 | 0 | 0 | 0 | 0 | 0 | 0 | 0 | 0 | 0 | 0 | 0 | 0 | 0 | 0 | 0 | 0 | 0 | 0 | 0 | 0 | 0 | 0 | 0 | 0 | 0 | 0 | 0 | 0 | 0 | 0
F11_Industrial_Petroleum_New_Space Heating_Natural Gas_Boiler_A_Achievable Economic TRC Potential | F11 | Industrial | Petroleum | New | Space Heating | Natural Gas | Boiler | A | Cumulative Summer Peak Savings (MW) | Achievable Economic TRC Potential | 0 | 0 | 0 | 0 | 0 | 0 | 0 | 0 | 0 | 0 | 0 | 0 | 0 | 0 | 0 | 0 | 0 | 0 | 0 | 0 | 0 | 0 | 0 | 0 | 0 | 0 | 0 | 0 | 0 | 0 | 0
F12_Industrial_Petroleum_New_Space Heating_Natural Gas_Boiler_A_Achievable Economic TRC Potential | F12 | Industrial | Petroleum | New | Space Heating | Natural Gas | Boiler | A | Cumulative Winter Peak Savings (MW) | Achievable Economic TRC Potential | 0 | 0 | 0 | 0 | 0 | 0 | 0 | 0 | 0 | 0 | 0 | 0 | 0 | 0 | 0 | 0 | 0 | 0 | 0 | 0 | 0 | 0 | 0 | 0 | 0 | 0 | 0 | 0 | 0 | 0 | 0
F13_Industrial_Petroleum_New_Space Heating_Natural Gas_Boiler_A_Achievable Economic TRC Potential | F13 | Industrial | Petroleum | New | Space Heating | Natural Gas | Boiler | A | Purchases (Incremental) | Achievable Economic TRC Potential | 0 | 0 | 0 | 0 | 0 | 0 | 0 | 0 | 0 | 0 | 0 | 0 | 0 | 0 | 0 | 0 | 0 | 0 | 0 | 0 | 0 | 0 | 0 | 0 | 0 | 0 | 0 | 0 | 0 | 0 | 0
F14_Industrial_Petroleum_New_Space Heating_Natural Gas_Boiler_A_Achievable Economic TRC Potential | F14 | Industrial | Petroleum | New | Space Heating | Natural Gas | Boiler | A | Purchases (Cumulative) | Achievable Economic TRC Potential | 0 | 0 | 0 | 0 | 0 | 0 | 0 | 0 | 0 | 0 | 0 | 0 | 0 | 0 | 0 | 0 | 0 | 0 | 0 | 0 | 0 | 0 | 0 | 0 | 0 | 0 | 0 | 0 | 0 | 0 | 0
F1_Industrial_Petroleum_New_Space Heating_Natural Gas_Unit Heater_A_Achievable Economic TRC Potential | F1 | Industrial | Petroleum | New | Space Heating | Natural Gas | Unit Heater | A | Original Unit Energy Savings (kWh or therms) | Achievable Economic TRC Potential | 0 | 0 | 0 | 0 | 0 | 0 | 0 | 0 | 0 | 0 | 0 | 0 | 0 | 0 | 0 | 0 | 0 | 0 | 0 | 0 | 0 | 0 | 0 | 0 | 0 | 0 | 0 | 0 | 0 | 0 | 0
F2_Industrial_Petroleum_New_Space Heating_Natural Gas_Unit Heater_A_Achievable Economic TRC Potential | F2 | Industrial | Petroleum | New | Space Heating | Natural Gas | Unit Heater | A | Original Unit Summer Peak Savings (kW) | Achievable Economic TRC Potential | 0 | 0 | 0 | 0 | 0 | 0 | 0 | 0 | 0 | 0 | 0 | 0 | 0 | 0 | 0 | 0 | 0 | 0 | 0 | 0 | 0 | 0 | 0 | 0 | 0 | 0 | 0 | 0 | 0 | 0 | 0
F3_Industrial_Petroleum_New_Space Heating_Natural Gas_Unit Heater_A_Achievable Economic TRC Potential | F3 | Industrial | Petroleum | New | Space Heating | Natural Gas | Unit Heater | A | Original Unit Winter Peak Savings (kW) | Achievable Economic TRC Potential | 0 | 0 | 0 | 0 | 0 | 0 | 0 | 0 | 0 | 0 | 0 | 0 | 0 | 0 | 0 | 0 | 0 | 0 | 0 | 0 | 0 | 0 | 0 | 0 | 0 | 0 | 0 | 0 | 0 | 0 | 0
F4_Industrial_Petroleum_New_Space Heating_Natural Gas_Unit Heater_A_Achievable Economic TRC Potential | F4 | Industrial | Petroleum | New | Space Heating | Natural Gas | Unit Heater | A | Standalone Impact on Baseline Energy (%) | Achievable Economic TRC Potential | 0% | 0% | 0% | 0% | 0% | 0% | 0% | 0% | 0% | 0% | 0% | 0% | 0% | 0% | 0% | 0% | 0% | 0% | 0% | 0% | 0% | 0% | 0% | 0% | 0 | 0 | 0 | 0 | 0 | 0 | 0
F5_Industrial_Petroleum_New_Space Heating_Natural Gas_Unit Heater_A_Achievable Economic TRC Potential | F5 | Industrial | Petroleum | New | Space Heating | Natural Gas | Unit Heater | A | Standalone Impact on Baseline Summer Peak (%) | Achievable Economic TRC Potential | 0% | 0% | 0% | 0% | 0% | 0% | 0% | 0% | 0% | 0% | 0% | 0% | 0% | 0% | 0% | 0% | 0% | 0% | 0% | 0% | 0% | 0% | 0% | 0% | 0 | 0 | 0 | 0 | 0 | 0 | 0
F6_Industrial_Petroleum_New_Space Heating_Natural Gas_Unit Heater_A_Achievable Economic TRC Potential | F6 | Industrial | Petroleum | New | Space Heating | Natural Gas | Unit Heater | A | Standalone Impact on Baseline Winter Peak (%) | Achievable Economic TRC Potential | 0% | 0% | 0% | 0% | 0% | 0% | 0% | 0% | 0% | 0% | 0% | 0% | 0% | 0% | 0% | 0% | 0% | 0% | 0% | 0% | 0% | 0% | 0% | 0% | 0 | 0 | 0 | 0 | 0 | 0 | 0
F7_Industrial_Petroleum_New_Space Heating_Natural Gas_Unit Heater_A_Achievable Economic TRC Potential | F7 | Industrial | Petroleum | New | Space Heating | Natural Gas | Unit Heater | A | Incremental Energy Savings (MWh or mTherms) | Achievable Economic TRC Potential | 0 | 0 | 0 | 0 | 0 | 0 | 0 | 0 | 0 | 0 | 0 | 0 | 0 | 0 | 0 | 0 | 0 | 0 | 0 | 0 | 0 | 0 | 0 | 0 | 0 | 0 | 0 | 0 | 0 | 0 | 0
F8_Industrial_Petroleum_New_Space Heating_Natural Gas_Unit Heater_A_Achievable Economic TRC Potential | F8 | Industrial | Petroleum | New | Space Heating | Natural Gas | Unit Heater | A | Incremental Summer Peak Savings (MW) | Achievable Economic TRC Potential | 0 | 0 | 0 | 0 | 0 | 0 | 0 | 0 | 0 | 0 | 0 | 0 | 0 | 0 | 0 | 0 | 0 | 0 | 0 | 0 | 0 | 0 | 0 | 0 | 0 | 0 | 0 | 0 | 0 | 0 | 0
F9_Industrial_Petroleum_New_Space Heating_Natural Gas_Unit Heater_A_Achievable Economic TRC Potential | F9 | Industrial | Petroleum | New | Space Heating | Natural Gas | Unit Heater | A | Incremental Winter Peak Savings (MW) | Achievable Economic TRC Potential | 0 | 0 | 0 | 0 | 0 | 0 | 0 | 0 | 0 | 0 | 0 | 0 | 0 | 0 | 0 | 0 | 0 | 0 | 0 | 0 | 0 | 0 | 0 | 0 | 0 | 0 | 0 | 0 | 0 | 0 | 0
F10_Industrial_Petroleum_New_Space Heating_Natural Gas_Unit Heater_A_Achievable Economic TRC Potential | F10 | Industrial | Petroleum | New | Space Heating | Natural Gas | Unit Heater | A | Cumulative Energy Savings (MWh or mTherms) | Achievable Economic TRC Potential | 0 | 0 | 0 | 0 | 0 | 0 | 0 | 0 | 0 | 0 | 0 | 0 | 0 | 0 | 0 | 0 | 0 | 0 | 0 | 0 | 0 | 0 | 0 | 0 | 0 | 0 | 0 | 0 | 0 | 0 | 0
F11_Industrial_Petroleum_New_Space Heating_Natural Gas_Unit Heater_A_Achievable Economic TRC Potential | F11 | Industrial | Petroleum | New | Space Heating | Natural Gas | Unit Heater | A | Cumulative Summer Peak Savings (MW) | Achievable Economic TRC Potential | 0 | 0 | 0 | 0 | 0 | 0 | 0 | 0 | 0 | 0 | 0 | 0 | 0 | 0 | 0 | 0 | 0 | 0 | 0 | 0 | 0 | 0 | 0 | 0 | 0 | 0 | 0 | 0 | 0 | 0 | 0
F12_Industrial_Petroleum_New_Space Heating_Natural Gas_Unit Heater_A_Achievable Economic TRC Potential | F12 | Industrial | Petroleum | New | Space Heating | Natural Gas | Unit Heater | A | Cumulative Winter Peak Savings (MW) | Achievable Economic TRC Potential | 0 | 0 | 0 | 0 | 0 | 0 | 0 | 0 | 0 | 0 | 0 | 0 | 0 | 0 | 0 | 0 | 0 | 0 | 0 | 0 | 0 | 0 | 0 | 0 | 0 | 0 | 0 | 0 | 0 | 0 | 0
F13_Industrial_Petroleum_New_Space Heating_Natural Gas_Unit Heater_A_Achievable Economic TRC Potential | F13 | Industrial | Petroleum | New | Space Heating | Natural Gas | Unit Heater | A | Purchases (Incremental) | Achievable Economic TRC Potential | 0 | 0 | 0 | 0 | 0 | 0 | 0 | 0 | 0 | 0 | 0 | 0 | 0 | 0 | 0 | 0 | 0 | 0 | 0 | 0 | 0 | 0 | 0 | 0 | 0 | 0 | 0 | 0 | 0 | 0 | 0
F14_Industrial_Petroleum_New_Space Heating_Natural Gas_Unit Heater_A_Achievable Economic TRC Potential | F14 | Industrial | Petroleum | New | Space Heating | Natural Gas | Unit Heater | A | Purchases (Cumulative) | Achievable Economic TRC Potential | 0 | 0 | 0 | 0 | 0 | 0 | 0 | 0 | 0 | 0 | 0 | 0 | 0 | 0 | 0 | 0 | 0 | 0 | 0 | 0 | 0 | 0 | 0 | 0 | 0 | 0 | 0 | 0 | 0 | 0 | 0
F1_Industrial_Paper and Printing_Existing_Space Heating_Natural Gas_Furnace_A_Achievable Economic TRC Potential | F1 | Industrial | Paper and Printing | Existing | Space Heating | Natural Gas | Furnace | A | Original Unit Energy Savings (kWh or therms) | Achievable Economic TRC Potential | 0 | 505.0924 | 505.0924 | 505.0924 | 505.0924 | 138.7616 | 138.7616 | 138.7616 | 138.7616 | 138.7616 | 138.7616 | 138.7616 | 138.7616 | 138.7616 | 138.7616 | 138.7616 | 138.7616 | 138.7616 | 138.7616 | 138.7616 | 138.7616 | 138.7616 | 138.7616 | 138.7616 | 138.7616 | 138.7616 | 138.7616 | 138.7616 | 138.7616 | 138.7616 | 138.7616
F2_Industrial_Paper and Printing_Existing_Space Heating_Natural Gas_Furnace_A_Achievable Economic TRC Potential | F2 | Industrial | Paper and Printing | Existing | Space Heating | Natural Gas | Furnace | A | Original Unit Summer Peak Savings (kW) | Achievable Economic TRC Potential | 0 | 0 | 0 | 0 | 0 | 0 | 0 | 0 | 0 | 0 | 0 | 0 | 0 | 0 | 0 | 0 | 0 | 0 | 0 | 0 | 0 | 0 | 0 | 0 | 0 | 0 | 0 | 0 | 0 | 0 | 0
F3_Industrial_Paper and Printing_Existing_Space Heating_Natural Gas_Furnace_A_Achievable Economic TRC Potential | F3 | Industrial | Paper and Printing | Existing | Space Heating | Natural Gas | Furnace | A | Original Unit Winter Peak Savings (kW) | Achievable Economic TRC Potential | 0 | 0 | 0 | 0 | 0 | 0 | 0 | 0 | 0 | 0 | 0 | 0 | 0 | 0 | 0 | 0 | 0 | 0 | 0 | 0 | 0 | 0 | 0 | 0 | 0 | 0 | 0 | 0 | 0 | 0 | 0
F4_Industrial_Paper and Printing_Existing_Space Heating_Natural Gas_Furnace_A_Achievable Economic TRC Potential | F4 | Industrial | Paper and Printing | Existing | Space Heating | Natural Gas | Furnace | A | Standalone Impact on Baseline Energy (%) | Achievable Economic TRC Potential | 0% | 0% | 0% | 0% | 0% | 0.0004194% | 0.0013% | 0.00228% | 0.003653% | 0.005449% | 0.007679% | 0.01022% | 0.01285% | 0.0157% | 0.0186% | 0.02141% | 0.024% | 0.02664% | 0.02931% | 0.03192% | 0.03469% | 0.03755% | 0.04062% | 0.04375% | 0.00046972 | 0.00050263 | 0.00053639 | 0.00057094 | 0 | 0 | 0
F5_Industrial_Paper and Printing_Existing_Space Heating_Natural Gas_Furnace_A_Achievable Economic TRC Potential | F5 | Industrial | Paper and Printing | Existing | Space Heating | Natural Gas | Furnace | A | Standalone Impact on Baseline Summer Peak (%) | Achievable Economic TRC Potential | 0% | 0% | 0% | 0% | 0% | 0% | 0% | 0% | 0% | 0% | 0% | 0% | 0% | 0% | 0% | 0% | 0% | 0% | 0% | 0% | 0% | 0% | 0% | 0% | 0 | 0 | 0 | 0 | 0 | 0 | 0
F6_Industrial_Paper and Printing_Existing_Space Heating_Natural Gas_Furnace_A_Achievable Economic TRC Potential | F6 | Industrial | Paper and Printing | Existing | Space Heating | Natural Gas | Furnace | A | Standalone Impact on Baseline Winter Peak (%) | Achievable Economic TRC Potential | 0% | 0% | 0% | 0% | 0% | 0% | 0% | 0% | 0% | 0% | 0% | 0% | 0% | 0% | 0% | 0% | 0% | 0% | 0% | 0% | 0% | 0% | 0% | 0% | 0 | 0 | 0 | 0 | 0 | 0 | 0
F7_Industrial_Paper and Printing_Existing_Space Heating_Natural Gas_Furnace_A_Achievable Economic TRC Potential | F7 | Industrial | Paper and Printing | Existing | Space Heating | Natural Gas | Furnace | A | Incremental Energy Savings (MWh or mTherms) | Achievable Economic TRC Potential | 0 | 0 | 0 | 0 | 0 | 0.00023439 | 0.0004881 | 0.0005299 | 0.0007418 | 0.00096306 | 0.0011285 | 0.0012956 | 0.0013228 | 0.0013037 | 0.001438 | 0.001243 | 0.0012085 | 0.0011514 | 0.0010926 | 0.0011803 | 0.0011599 | 0.0011818 | 0.0012647 | 0.0012857 | 0.0013084 | 0.0013325 | 0.0013639 | 0.0013927 | 0.000638 | 8.6736e-17 | 0
F8_Industrial_Paper and Printing_Existing_Space Heating_Natural Gas_Furnace_A_Achievable Economic TRC Potential | F8 | Industrial | Paper and Printing | Existing | Space Heating | Natural Gas | Furnace | A | Incremental Summer Peak Savings (MW) | Achievable Economic TRC Potential | 0 | 0 | 0 | 0 | 0 | 0 | 0 | 0 | 0 | 0 | 0 | 0 | 0 | 0 | 0 | 0 | 0 | 0 | 0 | 0 | 0 | 0 | 0 | 0 | 0 | 0 | 0 | 0 | 0 | 0 | 0
F9_Industrial_Paper and Printing_Existing_Space Heating_Natural Gas_Furnace_A_Achievable Economic TRC Potential | F9 | Industrial | Paper and Printing | Existing | Space Heating | Natural Gas | Furnace | A | Incremental Winter Peak Savings (MW) | Achievable Economic TRC Potential | 0 | 0 | 0 | 0 | 0 | 0 | 0 | 0 | 0 | 0 | 0 | 0 | 0 | 0 | 0 | 0 | 0 | 0 | 0 | 0 | 0 | 0 | 0 | 0 | 0 | 0 | 0 | 0 | 0 | 0 | 0
F10_Industrial_Paper and Printing_Existing_Space Heating_Natural Gas_Furnace_A_Achievable Economic TRC Potential | F10 | Industrial | Paper and Printing | Existing | Space Heating | Natural Gas | Furnace | A | Cumulative Energy Savings (MWh or mTherms) | Achievable Economic TRC Potential | 0 | 0 | 0 | 0 | 0 | 0.00023439 | 0.00072249 | 0.0012524 | 0.0019942 | 0.0029572 | 0.0040858 | 0.0053814 | 0.0067042 | 0.008008 | 0.009446 | 0.010689 | 0.011897 | 0.013049 | 0.014141 | 0.015322 | 0.016482 | 0.017663 | 0.018928 | 0.020214 | 0.021522 | 0.022855 | 0.024219 | 0.025611 | 0.026249 | 0.026249 | 0.026249
F11_Industrial_Paper and Printing_Existing_Space Heating_Natural Gas_Furnace_A_Achievable Economic TRC Potential | F11 | Industrial | Paper and Printing | Existing | Space Heating | Natural Gas | Furnace | A | Cumulative Summer Peak Savings (MW) | Achievable Economic TRC Potential | 0 | 0 | 0 | 0 | 0 | 0 | 0 | 0 | 0 | 0 | 0 | 0 | 0 | 0 | 0 | 0 | 0 | 0 | 0 | 0 | 0 | 0 | 0 | 0 | 0 | 0 | 0 | 0 | 0 | 0 | 0
F12_Industrial_Paper and Printing_Existing_Space Heating_Natural Gas_Furnace_A_Achievable Economic TRC Potential | F12 | Industrial | Paper and Printing | Existing | Space Heating | Natural Gas | Furnace | A | Cumulative Winter Peak Savings (MW) | Achievable Economic TRC Potential | 0 | 0 | 0 | 0 | 0 | 0 | 0 | 0 | 0 | 0 | 0 | 0 | 0 | 0 | 0 | 0 | 0 | 0 | 0 | 0 | 0 | 0 | 0 | 0 | 0 | 0 | 0 | 0 | 0 | 0 | 0
F13_Industrial_Paper and Printing_Existing_Space Heating_Natural Gas_Furnace_A_Achievable Economic TRC Potential | F13 | Industrial | Paper and Printing | Existing | Space Heating | Natural Gas | Furnace | A | Purchases (Incremental) | Achievable Economic TRC Potential | 0 | 0 | 0 | 0 | 0 | 0.0016891 | 0.0035175 | 0.0038188 | 0.0053459 | 0.0069404 | 0.0081328 | 0.0093372 | 0.0095332 | 0.0093954 | 0.010363 | 0.0089575 | 0.0087091 | 0.0082977 | 0.0078736 | 0.0085062 | 0.0083586 | 0.008517 | 0.0091142 | 0.0092654 | 0.0094291 | 0.0096031 | 0.0098287 | 0.010037 | 0.010228 | 0.011725 | 0.012729
F14_Industrial_Paper and Printing_Existing_Space Heating_Natural Gas_Furnace_A_Achievable Economic TRC Potential | F14 | Industrial | Paper and Printing | Existing | Space Heating | Natural Gas | Furnace | A | Purchases (Cumulative) | Achievable Economic TRC Potential | 0 | 0 | 0 | 0 | 0 | 0.0016891 | 0.0052067 | 0.0090254 | 0.014371 | 0.021312 | 0.029444 | 0.038782 | 0.048315 | 0.05771 | 0.068073 | 0.077031 | 0.08574 | 0.094038 | 0.10191 | 0.11042 | 0.11878 | 0.12729 | 0.13641 | 0.14567 | 0.1551 | 0.16471 | 0.17453 | 0.18457 | 0.18917 | 0.18917 | 0.18917
F1_Industrial_Paper and Printing_Existing_Space Heating_Natural Gas_Boiler_A_Achievable Economic TRC Potential | F1 | Industrial | Paper and Printing | Existing | Space Heating | Natural Gas | Boiler | A | Original Unit Energy Savings (kWh or therms) | Achievable Economic TRC Potential | 0 | 8772.191 | 8772.191 | 8772.191 | 8772.191 | 5375.3 | 5375.3 | 5375.3 | 5375.3 | 5375.3 | 5375.3 | 5375.3 | 5375.3 | 5375.3 | 5375.3 | 5375.3 | 5375.3 | 5375.3 | 5375.3 | 5375.3 | 5375.3 | 5375.3 | 5375.3 | 792.2778 | 792.2778 | 792.2778 | 792.2778 | 792.2778 | 792.2778 | 792.2778 | 792.2778
F2_Industrial_Paper and Printing_Existing_Space Heating_Natural Gas_Boiler_A_Achievable Economic TRC Potential | F2 | Industrial | Paper and Printing | Existing | Space Heating | Natural Gas | Boiler | A | Original Unit Summer Peak Savings (kW) | Achievable Economic TRC Potential | 0 | 0 | 0 | 0 | 0 | 0 | 0 | 0 | 0 | 0 | 0 | 0 | 0 | 0 | 0 | 0 | 0 | 0 | 0 | 0 | 0 | 0 | 0 | 0 | 0 | 0 | 0 | 0 | 0 | 0 | 0
F3_Industrial_Paper and Printing_Existing_Space Heating_Natural Gas_Boiler_A_Achievable Economic TRC Potential | F3 | Industrial | Paper and Printing | Existing | Space Heating | Natural Gas | Boiler | A | Original Unit Winter Peak Savings (kW) | Achievable Economic TRC Potential | 0 | 0 | 0 | 0 | 0 | 0 | 0 | 0 | 0 | 0 | 0 | 0 | 0 | 0 | 0 | 0 | 0 | 0 | 0 | 0 | 0 | 0 | 0 | 0 | 0 | 0 | 0 | 0 | 0 | 0 | 0
F4_Industrial_Paper and Printing_Existing_Space Heating_Natural Gas_Boiler_A_Achievable Economic TRC Potential | F4 | Industrial | Paper and Printing | Existing | Space Heating | Natural Gas | Boiler | A | Standalone Impact on Baseline Energy (%) | Achievable Economic TRC Potential | 0% | 0% | 0% | 0% | 0% | 0% | 0% | 0% | 0% | 0% | 0% | 0% | 0% | 0% | 0% | 0% | 0% | 0% | 0% | 0% | 0% | 0% | 0% | 0.004806% | 0.00012096 | 0.00020868 | 0.00030569 | 0.00040873 | 0 | 0 | 0
F5_Industrial_Paper and Printing_Existing_Space Heating_Natural Gas_Boiler_A_Achievable Economic TRC Potential | F5 | Industrial | Paper and Printing | Existing | Space Heating | Natural Gas | Boiler | A | Standalone Impact on Baseline Summer Peak (%) | Achievable Economic TRC Potential | 0% | 0% | 0% | 0% | 0% | 0% | 0% | 0% | 0% | 0% | 0% | 0% | 0% | 0% | 0% | 0% | 0% | 0% | 0% | 0% | 0% | 0% | 0% | 0% | 0 | 0 | 0 | 0 | 0 | 0 | 0
F6_Industrial_Paper and Printing_Existing_Space Heating_Natural Gas_Boiler_A_Achievable Economic TRC Potential | F6 | Industrial | Paper and Printing | Existing | Space Heating | Natural Gas | Boiler | A | Standalone Impact on Baseline Winter Peak (%) | Achievable Economic TRC Potential | 0% | 0% | 0% | 0% | 0% | 0% | 0% | 0% | 0% | 0% | 0% | 0% | 0% | 0% | 0% | 0% | 0% | 0% | 0% | 0% | 0% | 0% | 0% | 0% | 0 | 0 | 0 | 0 | 0 | 0 | 0
F7_Industrial_Paper and Printing_Existing_Space Heating_Natural Gas_Boiler_A_Achievable Economic TRC Potential | F7 | Industrial | Paper and Printing | Existing | Space Heating | Natural Gas | Boiler | A | Incremental Energy Savings (MWh or mTherms) | Achievable Economic TRC Potential | 0 | 0 | 0 | 0 | 0 | 0 | 0 | 0 | 0 | 0 | 0 | 0 | 0 | 0 | 0 | 0 | 0 | 0 | 0 | 0 | 0 | 0 | 0 | 0.0022202 | 0.0033223 | 0.0039461 | 0.0043134 | 0.0045328 | 0.004621 | 0.0046416 | 0.0046233
F8_Industrial_Paper and Printing_Existing_Space Heating_Natural Gas_Boiler_A_Achievable Economic TRC Potential | F8 | Industrial | Paper and Printing | Existing | Space Heating | Natural Gas | Boiler | A | Incremental Summer Peak Savings (MW) | Achievable Economic TRC Potential | 0 | 0 | 0 | 0 | 0 | 0 | 0 | 0 | 0 | 0 | 0 | 0 | 0 | 0 | 0 | 0 | 0 | 0 | 0 | 0 | 0 | 0 | 0 | 0 | 0 | 0 | 0 | 0 | 0 | 0 | 0
F9_Industrial_Paper and Printing_Existing_Space Heating_Natural Gas_Boiler_A_Achievable Economic TRC Potential | F9 | Industrial | Paper and Printing | Existing | Space Heating | Natural Gas | Boiler | A | Incremental Winter Peak Savings (MW) | Achievable Economic TRC Potential | 0 | 0 | 0 | 0 | 0 | 0 | 0 | 0 | 0 | 0 | 0 | 0 | 0 | 0 | 0 | 0 | 0 | 0 | 0 | 0 | 0 | 0 | 0 | 0 | 0 | 0 | 0 | 0 | 0 | 0 | 0
F10_Industrial_Paper and Printing_Existing_Space Heating_Natural Gas_Boiler_A_Achievable Economic TRC Potential | F10 | Industrial | Paper and Printing | Existing | Space Heating | Natural Gas | Boiler | A | Cumulative Energy Savings (MWh or mTherms) | Achievable Economic TRC Potential | 0 | 0 | 0 | 0 | 0 | 0 | 0 | 0 | 0 | 0 | 0 | 0 | 0 | 0 | 0 | 0 | 0 | 0 | 0 | 0 | 0 | 0 | 0 | 0.0022202 | 0.0055425 | 0.0094886 | 0.013802 | 0.018335 | 0.022956 | 0.027597 | 0.032221
F11_Industrial_Paper and Printing_Existing_Space Heating_Natural Gas_Boiler_A_Achievable Economic TRC Potential | F11 | Industrial | Paper and Printing | Existing | Space Heating | Natural Gas | Boiler | A | Cumulative Summer Peak Savings (MW) | Achievable Economic TRC Potential | 0 | 0 | 0 | 0 | 0 | 0 | 0 | 0 | 0 | 0 | 0 | 0 | 0 | 0 | 0 | 0 | 0 | 0 | 0 | 0 | 0 | 0 | 0 | 0 | 0 | 0 | 0 | 0 | 0 | 0 | 0
F12_Industrial_Paper and Printing_Existing_Space Heating_Natural Gas_Boiler_A_Achievable Economic TRC Potential | F12 | Industrial | Paper and Printing | Existing | Space Heating | Natural Gas | Boiler | A | Cumulative Winter Peak Savings (MW) | Achievable Economic TRC Potential | 0 | 0 | 0 | 0 | 0 | 0 | 0 | 0 | 0 | 0 | 0 | 0 | 0 | 0 | 0 | 0 | 0 | 0 | 0 | 0 | 0 | 0 | 0 | 0 | 0 | 0 | 0 | 0 | 0 | 0 | 0
F13_Industrial_Paper and Printing_Existing_Space Heating_Natural Gas_Boiler_A_Achievable Economic TRC Potential | F13 | Industrial | Paper and Printing | Existing | Space Heating | Natural Gas | Boiler | A | Purchases (Incremental) | Achievable Economic TRC Potential | 0 | 0 | 0 | 0 | 0 | 0 | 0 | 0 | 0 | 0 | 0 | 0 | 0 | 0 | 0 | 0 | 0 | 0 | 0 | 0 | 0 | 0 | 0 | 0.0028023 | 0.0041933 | 0.0049807 | 0.0054444 | 0.0057213 | 0.0058325 | 0.0058585 | 0.0058354
F14_Industrial_Paper and Printing_Existing_Space Heating_Natural Gas_Boiler_A_Achievable Economic TRC Potential | F14 | Industrial | Paper and Printing | Existing | Space Heating | Natural Gas | Boiler | A | Purchases (Cumulative) | Achievable Economic TRC Potential | 0 | 0 | 0 | 0 | 0 | 0 | 0 | 0 | 0 | 0 | 0 | 0 | 0 | 0 | 0 | 0 | 0 | 0 | 0 | 0 | 0 | 0 | 0 | 0.0028023 | 0.0069956 | 0.011976 | 0.017421 | 0.023142 | 0.028974 | 0.034833 | 0.040668
F1_Industrial_Paper and Printing_Existing_Space Heating_Natural Gas_Unit Heater_A_Achievable Economic TRC Potential | F1 | Industrial | Paper and Printing | Existing | Space Heating | Natural Gas | Unit Heater | A | Original Unit Energy Savings (kWh or therms) | Achievable Economic TRC Potential | 0 | 28641.12 | 28641.12 | 28641.12 | 28641.12 | 15772.4108 | 15772.4108 | 15772.4108 | 15772.4108 | 15772.4108 | 15772.4108 | 15772.4108 | 15772.4108 | 15772.4108 | 15772.4108 | 15772.4108 | 15772.4108 | 15772.4108 | 15772.4108 | 15772.4108 | 15772.4108 | 15772.4108 | 15772.4108 | 15772.4108 | 15772.4108 | 15772.4108 | 15772.4108 | 15772.4108 | 15772.4108 | 15772.4108 | 15772.4108
F2_Industrial_Paper and Printing_Existing_Space Heating_Natural Gas_Unit Heater_A_Achievable Economic TRC Potential | F2 | Industrial | Paper and Printing | Existing | Space Heating | Natural Gas | Unit Heater | A | Original Unit Summer Peak Savings (kW) | Achievable Economic TRC Potential | 0 | 0 | 0 | 0 | 0 | 0 | 0 | 0 | 0 | 0 | 0 | 0 | 0 | 0 | 0 | 0 | 0 | 0 | 0 | 0 | 0 | 0 | 0 | 0 | 0 | 0 | 0 | 0 | 0 | 0 | 0
F3_Industrial_Paper and Printing_Existing_Space Heating_Natural Gas_Unit Heater_A_Achievable Economic TRC Potential | F3 | Industrial | Paper and Printing | Existing | Space Heating | Natural Gas | Unit Heater | A | Original Unit Winter Peak Savings (kW) | Achievable Economic TRC Potential | 0 | 0 | 0 | 0 | 0 | 0 | 0 | 0 | 0 | 0 | 0 | 0 | 0 | 0 | 0 | 0 | 0 | 0 | 0 | 0 | 0 | 0 | 0 | 0 | 0 | 0 | 0 | 0 | 0 | 0 | 0
F4_Industrial_Paper and Printing_Existing_Space Heating_Natural Gas_Unit Heater_A_Achievable Economic TRC Potential | F4 | Industrial | Paper and Printing | Existing | Space Heating | Natural Gas | Unit Heater | A | Standalone Impact on Baseline Energy (%) | Achievable Economic TRC Potential | 0% | 0% | 0% | 0% | 0% | 0.006526% | 0.0244% | 0.05959% | 0.1198% | 0.2125% | 0.3402% | 0.5013% | 0.6977% | 0.9396% | 1.234% | 1.558% | 1.907% | 2.25% | 2.589% | 2.895% | 3.185% | 3.475% | 3.703% | 3.903% | 0.040837 | 0.042457 | 0.043524 | 0.044555 | 0 | 0 | 0
F5_Industrial_Paper and Printing_Existing_Space Heating_Natural Gas_Unit Heater_A_Achievable Economic TRC Potential | F5 | Industrial | Paper and Printing | Existing | Space Heating | Natural Gas | Unit Heater | A | Standalone Impact on Baseline Summer Peak (%) | Achievable Economic TRC Potential | 0% | 0% | 0% | 0% | 0% | 0% | 0% | 0% | 0% | 0% | 0% | 0% | 0% | 0% | 0% | 0% | 0% | 0% | 0% | 0% | 0% | 0% | 0% | 0% | 0 | 0 | 0 | 0 | 0 | 0 | 0
F6_Industrial_Paper and Printing_Existing_Space Heating_Natural Gas_Unit Heater_A_Achievable Economic TRC Potential | F6 | Industrial | Paper and Printing | Existing | Space Heating | Natural Gas | Unit Heater | A | Standalone Impact on Baseline Winter Peak (%) | Achievable Economic TRC Potential | 0% | 0% | 0% | 0% | 0% | 0% | 0% | 0% | 0% | 0% | 0% | 0% | 0% | 0% | 0% | 0% | 0% | 0% | 0% | 0% | 0% | 0% | 0% | 0% | 0 | 0 | 0 | 0 | 0 | 0 | 0
F7_Industrial_Paper and Printing_Existing_Space Heating_Natural Gas_Unit Heater_A_Achievable Economic TRC Potential | F7 | Industrial | Paper and Printing | Existing | Space Heating | Natural Gas | Unit Heater | A | Incremental Energy Savings (MWh or mTherms) | Achievable Economic TRC Potential | 0 | 0 | 0 | 0 | 0 | 0.0036471 | 0.0099159 | 0.019163 | 0.032658 | 0.049923 | 0.065712 | 0.08308 | 0.10005 | 0.11497 | 0.14739 | 0.15151 | 0.1671 | 0.15714 | 0.14669 | 0.14029 | 0.12376 | 0.12144 | 0.091278 | 0.077564 | 0.067813 | 0.059452 | 0.034583 | 0.033494 | 0.019831 | 0.02747 | 0.031924
F8_Industrial_Paper and Printing_Existing_Space Heating_Natural Gas_Unit Heater_A_Achievable Economic TRC Potential | F8 | Industrial | Paper and Printing | Existing | Space Heating | Natural Gas | Unit Heater | A | Incremental Summer Peak Savings (MW) | Achievable Economic TRC Potential | 0 | 0 | 0 | 0 | 0 | 0 | 0 | 0 | 0 | 0 | 0 | 0 | 0 | 0 | 0 | 0 | 0 | 0 | 0 | 0 | 0 | 0 | 0 | 0 | 0 | 0 | 0 | 0 | 0 | 0 | 0
F9_Industrial_Paper and Printing_Existing_Space Heating_Natural Gas_Unit Heater_A_Achievable Economic TRC Potential | F9 | Industrial | Paper and Printing | Existing | Space Heating | Natural Gas | Unit Heater | A | Incremental Winter Peak Savings (MW) | Achievable Economic TRC Potential | 0 | 0 | 0 | 0 | 0 | 0 | 0 | 0 | 0 | 0 | 0 | 0 | 0 | 0 | 0 | 0 | 0 | 0 | 0 | 0 | 0 | 0 | 0 | 0 | 0 | 0 | 0 | 0 | 0 | 0 | 0
F10_Industrial_Paper and Printing_Existing_Space Heating_Natural Gas_Unit Heater_A_Achievable Economic TRC Potential | F10 | Industrial | Paper and Printing | Existing | Space Heating | Natural Gas | Unit Heater | A | Cumulative Energy Savings (MWh or mTherms) | Achievable Economic TRC Potential | 0 | 0 | 0 | 0 | 0 | 0.0036471 | 0.013563 | 0.032726 | 0.065383 | 0.11531 | 0.18102 | 0.2641 | 0.36415 | 0.47912 | 0.62651 | 0.77802 | 0.94512 | 1.1023 | 1.249 | 1.3892 | 1.513 | 1.6344 | 1.7257 | 1.8033 | 1.8711 | 1.9306 | 1.9651 | 1.9986 | 2.0185 | 2.0459 | 2.0779
F11_Industrial_Paper and Printing_Existing_Space Heating_Natural Gas_Unit Heater_A_Achievable Economic TRC Potential | F11 | Industrial | Paper and Printing | Existing | Space Heating | Natural Gas | Unit Heater | A | Cumulative Summer Peak Savings (MW) | Achievable Economic TRC Potential | 0 | 0 | 0 | 0 | 0 | 0 | 0 | 0 | 0 | 0 | 0 | 0 | 0 | 0 | 0 | 0 | 0 | 0 | 0 | 0 | 0 | 0 | 0 | 0 | 0 | 0 | 0 | 0 | 0 | 0 | 0
F12_Industrial_Paper and Printing_Existing_Space Heating_Natural Gas_Unit Heater_A_Achievable Economic TRC Potential | F12 | Industrial | Paper and Printing | Existing | Space Heating | Natural Gas | Unit Heater | A | Cumulative Winter Peak Savings (MW) | Achievable Economic TRC Potential | 0 | 0 | 0 | 0 | 0 | 0 | 0 | 0 | 0 | 0 | 0 | 0 | 0 | 0 | 0 | 0 | 0 | 0 | 0 | 0 | 0 | 0 | 0 | 0 | 0 | 0 | 0 | 0 | 0 | 0 | 0
F13_Industrial_Paper and Printing_Existing_Space Heating_Natural Gas_Unit Heater_A_Achievable Economic TRC Potential | F13 | Industrial | Paper and Printing | Existing | Space Heating | Natural Gas | Unit Heater | A | Purchases (Incremental) | Achievable Economic TRC Potential | 0 | 0 | 0 | 0 | 0 | 0.00023123 | 0.00062869 | 0.001215 | 0.0020705 | 0.0031652 | 0.0041663 | 0.0052674 | 0.0063437 | 0.0072893 | 0.0093445 | 0.0096062 | 0.010594 | 0.010194 | 0.0099289 | 0.01011 | 0.0099174 | 0.010864 | 0.0099535 | 0.010185 | 0.010643 | 0.011059 | 0.011537 | 0.01173 | 0.011852 | 0.011936 | 0.011953
F14_Industrial_Paper and Printing_Existing_Space Heating_Natural Gas_Unit Heater_A_Achievable Economic TRC Potential | F14 | Industrial | Paper and Printing | Existing | Space Heating | Natural Gas | Unit Heater | A | Purchases (Cumulative) | Achievable Economic TRC Potential | 0 | 0 | 0 | 0 | 0 | 0.00023123 | 0.00085992 | 0.0020749 | 0.0041454 | 0.0073106 | 0.011477 | 0.016744 | 0.023088 | 0.030377 | 0.039722 | 0.049328 | 0.059922 | 0.069886 | 0.079186 | 0.088081 | 0.095928 | 0.10363 | 0.10941 | 0.11433 | 0.11863 | 0.1224 | 0.12459 | 0.12672 | 0.12797 | 0.12972 | 0.13174
F1_Industrial_Paper and Printing_New_Space Heating_Natural Gas_Furnace_A_Achievable Economic TRC Potential | F1 | Industrial | Paper and Printing | New | Space Heating | Natural Gas | Furnace | A | Original Unit Energy Savings (kWh or therms) | Achievable Economic TRC Potential | 0 | 0 | 0 | 0 | 0 | 0 | 0 | 0 | 0 | 0 | 0 | 0 | 0 | 0 | 0 | 0 | 0 | 0 | 0 | 0 | 0 | 0 | 0 | 0 | 0 | 0 | 0 | 0 | 0 | 0 | 0
F2_Industrial_Paper and Printing_New_Space Heating_Natural Gas_Furnace_A_Achievable Economic TRC Potential | F2 | Industrial | Paper and Printing | New | Space Heating | Natural Gas | Furnace | A | Original Unit Summer Peak Savings (kW) | Achievable Economic TRC Potential | 0 | 0 | 0 | 0 | 0 | 0 | 0 | 0 | 0 | 0 | 0 | 0 | 0 | 0 | 0 | 0 | 0 | 0 | 0 | 0 | 0 | 0 | 0 | 0 | 0 | 0 | 0 | 0 | 0 | 0 | 0
F3_Industrial_Paper and Printing_New_Space Heating_Natural Gas_Furnace_A_Achievable Economic TRC Potential | F3 | Industrial | Paper and Printing | New | Space Heating | Natural Gas | Furnace | A | Original Unit Winter Peak Savings (kW) | Achievable Economic TRC Potential | 0 | 0 | 0 | 0 | 0 | 0 | 0 | 0 | 0 | 0 | 0 | 0 | 0 | 0 | 0 | 0 | 0 | 0 | 0 | 0 | 0 | 0 | 0 | 0 | 0 | 0 | 0 | 0 | 0 | 0 | 0
F4_Industrial_Paper and Printing_New_Space Heating_Natural Gas_Furnace_A_Achievable Economic TRC Potential | F4 | Industrial | Paper and Printing | New | Space Heating | Natural Gas | Furnace | A | Standalone Impact on Baseline Energy (%) | Achievable Economic TRC Potential | 0% | 0% | 0% | 0% | 0% | 0% | 0% | 0% | 0% | 0% | 0% | 0% | 0% | 0% | 0% | 0% | 0% | 0% | 0% | 0% | 0% | 0% | 0% | 0% | 0 | 0 | 0 | 0 | 0 | 0 | 0
F5_Industrial_Paper and Printing_New_Space Heating_Natural Gas_Furnace_A_Achievable Economic TRC Potential | F5 | Industrial | Paper and Printing | New | Space Heating | Natural Gas | Furnace | A | Standalone Impact on Baseline Summer Peak (%) | Achievable Economic TRC Potential | 0% | 0% | 0% | 0% | 0% | 0% | 0% | 0% | 0% | 0% | 0% | 0% | 0% | 0% | 0% | 0% | 0% | 0% | 0% | 0% | 0% | 0% | 0% | 0% | 0 | 0 | 0 | 0 | 0 | 0 | 0
F6_Industrial_Paper and Printing_New_Space Heating_Natural Gas_Furnace_A_Achievable Economic TRC Potential | F6 | Industrial | Paper and Printing | New | Space Heating | Natural Gas | Furnace | A | Standalone Impact on Baseline Winter Peak (%) | Achievable Economic TRC Potential | 0% | 0% | 0% | 0% | 0% | 0% | 0% | 0% | 0% | 0% | 0% | 0% | 0% | 0% | 0% | 0% | 0% | 0% | 0% | 0% | 0% | 0% | 0% | 0% | 0 | 0 | 0 | 0 | 0 | 0 | 0
F7_Industrial_Paper and Printing_New_Space Heating_Natural Gas_Furnace_A_Achievable Economic TRC Potential | F7 | Industrial | Paper and Printing | New | Space Heating | Natural Gas | Furnace | A | Incremental Energy Savings (MWh or mTherms) | Achievable Economic TRC Potential | 0 | 0 | 0 | 0 | 0 | 0 | 0 | 0 | 0 | 0 | 0 | 0 | 0 | 0 | 0 | 0 | 0 | 0 | 0 | 0 | 0 | 0 | 0 | 0 | 0 | 0 | 0 | 0 | 0 | 0 | 0
F8_Industrial_Paper and Printing_New_Space Heating_Natural Gas_Furnace_A_Achievable Economic TRC Potential | F8 | Industrial | Paper and Printing | New | Space Heating | Natural Gas | Furnace | A | Incremental Summer Peak Savings (MW) | Achievable Economic TRC Potential | 0 | 0 | 0 | 0 | 0 | 0 | 0 | 0 | 0 | 0 | 0 | 0 | 0 | 0 | 0 | 0 | 0 | 0 | 0 | 0 | 0 | 0 | 0 | 0 | 0 | 0 | 0 | 0 | 0 | 0 | 0
F9_Industrial_Paper and Printing_New_Space Heating_Natural Gas_Furnace_A_Achievable Economic TRC Potential | F9 | Industrial | Paper and Printing | New | Space Heating | Natural Gas | Furnace | A | Incremental Winter Peak Savings (MW) | Achievable Economic TRC Potential | 0 | 0 | 0 | 0 | 0 | 0 | 0 | 0 | 0 | 0 | 0 | 0 | 0 | 0 | 0 | 0 | 0 | 0 | 0 | 0 | 0 | 0 | 0 | 0 | 0 | 0 | 0 | 0 | 0 | 0 | 0
F10_Industrial_Paper and Printing_New_Space Heating_Natural Gas_Furnace_A_Achievable Economic TRC Potential | F10 | Industrial | Paper and Printing | New | Space Heating | Natural Gas | Furnace | A | Cumulative Energy Savings (MWh or mTherms) | Achievable Economic TRC Potential | 0 | 0 | 0 | 0 | 0 | 0 | 0 | 0 | 0 | 0 | 0 | 0 | 0 | 0 | 0 | 0 | 0 | 0 | 0 | 0 | 0 | 0 | 0 | 0 | 0 | 0 | 0 | 0 | 0 | 0 | 0
F11_Industrial_Paper and Printing_New_Space Heating_Natural Gas_Furnace_A_Achievable Economic TRC Potential | F11 | Industrial | Paper and Printing | New | Space Heating | Natural Gas | Furnace | A | Cumulative Summer Peak Savings (MW) | Achievable Economic TRC Potential | 0 | 0 | 0 | 0 | 0 | 0 | 0 | 0 | 0 | 0 | 0 | 0 | 0 | 0 | 0 | 0 | 0 | 0 | 0 | 0 | 0 | 0 | 0 | 0 | 0 | 0 | 0 | 0 | 0 | 0 | 0
F12_Industrial_Paper and Printing_New_Space Heating_Natural Gas_Furnace_A_Achievable Economic TRC Potential | F12 | Industrial | Paper and Printing | New | Space Heating | Natural Gas | Furnace | A | Cumulative Winter Peak Savings (MW) | Achievable Economic TRC Potential | 0 | 0 | 0 | 0 | 0 | 0 | 0 | 0 | 0 | 0 | 0 | 0 | 0 | 0 | 0 | 0 | 0 | 0 | 0 | 0 | 0 | 0 | 0 | 0 | 0 | 0 | 0 | 0 | 0 | 0 | 0
F13_Industrial_Paper and Printing_New_Space Heating_Natural Gas_Furnace_A_Achievable Economic TRC Potential | F13 | Industrial | Paper and Printing | New | Space Heating | Natural Gas | Furnace | A | Purchases (Incremental) | Achievable Economic TRC Potential | 0 | 0 | 0 | 0 | 0 | 0 | 0 | 0 | 0 | 0 | 0 | 0 | 0 | 0 | 0 | 0 | 0 | 0 | 0 | 0 | 0 | 0 | 0 | 0 | 0 | 0 | 0 | 0 | 0 | 0 | 0
F14_Industrial_Paper and Printing_New_Space Heating_Natural Gas_Furnace_A_Achievable Economic TRC Potential | F14 | Industrial | Paper and Printing | New | Space Heating | Natural Gas | Furnace | A | Purchases (Cumulative) | Achievable Economic TRC Potential | 0 | 0 | 0 | 0 | 0 | 0 | 0 | 0 | 0 | 0 | 0 | 0 | 0 | 0 | 0 | 0 | 0 | 0 | 0 | 0 | 0 | 0 | 0 | 0 | 0 | 0 | 0 | 0 | 0 | 0 | 0
F1_Industrial_Paper and Printing_New_Space Heating_Natural Gas_Boiler_A_Achievable Economic TRC Potential | F1 | Industrial | Paper and Printing | New | Space Heating | Natural Gas | Boiler | A | Original Unit Energy Savings (kWh or therms) | Achievable Economic TRC Potential | 0 | 0 | 0 | 0 | 0 | 0 | 0 | 0 | 0 | 0 | 0 | 0 | 0 | 0 | 0 | 0 | 0 | 0 | 0 | 0 | 0 | 0 | 0 | 0 | 0 | 0 | 0 | 0 | 0 | 0 | 0
F2_Industrial_Paper and Printing_New_Space Heating_Natural Gas_Boiler_A_Achievable Economic TRC Potential | F2 | Industrial | Paper and Printing | New | Space Heating | Natural Gas | Boiler | A | Original Unit Summer Peak Savings (kW) | Achievable Economic TRC Potential | 0 | 0 | 0 | 0 | 0 | 0 | 0 | 0 | 0 | 0 | 0 | 0 | 0 | 0 | 0 | 0 | 0 | 0 | 0 | 0 | 0 | 0 | 0 | 0 | 0 | 0 | 0 | 0 | 0 | 0 | 0
F3_Industrial_Paper and Printing_New_Space Heating_Natural Gas_Boiler_A_Achievable Economic TRC Potential | F3 | Industrial | Paper and Printing | New | Space Heating | Natural Gas | Boiler | A | Original Unit Winter Peak Savings (kW) | Achievable Economic TRC Potential | 0 | 0 | 0 | 0 | 0 | 0 | 0 | 0 | 0 | 0 | 0 | 0 | 0 | 0 | 0 | 0 | 0 | 0 | 0 | 0 | 0 | 0 | 0 | 0 | 0 | 0 | 0 | 0 | 0 | 0 | 0
F4_Industrial_Paper and Printing_New_Space Heating_Natural Gas_Boiler_A_Achievable Economic TRC Potential | F4 | Industrial | Paper and Printing | New | Space Heating | Natural Gas | Boiler | A | Standalone Impact on Baseline Energy (%) | Achievable Economic TRC Potential | 0% | 0% | 0% | 0% | 0% | 0% | 0% | 0% | 0% | 0% | 0% | 0% | 0% | 0% | 0% | 0% | 0% | 0% | 0% | 0% | 0% | 0% | 0% | 0% | 0 | 0 | 0 | 0 | 0 | 0 | 0
F5_Industrial_Paper and Printing_New_Space Heating_Natural Gas_Boiler_A_Achievable Economic TRC Potential | F5 | Industrial | Paper and Printing | New | Space Heating | Natural Gas | Boiler | A | Standalone Impact on Baseline Summer Peak (%) | Achievable Economic TRC Potential | 0% | 0% | 0% | 0% | 0% | 0% | 0% | 0% | 0% | 0% | 0% | 0% | 0% | 0% | 0% | 0% | 0% | 0% | 0% | 0% | 0% | 0% | 0% | 0% | 0 | 0 | 0 | 0 | 0 | 0 | 0
F6_Industrial_Paper and Printing_New_Space Heating_Natural Gas_Boiler_A_Achievable Economic TRC Potential | F6 | Industrial | Paper and Printing | New | Space Heating | Natural Gas | Boiler | A | Standalone Impact on Baseline Winter Peak (%) | Achievable Economic TRC Potential | 0% | 0% | 0% | 0% | 0% | 0% | 0% | 0% | 0% | 0% | 0% | 0% | 0% | 0% | 0% | 0% | 0% | 0% | 0% | 0% | 0% | 0% | 0% | 0% | 0 | 0 | 0 | 0 | 0 | 0 | 0
F7_Industrial_Paper and Printing_New_Space Heating_Natural Gas_Boiler_A_Achievable Economic TRC Potential | F7 | Industrial | Paper and Printing | New | Space Heating | Natural Gas | Boiler | A | Incremental Energy Savings (MWh or mTherms) | Achievable Economic TRC Potential | 0 | 0 | 0 | 0 | 0 | 0 | 0 | 0 | 0 | 0 | 0 | 0 | 0 | 0 | 0 | 0 | 0 | 0 | 0 | 0 | 0 | 0 | 0 | 0 | 0 | 0 | 0 | 0 | 0 | 0 | 0
F8_Industrial_Paper and Printing_New_Space Heating_Natural Gas_Boiler_A_Achievable Economic TRC Potential | F8 | Industrial | Paper and Printing | New | Space Heating | Natural Gas | Boiler | A | Incremental Summer Peak Savings (MW) | Achievable Economic TRC Potential | 0 | 0 | 0 | 0 | 0 | 0 | 0 | 0 | 0 | 0 | 0 | 0 | 0 | 0 | 0 | 0 | 0 | 0 | 0 | 0 | 0 | 0 | 0 | 0 | 0 | 0 | 0 | 0 | 0 | 0 | 0
F9_Industrial_Paper and Printing_New_Space Heating_Natural Gas_Boiler_A_Achievable Economic TRC Potential | F9 | Industrial | Paper and Printing | New | Space Heating | Natural Gas | Boiler | A | Incremental Winter Peak Savings (MW) | Achievable Economic TRC Potential | 0 | 0 | 0 | 0 | 0 | 0 | 0 | 0 | 0 | 0 | 0 | 0 | 0 | 0 | 0 | 0 | 0 | 0 | 0 | 0 | 0 | 0 | 0 | 0 | 0 | 0 | 0 | 0 | 0 | 0 | 0
F10_Industrial_Paper and Printing_New_Space Heating_Natural Gas_Boiler_A_Achievable Economic TRC Potential | F10 | Industrial | Paper and Printing | New | Space Heating | Natural Gas | Boiler | A | Cumulative Energy Savings (MWh or mTherms) | Achievable Economic TRC Potential | 0 | 0 | 0 | 0 | 0 | 0 | 0 | 0 | 0 | 0 | 0 | 0 | 0 | 0 | 0 | 0 | 0 | 0 | 0 | 0 | 0 | 0 | 0 | 0 | 0 | 0 | 0 | 0 | 0 | 0 | 0
F11_Industrial_Paper and Printing_New_Space Heating_Natural Gas_Boiler_A_Achievable Economic TRC Potential | F11 | Industrial | Paper and Printing | New | Space Heating | Natural Gas | Boiler | A | Cumulative Summer Peak Savings (MW) | Achievable Economic TRC Potential | 0 | 0 | 0 | 0 | 0 | 0 | 0 | 0 | 0 | 0 | 0 | 0 | 0 | 0 | 0 | 0 | 0 | 0 | 0 | 0 | 0 | 0 | 0 | 0 | 0 | 0 | 0 | 0 | 0 | 0 | 0
F12_Industrial_Paper and Printing_New_Space Heating_Natural Gas_Boiler_A_Achievable Economic TRC Potential | F12 | Industrial | Paper and Printing | New | Space Heating | Natural Gas | Boiler | A | Cumulative Winter Peak Savings (MW) | Achievable Economic TRC Potential | 0 | 0 | 0 | 0 | 0 | 0 | 0 | 0 | 0 | 0 | 0 | 0 | 0 | 0 | 0 | 0 | 0 | 0 | 0 | 0 | 0 | 0 | 0 | 0 | 0 | 0 | 0 | 0 | 0 | 0 | 0
F13_Industrial_Paper and Printing_New_Space Heating_Natural Gas_Boiler_A_Achievable Economic TRC Potential | F13 | Industrial | Paper and Printing | New | Space Heating | Natural Gas | Boiler | A | Purchases (Incremental) | Achievable Economic TRC Potential | 0 | 0 | 0 | 0 | 0 | 0 | 0 | 0 | 0 | 0 | 0 | 0 | 0 | 0 | 0 | 0 | 0 | 0 | 0 | 0 | 0 | 0 | 0 | 0 | 0 | 0 | 0 | 0 | 0 | 0 | 0
F14_Industrial_Paper and Printing_New_Space Heating_Natural Gas_Boiler_A_Achievable Economic TRC Potential | F14 | Industrial | Paper and Printing | New | Space Heating | Natural Gas | Boiler | A | Purchases (Cumulative) | Achievable Economic TRC Potential | 0 | 0 | 0 | 0 | 0 | 0 | 0 | 0 | 0 | 0 | 0 | 0 | 0 | 0 | 0 | 0 | 0 | 0 | 0 | 0 | 0 | 0 | 0 | 0 | 0 | 0 | 0 | 0 | 0 | 0 | 0
F1_Industrial_Paper and Printing_New_Space Heating_Natural Gas_Unit Heater_A_Achievable Economic TRC Potential | F1 | Industrial | Paper and Printing | New | Space Heating | Natural Gas | Unit Heater | A | Original Unit Energy Savings (kWh or therms) | Achievable Economic TRC Potential | 0 | 28641.12 | 28641.12 | 28641.12 | 28641.12 | 15772.4108 | 15772.4108 | 15772.4108 | 15772.4108 | 15772.4108 | 15772.4108 | 15772.4108 | 15772.4108 | 15772.4108 | 15772.4108 | 15772.4108 | 15772.4108 | 15772.4108 | 15772.4108 | 15772.4108 | 15772.4108 | 15772.4108 | 15772.4108 | 15772.4108 | 15772.4108 | 15772.4108 | 15772.4108 | 15772.4108 | 15772.4108 | 15772.4108 | 15772.4108
F2_Industrial_Paper and Printing_New_Space Heating_Natural Gas_Unit Heater_A_Achievable Economic TRC Potential | F2 | Industrial | Paper and Printing | New | Space Heating | Natural Gas | Unit Heater | A | Original Unit Summer Peak Savings (kW) | Achievable Economic TRC Potential | 0 | 0 | 0 | 0 | 0 | 0 | 0 | 0 | 0 | 0 | 0 | 0 | 0 | 0 | 0 | 0 | 0 | 0 | 0 | 0 | 0 | 0 | 0 | 0 | 0 | 0 | 0 | 0 | 0 | 0 | 0
F3_Industrial_Paper and Printing_New_Space Heating_Natural Gas_Unit Heater_A_Achievable Economic TRC Potential | F3 | Industrial | Paper and Printing | New | Space Heating | Natural Gas | Unit Heater | A | Original Unit Winter Peak Savings (kW) | Achievable Economic TRC Potential | 0 | 0 | 0 | 0 | 0 | 0 | 0 | 0 | 0 | 0 | 0 | 0 | 0 | 0 | 0 | 0 | 0 | 0 | 0 | 0 | 0 | 0 | 0 | 0 | 0 | 0 | 0 | 0 | 0 | 0 | 0
F4_Industrial_Paper and Printing_New_Space Heating_Natural Gas_Unit Heater_A_Achievable Economic TRC Potential | F4 | Industrial | Paper and Printing | New | Space Heating | Natural Gas | Unit Heater | A | Standalone Impact on Baseline Energy (%) | Achievable Economic TRC Potential | 0% | 0% | 0% | 0% | 0% | 0.2185% | 0.5542% | 0.9651% | 1.424% | 1.918% | 2.426% | 3.053% | 3.751% | 4.481% | 5.219% | 5.954% | 6.67% | 7.289% | 8.064% | 8.678% | 9.158% | 9.545% | 9.853% | 10.06% | 0.10181 | 0.10252 | 0.10292 | 0.10302 | 0 | 0 | 0
F5_Industrial_Paper and Printing_New_Space Heating_Natural Gas_Unit Heater_A_Achievable Economic TRC Potential | F5 | Industrial | Paper and Printing | New | Space Heating | Natural Gas | Unit Heater | A | Standalone Impact on Baseline Summer Peak (%) | Achievable Economic TRC Potential | 0% | 0% | 0% | 0% | 0% | 0% | 0% | 0% | 0% | 0% | 0% | 0% | 0% | 0% | 0% | 0% | 0% | 0% | 0% | 0% | 0% | 0% | 0% | 0% | 0 | 0 | 0 | 0 | 0 | 0 | 0
F6_Industrial_Paper and Printing_New_Space Heating_Natural Gas_Unit Heater_A_Achievable Economic TRC Potential | F6 | Industrial | Paper and Printing | New | Space Heating | Natural Gas | Unit Heater | A | Standalone Impact on Baseline Winter Peak (%) | Achievable Economic TRC Potential | 0% | 0% | 0% | 0% | 0% | 0% | 0% | 0% | 0% | 0% | 0% | 0% | 0% | 0% | 0% | 0% | 0% | 0% | 0% | 0% | 0% | 0% | 0% | 0% | 0 | 0 | 0 | 0 | 0 | 0 | 0
F7_Industrial_Paper and Printing_New_Space Heating_Natural Gas_Unit Heater_A_Achievable Economic TRC Potential | F7 | Industrial | Paper and Printing | New | Space Heating | Natural Gas | Unit Heater | A | Incremental Energy Savings (MWh or mTherms) | Achievable Economic TRC Potential | 0 | 0 | 0 | 0 | 0 | 0.0013494 | 0.0026525 | 0.0039765 | 0.0052708 | 0.006592 | 0.007785 | 0.010207 | 0.012366 | 0.014134 | 0.015539 | 0.01697 | 0.01804 | 0.017697 | 0.021524 | 0.019794 | 0.018231 | 0.017133 | 0.016432 | 0.014469 | 0.012878 | 0.01171 | 0.011011 | 0.010207 | 0.010967 | 0.0113 | 0.007111
F8_Industrial_Paper and Printing_New_Space Heating_Natural Gas_Unit Heater_A_Achievable Economic TRC Potential | F8 | Industrial | Paper and Printing | New | Space Heating | Natural Gas | Unit Heater | A | Incremental Summer Peak Savings (MW) | Achievable Economic TRC Potential | 0 | 0 | 0 | 0 | 0 | 0 | 0 | 0 | 0 | 0 | 0 | 0 | 0 | 0 | 0 | 0 | 0 | 0 | 0 | 0 | 0 | 0 | 0 | 0 | 0 | 0 | 0 | 0 | 0 | 0 | 0
F9_Industrial_Paper and Printing_New_Space Heating_Natural Gas_Unit Heater_A_Achievable Economic TRC Potential | F9 | Industrial | Paper and Printing | New | Space Heating | Natural Gas | Unit Heater | A | Incremental Winter Peak Savings (MW) | Achievable Economic TRC Potential | 0 | 0 | 0 | 0 | 0 | 0 | 0 | 0 | 0 | 0 | 0 | 0 | 0 | 0 | 0 | 0 | 0 | 0 | 0 | 0 | 0 | 0 | 0 | 0 | 0 | 0 | 0 | 0 | 0 | 0 | 0
F10_Industrial_Paper and Printing_New_Space Heating_Natural Gas_Unit Heater_A_Achievable Economic TRC Potential | F10 | Industrial | Paper and Printing | New | Space Heating | Natural Gas | Unit Heater | A | Cumulative Energy Savings (MWh or mTherms) | Achievable Economic TRC Potential | 0 | 0 | 0 | 0 | 0 | 0.0013494 | 0.0040019 | 0.0079784 | 0.013249 | 0.019841 | 0.027626 | 0.037833 | 0.0502 | 0.064334 | 0.079873 | 0.096843 | 0.11488 | 0.13258 | 0.1541 | 0.1739 | 0.19213 | 0.20926 | 0.22569 | 0.24016 | 0.25304 | 0.26475 | 0.27576 | 0.28597 | 0.29694 | 0.30824 | 0.31535
F11_Industrial_Paper and Printing_New_Space Heating_Natural Gas_Unit Heater_A_Achievable Economic TRC Potential | F11 | Industrial | Paper and Printing | New | Space Heating | Natural Gas | Unit Heater | A | Cumulative Summer Peak Savings (MW) | Achievable Economic TRC Potential | 0 | 0 | 0 | 0 | 0 | 0 | 0 | 0 | 0 | 0 | 0 | 0 | 0 | 0 | 0 | 0 | 0 | 0 | 0 | 0 | 0 | 0 | 0 | 0 | 0 | 0 | 0 | 0 | 0 | 0 | 0
F12_Industrial_Paper and Printing_New_Space Heating_Natural Gas_Unit Heater_A_Achievable Economic TRC Potential | F12 | Industrial | Paper and Printing | New | Space Heating | Natural Gas | Unit Heater | A | Cumulative Winter Peak Savings (MW) | Achievable Economic TRC Potential | 0 | 0 | 0 | 0 | 0 | 0 | 0 | 0 | 0 | 0 | 0 | 0 | 0 | 0 | 0 | 0 | 0 | 0 | 0 | 0 | 0 | 0 | 0 | 0 | 0 | 0 | 0 | 0 | 0 | 0 | 0
F13_Industrial_Paper and Printing_New_Space Heating_Natural Gas_Unit Heater_A_Achievable Economic TRC Potential | F13 | Industrial | Paper and Printing | New | Space Heating | Natural Gas | Unit Heater | A | Purchases (Incremental) | Achievable Economic TRC Potential | 0 | 0 | 0 | 0 | 0 | 8.5556e-05 | 0.00016817 | 0.00025212 | 0.00033418 | 0.00041795 | 0.00049359 | 0.00064716 | 0.00078404 | 0.00089613 | 0.00098523 | 0.0010759 | 0.0011438 | 0.0012076 | 0.0015328 | 0.0015071 | 0.00149 | 0.0015042 | 0.0015354 | 0.0015645 | 0.0016005 | 0.0016385 | 0.0016833 | 0.0017231 | 0.0018391 | 0.001924 | 0.0019837
F14_Industrial_Paper and Printing_New_Space Heating_Natural Gas_Unit Heater_A_Achievable Economic TRC Potential | F14 | Industrial | Paper and Printing | New | Space Heating | Natural Gas | Unit Heater | A | Purchases (Cumulative) | Achievable Economic TRC Potential | 0 | 0 | 0 | 0 | 0 | 8.5556e-05 | 0.00025373 | 0.00050585 | 0.00084002 | 0.001258 | 0.0017516 | 0.0023987 | 0.0031828 | 0.0040789 | 0.0050641 | 0.00614 | 0.0072838 | 0.0084059 | 0.0097705 | 0.011025 | 0.012181 | 0.013268 | 0.014309 | 0.015227 | 0.016043 | 0.016786 | 0.017484 | 0.018131 | 0.018826 | 0.019543 | 0.019994
F1_Industrial_Instruments_Existing_Space Heating_Natural Gas_Furnace_A_Achievable Economic TRC Potential | F1 | Industrial | Instruments | Existing | Space Heating | Natural Gas | Furnace | A | Original Unit Energy Savings (kWh or therms) | Achievable Economic TRC Potential | 0 | 505.0924 | 505.0924 | 505.0924 | 505.0924 | 138.7616 | 138.7616 | 138.7616 | 138.7616 | 138.7616 | 138.7616 | 138.7616 | 138.7616 | 138.7616 | 138.7616 | 138.7616 | 138.7616 | 138.7616 | 138.7616 | 138.7616 | 138.7616 | 138.7616 | 138.7616 | 138.7616 | 138.7616 | 138.7616 | 138.7616 | 138.7616 | 138.7616 | 138.7616 | 138.7616
F2_Industrial_Instruments_Existing_Space Heating_Natural Gas_Furnace_A_Achievable Economic TRC Potential | F2 | Industrial | Instruments | Existing | Space Heating | Natural Gas | Furnace | A | Original Unit Summer Peak Savings (kW) | Achievable Economic TRC Potential | 0 | 0 | 0 | 0 | 0 | 0 | 0 | 0 | 0 | 0 | 0 | 0 | 0 | 0 | 0 | 0 | 0 | 0 | 0 | 0 | 0 | 0 | 0 | 0 | 0 | 0 | 0 | 0 | 0 | 0 | 0
F3_Industrial_Instruments_Existing_Space Heating_Natural Gas_Furnace_A_Achievable Economic TRC Potential | F3 | Industrial | Instruments | Existing | Space Heating | Natural Gas | Furnace | A | Original Unit Winter Peak Savings (kW) | Achievable Economic TRC Potential | 0 | 0 | 0 | 0 | 0 | 0 | 0 | 0 | 0 | 0 | 0 | 0 | 0 | 0 | 0 | 0 | 0 | 0 | 0 | 0 | 0 | 0 | 0 | 0 | 0 | 0 | 0 | 0 | 0 | 0 | 0
F4_Industrial_Instruments_Existing_Space Heating_Natural Gas_Furnace_A_Achievable Economic TRC Potential | F4 | Industrial | Instruments | Existing | Space Heating | Natural Gas | Furnace | A | Standalone Impact on Baseline Energy (%) | Achievable Economic TRC Potential | 0% | 0% | 0% | 0% | 0% | 0.0004194% | 0.0013% | 0.00228% | 0.003653% | 0.005449% | 0.007679% | 0.01022% | 0.01285% | 0.0157% | 0.0186% | 0.02141% | 0.024% | 0.02664% | 0.02931% | 0.03192% | 0.03469% | 0.03755% | 0.04062% | 0.04375% | 0.00046972 | 0.00050263 | 0.00053639 | 0.00057094 | 0 | 0 | 0
F5_Industrial_Instruments_Existing_Space Heating_Natural Gas_Furnace_A_Achievable Economic TRC Potential | F5 | Industrial | Instruments | Existing | Space Heating | Natural Gas | Furnace | A | Standalone Impact on Baseline Summer Peak (%) | Achievable Economic TRC Potential | 0% | 0% | 0% | 0% | 0% | 0% | 0% | 0% | 0% | 0% | 0% | 0% | 0% | 0% | 0% | 0% | 0% | 0% | 0% | 0% | 0% | 0% | 0% | 0% | 0 | 0 | 0 | 0 | 0 | 0 | 0
F6_Industrial_Instruments_Existing_Space Heating_Natural Gas_Furnace_A_Achievable Economic TRC Potential | F6 | Industrial | Instruments | Existing | Space Heating | Natural Gas | Furnace | A | Standalone Impact on Baseline Winter Peak (%) | Achievable Economic TRC Potential | 0% | 0% | 0% | 0% | 0% | 0% | 0% | 0% | 0% | 0% | 0% | 0% | 0% | 0% | 0% | 0% | 0% | 0% | 0% | 0% | 0% | 0% | 0% | 0% | 0 | 0 | 0 | 0 | 0 | 0 | 0
F7_Industrial_Instruments_Existing_Space Heating_Natural Gas_Furnace_A_Achievable Economic TRC Potential | F7 | Industrial | Instruments | Existing | Space Heating | Natural Gas | Furnace | A | Incremental Energy Savings (MWh or mTherms) | Achievable Economic TRC Potential | 0 | 0 | 0 | 0 | 0 | 0.0015001 | 0.0031238 | 0.0033913 | 0.0047475 | 0.0061636 | 0.0072225 | 0.0082921 | 0.0084662 | 0.0083438 | 0.0092034 | 0.0079549 | 0.0077343 | 0.007369 | 0.0069923 | 0.0075541 | 0.007423 | 0.0075637 | 0.0080941 | 0.0082283 | 0.0083738 | 0.0085282 | 0.0087286 | 0.0089133 | 0.0040832 | 5.8287e-16 | 0
F8_Industrial_Instruments_Existing_Space Heating_Natural Gas_Furnace_A_Achievable Economic TRC Potential | F8 | Industrial | Instruments | Existing | Space Heating | Natural Gas | Furnace | A | Incremental Summer Peak Savings (MW) | Achievable Economic TRC Potential | 0 | 0 | 0 | 0 | 0 | 0 | 0 | 0 | 0 | 0 | 0 | 0 | 0 | 0 | 0 | 0 | 0 | 0 | 0 | 0 | 0 | 0 | 0 | 0 | 0 | 0 | 0 | 0 | 0 | 0 | 0
F9_Industrial_Instruments_Existing_Space Heating_Natural Gas_Furnace_A_Achievable Economic TRC Potential | F9 | Industrial | Instruments | Existing | Space Heating | Natural Gas | Furnace | A | Incremental Winter Peak Savings (MW) | Achievable Economic TRC Potential | 0 | 0 | 0 | 0 | 0 | 0 | 0 | 0 | 0 | 0 | 0 | 0 | 0 | 0 | 0 | 0 | 0 | 0 | 0 | 0 | 0 | 0 | 0 | 0 | 0 | 0 | 0 | 0 | 0 | 0 | 0
F10_Industrial_Instruments_Existing_Space Heating_Natural Gas_Furnace_A_Achievable Economic TRC Potential | F10 | Industrial | Instruments | Existing | Space Heating | Natural Gas | Furnace | A | Cumulative Energy Savings (MWh or mTherms) | Achievable Economic TRC Potential | 0 | 0 | 0 | 0 | 0 | 0.0015001 | 0.0046239 | 0.0080152 | 0.012763 | 0.018926 | 0.026149 | 0.034441 | 0.042907 | 0.051251 | 0.060454 | 0.068409 | 0.076143 | 0.083512 | 0.090505 | 0.098059 | 0.10548 | 0.11305 | 0.12114 | 0.12937 | 0.13774 | 0.14627 | 0.155 | 0.16391 | 0.168 | 0.168 | 0.168
F11_Industrial_Instruments_Existing_Space Heating_Natural Gas_Furnace_A_Achievable Economic TRC Potential | F11 | Industrial | Instruments | Existing | Space Heating | Natural Gas | Furnace | A | Cumulative Summer Peak Savings (MW) | Achievable Economic TRC Potential | 0 | 0 | 0 | 0 | 0 | 0 | 0 | 0 | 0 | 0 | 0 | 0 | 0 | 0 | 0 | 0 | 0 | 0 | 0 | 0 | 0 | 0 | 0 | 0 | 0 | 0 | 0 | 0 | 0 | 0 | 0
F12_Industrial_Instruments_Existing_Space Heating_Natural Gas_Furnace_A_Achievable Economic TRC Potential | F12 | Industrial | Instruments | Existing | Space Heating | Natural Gas | Furnace | A | Cumulative Winter Peak Savings (MW) | Achievable Economic TRC Potential | 0 | 0 | 0 | 0 | 0 | 0 | 0 | 0 | 0 | 0 | 0 | 0 | 0 | 0 | 0 | 0 | 0 | 0 | 0 | 0 | 0 | 0 | 0 | 0 | 0 | 0 | 0 | 0 | 0 | 0 | 0
F13_Industrial_Instruments_Existing_Space Heating_Natural Gas_Furnace_A_Achievable Economic TRC Potential | F13 | Industrial | Instruments | Existing | Space Heating | Natural Gas | Furnace | A | Purchases (Incremental) | Achievable Economic TRC Potential | 0 | 0 | 0 | 0 | 0 | 0.01081 | 0.022512 | 0.02444 | 0.034213 | 0.044418 | 0.05205 | 0.059758 | 0.061012 | 0.06013 | 0.066325 | 0.057328 | 0.055738 | 0.053105 | 0.050391 | 0.054439 | 0.053495 | 0.054509 | 0.058331 | 0.059298 | 0.060346 | 0.06146 | 0.062904 | 0.064234 | 0.065461 | 0.075041 | 0.081467
F14_Industrial_Instruments_Existing_Space Heating_Natural Gas_Furnace_A_Achievable Economic TRC Potential | F14 | Industrial | Instruments | Existing | Space Heating | Natural Gas | Furnace | A | Purchases (Cumulative) | Achievable Economic TRC Potential | 0 | 0 | 0 | 0 | 0 | 0.01081 | 0.033323 | 0.057763 | 0.091976 | 0.13639 | 0.18844 | 0.2482 | 0.30921 | 0.36934 | 0.43567 | 0.493 | 0.54874 | 0.60184 | 0.65223 | 0.70667 | 0.76017 | 0.81467 | 0.87301 | 0.9323 | 0.99265 | 1.0541 | 1.117 | 1.1812 | 1.2107 | 1.2107 | 1.2107
F1_Industrial_Instruments_Existing_Space Heating_Natural Gas_Boiler_A_Achievable Economic TRC Potential | F1 | Industrial | Instruments | Existing | Space Heating | Natural Gas | Boiler | A | Original Unit Energy Savings (kWh or therms) | Achievable Economic TRC Potential | 0 | 8772.191 | 8772.191 | 8772.191 | 8772.191 | 5375.3 | 5375.3 | 5375.3 | 5375.3 | 5375.3 | 5375.3 | 5375.3 | 5375.3 | 5375.3 | 5375.3 | 5375.3 | 5375.3 | 5375.3 | 5375.3 | 5375.3 | 5375.3 | 5375.3 | 5375.3 | 792.2778 | 792.2778 | 792.2778 | 792.2778 | 792.2778 | 792.2778 | 792.2778 | 792.2778
F2_Industrial_Instruments_Existing_Space Heating_Natural Gas_Boiler_A_Achievable Economic TRC Potential | F2 | Industrial | Instruments | Existing | Space Heating | Natural Gas | Boiler | A | Original Unit Summer Peak Savings (kW) | Achievable Economic TRC Potential | 0 | 0 | 0 | 0 | 0 | 0 | 0 | 0 | 0 | 0 | 0 | 0 | 0 | 0 | 0 | 0 | 0 | 0 | 0 | 0 | 0 | 0 | 0 | 0 | 0 | 0 | 0 | 0 | 0 | 0 | 0
F3_Industrial_Instruments_Existing_Space Heating_Natural Gas_Boiler_A_Achievable Economic TRC Potential | F3 | Industrial | Instruments | Existing | Space Heating | Natural Gas | Boiler | A | Original Unit Winter Peak Savings (kW) | Achievable Economic TRC Potential | 0 | 0 | 0 | 0 | 0 | 0 | 0 | 0 | 0 | 0 | 0 | 0 | 0 | 0 | 0 | 0 | 0 | 0 | 0 | 0 | 0 | 0 | 0 | 0 | 0 | 0 | 0 | 0 | 0 | 0 | 0
F4_Industrial_Instruments_Existing_Space Heating_Natural Gas_Boiler_A_Achievable Economic TRC Potential | F4 | Industrial | Instruments | Existing | Space Heating | Natural Gas | Boiler | A | Standalone Impact on Baseline Energy (%) | Achievable Economic TRC Potential | 0% | 0% | 0% | 0% | 0% | 0% | 0% | 0% | 0% | 0% | 0% | 0% | 0% | 0% | 0% | 0% | 0% | 0% | 0% | 0% | 0% | 0% | 0% | 0.004806% | 0.00012096 | 0.00020868 | 0.00030569 | 0.00040873 | 0 | 0 | 0
F5_Industrial_Instruments_Existing_Space Heating_Natural Gas_Boiler_A_Achievable Economic TRC Potential | F5 | Industrial | Instruments | Existing | Space Heating | Natural Gas | Boiler | A | Standalone Impact on Baseline Summer Peak (%) | Achievable Economic TRC Potential | 0% | 0% | 0% | 0% | 0% | 0% | 0% | 0% | 0% | 0% | 0% | 0% | 0% | 0% | 0% | 0% | 0% | 0% | 0% | 0% | 0% | 0% | 0% | 0% | 0 | 0 | 0 | 0 | 0 | 0 | 0
F6_Industrial_Instruments_Existing_Space Heating_Natural Gas_Boiler_A_Achievable Economic TRC Potential | F6 | Industrial | Instruments | Existing | Space Heating | Natural Gas | Boiler | A | Standalone Impact on Baseline Winter Peak (%) | Achievable Economic TRC Potential | 0% | 0% | 0% | 0% | 0% | 0% | 0% | 0% | 0% | 0% | 0% | 0% | 0% | 0% | 0% | 0% | 0% | 0% | 0% | 0% | 0% | 0% | 0% | 0% | 0 | 0 | 0 | 0 | 0 | 0 | 0
F7_Industrial_Instruments_Existing_Space Heating_Natural Gas_Boiler_A_Achievable Economic TRC Potential | F7 | Industrial | Instruments | Existing | Space Heating | Natural Gas | Boiler | A | Incremental Energy Savings (MWh or mTherms) | Achievable Economic TRC Potential | 0 | 0 | 0 | 0 | 0 | 0 | 0 | 0 | 0 | 0 | 0 | 0 | 0 | 0 | 0 | 0 | 0 | 0 | 0 | 0 | 0 | 0 | 0 | 0.014209 | 0.021262 | 0.025255 | 0.027606 | 0.02901 | 0.029574 | 0.029706 | 0.029589
F8_Industrial_Instruments_Existing_Space Heating_Natural Gas_Boiler_A_Achievable Economic TRC Potential | F8 | Industrial | Instruments | Existing | Space Heating | Natural Gas | Boiler | A | Incremental Summer Peak Savings (MW) | Achievable Economic TRC Potential | 0 | 0 | 0 | 0 | 0 | 0 | 0 | 0 | 0 | 0 | 0 | 0 | 0 | 0 | 0 | 0 | 0 | 0 | 0 | 0 | 0 | 0 | 0 | 0 | 0 | 0 | 0 | 0 | 0 | 0 | 0
F9_Industrial_Instruments_Existing_Space Heating_Natural Gas_Boiler_A_Achievable Economic TRC Potential | F9 | Industrial | Instruments | Existing | Space Heating | Natural Gas | Boiler | A | Incremental Winter Peak Savings (MW) | Achievable Economic TRC Potential | 0 | 0 | 0 | 0 | 0 | 0 | 0 | 0 | 0 | 0 | 0 | 0 | 0 | 0 | 0 | 0 | 0 | 0 | 0 | 0 | 0 | 0 | 0 | 0 | 0 | 0 | 0 | 0 | 0 | 0 | 0
F10_Industrial_Instruments_Existing_Space Heating_Natural Gas_Boiler_A_Achievable Economic TRC Potential | F10 | Industrial | Instruments | Existing | Space Heating | Natural Gas | Boiler | A | Cumulative Energy Savings (MWh or mTherms) | Achievable Economic TRC Potential | 0 | 0 | 0 | 0 | 0 | 0 | 0 | 0 | 0 | 0 | 0 | 0 | 0 | 0 | 0 | 0 | 0 | 0 | 0 | 0 | 0 | 0 | 0 | 0.014209 | 0.035472 | 0.060727 | 0.088333 | 0.11734 | 0.14692 | 0.17662 | 0.20621
F11_Industrial_Instruments_Existing_Space Heating_Natural Gas_Boiler_A_Achievable Economic TRC Potential | F11 | Industrial | Instruments | Existing | Space Heating | Natural Gas | Boiler | A | Cumulative Summer Peak Savings (MW) | Achievable Economic TRC Potential | 0 | 0 | 0 | 0 | 0 | 0 | 0 | 0 | 0 | 0 | 0 | 0 | 0 | 0 | 0 | 0 | 0 | 0 | 0 | 0 | 0 | 0 | 0 | 0 | 0 | 0 | 0 | 0 | 0 | 0 | 0
F12_Industrial_Instruments_Existing_Space Heating_Natural Gas_Boiler_A_Achievable Economic TRC Potential | F12 | Industrial | Instruments | Existing | Space Heating | Natural Gas | Boiler | A | Cumulative Winter Peak Savings (MW) | Achievable Economic TRC Potential | 0 | 0 | 0 | 0 | 0 | 0 | 0 | 0 | 0 | 0 | 0 | 0 | 0 | 0 | 0 | 0 | 0 | 0 | 0 | 0 | 0 | 0 | 0 | 0 | 0 | 0 | 0 | 0 | 0 | 0 | 0
F13_Industrial_Instruments_Existing_Space Heating_Natural Gas_Boiler_A_Achievable Economic TRC Potential | F13 | Industrial | Instruments | Existing | Space Heating | Natural Gas | Boiler | A | Purchases (Incremental) | Achievable Economic TRC Potential | 0 | 0 | 0 | 0 | 0 | 0 | 0 | 0 | 0 | 0 | 0 | 0 | 0 | 0 | 0 | 0 | 0 | 0 | 0 | 0 | 0 | 0 | 0 | 0.017935 | 0.026837 | 0.031877 | 0.034844 | 0.036616 | 0.037328 | 0.037494 | 0.037346
F14_Industrial_Instruments_Existing_Space Heating_Natural Gas_Boiler_A_Achievable Economic TRC Potential | F14 | Industrial | Instruments | Existing | Space Heating | Natural Gas | Boiler | A | Purchases (Cumulative) | Achievable Economic TRC Potential | 0 | 0 | 0 | 0 | 0 | 0 | 0 | 0 | 0 | 0 | 0 | 0 | 0 | 0 | 0 | 0 | 0 | 0 | 0 | 0 | 0 | 0 | 0 | 0.017935 | 0.044772 | 0.076649 | 0.11149 | 0.14811 | 0.18544 | 0.22293 | 0.26028
F1_Industrial_Instruments_Existing_Space Heating_Natural Gas_Unit Heater_A_Achievable Economic TRC Potential | F1 | Industrial | Instruments | Existing | Space Heating | Natural Gas | Unit Heater | A | Original Unit Energy Savings (kWh or therms) | Achievable Economic TRC Potential | 0 | 28641.12 | 28641.12 | 28641.12 | 28641.12 | 15772.4108 | 15772.4108 | 15772.4108 | 15772.4108 | 15772.4108 | 15772.4108 | 15772.4108 | 15772.4108 | 15772.4108 | 15772.4108 | 15772.4108 | 15772.4108 | 15772.4108 | 15772.4108 | 15772.4108 | 15772.4108 | 15772.4108 | 15772.4108 | 15772.4108 | 15772.4108 | 15772.4108 | 15772.4108 | 15772.4108 | 15772.4108 | 15772.4108 | 15772.4108
F2_Industrial_Instruments_Existing_Space Heating_Natural Gas_Unit Heater_A_Achievable Economic TRC Potential | F2 | Industrial | Instruments | Existing | Space Heating | Natural Gas | Unit Heater | A | Original Unit Summer Peak Savings (kW) | Achievable Economic TRC Potential | 0 | 0 | 0 | 0 | 0 | 0 | 0 | 0 | 0 | 0 | 0 | 0 | 0 | 0 | 0 | 0 | 0 | 0 | 0 | 0 | 0 | 0 | 0 | 0 | 0 | 0 | 0 | 0 | 0 | 0 | 0
F3_Industrial_Instruments_Existing_Space Heating_Natural Gas_Unit Heater_A_Achievable Economic TRC Potential | F3 | Industrial | Instruments | Existing | Space Heating | Natural Gas | Unit Heater | A | Original Unit Winter Peak Savings (kW) | Achievable Economic TRC Potential | 0 | 0 | 0 | 0 | 0 | 0 | 0 | 0 | 0 | 0 | 0 | 0 | 0 | 0 | 0 | 0 | 0 | 0 | 0 | 0 | 0 | 0 | 0 | 0 | 0 | 0 | 0 | 0 | 0 | 0 | 0
F4_Industrial_Instruments_Existing_Space Heating_Natural Gas_Unit Heater_A_Achievable Economic TRC Potential | F4 | Industrial | Instruments | Existing | Space Heating | Natural Gas | Unit Heater | A | Standalone Impact on Baseline Energy (%) | Achievable Economic TRC Potential | 0% | 0% | 0% | 0% | 0% | 0.006526% | 0.0244% | 0.05959% | 0.1198% | 0.2125% | 0.3402% | 0.5013% | 0.6977% | 0.9396% | 1.234% | 1.558% | 1.907% | 2.25% | 2.589% | 2.895% | 3.185% | 3.475% | 3.703% | 3.903% | 0.040837 | 0.042457 | 0.043524 | 0.044555 | 0 | 0 | 0
F5_Industrial_Instruments_Existing_Space Heating_Natural Gas_Unit Heater_A_Achievable Economic TRC Potential | F5 | Industrial | Instruments | Existing | Space Heating | Natural Gas | Unit Heater | A | Standalone Impact on Baseline Summer Peak (%) | Achievable Economic TRC Potential | 0% | 0% | 0% | 0% | 0% | 0% | 0% | 0% | 0% | 0% | 0% | 0% | 0% | 0% | 0% | 0% | 0% | 0% | 0% | 0% | 0% | 0% | 0% | 0% | 0 | 0 | 0 | 0 | 0 | 0 | 0
F6_Industrial_Instruments_Existing_Space Heating_Natural Gas_Unit Heater_A_Achievable Economic TRC Potential | F6 | Industrial | Instruments | Existing | Space Heating | Natural Gas | Unit Heater | A | Standalone Impact on Baseline Winter Peak (%) | Achievable Economic TRC Potential | 0% | 0% | 0% | 0% | 0% | 0% | 0% | 0% | 0% | 0% | 0% | 0% | 0% | 0% | 0% | 0% | 0% | 0% | 0% | 0% | 0% | 0% | 0% | 0% | 0 | 0 | 0 | 0 | 0 | 0 | 0
F7_Industrial_Instruments_Existing_Space Heating_Natural Gas_Unit Heater_A_Achievable Economic TRC Potential | F7 | Industrial | Instruments | Existing | Space Heating | Natural Gas | Unit Heater | A | Incremental Energy Savings (MWh or mTherms) | Achievable Economic TRC Potential | 0 | 0 | 0 | 0 | 0 | 0.023341 | 0.063461 | 0.12264 | 0.20901 | 0.31951 | 0.42056 | 0.53171 | 0.64035 | 0.73581 | 0.94326 | 0.96968 | 1.0694 | 1.0057 | 0.9388 | 0.89787 | 0.79209 | 0.77718 | 0.58418 | 0.49641 | 0.434 | 0.38049 | 0.22133 | 0.21436 | 0.12692 | 0.17581 | 0.20431
F8_Industrial_Instruments_Existing_Space Heating_Natural Gas_Unit Heater_A_Achievable Economic TRC Potential | F8 | Industrial | Instruments | Existing | Space Heating | Natural Gas | Unit Heater | A | Incremental Summer Peak Savings (MW) | Achievable Economic TRC Potential | 0 | 0 | 0 | 0 | 0 | 0 | 0 | 0 | 0 | 0 | 0 | 0 | 0 | 0 | 0 | 0 | 0 | 0 | 0 | 0 | 0 | 0 | 0 | 0 | 0 | 0 | 0 | 0 | 0 | 0 | 0
F9_Industrial_Instruments_Existing_Space Heating_Natural Gas_Unit Heater_A_Achievable Economic TRC Potential | F9 | Industrial | Instruments | Existing | Space Heating | Natural Gas | Unit Heater | A | Incremental Winter Peak Savings (MW) | Achievable Economic TRC Potential | 0 | 0 | 0 | 0 | 0 | 0 | 0 | 0 | 0 | 0 | 0 | 0 | 0 | 0 | 0 | 0 | 0 | 0 | 0 | 0 | 0 | 0 | 0 | 0 | 0 | 0 | 0 | 0 | 0 | 0 | 0
F10_Industrial_Instruments_Existing_Space Heating_Natural Gas_Unit Heater_A_Achievable Economic TRC Potential | F10 | Industrial | Instruments | Existing | Space Heating | Natural Gas | Unit Heater | A | Cumulative Energy Savings (MWh or mTherms) | Achievable Economic TRC Potential | 0 | 0 | 0 | 0 | 0 | 0.023341 | 0.086803 | 0.20944 | 0.41845 | 0.73796 | 1.1585 | 1.6902 | 2.3306 | 3.0664 | 4.0096 | 4.9793 | 6.0488 | 7.0545 | 7.9933 | 8.8912 | 9.6832 | 10.4604 | 11.0446 | 11.541 | 11.975 | 12.3555 | 12.5768 | 12.7912 | 12.9181 | 13.0939 | 13.2982
F11_Industrial_Instruments_Existing_Space Heating_Natural Gas_Unit Heater_A_Achievable Economic TRC Potential | F11 | Industrial | Instruments | Existing | Space Heating | Natural Gas | Unit Heater | A | Cumulative Summer Peak Savings (MW) | Achievable Economic TRC Potential | 0 | 0 | 0 | 0 | 0 | 0 | 0 | 0 | 0 | 0 | 0 | 0 | 0 | 0 | 0 | 0 | 0 | 0 | 0 | 0 | 0 | 0 | 0 | 0 | 0 | 0 | 0 | 0 | 0 | 0 | 0
F12_Industrial_Instruments_Existing_Space Heating_Natural Gas_Unit Heater_A_Achievable Economic TRC Potential | F12 | Industrial | Instruments | Existing | Space Heating | Natural Gas | Unit Heater | A | Cumulative Winter Peak Savings (MW) | Achievable Economic TRC Potential | 0 | 0 | 0 | 0 | 0 | 0 | 0 | 0 | 0 | 0 | 0 | 0 | 0 | 0 | 0 | 0 | 0 | 0 | 0 | 0 | 0 | 0 | 0 | 0 | 0 | 0 | 0 | 0 | 0 | 0 | 0
F13_Industrial_Instruments_Existing_Space Heating_Natural Gas_Unit Heater_A_Achievable Economic TRC Potential | F13 | Industrial | Instruments | Existing | Space Heating | Natural Gas | Unit Heater | A | Purchases (Incremental) | Achievable Economic TRC Potential | 0 | 0 | 0 | 0 | 0 | 0.0014799 | 0.0040236 | 0.0077757 | 0.013251 | 0.020257 | 0.026664 | 0.033711 | 0.040599 | 0.046652 | 0.059805 | 0.06148 | 0.067804 | 0.065244 | 0.063545 | 0.064702 | 0.063471 | 0.069532 | 0.063702 | 0.065185 | 0.068116 | 0.070775 | 0.073837 | 0.075071 | 0.075851 | 0.076391 | 0.076499
F14_Industrial_Instruments_Existing_Space Heating_Natural Gas_Unit Heater_A_Achievable Economic TRC Potential | F14 | Industrial | Instruments | Existing | Space Heating | Natural Gas | Unit Heater | A | Purchases (Cumulative) | Achievable Economic TRC Potential | 0 | 0 | 0 | 0 | 0 | 0.0014799 | 0.0055035 | 0.013279 | 0.026531 | 0.046788 | 0.073452 | 0.10716 | 0.14776 | 0.19441 | 0.25422 | 0.3157 | 0.3835 | 0.44727 | 0.50679 | 0.56372 | 0.61394 | 0.66321 | 0.70025 | 0.73172 | 0.75924 | 0.78336 | 0.79739 | 0.81099 | 0.81903 | 0.83018 | 0.84313
F1_Industrial_Instruments_New_Space Heating_Natural Gas_Furnace_A_Achievable Economic TRC Potential | F1 | Industrial | Instruments | New | Space Heating | Natural Gas | Furnace | A | Original Unit Energy Savings (kWh or therms) | Achievable Economic TRC Potential | 0 | 0 | 0 | 0 | 0 | 0 | 0 | 0 | 0 | 0 | 0 | 0 | 0 | 0 | 0 | 0 | 0 | 0 | 0 | 0 | 0 | 0 | 0 | 0 | 0 | 0 | 0 | 0 | 0 | 0 | 0
F2_Industrial_Instruments_New_Space Heating_Natural Gas_Furnace_A_Achievable Economic TRC Potential | F2 | Industrial | Instruments | New | Space Heating | Natural Gas | Furnace | A | Original Unit Summer Peak Savings (kW) | Achievable Economic TRC Potential | 0 | 0 | 0 | 0 | 0 | 0 | 0 | 0 | 0 | 0 | 0 | 0 | 0 | 0 | 0 | 0 | 0 | 0 | 0 | 0 | 0 | 0 | 0 | 0 | 0 | 0 | 0 | 0 | 0 | 0 | 0
F3_Industrial_Instruments_New_Space Heating_Natural Gas_Furnace_A_Achievable Economic TRC Potential | F3 | Industrial | Instruments | New | Space Heating | Natural Gas | Furnace | A | Original Unit Winter Peak Savings (kW) | Achievable Economic TRC Potential | 0 | 0 | 0 | 0 | 0 | 0 | 0 | 0 | 0 | 0 | 0 | 0 | 0 | 0 | 0 | 0 | 0 | 0 | 0 | 0 | 0 | 0 | 0 | 0 | 0 | 0 | 0 | 0 | 0 | 0 | 0
F4_Industrial_Instruments_New_Space Heating_Natural Gas_Furnace_A_Achievable Economic TRC Potential | F4 | Industrial | Instruments | New | Space Heating | Natural Gas | Furnace | A | Standalone Impact on Baseline Energy (%) | Achievable Economic TRC Potential | 0% | 0% | 0% | 0% | 0% | 0% | 0% | 0% | 0% | 0% | 0% | 0% | 0% | 0% | 0% | 0% | 0% | 0% | 0% | 0% | 0% | 0% | 0% | 0% | 0 | 0 | 0 | 0 | 0 | 0 | 0
F5_Industrial_Instruments_New_Space Heating_Natural Gas_Furnace_A_Achievable Economic TRC Potential | F5 | Industrial | Instruments | New | Space Heating | Natural Gas | Furnace | A | Standalone Impact on Baseline Summer Peak (%) | Achievable Economic TRC Potential | 0% | 0% | 0% | 0% | 0% | 0% | 0% | 0% | 0% | 0% | 0% | 0% | 0% | 0% | 0% | 0% | 0% | 0% | 0% | 0% | 0% | 0% | 0% | 0% | 0 | 0 | 0 | 0 | 0 | 0 | 0
F6_Industrial_Instruments_New_Space Heating_Natural Gas_Furnace_A_Achievable Economic TRC Potential | F6 | Industrial | Instruments | New | Space Heating | Natural Gas | Furnace | A | Standalone Impact on Baseline Winter Peak (%) | Achievable Economic TRC Potential | 0% | 0% | 0% | 0% | 0% | 0% | 0% | 0% | 0% | 0% | 0% | 0% | 0% | 0% | 0% | 0% | 0% | 0% | 0% | 0% | 0% | 0% | 0% | 0% | 0 | 0 | 0 | 0 | 0 | 0 | 0
F7_Industrial_Instruments_New_Space Heating_Natural Gas_Furnace_A_Achievable Economic TRC Potential | F7 | Industrial | Instruments | New | Space Heating | Natural Gas | Furnace | A | Incremental Energy Savings (MWh or mTherms) | Achievable Economic TRC Potential | 0 | 0 | 0 | 0 | 0 | 0 | 0 | 0 | 0 | 0 | 0 | 0 | 0 | 0 | 0 | 0 | 0 | 0 | 0 | 0 | 0 | 0 | 0 | 0 | 0 | 0 | 0 | 0 | 0 | 0 | 0
F8_Industrial_Instruments_New_Space Heating_Natural Gas_Furnace_A_Achievable Economic TRC Potential | F8 | Industrial | Instruments | New | Space Heating | Natural Gas | Furnace | A | Incremental Summer Peak Savings (MW) | Achievable Economic TRC Potential | 0 | 0 | 0 | 0 | 0 | 0 | 0 | 0 | 0 | 0 | 0 | 0 | 0 | 0 | 0 | 0 | 0 | 0 | 0 | 0 | 0 | 0 | 0 | 0 | 0 | 0 | 0 | 0 | 0 | 0 | 0
F9_Industrial_Instruments_New_Space Heating_Natural Gas_Furnace_A_Achievable Economic TRC Potential | F9 | Industrial | Instruments | New | Space Heating | Natural Gas | Furnace | A | Incremental Winter Peak Savings (MW) | Achievable Economic TRC Potential | 0 | 0 | 0 | 0 | 0 | 0 | 0 | 0 | 0 | 0 | 0 | 0 | 0 | 0 | 0 | 0 | 0 | 0 | 0 | 0 | 0 | 0 | 0 | 0 | 0 | 0 | 0 | 0 | 0 | 0 | 0
F10_Industrial_Instruments_New_Space Heating_Natural Gas_Furnace_A_Achievable Economic TRC Potential | F10 | Industrial | Instruments | New | Space Heating | Natural Gas | Furnace | A | Cumulative Energy Savings (MWh or mTherms) | Achievable Economic TRC Potential | 0 | 0 | 0 | 0 | 0 | 0 | 0 | 0 | 0 | 0 | 0 | 0 | 0 | 0 | 0 | 0 | 0 | 0 | 0 | 0 | 0 | 0 | 0 | 0 | 0 | 0 | 0 | 0 | 0 | 0 | 0
F11_Industrial_Instruments_New_Space Heating_Natural Gas_Furnace_A_Achievable Economic TRC Potential | F11 | Industrial | Instruments | New | Space Heating | Natural Gas | Furnace | A | Cumulative Summer Peak Savings (MW) | Achievable Economic TRC Potential | 0 | 0 | 0 | 0 | 0 | 0 | 0 | 0 | 0 | 0 | 0 | 0 | 0 | 0 | 0 | 0 | 0 | 0 | 0 | 0 | 0 | 0 | 0 | 0 | 0 | 0 | 0 | 0 | 0 | 0 | 0
F12_Industrial_Instruments_New_Space Heating_Natural Gas_Furnace_A_Achievable Economic TRC Potential | F12 | Industrial | Instruments | New | Space Heating | Natural Gas | Furnace | A | Cumulative Winter Peak Savings (MW) | Achievable Economic TRC Potential | 0 | 0 | 0 | 0 | 0 | 0 | 0 | 0 | 0 | 0 | 0 | 0 | 0 | 0 | 0 | 0 | 0 | 0 | 0 | 0 | 0 | 0 | 0 | 0 | 0 | 0 | 0 | 0 | 0 | 0 | 0
F13_Industrial_Instruments_New_Space Heating_Natural Gas_Furnace_A_Achievable Economic TRC Potential | F13 | Industrial | Instruments | New | Space Heating | Natural Gas | Furnace | A | Purchases (Incremental) | Achievable Economic TRC Potential | 0 | 0 | 0 | 0 | 0 | 0 | 0 | 0 | 0 | 0 | 0 | 0 | 0 | 0 | 0 | 0 | 0 | 0 | 0 | 0 | 0 | 0 | 0 | 0 | 0 | 0 | 0 | 0 | 0 | 0 | 0
F14_Industrial_Instruments_New_Space Heating_Natural Gas_Furnace_A_Achievable Economic TRC Potential | F14 | Industrial | Instruments | New | Space Heating | Natural Gas | Furnace | A | Purchases (Cumulative) | Achievable Economic TRC Potential | 0 | 0 | 0 | 0 | 0 | 0 | 0 | 0 | 0 | 0 | 0 | 0 | 0 | 0 | 0 | 0 | 0 | 0 | 0 | 0 | 0 | 0 | 0 | 0 | 0 | 0 | 0 | 0 | 0 | 0 | 0
F1_Industrial_Instruments_New_Space Heating_Natural Gas_Boiler_A_Achievable Economic TRC Potential | F1 | Industrial | Instruments | New | Space Heating | Natural Gas | Boiler | A | Original Unit Energy Savings (kWh or therms) | Achievable Economic TRC Potential | 0 | 0 | 0 | 0 | 0 | 0 | 0 | 0 | 0 | 0 | 0 | 0 | 0 | 0 | 0 | 0 | 0 | 0 | 0 | 0 | 0 | 0 | 0 | 0 | 0 | 0 | 0 | 0 | 0 | 0 | 0
F2_Industrial_Instruments_New_Space Heating_Natural Gas_Boiler_A_Achievable Economic TRC Potential | F2 | Industrial | Instruments | New | Space Heating | Natural Gas | Boiler | A | Original Unit Summer Peak Savings (kW) | Achievable Economic TRC Potential | 0 | 0 | 0 | 0 | 0 | 0 | 0 | 0 | 0 | 0 | 0 | 0 | 0 | 0 | 0 | 0 | 0 | 0 | 0 | 0 | 0 | 0 | 0 | 0 | 0 | 0 | 0 | 0 | 0 | 0 | 0
F3_Industrial_Instruments_New_Space Heating_Natural Gas_Boiler_A_Achievable Economic TRC Potential | F3 | Industrial | Instruments | New | Space Heating | Natural Gas | Boiler | A | Original Unit Winter Peak Savings (kW) | Achievable Economic TRC Potential | 0 | 0 | 0 | 0 | 0 | 0 | 0 | 0 | 0 | 0 | 0 | 0 | 0 | 0 | 0 | 0 | 0 | 0 | 0 | 0 | 0 | 0 | 0 | 0 | 0 | 0 | 0 | 0 | 0 | 0 | 0
F4_Industrial_Instruments_New_Space Heating_Natural Gas_Boiler_A_Achievable Economic TRC Potential | F4 | Industrial | Instruments | New | Space Heating | Natural Gas | Boiler | A | Standalone Impact on Baseline Energy (%) | Achievable Economic TRC Potential | 0% | 0% | 0% | 0% | 0% | 0% | 0% | 0% | 0% | 0% | 0% | 0% | 0% | 0% | 0% | 0% | 0% | 0% | 0% | 0% | 0% | 0% | 0% | 0% | 0 | 0 | 0 | 0 | 0 | 0 | 0
F5_Industrial_Instruments_New_Space Heating_Natural Gas_Boiler_A_Achievable Economic TRC Potential | F5 | Industrial | Instruments | New | Space Heating | Natural Gas | Boiler | A | Standalone Impact on Baseline Summer Peak (%) | Achievable Economic TRC Potential | 0% | 0% | 0% | 0% | 0% | 0% | 0% | 0% | 0% | 0% | 0% | 0% | 0% | 0% | 0% | 0% | 0% | 0% | 0% | 0% | 0% | 0% | 0% | 0% | 0 | 0 | 0 | 0 | 0 | 0 | 0
F6_Industrial_Instruments_New_Space Heating_Natural Gas_Boiler_A_Achievable Economic TRC Potential | F6 | Industrial | Instruments | New | Space Heating | Natural Gas | Boiler | A | Standalone Impact on Baseline Winter Peak (%) | Achievable Economic TRC Potential | 0% | 0% | 0% | 0% | 0% | 0% | 0% | 0% | 0% | 0% | 0% | 0% | 0% | 0% | 0% | 0% | 0% | 0% | 0% | 0% | 0% | 0% | 0% | 0% | 0 | 0 | 0 | 0 | 0 | 0 | 0
F7_Industrial_Instruments_New_Space Heating_Natural Gas_Boiler_A_Achievable Economic TRC Potential | F7 | Industrial | Instruments | New | Space Heating | Natural Gas | Boiler | A | Incremental Energy Savings (MWh or mTherms) | Achievable Economic TRC Potential | 0 | 0 | 0 | 0 | 0 | 0 | 0 | 0 | 0 | 0 | 0 | 0 | 0 | 0 | 0 | 0 | 0 | 0 | 0 | 0 | 0 | 0 | 0 | 0 | 0 | 0 | 0 | 0 | 0 | 0 | 0
F8_Industrial_Instruments_New_Space Heating_Natural Gas_Boiler_A_Achievable Economic TRC Potential | F8 | Industrial | Instruments | New | Space Heating | Natural Gas | Boiler | A | Incremental Summer Peak Savings (MW) | Achievable Economic TRC Potential | 0 | 0 | 0 | 0 | 0 | 0 | 0 | 0 | 0 | 0 | 0 | 0 | 0 | 0 | 0 | 0 | 0 | 0 | 0 | 0 | 0 | 0 | 0 | 0 | 0 | 0 | 0 | 0 | 0 | 0 | 0
F9_Industrial_Instruments_New_Space Heating_Natural Gas_Boiler_A_Achievable Economic TRC Potential | F9 | Industrial | Instruments | New | Space Heating | Natural Gas | Boiler | A | Incremental Winter Peak Savings (MW) | Achievable Economic TRC Potential | 0 | 0 | 0 | 0 | 0 | 0 | 0 | 0 | 0 | 0 | 0 | 0 | 0 | 0 | 0 | 0 | 0 | 0 | 0 | 0 | 0 | 0 | 0 | 0 | 0 | 0 | 0 | 0 | 0 | 0 | 0
F10_Industrial_Instruments_New_Space Heating_Natural Gas_Boiler_A_Achievable Economic TRC Potential | F10 | Industrial | Instruments | New | Space Heating | Natural Gas | Boiler | A | Cumulative Energy Savings (MWh or mTherms) | Achievable Economic TRC Potential | 0 | 0 | 0 | 0 | 0 | 0 | 0 | 0 | 0 | 0 | 0 | 0 | 0 | 0 | 0 | 0 | 0 | 0 | 0 | 0 | 0 | 0 | 0 | 0 | 0 | 0 | 0 | 0 | 0 | 0 | 0
F11_Industrial_Instruments_New_Space Heating_Natural Gas_Boiler_A_Achievable Economic TRC Potential | F11 | Industrial | Instruments | New | Space Heating | Natural Gas | Boiler | A | Cumulative Summer Peak Savings (MW) | Achievable Economic TRC Potential | 0 | 0 | 0 | 0 | 0 | 0 | 0 | 0 | 0 | 0 | 0 | 0 | 0 | 0 | 0 | 0 | 0 | 0 | 0 | 0 | 0 | 0 | 0 | 0 | 0 | 0 | 0 | 0 | 0 | 0 | 0
F12_Industrial_Instruments_New_Space Heating_Natural Gas_Boiler_A_Achievable Economic TRC Potential | F12 | Industrial | Instruments | New | Space Heating | Natural Gas | Boiler | A | Cumulative Winter Peak Savings (MW) | Achievable Economic TRC Potential | 0 | 0 | 0 | 0 | 0 | 0 | 0 | 0 | 0 | 0 | 0 | 0 | 0 | 0 | 0 | 0 | 0 | 0 | 0 | 0 | 0 | 0 | 0 | 0 | 0 | 0 | 0 | 0 | 0 | 0 | 0
F13_Industrial_Instruments_New_Space Heating_Natural Gas_Boiler_A_Achievable Economic TRC Potential | F13 | Industrial | Instruments | New | Space Heating | Natural Gas | Boiler | A | Purchases (Incremental) | Achievable Economic TRC Potential | 0 | 0 | 0 | 0 | 0 | 0 | 0 | 0 | 0 | 0 | 0 | 0 | 0 | 0 | 0 | 0 | 0 | 0 | 0 | 0 | 0 | 0 | 0 | 0 | 0 | 0 | 0 | 0 | 0 | 0 | 0
F14_Industrial_Instruments_New_Space Heating_Natural Gas_Boiler_A_Achievable Economic TRC Potential | F14 | Industrial | Instruments | New | Space Heating | Natural Gas | Boiler | A | Purchases (Cumulative) | Achievable Economic TRC Potential | 0 | 0 | 0 | 0 | 0 | 0 | 0 | 0 | 0 | 0 | 0 | 0 | 0 | 0 | 0 | 0 | 0 | 0 | 0 | 0 | 0 | 0 | 0 | 0 | 0 | 0 | 0 | 0 | 0 | 0 | 0
F1_Industrial_Instruments_New_Space Heating_Natural Gas_Unit Heater_A_Achievable Economic TRC Potential | F1 | Industrial | Instruments | New | Space Heating | Natural Gas | Unit Heater | A | Original Unit Energy Savings (kWh or therms) | Achievable Economic TRC Potential | 0 | 28641.12 | 28641.12 | 28641.12 | 28641.12 | 15772.4108 | 15772.4108 | 15772.4108 | 15772.4108 | 15772.4108 | 15772.4108 | 15772.4108 | 15772.4108 | 15772.4108 | 15772.4108 | 15772.4108 | 15772.4108 | 15772.4108 | 15772.4108 | 15772.4108 | 15772.4108 | 15772.4108 | 15772.4108 | 15772.4108 | 15772.4108 | 15772.4108 | 15772.4108 | 15772.4108 | 15772.4108 | 15772.4108 | 15772.4108
F2_Industrial_Instruments_New_Space Heating_Natural Gas_Unit Heater_A_Achievable Economic TRC Potential | F2 | Industrial | Instruments | New | Space Heating | Natural Gas | Unit Heater | A | Original Unit Summer Peak Savings (kW) | Achievable Economic TRC Potential | 0 | 0 | 0 | 0 | 0 | 0 | 0 | 0 | 0 | 0 | 0 | 0 | 0 | 0 | 0 | 0 | 0 | 0 | 0 | 0 | 0 | 0 | 0 | 0 | 0 | 0 | 0 | 0 | 0 | 0 | 0
F3_Industrial_Instruments_New_Space Heating_Natural Gas_Unit Heater_A_Achievable Economic TRC Potential | F3 | Industrial | Instruments | New | Space Heating | Natural Gas | Unit Heater | A | Original Unit Winter Peak Savings (kW) | Achievable Economic TRC Potential | 0 | 0 | 0 | 0 | 0 | 0 | 0 | 0 | 0 | 0 | 0 | 0 | 0 | 0 | 0 | 0 | 0 | 0 | 0 | 0 | 0 | 0 | 0 | 0 | 0 | 0 | 0 | 0 | 0 | 0 | 0
F4_Industrial_Instruments_New_Space Heating_Natural Gas_Unit Heater_A_Achievable Economic TRC Potential | F4 | Industrial | Instruments | New | Space Heating | Natural Gas | Unit Heater | A | Standalone Impact on Baseline Energy (%) | Achievable Economic TRC Potential | 0% | 0% | 0% | 0% | 0% | 0.2185% | 0.5542% | 0.9651% | 1.424% | 1.918% | 2.426% | 3.053% | 3.751% | 4.481% | 5.219% | 5.954% | 6.67% | 7.289% | 8.064% | 8.678% | 9.158% | 9.545% | 9.853% | 10.06% | 0.10181 | 0.10252 | 0.10292 | 0.10302 | 0 | 0 | 0
F5_Industrial_Instruments_New_Space Heating_Natural Gas_Unit Heater_A_Achievable Economic TRC Potential | F5 | Industrial | Instruments | New | Space Heating | Natural Gas | Unit Heater | A | Standalone Impact on Baseline Summer Peak (%) | Achievable Economic TRC Potential | 0% | 0% | 0% | 0% | 0% | 0% | 0% | 0% | 0% | 0% | 0% | 0% | 0% | 0% | 0% | 0% | 0% | 0% | 0% | 0% | 0% | 0% | 0% | 0% | 0 | 0 | 0 | 0 | 0 | 0 | 0
F6_Industrial_Instruments_New_Space Heating_Natural Gas_Unit Heater_A_Achievable Economic TRC Potential | F6 | Industrial | Instruments | New | Space Heating | Natural Gas | Unit Heater | A | Standalone Impact on Baseline Winter Peak (%) | Achievable Economic TRC Potential | 0% | 0% | 0% | 0% | 0% | 0% | 0% | 0% | 0% | 0% | 0% | 0% | 0% | 0% | 0% | 0% | 0% | 0% | 0% | 0% | 0% | 0% | 0% | 0% | 0 | 0 | 0 | 0 | 0 | 0 | 0
F7_Industrial_Instruments_New_Space Heating_Natural Gas_Unit Heater_A_Achievable Economic TRC Potential | F7 | Industrial | Instruments | New | Space Heating | Natural Gas | Unit Heater | A | Incremental Energy Savings (MWh or mTherms) | Achievable Economic TRC Potential | 0 | 0 | 0 | 0 | 0 | 0.0086363 | 0.016976 | 0.02545 | 0.033733 | 0.042189 | 0.049824 | 0.065326 | 0.079143 | 0.090458 | 0.099452 | 0.10861 | 0.11546 | 0.11326 | 0.13775 | 0.12668 | 0.11668 | 0.10965 | 0.10516 | 0.092602 | 0.082418 | 0.074941 | 0.07047 | 0.065325 | 0.070186 | 0.072318 | 0.04551
F8_Industrial_Instruments_New_Space Heating_Natural Gas_Unit Heater_A_Achievable Economic TRC Potential | F8 | Industrial | Instruments | New | Space Heating | Natural Gas | Unit Heater | A | Incremental Summer Peak Savings (MW) | Achievable Economic TRC Potential | 0 | 0 | 0 | 0 | 0 | 0 | 0 | 0 | 0 | 0 | 0 | 0 | 0 | 0 | 0 | 0 | 0 | 0 | 0 | 0 | 0 | 0 | 0 | 0 | 0 | 0 | 0 | 0 | 0 | 0 | 0
F9_Industrial_Instruments_New_Space Heating_Natural Gas_Unit Heater_A_Achievable Economic TRC Potential | F9 | Industrial | Instruments | New | Space Heating | Natural Gas | Unit Heater | A | Incremental Winter Peak Savings (MW) | Achievable Economic TRC Potential | 0 | 0 | 0 | 0 | 0 | 0 | 0 | 0 | 0 | 0 | 0 | 0 | 0 | 0 | 0 | 0 | 0 | 0 | 0 | 0 | 0 | 0 | 0 | 0 | 0 | 0 | 0 | 0 | 0 | 0 | 0
F10_Industrial_Instruments_New_Space Heating_Natural Gas_Unit Heater_A_Achievable Economic TRC Potential | F10 | Industrial | Instruments | New | Space Heating | Natural Gas | Unit Heater | A | Cumulative Energy Savings (MWh or mTherms) | Achievable Economic TRC Potential | 0 | 0 | 0 | 0 | 0 | 0.0086363 | 0.025612 | 0.051062 | 0.084795 | 0.12698 | 0.17681 | 0.24213 | 0.32128 | 0.41173 | 0.51119 | 0.61979 | 0.73525 | 0.84851 | 0.98627 | 1.1129 | 1.2296 | 1.3393 | 1.4444 | 1.537 | 1.6195 | 1.6944 | 1.7649 | 1.8302 | 1.9004 | 1.9727 | 2.0182
F11_Industrial_Instruments_New_Space Heating_Natural Gas_Unit Heater_A_Achievable Economic TRC Potential | F11 | Industrial | Instruments | New | Space Heating | Natural Gas | Unit Heater | A | Cumulative Summer Peak Savings (MW) | Achievable Economic TRC Potential | 0 | 0 | 0 | 0 | 0 | 0 | 0 | 0 | 0 | 0 | 0 | 0 | 0 | 0 | 0 | 0 | 0 | 0 | 0 | 0 | 0 | 0 | 0 | 0 | 0 | 0 | 0 | 0 | 0 | 0 | 0
F12_Industrial_Instruments_New_Space Heating_Natural Gas_Unit Heater_A_Achievable Economic TRC Potential | F12 | Industrial | Instruments | New | Space Heating | Natural Gas | Unit Heater | A | Cumulative Winter Peak Savings (MW) | Achievable Economic TRC Potential | 0 | 0 | 0 | 0 | 0 | 0 | 0 | 0 | 0 | 0 | 0 | 0 | 0 | 0 | 0 | 0 | 0 | 0 | 0 | 0 | 0 | 0 | 0 | 0 | 0 | 0 | 0 | 0 | 0 | 0 | 0
F13_Industrial_Instruments_New_Space Heating_Natural Gas_Unit Heater_A_Achievable Economic TRC Potential | F13 | Industrial | Instruments | New | Space Heating | Natural Gas | Unit Heater | A | Purchases (Incremental) | Achievable Economic TRC Potential | 0 | 0 | 0 | 0 | 0 | 0.00054756 | 0.0010763 | 0.0016136 | 0.0021387 | 0.0026749 | 0.0031589 | 0.0041418 | 0.0050178 | 0.0057352 | 0.0063054 | 0.0068859 | 0.0073203 | 0.0077285 | 0.0098101 | 0.0096454 | 0.0095362 | 0.0096271 | 0.0098266 | 0.010013 | 0.010243 | 0.010487 | 0.010773 | 0.011028 | 0.01177 | 0.012314 | 0.012696
F14_Industrial_Instruments_New_Space Heating_Natural Gas_Unit Heater_A_Achievable Economic TRC Potential | F14 | Industrial | Instruments | New | Space Heating | Natural Gas | Unit Heater | A | Purchases (Cumulative) | Achievable Economic TRC Potential | 0 | 0 | 0 | 0 | 0 | 0.00054756 | 0.0016239 | 0.0032374 | 0.0053761 | 0.008051 | 0.01121 | 0.015352 | 0.02037 | 0.026105 | 0.03241 | 0.039296 | 0.046616 | 0.053797 | 0.062531 | 0.070563 | 0.077961 | 0.084913 | 0.09158 | 0.097451 | 0.10268 | 0.10743 | 0.1119 | 0.11604 | 0.12049 | 0.12507 | 0.12796
F1_Industrial_Wood and Lumber Products_Existing_Space Heating_Natural Gas_Furnace_A_Achievable Economic TRC Potential | F1 | Industrial | Wood and Lumber Products | Existing | Space Heating | Natural Gas | Furnace | A | Original Unit Energy Savings (kWh or therms) | Achievable Economic TRC Potential | 0 | 505.0924 | 505.0924 | 505.0924 | 505.0924 | 138.7616 | 138.7616 | 138.7616 | 138.7616 | 138.7616 | 138.7616 | 138.7616 | 138.7616 | 138.7616 | 138.7616 | 138.7616 | 138.7616 | 138.7616 | 138.7616 | 138.7616 | 138.7616 | 138.7616 | 138.7616 | 138.7616 | 138.7616 | 138.7616 | 138.7616 | 138.7616 | 138.7616 | 138.7616 | 138.7616
F2_Industrial_Wood and Lumber Products_Existing_Space Heating_Natural Gas_Furnace_A_Achievable Economic TRC Potential | F2 | Industrial | Wood and Lumber Products | Existing | Space Heating | Natural Gas | Furnace | A | Original Unit Summer Peak Savings (kW) | Achievable Economic TRC Potential | 0 | 0 | 0 | 0 | 0 | 0 | 0 | 0 | 0 | 0 | 0 | 0 | 0 | 0 | 0 | 0 | 0 | 0 | 0 | 0 | 0 | 0 | 0 | 0 | 0 | 0 | 0 | 0 | 0 | 0 | 0
F3_Industrial_Wood and Lumber Products_Existing_Space Heating_Natural Gas_Furnace_A_Achievable Economic TRC Potential | F3 | Industrial | Wood and Lumber Products | Existing | Space Heating | Natural Gas | Furnace | A | Original Unit Winter Peak Savings (kW) | Achievable Economic TRC Potential | 0 | 0 | 0 | 0 | 0 | 0 | 0 | 0 | 0 | 0 | 0 | 0 | 0 | 0 | 0 | 0 | 0 | 0 | 0 | 0 | 0 | 0 | 0 | 0 | 0 | 0 | 0 | 0 | 0 | 0 | 0
F4_Industrial_Wood and Lumber Products_Existing_Space Heating_Natural Gas_Furnace_A_Achievable Economic TRC Potential | F4 | Industrial | Wood and Lumber Products | Existing | Space Heating | Natural Gas | Furnace | A | Standalone Impact on Baseline Energy (%) | Achievable Economic TRC Potential | 0% | 0% | 0% | 0% | 0% | 0.0004194% | 0.0013% | 0.00228% | 0.003653% | 0.005449% | 0.007679% | 0.01022% | 0.01285% | 0.0157% | 0.0186% | 0.02141% | 0.024% | 0.02664% | 0.02931% | 0.03192% | 0.03469% | 0.03755% | 0.04062% | 0.04375% | 0.00046972 | 0.00050263 | 0.00053639 | 0.00057094 | 0 | 0 | 0
F5_Industrial_Wood and Lumber Products_Existing_Space Heating_Natural Gas_Furnace_A_Achievable Economic TRC Potential | F5 | Industrial | Wood and Lumber Products | Existing | Space Heating | Natural Gas | Furnace | A | Standalone Impact on Baseline Summer Peak (%) | Achievable Economic TRC Potential | 0% | 0% | 0% | 0% | 0% | 0% | 0% | 0% | 0% | 0% | 0% | 0% | 0% | 0% | 0% | 0% | 0% | 0% | 0% | 0% | 0% | 0% | 0% | 0% | 0 | 0 | 0 | 0 | 0 | 0 | 0
F6_Industrial_Wood and Lumber Products_Existing_Space Heating_Natural Gas_Furnace_A_Achievable Economic TRC Potential | F6 | Industrial | Wood and Lumber Products | Existing | Space Heating | Natural Gas | Furnace | A | Standalone Impact on Baseline Winter Peak (%) | Achievable Economic TRC Potential | 0% | 0% | 0% | 0% | 0% | 0% | 0% | 0% | 0% | 0% | 0% | 0% | 0% | 0% | 0% | 0% | 0% | 0% | 0% | 0% | 0% | 0% | 0% | 0% | 0 | 0 | 0 | 0 | 0 | 0 | 0
F7_Industrial_Wood and Lumber Products_Existing_Space Heating_Natural Gas_Furnace_A_Achievable Economic TRC Potential | F7 | Industrial | Wood and Lumber Products | Existing | Space Heating | Natural Gas | Furnace | A | Incremental Energy Savings (MWh or mTherms) | Achievable Economic TRC Potential | 0 | 0 | 0 | 0 | 0 | 0.00031904 | 0.00066438 | 0.00072127 | 0.0010097 | 0.0013109 | 0.0015361 | 0.0017636 | 0.0018006 | 0.0017746 | 0.0019574 | 0.0016919 | 0.001645 | 0.0015672 | 0.0014871 | 0.0016066 | 0.0015787 | 0.0016087 | 0.0017215 | 0.00175 | 0.0017809 | 0.0018138 | 0.0018564 | 0.0018957 | 0.00086842 | 0 | 0
F8_Industrial_Wood and Lumber Products_Existing_Space Heating_Natural Gas_Furnace_A_Achievable Economic TRC Potential | F8 | Industrial | Wood and Lumber Products | Existing | Space Heating | Natural Gas | Furnace | A | Incremental Summer Peak Savings (MW) | Achievable Economic TRC Potential | 0 | 0 | 0 | 0 | 0 | 0 | 0 | 0 | 0 | 0 | 0 | 0 | 0 | 0 | 0 | 0 | 0 | 0 | 0 | 0 | 0 | 0 | 0 | 0 | 0 | 0 | 0 | 0 | 0 | 0 | 0
F9_Industrial_Wood and Lumber Products_Existing_Space Heating_Natural Gas_Furnace_A_Achievable Economic TRC Potential | F9 | Industrial | Wood and Lumber Products | Existing | Space Heating | Natural Gas | Furnace | A | Incremental Winter Peak Savings (MW) | Achievable Economic TRC Potential | 0 | 0 | 0 | 0 | 0 | 0 | 0 | 0 | 0 | 0 | 0 | 0 | 0 | 0 | 0 | 0 | 0 | 0 | 0 | 0 | 0 | 0 | 0 | 0 | 0 | 0 | 0 | 0 | 0 | 0 | 0
F10_Industrial_Wood and Lumber Products_Existing_Space Heating_Natural Gas_Furnace_A_Achievable Economic TRC Potential | F10 | Industrial | Wood and Lumber Products | Existing | Space Heating | Natural Gas | Furnace | A | Cumulative Energy Savings (MWh or mTherms) | Achievable Economic TRC Potential | 0 | 0 | 0 | 0 | 0 | 0.00031904 | 0.00098342 | 0.0017047 | 0.0027144 | 0.0040253 | 0.0055614 | 0.0073249 | 0.0091255 | 0.0109 | 0.012857 | 0.014549 | 0.016194 | 0.017762 | 0.019249 | 0.020855 | 0.022434 | 0.024043 | 0.025764 | 0.027514 | 0.029295 | 0.031109 | 0.032965 | 0.034861 | 0.035729 | 0.035729 | 0.035729
F11_Industrial_Wood and Lumber Products_Existing_Space Heating_Natural Gas_Furnace_A_Achievable Economic TRC Potential | F11 | Industrial | Wood and Lumber Products | Existing | Space Heating | Natural Gas | Furnace | A | Cumulative Summer Peak Savings (MW) | Achievable Economic TRC Potential | 0 | 0 | 0 | 0 | 0 | 0 | 0 | 0 | 0 | 0 | 0 | 0 | 0 | 0 | 0 | 0 | 0 | 0 | 0 | 0 | 0 | 0 | 0 | 0 | 0 | 0 | 0 | 0 | 0 | 0 | 0
F12_Industrial_Wood and Lumber Products_Existing_Space Heating_Natural Gas_Furnace_A_Achievable Economic TRC Potential | F12 | Industrial | Wood and Lumber Products | Existing | Space Heating | Natural Gas | Furnace | A | Cumulative Winter Peak Savings (MW) | Achievable Economic TRC Potential | 0 | 0 | 0 | 0 | 0 | 0 | 0 | 0 | 0 | 0 | 0 | 0 | 0 | 0 | 0 | 0 | 0 | 0 | 0 | 0 | 0 | 0 | 0 | 0 | 0 | 0 | 0 | 0 | 0 | 0 | 0
F13_Industrial_Wood and Lumber Products_Existing_Space Heating_Natural Gas_Furnace_A_Achievable Economic TRC Potential | F13 | Industrial | Wood and Lumber Products | Existing | Space Heating | Natural Gas | Furnace | A | Purchases (Incremental) | Achievable Economic TRC Potential | 0 | 0 | 0 | 0 | 0 | 0.0022992 | 0.0047879 | 0.0051979 | 0.0072766 | 0.009447 | 0.01107 | 0.012709 | 0.012976 | 0.012789 | 0.014106 | 0.012193 | 0.011855 | 0.011295 | 0.010717 | 0.011578 | 0.011377 | 0.011593 | 0.012406 | 0.012612 | 0.012835 | 0.013071 | 0.013378 | 0.013661 | 0.013922 | 0.01596 | 0.017326
F14_Industrial_Wood and Lumber Products_Existing_Space Heating_Natural Gas_Furnace_A_Achievable Economic TRC Potential | F14 | Industrial | Wood and Lumber Products | Existing | Space Heating | Natural Gas | Furnace | A | Purchases (Cumulative) | Achievable Economic TRC Potential | 0 | 0 | 0 | 0 | 0 | 0.0022992 | 0.0070871 | 0.012285 | 0.019562 | 0.029009 | 0.040079 | 0.052788 | 0.065764 | 0.078553 | 0.092659 | 0.10485 | 0.11671 | 0.128 | 0.13872 | 0.1503 | 0.16167 | 0.17327 | 0.18567 | 0.19828 | 0.21112 | 0.22419 | 0.23757 | 0.25123 | 0.25749 | 0.25749 | 0.25749
F1_Industrial_Wood and Lumber Products_Existing_Space Heating_Natural Gas_Boiler_A_Achievable Economic TRC Potential | F1 | Industrial | Wood and Lumber Products | Existing | Space Heating | Natural Gas | Boiler | A | Original Unit Energy Savings (kWh or therms) | Achievable Economic TRC Potential | 0 | 8772.191 | 8772.191 | 8772.191 | 8772.191 | 5375.3 | 5375.3 | 5375.3 | 5375.3 | 5375.3 | 5375.3 | 5375.3 | 5375.3 | 5375.3 | 5375.3 | 5375.3 | 5375.3 | 5375.3 | 5375.3 | 5375.3 | 5375.3 | 5375.3 | 5375.3 | 792.2778 | 792.2778 | 792.2778 | 792.2778 | 792.2778 | 792.2778 | 792.2778 | 792.2778
F2_Industrial_Wood and Lumber Products_Existing_Space Heating_Natural Gas_Boiler_A_Achievable Economic TRC Potential | F2 | Industrial | Wood and Lumber Products | Existing | Space Heating | Natural Gas | Boiler | A | Original Unit Summer Peak Savings (kW) | Achievable Economic TRC Potential | 0 | 0 | 0 | 0 | 0 | 0 | 0 | 0 | 0 | 0 | 0 | 0 | 0 | 0 | 0 | 0 | 0 | 0 | 0 | 0 | 0 | 0 | 0 | 0 | 0 | 0 | 0 | 0 | 0 | 0 | 0
F3_Industrial_Wood and Lumber Products_Existing_Space Heating_Natural Gas_Boiler_A_Achievable Economic TRC Potential | F3 | Industrial | Wood and Lumber Products | Existing | Space Heating | Natural Gas | Boiler | A | Original Unit Winter Peak Savings (kW) | Achievable Economic TRC Potential | 0 | 0 | 0 | 0 | 0 | 0 | 0 | 0 | 0 | 0 | 0 | 0 | 0 | 0 | 0 | 0 | 0 | 0 | 0 | 0 | 0 | 0 | 0 | 0 | 0 | 0 | 0 | 0 | 0 | 0 | 0
F4_Industrial_Wood and Lumber Products_Existing_Space Heating_Natural Gas_Boiler_A_Achievable Economic TRC Potential | F4 | Industrial | Wood and Lumber Products | Existing | Space Heating | Natural Gas | Boiler | A | Standalone Impact on Baseline Energy (%) | Achievable Economic TRC Potential | 0% | 0% | 0% | 0% | 0% | 0% | 0% | 0% | 0% | 0% | 0% | 0% | 0% | 0% | 0% | 0% | 0% | 0% | 0% | 0% | 0% | 0% | 0% | 0.004806% | 0.00012096 | 0.00020868 | 0.00030569 | 0.00040873 | 0 | 0 | 0
F5_Industrial_Wood and Lumber Products_Existing_Space Heating_Natural Gas_Boiler_A_Achievable Economic TRC Potential | F5 | Industrial | Wood and Lumber Products | Existing | Space Heating | Natural Gas | Boiler | A | Standalone Impact on Baseline Summer Peak (%) | Achievable Economic TRC Potential | 0% | 0% | 0% | 0% | 0% | 0% | 0% | 0% | 0% | 0% | 0% | 0% | 0% | 0% | 0% | 0% | 0% | 0% | 0% | 0% | 0% | 0% | 0% | 0% | 0 | 0 | 0 | 0 | 0 | 0 | 0
F6_Industrial_Wood and Lumber Products_Existing_Space Heating_Natural Gas_Boiler_A_Achievable Economic TRC Potential | F6 | Industrial | Wood and Lumber Products | Existing | Space Heating | Natural Gas | Boiler | A | Standalone Impact on Baseline Winter Peak (%) | Achievable Economic TRC Potential | 0% | 0% | 0% | 0% | 0% | 0% | 0% | 0% | 0% | 0% | 0% | 0% | 0% | 0% | 0% | 0% | 0% | 0% | 0% | 0% | 0% | 0% | 0% | 0% | 0 | 0 | 0 | 0 | 0 | 0 | 0
F7_Industrial_Wood and Lumber Products_Existing_Space Heating_Natural Gas_Boiler_A_Achievable Economic TRC Potential | F7 | Industrial | Wood and Lumber Products | Existing | Space Heating | Natural Gas | Boiler | A | Incremental Energy Savings (MWh or mTherms) | Achievable Economic TRC Potential | 0 | 0 | 0 | 0 | 0 | 0 | 0 | 0 | 0 | 0 | 0 | 0 | 0 | 0 | 0 | 0 | 0 | 0 | 0 | 0 | 0 | 0 | 0 | 0.0030221 | 0.0045221 | 0.0053713 | 0.0058713 | 0.0061699 | 0.0062899 | 0.0063179 | 0.006293
F8_Industrial_Wood and Lumber Products_Existing_Space Heating_Natural Gas_Boiler_A_Achievable Economic TRC Potential | F8 | Industrial | Wood and Lumber Products | Existing | Space Heating | Natural Gas | Boiler | A | Incremental Summer Peak Savings (MW) | Achievable Economic TRC Potential | 0 | 0 | 0 | 0 | 0 | 0 | 0 | 0 | 0 | 0 | 0 | 0 | 0 | 0 | 0 | 0 | 0 | 0 | 0 | 0 | 0 | 0 | 0 | 0 | 0 | 0 | 0 | 0 | 0 | 0 | 0
F9_Industrial_Wood and Lumber Products_Existing_Space Heating_Natural Gas_Boiler_A_Achievable Economic TRC Potential | F9 | Industrial | Wood and Lumber Products | Existing | Space Heating | Natural Gas | Boiler | A | Incremental Winter Peak Savings (MW) | Achievable Economic TRC Potential | 0 | 0 | 0 | 0 | 0 | 0 | 0 | 0 | 0 | 0 | 0 | 0 | 0 | 0 | 0 | 0 | 0 | 0 | 0 | 0 | 0 | 0 | 0 | 0 | 0 | 0 | 0 | 0 | 0 | 0 | 0
F10_Industrial_Wood and Lumber Products_Existing_Space Heating_Natural Gas_Boiler_A_Achievable Economic TRC Potential | F10 | Industrial | Wood and Lumber Products | Existing | Space Heating | Natural Gas | Boiler | A | Cumulative Energy Savings (MWh or mTherms) | Achievable Economic TRC Potential | 0 | 0 | 0 | 0 | 0 | 0 | 0 | 0 | 0 | 0 | 0 | 0 | 0 | 0 | 0 | 0 | 0 | 0 | 0 | 0 | 0 | 0 | 0 | 0.0030221 | 0.0075442 | 0.012915 | 0.018787 | 0.024957 | 0.031247 | 0.037564 | 0.043857
F11_Industrial_Wood and Lumber Products_Existing_Space Heating_Natural Gas_Boiler_A_Achievable Economic TRC Potential | F11 | Industrial | Wood and Lumber Products | Existing | Space Heating | Natural Gas | Boiler | A | Cumulative Summer Peak Savings (MW) | Achievable Economic TRC Potential | 0 | 0 | 0 | 0 | 0 | 0 | 0 | 0 | 0 | 0 | 0 | 0 | 0 | 0 | 0 | 0 | 0 | 0 | 0 | 0 | 0 | 0 | 0 | 0 | 0 | 0 | 0 | 0 | 0 | 0 | 0
F12_Industrial_Wood and Lumber Products_Existing_Space Heating_Natural Gas_Boiler_A_Achievable Economic TRC Potential | F12 | Industrial | Wood and Lumber Products | Existing | Space Heating | Natural Gas | Boiler | A | Cumulative Winter Peak Savings (MW) | Achievable Economic TRC Potential | 0 | 0 | 0 | 0 | 0 | 0 | 0 | 0 | 0 | 0 | 0 | 0 | 0 | 0 | 0 | 0 | 0 | 0 | 0 | 0 | 0 | 0 | 0 | 0 | 0 | 0 | 0 | 0 | 0 | 0 | 0
F13_Industrial_Wood and Lumber Products_Existing_Space Heating_Natural Gas_Boiler_A_Achievable Economic TRC Potential | F13 | Industrial | Wood and Lumber Products | Existing | Space Heating | Natural Gas | Boiler | A | Purchases (Incremental) | Achievable Economic TRC Potential | 0 | 0 | 0 | 0 | 0 | 0 | 0 | 0 | 0 | 0 | 0 | 0 | 0 | 0 | 0 | 0 | 0 | 0 | 0 | 0 | 0 | 0 | 0 | 0.0038144 | 0.0057078 | 0.0067796 | 0.0074106 | 0.0077875 | 0.007939 | 0.0079744 | 0.0079429
F14_Industrial_Wood and Lumber Products_Existing_Space Heating_Natural Gas_Boiler_A_Achievable Economic TRC Potential | F14 | Industrial | Wood and Lumber Products | Existing | Space Heating | Natural Gas | Boiler | A | Purchases (Cumulative) | Achievable Economic TRC Potential | 0 | 0 | 0 | 0 | 0 | 0 | 0 | 0 | 0 | 0 | 0 | 0 | 0 | 0 | 0 | 0 | 0 | 0 | 0 | 0 | 0 | 0 | 0 | 0.0038144 | 0.0095222 | 0.016302 | 0.023712 | 0.0315 | 0.039439 | 0.047413 | 0.055356
F1_Industrial_Wood and Lumber Products_Existing_Space Heating_Natural Gas_Unit Heater_A_Achievable Economic TRC Potential | F1 | Industrial | Wood and Lumber Products | Existing | Space Heating | Natural Gas | Unit Heater | A | Original Unit Energy Savings (kWh or therms) | Achievable Economic TRC Potential | 0 | 28641.12 | 28641.12 | 28641.12 | 28641.12 | 15772.4108 | 15772.4108 | 15772.4108 | 15772.4108 | 15772.4108 | 15772.4108 | 15772.4108 | 15772.4108 | 15772.4108 | 15772.4108 | 15772.4108 | 15772.4108 | 15772.4108 | 15772.4108 | 15772.4108 | 15772.4108 | 15772.4108 | 15772.4108 | 15772.4108 | 15772.4108 | 15772.4108 | 15772.4108 | 15772.4108 | 15772.4108 | 15772.4108 | 15772.4108
F2_Industrial_Wood and Lumber Products_Existing_Space Heating_Natural Gas_Unit Heater_A_Achievable Economic TRC Potential | F2 | Industrial | Wood and Lumber Products | Existing | Space Heating | Natural Gas | Unit Heater | A | Original Unit Summer Peak Savings (kW) | Achievable Economic TRC Potential | 0 | 0 | 0 | 0 | 0 | 0 | 0 | 0 | 0 | 0 | 0 | 0 | 0 | 0 | 0 | 0 | 0 | 0 | 0 | 0 | 0 | 0 | 0 | 0 | 0 | 0 | 0 | 0 | 0 | 0 | 0
F3_Industrial_Wood and Lumber Products_Existing_Space Heating_Natural Gas_Unit Heater_A_Achievable Economic TRC Potential | F3 | Industrial | Wood and Lumber Products | Existing | Space Heating | Natural Gas | Unit Heater | A | Original Unit Winter Peak Savings (kW) | Achievable Economic TRC Potential | 0 | 0 | 0 | 0 | 0 | 0 | 0 | 0 | 0 | 0 | 0 | 0 | 0 | 0 | 0 | 0 | 0 | 0 | 0 | 0 | 0 | 0 | 0 | 0 | 0 | 0 | 0 | 0 | 0 | 0 | 0
F4_Industrial_Wood and Lumber Products_Existing_Space Heating_Natural Gas_Unit Heater_A_Achievable Economic TRC Potential | F4 | Industrial | Wood and Lumber Products | Existing | Space Heating | Natural Gas | Unit Heater | A | Standalone Impact on Baseline Energy (%) | Achievable Economic TRC Potential | 0% | 0% | 0% | 0% | 0% | 0.006526% | 0.0244% | 0.05959% | 0.1198% | 0.2125% | 0.3402% | 0.5013% | 0.6977% | 0.9396% | 1.234% | 1.558% | 1.907% | 2.25% | 2.589% | 2.895% | 3.185% | 3.475% | 3.703% | 3.903% | 0.040837 | 0.042457 | 0.043524 | 0.044555 | 0 | 0 | 0
F5_Industrial_Wood and Lumber Products_Existing_Space Heating_Natural Gas_Unit Heater_A_Achievable Economic TRC Potential | F5 | Industrial | Wood and Lumber Products | Existing | Space Heating | Natural Gas | Unit Heater | A | Standalone Impact on Baseline Summer Peak (%) | Achievable Economic TRC Potential | 0% | 0% | 0% | 0% | 0% | 0% | 0% | 0% | 0% | 0% | 0% | 0% | 0% | 0% | 0% | 0% | 0% | 0% | 0% | 0% | 0% | 0% | 0% | 0% | 0 | 0 | 0 | 0 | 0 | 0 | 0
F6_Industrial_Wood and Lumber Products_Existing_Space Heating_Natural Gas_Unit Heater_A_Achievable Economic TRC Potential | F6 | Industrial | Wood and Lumber Products | Existing | Space Heating | Natural Gas | Unit Heater | A | Standalone Impact on Baseline Winter Peak (%) | Achievable Economic TRC Potential | 0% | 0% | 0% | 0% | 0% | 0% | 0% | 0% | 0% | 0% | 0% | 0% | 0% | 0% | 0% | 0% | 0% | 0% | 0% | 0% | 0% | 0% | 0% | 0% | 0 | 0 | 0 | 0 | 0 | 0 | 0
F7_Industrial_Wood and Lumber Products_Existing_Space Heating_Natural Gas_Unit Heater_A_Achievable Economic TRC Potential | F7 | Industrial | Wood and Lumber Products | Existing | Space Heating | Natural Gas | Unit Heater | A | Incremental Energy Savings (MWh or mTherms) | Achievable Economic TRC Potential | 0 | 0 | 0 | 0 | 0 | 0.0049643 | 0.013497 | 0.026084 | 0.044452 | 0.067953 | 0.089445 | 0.11309 | 0.13619 | 0.15649 | 0.20061 | 0.20623 | 0.22745 | 0.2139 | 0.19967 | 0.19096 | 0.16846 | 0.16529 | 0.12424 | 0.10558 | 0.092305 | 0.080923 | 0.047073 | 0.045591 | 0.026993 | 0.037391 | 0.043454
F8_Industrial_Wood and Lumber Products_Existing_Space Heating_Natural Gas_Unit Heater_A_Achievable Economic TRC Potential | F8 | Industrial | Wood and Lumber Products | Existing | Space Heating | Natural Gas | Unit Heater | A | Incremental Summer Peak Savings (MW) | Achievable Economic TRC Potential | 0 | 0 | 0 | 0 | 0 | 0 | 0 | 0 | 0 | 0 | 0 | 0 | 0 | 0 | 0 | 0 | 0 | 0 | 0 | 0 | 0 | 0 | 0 | 0 | 0 | 0 | 0 | 0 | 0 | 0 | 0
F9_Industrial_Wood and Lumber Products_Existing_Space Heating_Natural Gas_Unit Heater_A_Achievable Economic TRC Potential | F9 | Industrial | Wood and Lumber Products | Existing | Space Heating | Natural Gas | Unit Heater | A | Incremental Winter Peak Savings (MW) | Achievable Economic TRC Potential | 0 | 0 | 0 | 0 | 0 | 0 | 0 | 0 | 0 | 0 | 0 | 0 | 0 | 0 | 0 | 0 | 0 | 0 | 0 | 0 | 0 | 0 | 0 | 0 | 0 | 0 | 0 | 0 | 0 | 0 | 0
F10_Industrial_Wood and Lumber Products_Existing_Space Heating_Natural Gas_Unit Heater_A_Achievable Economic TRC Potential | F10 | Industrial | Wood and Lumber Products | Existing | Space Heating | Natural Gas | Unit Heater | A | Cumulative Energy Savings (MWh or mTherms) | Achievable Economic TRC Potential | 0 | 0 | 0 | 0 | 0 | 0.0049643 | 0.018461 | 0.044545 | 0.088997 | 0.15695 | 0.2464 | 0.35948 | 0.49567 | 0.65216 | 0.85278 | 1.059 | 1.2865 | 1.5004 | 1.7 | 1.891 | 2.0594 | 2.2247 | 2.349 | 2.4546 | 2.5469 | 2.6278 | 2.6749 | 2.7205 | 2.7474 | 2.7848 | 2.8283
F11_Industrial_Wood and Lumber Products_Existing_Space Heating_Natural Gas_Unit Heater_A_Achievable Economic TRC Potential | F11 | Industrial | Wood and Lumber Products | Existing | Space Heating | Natural Gas | Unit Heater | A | Cumulative Summer Peak Savings (MW) | Achievable Economic TRC Potential | 0 | 0 | 0 | 0 | 0 | 0 | 0 | 0 | 0 | 0 | 0 | 0 | 0 | 0 | 0 | 0 | 0 | 0 | 0 | 0 | 0 | 0 | 0 | 0 | 0 | 0 | 0 | 0 | 0 | 0 | 0
F12_Industrial_Wood and Lumber Products_Existing_Space Heating_Natural Gas_Unit Heater_A_Achievable Economic TRC Potential | F12 | Industrial | Wood and Lumber Products | Existing | Space Heating | Natural Gas | Unit Heater | A | Cumulative Winter Peak Savings (MW) | Achievable Economic TRC Potential | 0 | 0 | 0 | 0 | 0 | 0 | 0 | 0 | 0 | 0 | 0 | 0 | 0 | 0 | 0 | 0 | 0 | 0 | 0 | 0 | 0 | 0 | 0 | 0 | 0 | 0 | 0 | 0 | 0 | 0 | 0
F13_Industrial_Wood and Lumber Products_Existing_Space Heating_Natural Gas_Unit Heater_A_Achievable Economic TRC Potential | F13 | Industrial | Wood and Lumber Products | Existing | Space Heating | Natural Gas | Unit Heater | A | Purchases (Incremental) | Achievable Economic TRC Potential | 0 | 0 | 0 | 0 | 0 | 0.00031474 | 0.00085574 | 0.0016537 | 0.0028183 | 0.0043084 | 0.005671 | 0.0071698 | 0.0086347 | 0.0099219 | 0.012719 | 0.013076 | 0.014421 | 0.013876 | 0.013515 | 0.013761 | 0.013499 | 0.014788 | 0.013548 | 0.013864 | 0.014487 | 0.015053 | 0.015704 | 0.015966 | 0.016132 | 0.016247 | 0.01627
F14_Industrial_Wood and Lumber Products_Existing_Space Heating_Natural Gas_Unit Heater_A_Achievable Economic TRC Potential | F14 | Industrial | Wood and Lumber Products | Existing | Space Heating | Natural Gas | Unit Heater | A | Purchases (Cumulative) | Achievable Economic TRC Potential | 0 | 0 | 0 | 0 | 0 | 0.00031474 | 0.0011705 | 0.0028242 | 0.0056426 | 0.0099509 | 0.015622 | 0.022792 | 0.031426 | 0.041348 | 0.054068 | 0.067143 | 0.081564 | 0.095126 | 0.10778 | 0.11989 | 0.13057 | 0.14105 | 0.14893 | 0.15562 | 0.16148 | 0.16661 | 0.16959 | 0.17248 | 0.17419 | 0.17656 | 0.17932
F1_Industrial_Wood and Lumber Products_New_Space Heating_Natural Gas_Furnace_A_Achievable Economic TRC Potential | F1 | Industrial | Wood and Lumber Products | New | Space Heating | Natural Gas | Furnace | A | Original Unit Energy Savings (kWh or therms) | Achievable Economic TRC Potential | 0 | 0 | 0 | 0 | 0 | 0 | 0 | 0 | 0 | 0 | 0 | 0 | 0 | 0 | 0 | 0 | 0 | 0 | 0 | 0 | 0 | 0 | 0 | 0 | 0 | 0 | 0 | 0 | 0 | 0 | 0
F2_Industrial_Wood and Lumber Products_New_Space Heating_Natural Gas_Furnace_A_Achievable Economic TRC Potential | F2 | Industrial | Wood and Lumber Products | New | Space Heating | Natural Gas | Furnace | A | Original Unit Summer Peak Savings (kW) | Achievable Economic TRC Potential | 0 | 0 | 0 | 0 | 0 | 0 | 0 | 0 | 0 | 0 | 0 | 0 | 0 | 0 | 0 | 0 | 0 | 0 | 0 | 0 | 0 | 0 | 0 | 0 | 0 | 0 | 0 | 0 | 0 | 0 | 0
F3_Industrial_Wood and Lumber Products_New_Space Heating_Natural Gas_Furnace_A_Achievable Economic TRC Potential | F3 | Industrial | Wood and Lumber Products | New | Space Heating | Natural Gas | Furnace | A | Original Unit Winter Peak Savings (kW) | Achievable Economic TRC Potential | 0 | 0 | 0 | 0 | 0 | 0 | 0 | 0 | 0 | 0 | 0 | 0 | 0 | 0 | 0 | 0 | 0 | 0 | 0 | 0 | 0 | 0 | 0 | 0 | 0 | 0 | 0 | 0 | 0 | 0 | 0
F4_Industrial_Wood and Lumber Products_New_Space Heating_Natural Gas_Furnace_A_Achievable Economic TRC Potential | F4 | Industrial | Wood and Lumber Products | New | Space Heating | Natural Gas | Furnace | A | Standalone Impact on Baseline Energy (%) | Achievable Economic TRC Potential | 0% | 0% | 0% | 0% | 0% | 0% | 0% | 0% | 0% | 0% | 0% | 0% | 0% | 0% | 0% | 0% | 0% | 0% | 0% | 0% | 0% | 0% | 0% | 0% | 0 | 0 | 0 | 0 | 0 | 0 | 0
F5_Industrial_Wood and Lumber Products_New_Space Heating_Natural Gas_Furnace_A_Achievable Economic TRC Potential | F5 | Industrial | Wood and Lumber Products | New | Space Heating | Natural Gas | Furnace | A | Standalone Impact on Baseline Summer Peak (%) | Achievable Economic TRC Potential | 0% | 0% | 0% | 0% | 0% | 0% | 0% | 0% | 0% | 0% | 0% | 0% | 0% | 0% | 0% | 0% | 0% | 0% | 0% | 0% | 0% | 0% | 0% | 0% | 0 | 0 | 0 | 0 | 0 | 0 | 0
F6_Industrial_Wood and Lumber Products_New_Space Heating_Natural Gas_Furnace_A_Achievable Economic TRC Potential | F6 | Industrial | Wood and Lumber Products | New | Space Heating | Natural Gas | Furnace | A | Standalone Impact on Baseline Winter Peak (%) | Achievable Economic TRC Potential | 0% | 0% | 0% | 0% | 0% | 0% | 0% | 0% | 0% | 0% | 0% | 0% | 0% | 0% | 0% | 0% | 0% | 0% | 0% | 0% | 0% | 0% | 0% | 0% | 0 | 0 | 0 | 0 | 0 | 0 | 0
F7_Industrial_Wood and Lumber Products_New_Space Heating_Natural Gas_Furnace_A_Achievable Economic TRC Potential | F7 | Industrial | Wood and Lumber Products | New | Space Heating | Natural Gas | Furnace | A | Incremental Energy Savings (MWh or mTherms) | Achievable Economic TRC Potential | 0 | 0 | 0 | 0 | 0 | 0 | 0 | 0 | 0 | 0 | 0 | 0 | 0 | 0 | 0 | 0 | 0 | 0 | 0 | 0 | 0 | 0 | 0 | 0 | 0 | 0 | 0 | 0 | 0 | 0 | 0
F8_Industrial_Wood and Lumber Products_New_Space Heating_Natural Gas_Furnace_A_Achievable Economic TRC Potential | F8 | Industrial | Wood and Lumber Products | New | Space Heating | Natural Gas | Furnace | A | Incremental Summer Peak Savings (MW) | Achievable Economic TRC Potential | 0 | 0 | 0 | 0 | 0 | 0 | 0 | 0 | 0 | 0 | 0 | 0 | 0 | 0 | 0 | 0 | 0 | 0 | 0 | 0 | 0 | 0 | 0 | 0 | 0 | 0 | 0 | 0 | 0 | 0 | 0
F9_Industrial_Wood and Lumber Products_New_Space Heating_Natural Gas_Furnace_A_Achievable Economic TRC Potential | F9 | Industrial | Wood and Lumber Products | New | Space Heating | Natural Gas | Furnace | A | Incremental Winter Peak Savings (MW) | Achievable Economic TRC Potential | 0 | 0 | 0 | 0 | 0 | 0 | 0 | 0 | 0 | 0 | 0 | 0 | 0 | 0 | 0 | 0 | 0 | 0 | 0 | 0 | 0 | 0 | 0 | 0 | 0 | 0 | 0 | 0 | 0 | 0 | 0
F10_Industrial_Wood and Lumber Products_New_Space Heating_Natural Gas_Furnace_A_Achievable Economic TRC Potential | F10 | Industrial | Wood and Lumber Products | New | Space Heating | Natural Gas | Furnace | A | Cumulative Energy Savings (MWh or mTherms) | Achievable Economic TRC Potential | 0 | 0 | 0 | 0 | 0 | 0 | 0 | 0 | 0 | 0 | 0 | 0 | 0 | 0 | 0 | 0 | 0 | 0 | 0 | 0 | 0 | 0 | 0 | 0 | 0 | 0 | 0 | 0 | 0 | 0 | 0
F11_Industrial_Wood and Lumber Products_New_Space Heating_Natural Gas_Furnace_A_Achievable Economic TRC Potential | F11 | Industrial | Wood and Lumber Products | New | Space Heating | Natural Gas | Furnace | A | Cumulative Summer Peak Savings (MW) | Achievable Economic TRC Potential | 0 | 0 | 0 | 0 | 0 | 0 | 0 | 0 | 0 | 0 | 0 | 0 | 0 | 0 | 0 | 0 | 0 | 0 | 0 | 0 | 0 | 0 | 0 | 0 | 0 | 0 | 0 | 0 | 0 | 0 | 0
F12_Industrial_Wood and Lumber Products_New_Space Heating_Natural Gas_Furnace_A_Achievable Economic TRC Potential | F12 | Industrial | Wood and Lumber Products | New | Space Heating | Natural Gas | Furnace | A | Cumulative Winter Peak Savings (MW) | Achievable Economic TRC Potential | 0 | 0 | 0 | 0 | 0 | 0 | 0 | 0 | 0 | 0 | 0 | 0 | 0 | 0 | 0 | 0 | 0 | 0 | 0 | 0 | 0 | 0 | 0 | 0 | 0 | 0 | 0 | 0 | 0 | 0 | 0
F13_Industrial_Wood and Lumber Products_New_Space Heating_Natural Gas_Furnace_A_Achievable Economic TRC Potential | F13 | Industrial | Wood and Lumber Products | New | Space Heating | Natural Gas | Furnace | A | Purchases (Incremental) | Achievable Economic TRC Potential | 0 | 0 | 0 | 0 | 0 | 0 | 0 | 0 | 0 | 0 | 0 | 0 | 0 | 0 | 0 | 0 | 0 | 0 | 0 | 0 | 0 | 0 | 0 | 0 | 0 | 0 | 0 | 0 | 0 | 0 | 0
F14_Industrial_Wood and Lumber Products_New_Space Heating_Natural Gas_Furnace_A_Achievable Economic TRC Potential | F14 | Industrial | Wood and Lumber Products | New | Space Heating | Natural Gas | Furnace | A | Purchases (Cumulative) | Achievable Economic TRC Potential | 0 | 0 | 0 | 0 | 0 | 0 | 0 | 0 | 0 | 0 | 0 | 0 | 0 | 0 | 0 | 0 | 0 | 0 | 0 | 0 | 0 | 0 | 0 | 0 | 0 | 0 | 0 | 0 | 0 | 0 | 0
F1_Industrial_Wood and Lumber Products_New_Space Heating_Natural Gas_Boiler_A_Achievable Economic TRC Potential | F1 | Industrial | Wood and Lumber Products | New | Space Heating | Natural Gas | Boiler | A | Original Unit Energy Savings (kWh or therms) | Achievable Economic TRC Potential | 0 | 0 | 0 | 0 | 0 | 0 | 0 | 0 | 0 | 0 | 0 | 0 | 0 | 0 | 0 | 0 | 0 | 0 | 0 | 0 | 0 | 0 | 0 | 0 | 0 | 0 | 0 | 0 | 0 | 0 | 0
F2_Industrial_Wood and Lumber Products_New_Space Heating_Natural Gas_Boiler_A_Achievable Economic TRC Potential | F2 | Industrial | Wood and Lumber Products | New | Space Heating | Natural Gas | Boiler | A | Original Unit Summer Peak Savings (kW) | Achievable Economic TRC Potential | 0 | 0 | 0 | 0 | 0 | 0 | 0 | 0 | 0 | 0 | 0 | 0 | 0 | 0 | 0 | 0 | 0 | 0 | 0 | 0 | 0 | 0 | 0 | 0 | 0 | 0 | 0 | 0 | 0 | 0 | 0
F3_Industrial_Wood and Lumber Products_New_Space Heating_Natural Gas_Boiler_A_Achievable Economic TRC Potential | F3 | Industrial | Wood and Lumber Products | New | Space Heating | Natural Gas | Boiler | A | Original Unit Winter Peak Savings (kW) | Achievable Economic TRC Potential | 0 | 0 | 0 | 0 | 0 | 0 | 0 | 0 | 0 | 0 | 0 | 0 | 0 | 0 | 0 | 0 | 0 | 0 | 0 | 0 | 0 | 0 | 0 | 0 | 0 | 0 | 0 | 0 | 0 | 0 | 0
F4_Industrial_Wood and Lumber Products_New_Space Heating_Natural Gas_Boiler_A_Achievable Economic TRC Potential | F4 | Industrial | Wood and Lumber Products | New | Space Heating | Natural Gas | Boiler | A | Standalone Impact on Baseline Energy (%) | Achievable Economic TRC Potential | 0% | 0% | 0% | 0% | 0% | 0% | 0% | 0% | 0% | 0% | 0% | 0% | 0% | 0% | 0% | 0% | 0% | 0% | 0% | 0% | 0% | 0% | 0% | 0% | 0 | 0 | 0 | 0 | 0 | 0 | 0
F5_Industrial_Wood and Lumber Products_New_Space Heating_Natural Gas_Boiler_A_Achievable Economic TRC Potential | F5 | Industrial | Wood and Lumber Products | New | Space Heating | Natural Gas | Boiler | A | Standalone Impact on Baseline Summer Peak (%) | Achievable Economic TRC Potential | 0% | 0% | 0% | 0% | 0% | 0% | 0% | 0% | 0% | 0% | 0% | 0% | 0% | 0% | 0% | 0% | 0% | 0% | 0% | 0% | 0% | 0% | 0% | 0% | 0 | 0 | 0 | 0 | 0 | 0 | 0
F6_Industrial_Wood and Lumber Products_New_Space Heating_Natural Gas_Boiler_A_Achievable Economic TRC Potential | F6 | Industrial | Wood and Lumber Products | New | Space Heating | Natural Gas | Boiler | A | Standalone Impact on Baseline Winter Peak (%) | Achievable Economic TRC Potential | 0% | 0% | 0% | 0% | 0% | 0% | 0% | 0% | 0% | 0% | 0% | 0% | 0% | 0% | 0% | 0% | 0% | 0% | 0% | 0% | 0% | 0% | 0% | 0% | 0 | 0 | 0 | 0 | 0 | 0 | 0
F7_Industrial_Wood and Lumber Products_New_Space Heating_Natural Gas_Boiler_A_Achievable Economic TRC Potential | F7 | Industrial | Wood and Lumber Products | New | Space Heating | Natural Gas | Boiler | A | Incremental Energy Savings (MWh or mTherms) | Achievable Economic TRC Potential | 0 | 0 | 0 | 0 | 0 | 0 | 0 | 0 | 0 | 0 | 0 | 0 | 0 | 0 | 0 | 0 | 0 | 0 | 0 | 0 | 0 | 0 | 0 | 0 | 0 | 0 | 0 | 0 | 0 | 0 | 0
F8_Industrial_Wood and Lumber Products_New_Space Heating_Natural Gas_Boiler_A_Achievable Economic TRC Potential | F8 | Industrial | Wood and Lumber Products | New | Space Heating | Natural Gas | Boiler | A | Incremental Summer Peak Savings (MW) | Achievable Economic TRC Potential | 0 | 0 | 0 | 0 | 0 | 0 | 0 | 0 | 0 | 0 | 0 | 0 | 0 | 0 | 0 | 0 | 0 | 0 | 0 | 0 | 0 | 0 | 0 | 0 | 0 | 0 | 0 | 0 | 0 | 0 | 0
F9_Industrial_Wood and Lumber Products_New_Space Heating_Natural Gas_Boiler_A_Achievable Economic TRC Potential | F9 | Industrial | Wood and Lumber Products | New | Space Heating | Natural Gas | Boiler | A | Incremental Winter Peak Savings (MW) | Achievable Economic TRC Potential | 0 | 0 | 0 | 0 | 0 | 0 | 0 | 0 | 0 | 0 | 0 | 0 | 0 | 0 | 0 | 0 | 0 | 0 | 0 | 0 | 0 | 0 | 0 | 0 | 0 | 0 | 0 | 0 | 0 | 0 | 0
F10_Industrial_Wood and Lumber Products_New_Space Heating_Natural Gas_Boiler_A_Achievable Economic TRC Potential | F10 | Industrial | Wood and Lumber Products | New | Space Heating | Natural Gas | Boiler | A | Cumulative Energy Savings (MWh or mTherms) | Achievable Economic TRC Potential | 0 | 0 | 0 | 0 | 0 | 0 | 0 | 0 | 0 | 0 | 0 | 0 | 0 | 0 | 0 | 0 | 0 | 0 | 0 | 0 | 0 | 0 | 0 | 0 | 0 | 0 | 0 | 0 | 0 | 0 | 0
F11_Industrial_Wood and Lumber Products_New_Space Heating_Natural Gas_Boiler_A_Achievable Economic TRC Potential | F11 | Industrial | Wood and Lumber Products | New | Space Heating | Natural Gas | Boiler | A | Cumulative Summer Peak Savings (MW) | Achievable Economic TRC Potential | 0 | 0 | 0 | 0 | 0 | 0 | 0 | 0 | 0 | 0 | 0 | 0 | 0 | 0 | 0 | 0 | 0 | 0 | 0 | 0 | 0 | 0 | 0 | 0 | 0 | 0 | 0 | 0 | 0 | 0 | 0
F12_Industrial_Wood and Lumber Products_New_Space Heating_Natural Gas_Boiler_A_Achievable Economic TRC Potential | F12 | Industrial | Wood and Lumber Products | New | Space Heating | Natural Gas | Boiler | A | Cumulative Winter Peak Savings (MW) | Achievable Economic TRC Potential | 0 | 0 | 0 | 0 | 0 | 0 | 0 | 0 | 0 | 0 | 0 | 0 | 0 | 0 | 0 | 0 | 0 | 0 | 0 | 0 | 0 | 0 | 0 | 0 | 0 | 0 | 0 | 0 | 0 | 0 | 0
F13_Industrial_Wood and Lumber Products_New_Space Heating_Natural Gas_Boiler_A_Achievable Economic TRC Potential | F13 | Industrial | Wood and Lumber Products | New | Space Heating | Natural Gas | Boiler | A | Purchases (Incremental) | Achievable Economic TRC Potential | 0 | 0 | 0 | 0 | 0 | 0 | 0 | 0 | 0 | 0 | 0 | 0 | 0 | 0 | 0 | 0 | 0 | 0 | 0 | 0 | 0 | 0 | 0 | 0 | 0 | 0 | 0 | 0 | 0 | 0 | 0
F14_Industrial_Wood and Lumber Products_New_Space Heating_Natural Gas_Boiler_A_Achievable Economic TRC Potential | F14 | Industrial | Wood and Lumber Products | New | Space Heating | Natural Gas | Boiler | A | Purchases (Cumulative) | Achievable Economic TRC Potential | 0 | 0 | 0 | 0 | 0 | 0 | 0 | 0 | 0 | 0 | 0 | 0 | 0 | 0 | 0 | 0 | 0 | 0 | 0 | 0 | 0 | 0 | 0 | 0 | 0 | 0 | 0 | 0 | 0 | 0 | 0
F1_Industrial_Wood and Lumber Products_New_Space Heating_Natural Gas_Unit Heater_A_Achievable Economic TRC Potential | F1 | Industrial | Wood and Lumber Products | New | Space Heating | Natural Gas | Unit Heater | A | Original Unit Energy Savings (kWh or therms) | Achievable Economic TRC Potential | 0 | 28641.12 | 28641.12 | 28641.12 | 28641.12 | 15772.4108 | 15772.4108 | 15772.4108 | 15772.4108 | 15772.4108 | 15772.4108 | 15772.4108 | 15772.4108 | 15772.4108 | 15772.4108 | 15772.4108 | 15772.4108 | 15772.4108 | 15772.4108 | 15772.4108 | 15772.4108 | 15772.4108 | 15772.4108 | 15772.4108 | 15772.4108 | 15772.4108 | 15772.4108 | 15772.4108 | 15772.4108 | 15772.4108 | 15772.4108
F2_Industrial_Wood and Lumber Products_New_Space Heating_Natural Gas_Unit Heater_A_Achievable Economic TRC Potential | F2 | Industrial | Wood and Lumber Products | New | Space Heating | Natural Gas | Unit Heater | A | Original Unit Summer Peak Savings (kW) | Achievable Economic TRC Potential | 0 | 0 | 0 | 0 | 0 | 0 | 0 | 0 | 0 | 0 | 0 | 0 | 0 | 0 | 0 | 0 | 0 | 0 | 0 | 0 | 0 | 0 | 0 | 0 | 0 | 0 | 0 | 0 | 0 | 0 | 0
F3_Industrial_Wood and Lumber Products_New_Space Heating_Natural Gas_Unit Heater_A_Achievable Economic TRC Potential | F3 | Industrial | Wood and Lumber Products | New | Space Heating | Natural Gas | Unit Heater | A | Original Unit Winter Peak Savings (kW) | Achievable Economic TRC Potential | 0 | 0 | 0 | 0 | 0 | 0 | 0 | 0 | 0 | 0 | 0 | 0 | 0 | 0 | 0 | 0 | 0 | 0 | 0 | 0 | 0 | 0 | 0 | 0 | 0 | 0 | 0 | 0 | 0 | 0 | 0
F4_Industrial_Wood and Lumber Products_New_Space Heating_Natural Gas_Unit Heater_A_Achievable Economic TRC Potential | F4 | Industrial | Wood and Lumber Products | New | Space Heating | Natural Gas | Unit Heater | A | Standalone Impact on Baseline Energy (%) | Achievable Economic TRC Potential | 0% | 0% | 0% | 0% | 0% | 0.2185% | 0.5542% | 0.9651% | 1.424% | 1.918% | 2.426% | 3.053% | 3.751% | 4.481% | 5.219% | 5.954% | 6.67% | 7.289% | 8.064% | 8.678% | 9.158% | 9.545% | 9.853% | 10.06% | 0.10181 | 0.10252 | 0.10292 | 0.10302 | 0 | 0 | 0
F5_Industrial_Wood and Lumber Products_New_Space Heating_Natural Gas_Unit Heater_A_Achievable Economic TRC Potential | F5 | Industrial | Wood and Lumber Products | New | Space Heating | Natural Gas | Unit Heater | A | Standalone Impact on Baseline Summer Peak (%) | Achievable Economic TRC Potential | 0% | 0% | 0% | 0% | 0% | 0% | 0% | 0% | 0% | 0% | 0% | 0% | 0% | 0% | 0% | 0% | 0% | 0% | 0% | 0% | 0% | 0% | 0% | 0% | 0 | 0 | 0 | 0 | 0 | 0 | 0
F6_Industrial_Wood and Lumber Products_New_Space Heating_Natural Gas_Unit Heater_A_Achievable Economic TRC Potential | F6 | Industrial | Wood and Lumber Products | New | Space Heating | Natural Gas | Unit Heater | A | Standalone Impact on Baseline Winter Peak (%) | Achievable Economic TRC Potential | 0% | 0% | 0% | 0% | 0% | 0% | 0% | 0% | 0% | 0% | 0% | 0% | 0% | 0% | 0% | 0% | 0% | 0% | 0% | 0% | 0% | 0% | 0% | 0% | 0 | 0 | 0 | 0 | 0 | 0 | 0
F7_Industrial_Wood and Lumber Products_New_Space Heating_Natural Gas_Unit Heater_A_Achievable Economic TRC Potential | F7 | Industrial | Wood and Lumber Products | New | Space Heating | Natural Gas | Unit Heater | A | Incremental Energy Savings (MWh or mTherms) | Achievable Economic TRC Potential | 0 | 0 | 0 | 0 | 0 | 0.0018368 | 0.0036104 | 0.0054127 | 0.0071744 | 0.0089728 | 0.010597 | 0.013894 | 0.016832 | 0.019239 | 0.021152 | 0.023099 | 0.024556 | 0.024089 | 0.029297 | 0.026943 | 0.024815 | 0.023321 | 0.022367 | 0.019695 | 0.017529 | 0.015939 | 0.014988 | 0.013893 | 0.014927 | 0.015381 | 0.0096792
F8_Industrial_Wood and Lumber Products_New_Space Heating_Natural Gas_Unit Heater_A_Achievable Economic TRC Potential | F8 | Industrial | Wood and Lumber Products | New | Space Heating | Natural Gas | Unit Heater | A | Incremental Summer Peak Savings (MW) | Achievable Economic TRC Potential | 0 | 0 | 0 | 0 | 0 | 0 | 0 | 0 | 0 | 0 | 0 | 0 | 0 | 0 | 0 | 0 | 0 | 0 | 0 | 0 | 0 | 0 | 0 | 0 | 0 | 0 | 0 | 0 | 0 | 0 | 0
F9_Industrial_Wood and Lumber Products_New_Space Heating_Natural Gas_Unit Heater_A_Achievable Economic TRC Potential | F9 | Industrial | Wood and Lumber Products | New | Space Heating | Natural Gas | Unit Heater | A | Incremental Winter Peak Savings (MW) | Achievable Economic TRC Potential | 0 | 0 | 0 | 0 | 0 | 0 | 0 | 0 | 0 | 0 | 0 | 0 | 0 | 0 | 0 | 0 | 0 | 0 | 0 | 0 | 0 | 0 | 0 | 0 | 0 | 0 | 0 | 0 | 0 | 0 | 0
F10_Industrial_Wood and Lumber Products_New_Space Heating_Natural Gas_Unit Heater_A_Achievable Economic TRC Potential | F10 | Industrial | Wood and Lumber Products | New | Space Heating | Natural Gas | Unit Heater | A | Cumulative Energy Savings (MWh or mTherms) | Achievable Economic TRC Potential | 0 | 0 | 0 | 0 | 0 | 0.0018368 | 0.0054472 | 0.01086 | 0.018034 | 0.027007 | 0.037604 | 0.051497 | 0.06833 | 0.087568 | 0.10872 | 0.13182 | 0.15637 | 0.18046 | 0.20976 | 0.2367 | 0.26152 | 0.28484 | 0.30721 | 0.3269 | 0.34443 | 0.36037 | 0.37536 | 0.38925 | 0.40418 | 0.41956 | 0.42924
F11_Industrial_Wood and Lumber Products_New_Space Heating_Natural Gas_Unit Heater_A_Achievable Economic TRC Potential | F11 | Industrial | Wood and Lumber Products | New | Space Heating | Natural Gas | Unit Heater | A | Cumulative Summer Peak Savings (MW) | Achievable Economic TRC Potential | 0 | 0 | 0 | 0 | 0 | 0 | 0 | 0 | 0 | 0 | 0 | 0 | 0 | 0 | 0 | 0 | 0 | 0 | 0 | 0 | 0 | 0 | 0 | 0 | 0 | 0 | 0 | 0 | 0 | 0 | 0
F12_Industrial_Wood and Lumber Products_New_Space Heating_Natural Gas_Unit Heater_A_Achievable Economic TRC Potential | F12 | Industrial | Wood and Lumber Products | New | Space Heating | Natural Gas | Unit Heater | A | Cumulative Winter Peak Savings (MW) | Achievable Economic TRC Potential | 0 | 0 | 0 | 0 | 0 | 0 | 0 | 0 | 0 | 0 | 0 | 0 | 0 | 0 | 0 | 0 | 0 | 0 | 0 | 0 | 0 | 0 | 0 | 0 | 0 | 0 | 0 | 0 | 0 | 0 | 0
F13_Industrial_Wood and Lumber Products_New_Space Heating_Natural Gas_Unit Heater_A_Achievable Economic TRC Potential | F13 | Industrial | Wood and Lumber Products | New | Space Heating | Natural Gas | Unit Heater | A | Purchases (Incremental) | Achievable Economic TRC Potential | 0 | 0 | 0 | 0 | 0 | 0.00011646 | 0.00022891 | 0.00034317 | 0.00045487 | 0.00056889 | 0.00067185 | 0.00088088 | 0.0010672 | 0.0012198 | 0.001341 | 0.0014645 | 0.0015569 | 0.0016437 | 0.0020864 | 0.0020514 | 0.0020282 | 0.0020475 | 0.0020899 | 0.0021296 | 0.0021786 | 0.0022303 | 0.0022913 | 0.0023454 | 0.0025033 | 0.0026189 | 0.0027001
F14_Industrial_Wood and Lumber Products_New_Space Heating_Natural Gas_Unit Heater_A_Achievable Economic TRC Potential | F14 | Industrial | Wood and Lumber Products | New | Space Heating | Natural Gas | Unit Heater | A | Purchases (Cumulative) | Achievable Economic TRC Potential | 0 | 0 | 0 | 0 | 0 | 0.00011646 | 0.00034536 | 0.00068854 | 0.0011434 | 0.0017123 | 0.0023841 | 0.003265 | 0.0043322 | 0.005552 | 0.006893 | 0.0083576 | 0.0099144 | 0.011442 | 0.013299 | 0.015007 | 0.016581 | 0.018059 | 0.019477 | 0.020726 | 0.021837 | 0.022848 | 0.023798 | 0.024679 | 0.025626 | 0.026601 | 0.027214
F1_Industrial_Other Industrial_Existing_Space Heating_Natural Gas_Furnace_A_Achievable Economic TRC Potential | F1 | Industrial | Other Industrial | Existing | Space Heating | Natural Gas | Furnace | A | Original Unit Energy Savings (kWh or therms) | Achievable Economic TRC Potential | 0 | 505.0924 | 505.0924 | 505.0924 | 505.0924 | 138.7616 | 138.7616 | 138.7616 | 138.7616 | 138.7616 | 138.7616 | 138.7616 | 138.7616 | 138.7616 | 138.7616 | 138.7616 | 138.7616 | 138.7616 | 138.7616 | 138.7616 | 138.7616 | 138.7616 | 138.7616 | 138.7616 | 138.7616 | 138.7616 | 138.7616 | 138.7616 | 138.7616 | 138.7616 | 138.7616
F2_Industrial_Other Industrial_Existing_Space Heating_Natural Gas_Furnace_A_Achievable Economic TRC Potential | F2 | Industrial | Other Industrial | Existing | Space Heating | Natural Gas | Furnace | A | Original Unit Summer Peak Savings (kW) | Achievable Economic TRC Potential | 0 | 0 | 0 | 0 | 0 | 0 | 0 | 0 | 0 | 0 | 0 | 0 | 0 | 0 | 0 | 0 | 0 | 0 | 0 | 0 | 0 | 0 | 0 | 0 | 0 | 0 | 0 | 0 | 0 | 0 | 0
F3_Industrial_Other Industrial_Existing_Space Heating_Natural Gas_Furnace_A_Achievable Economic TRC Potential | F3 | Industrial | Other Industrial | Existing | Space Heating | Natural Gas | Furnace | A | Original Unit Winter Peak Savings (kW) | Achievable Economic TRC Potential | 0 | 0 | 0 | 0 | 0 | 0 | 0 | 0 | 0 | 0 | 0 | 0 | 0 | 0 | 0 | 0 | 0 | 0 | 0 | 0 | 0 | 0 | 0 | 0 | 0 | 0 | 0 | 0 | 0 | 0 | 0
F4_Industrial_Other Industrial_Existing_Space Heating_Natural Gas_Furnace_A_Achievable Economic TRC Potential | F4 | Industrial | Other Industrial | Existing | Space Heating | Natural Gas | Furnace | A | Standalone Impact on Baseline Energy (%) | Achievable Economic TRC Potential | 0% | 0% | 0% | 0% | 0% | 0.0004194% | 0.0013% | 0.00228% | 0.003653% | 0.005449% | 0.007679% | 0.01022% | 0.01285% | 0.0157% | 0.0186% | 0.02141% | 0.024% | 0.02664% | 0.02931% | 0.03192% | 0.03469% | 0.03755% | 0.04062% | 0.04375% | 0.00046972 | 0.00050263 | 0.00053639 | 0.00057094 | 0 | 0 | 0
F5_Industrial_Other Industrial_Existing_Space Heating_Natural Gas_Furnace_A_Achievable Economic TRC Potential | F5 | Industrial | Other Industrial | Existing | Space Heating | Natural Gas | Furnace | A | Standalone Impact on Baseline Summer Peak (%) | Achievable Economic TRC Potential | 0% | 0% | 0% | 0% | 0% | 0% | 0% | 0% | 0% | 0% | 0% | 0% | 0% | 0% | 0% | 0% | 0% | 0% | 0% | 0% | 0% | 0% | 0% | 0% | 0 | 0 | 0 | 0 | 0 | 0 | 0
F6_Industrial_Other Industrial_Existing_Space Heating_Natural Gas_Furnace_A_Achievable Economic TRC Potential | F6 | Industrial | Other Industrial | Existing | Space Heating | Natural Gas | Furnace | A | Standalone Impact on Baseline Winter Peak (%) | Achievable Economic TRC Potential | 0% | 0% | 0% | 0% | 0% | 0% | 0% | 0% | 0% | 0% | 0% | 0% | 0% | 0% | 0% | 0% | 0% | 0% | 0% | 0% | 0% | 0% | 0% | 0% | 0 | 0 | 0 | 0 | 0 | 0 | 0
F7_Industrial_Other Industrial_Existing_Space Heating_Natural Gas_Furnace_A_Achievable Economic TRC Potential | F7 | Industrial | Other Industrial | Existing | Space Heating | Natural Gas | Furnace | A | Incremental Energy Savings (MWh or mTherms) | Achievable Economic TRC Potential | 0 | 0 | 0 | 0 | 0 | 0.0031719 | 0.0066053 | 0.0071709 | 0.010039 | 0.013033 | 0.015272 | 0.017534 | 0.017902 | 0.017643 | 0.01946 | 0.016821 | 0.016354 | 0.015582 | 0.014785 | 0.015973 | 0.015696 | 0.015993 | 0.017115 | 0.017399 | 0.017706 | 0.018033 | 0.018457 | 0.018847 | 0.0086339 | 0 | 0
F8_Industrial_Other Industrial_Existing_Space Heating_Natural Gas_Furnace_A_Achievable Economic TRC Potential | F8 | Industrial | Other Industrial | Existing | Space Heating | Natural Gas | Furnace | A | Incremental Summer Peak Savings (MW) | Achievable Economic TRC Potential | 0 | 0 | 0 | 0 | 0 | 0 | 0 | 0 | 0 | 0 | 0 | 0 | 0 | 0 | 0 | 0 | 0 | 0 | 0 | 0 | 0 | 0 | 0 | 0 | 0 | 0 | 0 | 0 | 0 | 0 | 0
F9_Industrial_Other Industrial_Existing_Space Heating_Natural Gas_Furnace_A_Achievable Economic TRC Potential | F9 | Industrial | Other Industrial | Existing | Space Heating | Natural Gas | Furnace | A | Incremental Winter Peak Savings (MW) | Achievable Economic TRC Potential | 0 | 0 | 0 | 0 | 0 | 0 | 0 | 0 | 0 | 0 | 0 | 0 | 0 | 0 | 0 | 0 | 0 | 0 | 0 | 0 | 0 | 0 | 0 | 0 | 0 | 0 | 0 | 0 | 0 | 0 | 0
F10_Industrial_Other Industrial_Existing_Space Heating_Natural Gas_Furnace_A_Achievable Economic TRC Potential | F10 | Industrial | Other Industrial | Existing | Space Heating | Natural Gas | Furnace | A | Cumulative Energy Savings (MWh or mTherms) | Achievable Economic TRC Potential | 0 | 0 | 0 | 0 | 0 | 0.0031719 | 0.0097772 | 0.016948 | 0.026987 | 0.040019 | 0.055291 | 0.072825 | 0.090726 | 0.10837 | 0.12783 | 0.14465 | 0.161 | 0.17659 | 0.19137 | 0.20734 | 0.22304 | 0.23903 | 0.25615 | 0.27355 | 0.29125 | 0.30929 | 0.32774 | 0.34659 | 0.35522 | 0.35522 | 0.35522
F11_Industrial_Other Industrial_Existing_Space Heating_Natural Gas_Furnace_A_Achievable Economic TRC Potential | F11 | Industrial | Other Industrial | Existing | Space Heating | Natural Gas | Furnace | A | Cumulative Summer Peak Savings (MW) | Achievable Economic TRC Potential | 0 | 0 | 0 | 0 | 0 | 0 | 0 | 0 | 0 | 0 | 0 | 0 | 0 | 0 | 0 | 0 | 0 | 0 | 0 | 0 | 0 | 0 | 0 | 0 | 0 | 0 | 0 | 0 | 0 | 0 | 0
F12_Industrial_Other Industrial_Existing_Space Heating_Natural Gas_Furnace_A_Achievable Economic TRC Potential | F12 | Industrial | Other Industrial | Existing | Space Heating | Natural Gas | Furnace | A | Cumulative Winter Peak Savings (MW) | Achievable Economic TRC Potential | 0 | 0 | 0 | 0 | 0 | 0 | 0 | 0 | 0 | 0 | 0 | 0 | 0 | 0 | 0 | 0 | 0 | 0 | 0 | 0 | 0 | 0 | 0 | 0 | 0 | 0 | 0 | 0 | 0 | 0 | 0
F13_Industrial_Other Industrial_Existing_Space Heating_Natural Gas_Furnace_A_Achievable Economic TRC Potential | F13 | Industrial | Other Industrial | Existing | Space Heating | Natural Gas | Furnace | A | Purchases (Incremental) | Achievable Economic TRC Potential | 0 | 0 | 0 | 0 | 0 | 0.022858 | 0.047602 | 0.051678 | 0.072344 | 0.093922 | 0.11006 | 0.12636 | 0.12901 | 0.12714 | 0.14024 | 0.12122 | 0.11786 | 0.11229 | 0.10655 | 0.11511 | 0.11311 | 0.11526 | 0.12334 | 0.12539 | 0.1276 | 0.12996 | 0.13301 | 0.13582 | 0.13842 | 0.15867 | 0.17226
F14_Industrial_Other Industrial_Existing_Space Heating_Natural Gas_Furnace_A_Achievable Economic TRC Potential | F14 | Industrial | Other Industrial | Existing | Space Heating | Natural Gas | Furnace | A | Purchases (Cumulative) | Achievable Economic TRC Potential | 0 | 0 | 0 | 0 | 0 | 0.022858 | 0.07046 | 0.12214 | 0.19448 | 0.2884 | 0.39846 | 0.52482 | 0.65383 | 0.78097 | 0.92122 | 1.0424 | 1.1603 | 1.2726 | 1.3791 | 1.4942 | 1.6074 | 1.7226 | 1.846 | 1.9713 | 2.0989 | 2.2289 | 2.3619 | 2.4977 | 2.56 | 2.56 | 2.56
F1_Industrial_Other Industrial_Existing_Space Heating_Natural Gas_Boiler_A_Achievable Economic TRC Potential | F1 | Industrial | Other Industrial | Existing | Space Heating | Natural Gas | Boiler | A | Original Unit Energy Savings (kWh or therms) | Achievable Economic TRC Potential | 0 | 8772.191 | 8772.191 | 8772.191 | 8772.191 | 5375.3 | 5375.3 | 5375.3 | 5375.3 | 5375.3 | 5375.3 | 5375.3 | 5375.3 | 5375.3 | 5375.3 | 5375.3 | 5375.3 | 5375.3 | 5375.3 | 5375.3 | 5375.3 | 5375.3 | 5375.3 | 792.2778 | 792.2778 | 792.2778 | 792.2778 | 792.2778 | 792.2778 | 792.2778 | 792.2778
F2_Industrial_Other Industrial_Existing_Space Heating_Natural Gas_Boiler_A_Achievable Economic TRC Potential | F2 | Industrial | Other Industrial | Existing | Space Heating | Natural Gas | Boiler | A | Original Unit Summer Peak Savings (kW) | Achievable Economic TRC Potential | 0 | 0 | 0 | 0 | 0 | 0 | 0 | 0 | 0 | 0 | 0 | 0 | 0 | 0 | 0 | 0 | 0 | 0 | 0 | 0 | 0 | 0 | 0 | 0 | 0 | 0 | 0 | 0 | 0 | 0 | 0
F3_Industrial_Other Industrial_Existing_Space Heating_Natural Gas_Boiler_A_Achievable Economic TRC Potential | F3 | Industrial | Other Industrial | Existing | Space Heating | Natural Gas | Boiler | A | Original Unit Winter Peak Savings (kW) | Achievable Economic TRC Potential | 0 | 0 | 0 | 0 | 0 | 0 | 0 | 0 | 0 | 0 | 0 | 0 | 0 | 0 | 0 | 0 | 0 | 0 | 0 | 0 | 0 | 0 | 0 | 0 | 0 | 0 | 0 | 0 | 0 | 0 | 0
F4_Industrial_Other Industrial_Existing_Space Heating_Natural Gas_Boiler_A_Achievable Economic TRC Potential | F4 | Industrial | Other Industrial | Existing | Space Heating | Natural Gas | Boiler | A | Standalone Impact on Baseline Energy (%) | Achievable Economic TRC Potential | 0% | 0% | 0% | 0% | 0% | 0% | 0% | 0% | 0% | 0% | 0% | 0% | 0% | 0% | 0% | 0% | 0% | 0% | 0% | 0% | 0% | 0% | 0% | 0.004806% | 0.00012096 | 0.00020868 | 0.00030569 | 0.00040873 | 0 | 0 | 0
F5_Industrial_Other Industrial_Existing_Space Heating_Natural Gas_Boiler_A_Achievable Economic TRC Potential | F5 | Industrial | Other Industrial | Existing | Space Heating | Natural Gas | Boiler | A | Standalone Impact on Baseline Summer Peak (%) | Achievable Economic TRC Potential | 0% | 0% | 0% | 0% | 0% | 0% | 0% | 0% | 0% | 0% | 0% | 0% | 0% | 0% | 0% | 0% | 0% | 0% | 0% | 0% | 0% | 0% | 0% | 0% | 0 | 0 | 0 | 0 | 0 | 0 | 0
F6_Industrial_Other Industrial_Existing_Space Heating_Natural Gas_Boiler_A_Achievable Economic TRC Potential | F6 | Industrial | Other Industrial | Existing | Space Heating | Natural Gas | Boiler | A | Standalone Impact on Baseline Winter Peak (%) | Achievable Economic TRC Potential | 0% | 0% | 0% | 0% | 0% | 0% | 0% | 0% | 0% | 0% | 0% | 0% | 0% | 0% | 0% | 0% | 0% | 0% | 0% | 0% | 0% | 0% | 0% | 0% | 0 | 0 | 0 | 0 | 0 | 0 | 0
F7_Industrial_Other Industrial_Existing_Space Heating_Natural Gas_Boiler_A_Achievable Economic TRC Potential | F7 | Industrial | Other Industrial | Existing | Space Heating | Natural Gas | Boiler | A | Incremental Energy Savings (MWh or mTherms) | Achievable Economic TRC Potential | 0 | 0 | 0 | 0 | 0 | 0 | 0 | 0 | 0 | 0 | 0 | 0 | 0 | 0 | 0 | 0 | 0 | 0 | 0 | 0 | 0 | 0 | 0 | 0.030046 | 0.044959 | 0.053402 | 0.058372 | 0.061341 | 0.062534 | 0.062813 | 0.062565
F8_Industrial_Other Industrial_Existing_Space Heating_Natural Gas_Boiler_A_Achievable Economic TRC Potential | F8 | Industrial | Other Industrial | Existing | Space Heating | Natural Gas | Boiler | A | Incremental Summer Peak Savings (MW) | Achievable Economic TRC Potential | 0 | 0 | 0 | 0 | 0 | 0 | 0 | 0 | 0 | 0 | 0 | 0 | 0 | 0 | 0 | 0 | 0 | 0 | 0 | 0 | 0 | 0 | 0 | 0 | 0 | 0 | 0 | 0 | 0 | 0 | 0
F9_Industrial_Other Industrial_Existing_Space Heating_Natural Gas_Boiler_A_Achievable Economic TRC Potential | F9 | Industrial | Other Industrial | Existing | Space Heating | Natural Gas | Boiler | A | Incremental Winter Peak Savings (MW) | Achievable Economic TRC Potential | 0 | 0 | 0 | 0 | 0 | 0 | 0 | 0 | 0 | 0 | 0 | 0 | 0 | 0 | 0 | 0 | 0 | 0 | 0 | 0 | 0 | 0 | 0 | 0 | 0 | 0 | 0 | 0 | 0 | 0 | 0
F10_Industrial_Other Industrial_Existing_Space Heating_Natural Gas_Boiler_A_Achievable Economic TRC Potential | F10 | Industrial | Other Industrial | Existing | Space Heating | Natural Gas | Boiler | A | Cumulative Energy Savings (MWh or mTherms) | Achievable Economic TRC Potential | 0 | 0 | 0 | 0 | 0 | 0 | 0 | 0 | 0 | 0 | 0 | 0 | 0 | 0 | 0 | 0 | 0 | 0 | 0 | 0 | 0 | 0 | 0 | 0.030046 | 0.075005 | 0.12841 | 0.18678 | 0.24812 | 0.31065 | 0.37347 | 0.43603
F11_Industrial_Other Industrial_Existing_Space Heating_Natural Gas_Boiler_A_Achievable Economic TRC Potential | F11 | Industrial | Other Industrial | Existing | Space Heating | Natural Gas | Boiler | A | Cumulative Summer Peak Savings (MW) | Achievable Economic TRC Potential | 0 | 0 | 0 | 0 | 0 | 0 | 0 | 0 | 0 | 0 | 0 | 0 | 0 | 0 | 0 | 0 | 0 | 0 | 0 | 0 | 0 | 0 | 0 | 0 | 0 | 0 | 0 | 0 | 0 | 0 | 0
F12_Industrial_Other Industrial_Existing_Space Heating_Natural Gas_Boiler_A_Achievable Economic TRC Potential | F12 | Industrial | Other Industrial | Existing | Space Heating | Natural Gas | Boiler | A | Cumulative Winter Peak Savings (MW) | Achievable Economic TRC Potential | 0 | 0 | 0 | 0 | 0 | 0 | 0 | 0 | 0 | 0 | 0 | 0 | 0 | 0 | 0 | 0 | 0 | 0 | 0 | 0 | 0 | 0 | 0 | 0 | 0 | 0 | 0 | 0 | 0 | 0 | 0
F13_Industrial_Other Industrial_Existing_Space Heating_Natural Gas_Boiler_A_Achievable Economic TRC Potential | F13 | Industrial | Other Industrial | Existing | Space Heating | Natural Gas | Boiler | A | Purchases (Incremental) | Achievable Economic TRC Potential | 0 | 0 | 0 | 0 | 0 | 0 | 0 | 0 | 0 | 0 | 0 | 0 | 0 | 0 | 0 | 0 | 0 | 0 | 0 | 0 | 0 | 0 | 0 | 0.037923 | 0.056747 | 0.067403 | 0.073677 | 0.077424 | 0.078929 | 0.079282 | 0.078969
F14_Industrial_Other Industrial_Existing_Space Heating_Natural Gas_Boiler_A_Achievable Economic TRC Potential | F14 | Industrial | Other Industrial | Existing | Space Heating | Natural Gas | Boiler | A | Purchases (Cumulative) | Achievable Economic TRC Potential | 0 | 0 | 0 | 0 | 0 | 0 | 0 | 0 | 0 | 0 | 0 | 0 | 0 | 0 | 0 | 0 | 0 | 0 | 0 | 0 | 0 | 0 | 0 | 0.037923 | 0.09467 | 0.16207 | 0.23575 | 0.31317 | 0.3921 | 0.47138 | 0.55035
F1_Industrial_Other Industrial_Existing_Space Heating_Natural Gas_Unit Heater_A_Achievable Economic TRC Potential | F1 | Industrial | Other Industrial | Existing | Space Heating | Natural Gas | Unit Heater | A | Original Unit Energy Savings (kWh or therms) | Achievable Economic TRC Potential | 0 | 28641.12 | 28641.12 | 28641.12 | 28641.12 | 15772.4108 | 15772.4108 | 15772.4108 | 15772.4108 | 15772.4108 | 15772.4108 | 15772.4108 | 15772.4108 | 15772.4108 | 15772.4108 | 15772.4108 | 15772.4108 | 15772.4108 | 15772.4108 | 15772.4108 | 15772.4108 | 15772.4108 | 15772.4108 | 15772.4108 | 15772.4108 | 15772.4108 | 15772.4108 | 15772.4108 | 15772.4108 | 15772.4108 | 15772.4108
F2_Industrial_Other Industrial_Existing_Space Heating_Natural Gas_Unit Heater_A_Achievable Economic TRC Potential | F2 | Industrial | Other Industrial | Existing | Space Heating | Natural Gas | Unit Heater | A | Original Unit Summer Peak Savings (kW) | Achievable Economic TRC Potential | 0 | 0 | 0 | 0 | 0 | 0 | 0 | 0 | 0 | 0 | 0 | 0 | 0 | 0 | 0 | 0 | 0 | 0 | 0 | 0 | 0 | 0 | 0 | 0 | 0 | 0 | 0 | 0 | 0 | 0 | 0
F3_Industrial_Other Industrial_Existing_Space Heating_Natural Gas_Unit Heater_A_Achievable Economic TRC Potential | F3 | Industrial | Other Industrial | Existing | Space Heating | Natural Gas | Unit Heater | A | Original Unit Winter Peak Savings (kW) | Achievable Economic TRC Potential | 0 | 0 | 0 | 0 | 0 | 0 | 0 | 0 | 0 | 0 | 0 | 0 | 0 | 0 | 0 | 0 | 0 | 0 | 0 | 0 | 0 | 0 | 0 | 0 | 0 | 0 | 0 | 0 | 0 | 0 | 0
F4_Industrial_Other Industrial_Existing_Space Heating_Natural Gas_Unit Heater_A_Achievable Economic TRC Potential | F4 | Industrial | Other Industrial | Existing | Space Heating | Natural Gas | Unit Heater | A | Standalone Impact on Baseline Energy (%) | Achievable Economic TRC Potential | 0% | 0% | 0% | 0% | 0% | 0.006526% | 0.0244% | 0.05959% | 0.1198% | 0.2125% | 0.3402% | 0.5013% | 0.6977% | 0.9396% | 1.234% | 1.558% | 1.907% | 2.25% | 2.589% | 2.895% | 3.185% | 3.475% | 3.703% | 3.903% | 0.040837 | 0.042457 | 0.043524 | 0.044555 | 0 | 0 | 0
F5_Industrial_Other Industrial_Existing_Space Heating_Natural Gas_Unit Heater_A_Achievable Economic TRC Potential | F5 | Industrial | Other Industrial | Existing | Space Heating | Natural Gas | Unit Heater | A | Standalone Impact on Baseline Summer Peak (%) | Achievable Economic TRC Potential | 0% | 0% | 0% | 0% | 0% | 0% | 0% | 0% | 0% | 0% | 0% | 0% | 0% | 0% | 0% | 0% | 0% | 0% | 0% | 0% | 0% | 0% | 0% | 0% | 0 | 0 | 0 | 0 | 0 | 0 | 0
F6_Industrial_Other Industrial_Existing_Space Heating_Natural Gas_Unit Heater_A_Achievable Economic TRC Potential | F6 | Industrial | Other Industrial | Existing | Space Heating | Natural Gas | Unit Heater | A | Standalone Impact on Baseline Winter Peak (%) | Achievable Economic TRC Potential | 0% | 0% | 0% | 0% | 0% | 0% | 0% | 0% | 0% | 0% | 0% | 0% | 0% | 0% | 0% | 0% | 0% | 0% | 0% | 0% | 0% | 0% | 0% | 0% | 0 | 0 | 0 | 0 | 0 | 0 | 0
F7_Industrial_Other Industrial_Existing_Space Heating_Natural Gas_Unit Heater_A_Achievable Economic TRC Potential | F7 | Industrial | Other Industrial | Existing | Space Heating | Natural Gas | Unit Heater | A | Incremental Energy Savings (MWh or mTherms) | Achievable Economic TRC Potential | 0 | 0 | 0 | 0 | 0 | 0.049355 | 0.13419 | 0.25932 | 0.44194 | 0.67559 | 0.88926 | 1.1243 | 1.354 | 1.5559 | 1.9945 | 2.0504 | 2.2613 | 2.1266 | 1.9851 | 1.8985 | 1.6749 | 1.6433 | 1.2352 | 1.0497 | 0.9177 | 0.80454 | 0.468 | 0.45327 | 0.26836 | 0.37174 | 0.43202
F8_Industrial_Other Industrial_Existing_Space Heating_Natural Gas_Unit Heater_A_Achievable Economic TRC Potential | F8 | Industrial | Other Industrial | Existing | Space Heating | Natural Gas | Unit Heater | A | Incremental Summer Peak Savings (MW) | Achievable Economic TRC Potential | 0 | 0 | 0 | 0 | 0 | 0 | 0 | 0 | 0 | 0 | 0 | 0 | 0 | 0 | 0 | 0 | 0 | 0 | 0 | 0 | 0 | 0 | 0 | 0 | 0 | 0 | 0 | 0 | 0 | 0 | 0
F9_Industrial_Other Industrial_Existing_Space Heating_Natural Gas_Unit Heater_A_Achievable Economic TRC Potential | F9 | Industrial | Other Industrial | Existing | Space Heating | Natural Gas | Unit Heater | A | Incremental Winter Peak Savings (MW) | Achievable Economic TRC Potential | 0 | 0 | 0 | 0 | 0 | 0 | 0 | 0 | 0 | 0 | 0 | 0 | 0 | 0 | 0 | 0 | 0 | 0 | 0 | 0 | 0 | 0 | 0 | 0 | 0 | 0 | 0 | 0 | 0 | 0 | 0
F10_Industrial_Other Industrial_Existing_Space Heating_Natural Gas_Unit Heater_A_Achievable Economic TRC Potential | F10 | Industrial | Other Industrial | Existing | Space Heating | Natural Gas | Unit Heater | A | Cumulative Energy Savings (MWh or mTherms) | Achievable Economic TRC Potential | 0 | 0 | 0 | 0 | 0 | 0.049355 | 0.18354 | 0.44287 | 0.88481 | 1.5604 | 2.4497 | 3.574 | 4.928 | 6.4838 | 8.4784 | 10.5287 | 12.79 | 14.9166 | 16.9017 | 18.8002 | 20.4751 | 22.1184 | 23.3537 | 24.4033 | 25.321 | 26.1256 | 26.5936 | 27.0468 | 27.3152 | 27.6869 | 28.119
F11_Industrial_Other Industrial_Existing_Space Heating_Natural Gas_Unit Heater_A_Achievable Economic TRC Potential | F11 | Industrial | Other Industrial | Existing | Space Heating | Natural Gas | Unit Heater | A | Cumulative Summer Peak Savings (MW) | Achievable Economic TRC Potential | 0 | 0 | 0 | 0 | 0 | 0 | 0 | 0 | 0 | 0 | 0 | 0 | 0 | 0 | 0 | 0 | 0 | 0 | 0 | 0 | 0 | 0 | 0 | 0 | 0 | 0 | 0 | 0 | 0 | 0 | 0
F12_Industrial_Other Industrial_Existing_Space Heating_Natural Gas_Unit Heater_A_Achievable Economic TRC Potential | F12 | Industrial | Other Industrial | Existing | Space Heating | Natural Gas | Unit Heater | A | Cumulative Winter Peak Savings (MW) | Achievable Economic TRC Potential | 0 | 0 | 0 | 0 | 0 | 0 | 0 | 0 | 0 | 0 | 0 | 0 | 0 | 0 | 0 | 0 | 0 | 0 | 0 | 0 | 0 | 0 | 0 | 0 | 0 | 0 | 0 | 0 | 0 | 0 | 0
F13_Industrial_Other Industrial_Existing_Space Heating_Natural Gas_Unit Heater_A_Achievable Economic TRC Potential | F13 | Industrial | Other Industrial | Existing | Space Heating | Natural Gas | Unit Heater | A | Purchases (Incremental) | Achievable Economic TRC Potential | 0 | 0 | 0 | 0 | 0 | 0.0031292 | 0.0085078 | 0.016442 | 0.02802 | 0.042834 | 0.056381 | 0.071283 | 0.085847 | 0.098644 | 0.12646 | 0.13 | 0.14337 | 0.13796 | 0.13437 | 0.13681 | 0.13421 | 0.14702 | 0.1347 | 0.13783 | 0.14403 | 0.14965 | 0.15613 | 0.15874 | 0.16039 | 0.16153 | 0.16176
F14_Industrial_Other Industrial_Existing_Space Heating_Natural Gas_Unit Heater_A_Achievable Economic TRC Potential | F14 | Industrial | Other Industrial | Existing | Space Heating | Natural Gas | Unit Heater | A | Purchases (Cumulative) | Achievable Economic TRC Potential | 0 | 0 | 0 | 0 | 0 | 0.0031292 | 0.011637 | 0.028079 | 0.056099 | 0.098932 | 0.15531 | 0.2266 | 0.31244 | 0.41109 | 0.53754 | 0.66754 | 0.81091 | 0.94574 | 1.0716 | 1.192 | 1.2982 | 1.4024 | 1.4807 | 1.5472 | 1.6054 | 1.6564 | 1.6861 | 1.7148 | 1.7318 | 1.7554 | 1.7828
F1_Industrial_Other Industrial_New_Space Heating_Natural Gas_Furnace_A_Achievable Economic TRC Potential | F1 | Industrial | Other Industrial | New | Space Heating | Natural Gas | Furnace | A | Original Unit Energy Savings (kWh or therms) | Achievable Economic TRC Potential | 0 | 0 | 0 | 0 | 0 | 0 | 0 | 0 | 0 | 0 | 0 | 0 | 0 | 0 | 0 | 0 | 0 | 0 | 0 | 0 | 0 | 0 | 0 | 0 | 0 | 0 | 0 | 0 | 0 | 0 | 0
F2_Industrial_Other Industrial_New_Space Heating_Natural Gas_Furnace_A_Achievable Economic TRC Potential | F2 | Industrial | Other Industrial | New | Space Heating | Natural Gas | Furnace | A | Original Unit Summer Peak Savings (kW) | Achievable Economic TRC Potential | 0 | 0 | 0 | 0 | 0 | 0 | 0 | 0 | 0 | 0 | 0 | 0 | 0 | 0 | 0 | 0 | 0 | 0 | 0 | 0 | 0 | 0 | 0 | 0 | 0 | 0 | 0 | 0 | 0 | 0 | 0
F3_Industrial_Other Industrial_New_Space Heating_Natural Gas_Furnace_A_Achievable Economic TRC Potential | F3 | Industrial | Other Industrial | New | Space Heating | Natural Gas | Furnace | A | Original Unit Winter Peak Savings (kW) | Achievable Economic TRC Potential | 0 | 0 | 0 | 0 | 0 | 0 | 0 | 0 | 0 | 0 | 0 | 0 | 0 | 0 | 0 | 0 | 0 | 0 | 0 | 0 | 0 | 0 | 0 | 0 | 0 | 0 | 0 | 0 | 0 | 0 | 0
F4_Industrial_Other Industrial_New_Space Heating_Natural Gas_Furnace_A_Achievable Economic TRC Potential | F4 | Industrial | Other Industrial | New | Space Heating | Natural Gas | Furnace | A | Standalone Impact on Baseline Energy (%) | Achievable Economic TRC Potential | 0% | 0% | 0% | 0% | 0% | 0% | 0% | 0% | 0% | 0% | 0% | 0% | 0% | 0% | 0% | 0% | 0% | 0% | 0% | 0% | 0% | 0% | 0% | 0% | 0 | 0 | 0 | 0 | 0 | 0 | 0
F5_Industrial_Other Industrial_New_Space Heating_Natural Gas_Furnace_A_Achievable Economic TRC Potential | F5 | Industrial | Other Industrial | New | Space Heating | Natural Gas | Furnace | A | Standalone Impact on Baseline Summer Peak (%) | Achievable Economic TRC Potential | 0% | 0% | 0% | 0% | 0% | 0% | 0% | 0% | 0% | 0% | 0% | 0% | 0% | 0% | 0% | 0% | 0% | 0% | 0% | 0% | 0% | 0% | 0% | 0% | 0 | 0 | 0 | 0 | 0 | 0 | 0
F6_Industrial_Other Industrial_New_Space Heating_Natural Gas_Furnace_A_Achievable Economic TRC Potential | F6 | Industrial | Other Industrial | New | Space Heating | Natural Gas | Furnace | A | Standalone Impact on Baseline Winter Peak (%) | Achievable Economic TRC Potential | 0% | 0% | 0% | 0% | 0% | 0% | 0% | 0% | 0% | 0% | 0% | 0% | 0% | 0% | 0% | 0% | 0% | 0% | 0% | 0% | 0% | 0% | 0% | 0% | 0 | 0 | 0 | 0 | 0 | 0 | 0
F7_Industrial_Other Industrial_New_Space Heating_Natural Gas_Furnace_A_Achievable Economic TRC Potential | F7 | Industrial | Other Industrial | New | Space Heating | Natural Gas | Furnace | A | Incremental Energy Savings (MWh or mTherms) | Achievable Economic TRC Potential | 0 | 0 | 0 | 0 | 0 | 0 | 0 | 0 | 0 | 0 | 0 | 0 | 0 | 0 | 0 | 0 | 0 | 0 | 0 | 0 | 0 | 0 | 0 | 0 | 0 | 0 | 0 | 0 | 0 | 0 | 0
F8_Industrial_Other Industrial_New_Space Heating_Natural Gas_Furnace_A_Achievable Economic TRC Potential | F8 | Industrial | Other Industrial | New | Space Heating | Natural Gas | Furnace | A | Incremental Summer Peak Savings (MW) | Achievable Economic TRC Potential | 0 | 0 | 0 | 0 | 0 | 0 | 0 | 0 | 0 | 0 | 0 | 0 | 0 | 0 | 0 | 0 | 0 | 0 | 0 | 0 | 0 | 0 | 0 | 0 | 0 | 0 | 0 | 0 | 0 | 0 | 0
F9_Industrial_Other Industrial_New_Space Heating_Natural Gas_Furnace_A_Achievable Economic TRC Potential | F9 | Industrial | Other Industrial | New | Space Heating | Natural Gas | Furnace | A | Incremental Winter Peak Savings (MW) | Achievable Economic TRC Potential | 0 | 0 | 0 | 0 | 0 | 0 | 0 | 0 | 0 | 0 | 0 | 0 | 0 | 0 | 0 | 0 | 0 | 0 | 0 | 0 | 0 | 0 | 0 | 0 | 0 | 0 | 0 | 0 | 0 | 0 | 0
F10_Industrial_Other Industrial_New_Space Heating_Natural Gas_Furnace_A_Achievable Economic TRC Potential | F10 | Industrial | Other Industrial | New | Space Heating | Natural Gas | Furnace | A | Cumulative Energy Savings (MWh or mTherms) | Achievable Economic TRC Potential | 0 | 0 | 0 | 0 | 0 | 0 | 0 | 0 | 0 | 0 | 0 | 0 | 0 | 0 | 0 | 0 | 0 | 0 | 0 | 0 | 0 | 0 | 0 | 0 | 0 | 0 | 0 | 0 | 0 | 0 | 0
F11_Industrial_Other Industrial_New_Space Heating_Natural Gas_Furnace_A_Achievable Economic TRC Potential | F11 | Industrial | Other Industrial | New | Space Heating | Natural Gas | Furnace | A | Cumulative Summer Peak Savings (MW) | Achievable Economic TRC Potential | 0 | 0 | 0 | 0 | 0 | 0 | 0 | 0 | 0 | 0 | 0 | 0 | 0 | 0 | 0 | 0 | 0 | 0 | 0 | 0 | 0 | 0 | 0 | 0 | 0 | 0 | 0 | 0 | 0 | 0 | 0
F12_Industrial_Other Industrial_New_Space Heating_Natural Gas_Furnace_A_Achievable Economic TRC Potential | F12 | Industrial | Other Industrial | New | Space Heating | Natural Gas | Furnace | A | Cumulative Winter Peak Savings (MW) | Achievable Economic TRC Potential | 0 | 0 | 0 | 0 | 0 | 0 | 0 | 0 | 0 | 0 | 0 | 0 | 0 | 0 | 0 | 0 | 0 | 0 | 0 | 0 | 0 | 0 | 0 | 0 | 0 | 0 | 0 | 0 | 0 | 0 | 0
F13_Industrial_Other Industrial_New_Space Heating_Natural Gas_Furnace_A_Achievable Economic TRC Potential | F13 | Industrial | Other Industrial | New | Space Heating | Natural Gas | Furnace | A | Purchases (Incremental) | Achievable Economic TRC Potential | 0 | 0 | 0 | 0 | 0 | 0 | 0 | 0 | 0 | 0 | 0 | 0 | 0 | 0 | 0 | 0 | 0 | 0 | 0 | 0 | 0 | 0 | 0 | 0 | 0 | 0 | 0 | 0 | 0 | 0 | 0
F14_Industrial_Other Industrial_New_Space Heating_Natural Gas_Furnace_A_Achievable Economic TRC Potential | F14 | Industrial | Other Industrial | New | Space Heating | Natural Gas | Furnace | A | Purchases (Cumulative) | Achievable Economic TRC Potential | 0 | 0 | 0 | 0 | 0 | 0 | 0 | 0 | 0 | 0 | 0 | 0 | 0 | 0 | 0 | 0 | 0 | 0 | 0 | 0 | 0 | 0 | 0 | 0 | 0 | 0 | 0 | 0 | 0 | 0 | 0
F1_Industrial_Other Industrial_New_Space Heating_Natural Gas_Boiler_A_Achievable Economic TRC Potential | F1 | Industrial | Other Industrial | New | Space Heating | Natural Gas | Boiler | A | Original Unit Energy Savings (kWh or therms) | Achievable Economic TRC Potential | 0 | 0 | 0 | 0 | 0 | 0 | 0 | 0 | 0 | 0 | 0 | 0 | 0 | 0 | 0 | 0 | 0 | 0 | 0 | 0 | 0 | 0 | 0 | 0 | 0 | 0 | 0 | 0 | 0 | 0 | 0
F2_Industrial_Other Industrial_New_Space Heating_Natural Gas_Boiler_A_Achievable Economic TRC Potential | F2 | Industrial | Other Industrial | New | Space Heating | Natural Gas | Boiler | A | Original Unit Summer Peak Savings (kW) | Achievable Economic TRC Potential | 0 | 0 | 0 | 0 | 0 | 0 | 0 | 0 | 0 | 0 | 0 | 0 | 0 | 0 | 0 | 0 | 0 | 0 | 0 | 0 | 0 | 0 | 0 | 0 | 0 | 0 | 0 | 0 | 0 | 0 | 0
F3_Industrial_Other Industrial_New_Space Heating_Natural Gas_Boiler_A_Achievable Economic TRC Potential | F3 | Industrial | Other Industrial | New | Space Heating | Natural Gas | Boiler | A | Original Unit Winter Peak Savings (kW) | Achievable Economic TRC Potential | 0 | 0 | 0 | 0 | 0 | 0 | 0 | 0 | 0 | 0 | 0 | 0 | 0 | 0 | 0 | 0 | 0 | 0 | 0 | 0 | 0 | 0 | 0 | 0 | 0 | 0 | 0 | 0 | 0 | 0 | 0
F4_Industrial_Other Industrial_New_Space Heating_Natural Gas_Boiler_A_Achievable Economic TRC Potential | F4 | Industrial | Other Industrial | New | Space Heating | Natural Gas | Boiler | A | Standalone Impact on Baseline Energy (%) | Achievable Economic TRC Potential | 0% | 0% | 0% | 0% | 0% | 0% | 0% | 0% | 0% | 0% | 0% | 0% | 0% | 0% | 0% | 0% | 0% | 0% | 0% | 0% | 0% | 0% | 0% | 0% | 0 | 0 | 0 | 0 | 0 | 0 | 0
F5_Industrial_Other Industrial_New_Space Heating_Natural Gas_Boiler_A_Achievable Economic TRC Potential | F5 | Industrial | Other Industrial | New | Space Heating | Natural Gas | Boiler | A | Standalone Impact on Baseline Summer Peak (%) | Achievable Economic TRC Potential | 0% | 0% | 0% | 0% | 0% | 0% | 0% | 0% | 0% | 0% | 0% | 0% | 0% | 0% | 0% | 0% | 0% | 0% | 0% | 0% | 0% | 0% | 0% | 0% | 0 | 0 | 0 | 0 | 0 | 0 | 0
F6_Industrial_Other Industrial_New_Space Heating_Natural Gas_Boiler_A_Achievable Economic TRC Potential | F6 | Industrial | Other Industrial | New | Space Heating | Natural Gas | Boiler | A | Standalone Impact on Baseline Winter Peak (%) | Achievable Economic TRC Potential | 0% | 0% | 0% | 0% | 0% | 0% | 0% | 0% | 0% | 0% | 0% | 0% | 0% | 0% | 0% | 0% | 0% | 0% | 0% | 0% | 0% | 0% | 0% | 0% | 0 | 0 | 0 | 0 | 0 | 0 | 0
F7_Industrial_Other Industrial_New_Space Heating_Natural Gas_Boiler_A_Achievable Economic TRC Potential | F7 | Industrial | Other Industrial | New | Space Heating | Natural Gas | Boiler | A | Incremental Energy Savings (MWh or mTherms) | Achievable Economic TRC Potential | 0 | 0 | 0 | 0 | 0 | 0 | 0 | 0 | 0 | 0 | 0 | 0 | 0 | 0 | 0 | 0 | 0 | 0 | 0 | 0 | 0 | 0 | 0 | 0 | 0 | 0 | 0 | 0 | 0 | 0 | 0
F8_Industrial_Other Industrial_New_Space Heating_Natural Gas_Boiler_A_Achievable Economic TRC Potential | F8 | Industrial | Other Industrial | New | Space Heating | Natural Gas | Boiler | A | Incremental Summer Peak Savings (MW) | Achievable Economic TRC Potential | 0 | 0 | 0 | 0 | 0 | 0 | 0 | 0 | 0 | 0 | 0 | 0 | 0 | 0 | 0 | 0 | 0 | 0 | 0 | 0 | 0 | 0 | 0 | 0 | 0 | 0 | 0 | 0 | 0 | 0 | 0
F9_Industrial_Other Industrial_New_Space Heating_Natural Gas_Boiler_A_Achievable Economic TRC Potential | F9 | Industrial | Other Industrial | New | Space Heating | Natural Gas | Boiler | A | Incremental Winter Peak Savings (MW) | Achievable Economic TRC Potential | 0 | 0 | 0 | 0 | 0 | 0 | 0 | 0 | 0 | 0 | 0 | 0 | 0 | 0 | 0 | 0 | 0 | 0 | 0 | 0 | 0 | 0 | 0 | 0 | 0 | 0 | 0 | 0 | 0 | 0 | 0
F10_Industrial_Other Industrial_New_Space Heating_Natural Gas_Boiler_A_Achievable Economic TRC Potential | F10 | Industrial | Other Industrial | New | Space Heating | Natural Gas | Boiler | A | Cumulative Energy Savings (MWh or mTherms) | Achievable Economic TRC Potential | 0 | 0 | 0 | 0 | 0 | 0 | 0 | 0 | 0 | 0 | 0 | 0 | 0 | 0 | 0 | 0 | 0 | 0 | 0 | 0 | 0 | 0 | 0 | 0 | 0 | 0 | 0 | 0 | 0 | 0 | 0
F11_Industrial_Other Industrial_New_Space Heating_Natural Gas_Boiler_A_Achievable Economic TRC Potential | F11 | Industrial | Other Industrial | New | Space Heating | Natural Gas | Boiler | A | Cumulative Summer Peak Savings (MW) | Achievable Economic TRC Potential | 0 | 0 | 0 | 0 | 0 | 0 | 0 | 0 | 0 | 0 | 0 | 0 | 0 | 0 | 0 | 0 | 0 | 0 | 0 | 0 | 0 | 0 | 0 | 0 | 0 | 0 | 0 | 0 | 0 | 0 | 0
F12_Industrial_Other Industrial_New_Space Heating_Natural Gas_Boiler_A_Achievable Economic TRC Potential | F12 | Industrial | Other Industrial | New | Space Heating | Natural Gas | Boiler | A | Cumulative Winter Peak Savings (MW) | Achievable Economic TRC Potential | 0 | 0 | 0 | 0 | 0 | 0 | 0 | 0 | 0 | 0 | 0 | 0 | 0 | 0 | 0 | 0 | 0 | 0 | 0 | 0 | 0 | 0 | 0 | 0 | 0 | 0 | 0 | 0 | 0 | 0 | 0
F13_Industrial_Other Industrial_New_Space Heating_Natural Gas_Boiler_A_Achievable Economic TRC Potential | F13 | Industrial | Other Industrial | New | Space Heating | Natural Gas | Boiler | A | Purchases (Incremental) | Achievable Economic TRC Potential | 0 | 0 | 0 | 0 | 0 | 0 | 0 | 0 | 0 | 0 | 0 | 0 | 0 | 0 | 0 | 0 | 0 | 0 | 0 | 0 | 0 | 0 | 0 | 0 | 0 | 0 | 0 | 0 | 0 | 0 | 0
F14_Industrial_Other Industrial_New_Space Heating_Natural Gas_Boiler_A_Achievable Economic TRC Potential | F14 | Industrial | Other Industrial | New | Space Heating | Natural Gas | Boiler | A | Purchases (Cumulative) | Achievable Economic TRC Potential | 0 | 0 | 0 | 0 | 0 | 0 | 0 | 0 | 0 | 0 | 0 | 0 | 0 | 0 | 0 | 0 | 0 | 0 | 0 | 0 | 0 | 0 | 0 | 0 | 0 | 0 | 0 | 0 | 0 | 0 | 0
F1_Industrial_Other Industrial_New_Space Heating_Natural Gas_Unit Heater_A_Achievable Economic TRC Potential | F1 | Industrial | Other Industrial | New | Space Heating | Natural Gas | Unit Heater | A | Original Unit Energy Savings (kWh or therms) | Achievable Economic TRC Potential | 0 | 28641.12 | 28641.12 | 28641.12 | 28641.12 | 15772.4108 | 15772.4108 | 15772.4108 | 15772.4108 | 15772.4108 | 15772.4108 | 15772.4108 | 15772.4108 | 15772.4108 | 15772.4108 | 15772.4108 | 15772.4108 | 15772.4108 | 15772.4108 | 15772.4108 | 15772.4108 | 15772.4108 | 15772.4108 | 15772.4108 | 15772.4108 | 15772.4108 | 15772.4108 | 15772.4108 | 15772.4108 | 15772.4108 | 15772.4108
F2_Industrial_Other Industrial_New_Space Heating_Natural Gas_Unit Heater_A_Achievable Economic TRC Potential | F2 | Industrial | Other Industrial | New | Space Heating | Natural Gas | Unit Heater | A | Original Unit Summer Peak Savings (kW) | Achievable Economic TRC Potential | 0 | 0 | 0 | 0 | 0 | 0 | 0 | 0 | 0 | 0 | 0 | 0 | 0 | 0 | 0 | 0 | 0 | 0 | 0 | 0 | 0 | 0 | 0 | 0 | 0 | 0 | 0 | 0 | 0 | 0 | 0
F3_Industrial_Other Industrial_New_Space Heating_Natural Gas_Unit Heater_A_Achievable Economic TRC Potential | F3 | Industrial | Other Industrial | New | Space Heating | Natural Gas | Unit Heater | A | Original Unit Winter Peak Savings (kW) | Achievable Economic TRC Potential | 0 | 0 | 0 | 0 | 0 | 0 | 0 | 0 | 0 | 0 | 0 | 0 | 0 | 0 | 0 | 0 | 0 | 0 | 0 | 0 | 0 | 0 | 0 | 0 | 0 | 0 | 0 | 0 | 0 | 0 | 0
F4_Industrial_Other Industrial_New_Space Heating_Natural Gas_Unit Heater_A_Achievable Economic TRC Potential | F4 | Industrial | Other Industrial | New | Space Heating | Natural Gas | Unit Heater | A | Standalone Impact on Baseline Energy (%) | Achievable Economic TRC Potential | 0% | 0% | 0% | 0% | 0% | 0.2185% | 0.5542% | 0.9651% | 1.424% | 1.918% | 2.426% | 3.053% | 3.751% | 4.481% | 5.219% | 5.954% | 6.67% | 7.289% | 8.064% | 8.678% | 9.158% | 9.545% | 9.853% | 10.06% | 0.10181 | 0.10252 | 0.10292 | 0.10302 | 0 | 0 | 0
F5_Industrial_Other Industrial_New_Space Heating_Natural Gas_Unit Heater_A_Achievable Economic TRC Potential | F5 | Industrial | Other Industrial | New | Space Heating | Natural Gas | Unit Heater | A | Standalone Impact on Baseline Summer Peak (%) | Achievable Economic TRC Potential | 0% | 0% | 0% | 0% | 0% | 0% | 0% | 0% | 0% | 0% | 0% | 0% | 0% | 0% | 0% | 0% | 0% | 0% | 0% | 0% | 0% | 0% | 0% | 0% | 0 | 0 | 0 | 0 | 0 | 0 | 0
F6_Industrial_Other Industrial_New_Space Heating_Natural Gas_Unit Heater_A_Achievable Economic TRC Potential | F6 | Industrial | Other Industrial | New | Space Heating | Natural Gas | Unit Heater | A | Standalone Impact on Baseline Winter Peak (%) | Achievable Economic TRC Potential | 0% | 0% | 0% | 0% | 0% | 0% | 0% | 0% | 0% | 0% | 0% | 0% | 0% | 0% | 0% | 0% | 0% | 0% | 0% | 0% | 0% | 0% | 0% | 0% | 0 | 0 | 0 | 0 | 0 | 0 | 0
F7_Industrial_Other Industrial_New_Space Heating_Natural Gas_Unit Heater_A_Achievable Economic TRC Potential | F7 | Industrial | Other Industrial | New | Space Heating | Natural Gas | Unit Heater | A | Incremental Energy Savings (MWh or mTherms) | Achievable Economic TRC Potential | 0 | 0 | 0 | 0 | 0 | 0.018261 | 0.035895 | 0.053813 | 0.071328 | 0.089208 | 0.10535 | 0.13813 | 0.16735 | 0.19127 | 0.21029 | 0.22965 | 0.24413 | 0.23949 | 0.29128 | 0.26787 | 0.24671 | 0.23186 | 0.22237 | 0.1958 | 0.17427 | 0.15846 | 0.14901 | 0.13813 | 0.14841 | 0.15292 | 0.096231
F8_Industrial_Other Industrial_New_Space Heating_Natural Gas_Unit Heater_A_Achievable Economic TRC Potential | F8 | Industrial | Other Industrial | New | Space Heating | Natural Gas | Unit Heater | A | Incremental Summer Peak Savings (MW) | Achievable Economic TRC Potential | 0 | 0 | 0 | 0 | 0 | 0 | 0 | 0 | 0 | 0 | 0 | 0 | 0 | 0 | 0 | 0 | 0 | 0 | 0 | 0 | 0 | 0 | 0 | 0 | 0 | 0 | 0 | 0 | 0 | 0 | 0
F9_Industrial_Other Industrial_New_Space Heating_Natural Gas_Unit Heater_A_Achievable Economic TRC Potential | F9 | Industrial | Other Industrial | New | Space Heating | Natural Gas | Unit Heater | A | Incremental Winter Peak Savings (MW) | Achievable Economic TRC Potential | 0 | 0 | 0 | 0 | 0 | 0 | 0 | 0 | 0 | 0 | 0 | 0 | 0 | 0 | 0 | 0 | 0 | 0 | 0 | 0 | 0 | 0 | 0 | 0 | 0 | 0 | 0 | 0 | 0 | 0 | 0
F10_Industrial_Other Industrial_New_Space Heating_Natural Gas_Unit Heater_A_Achievable Economic TRC Potential | F10 | Industrial | Other Industrial | New | Space Heating | Natural Gas | Unit Heater | A | Cumulative Energy Savings (MWh or mTherms) | Achievable Economic TRC Potential | 0 | 0 | 0 | 0 | 0 | 0.018261 | 0.054157 | 0.10797 | 0.1793 | 0.26851 | 0.37386 | 0.51199 | 0.67934 | 0.87061 | 1.0809 | 1.3105 | 1.5547 | 1.7942 | 2.0854 | 2.3533 | 2.6 | 2.8319 | 3.0543 | 3.2501 | 3.4243 | 3.5828 | 3.7318 | 3.8699 | 4.0183 | 4.1713 | 4.2675
F11_Industrial_Other Industrial_New_Space Heating_Natural Gas_Unit Heater_A_Achievable Economic TRC Potential | F11 | Industrial | Other Industrial | New | Space Heating | Natural Gas | Unit Heater | A | Cumulative Summer Peak Savings (MW) | Achievable Economic TRC Potential | 0 | 0 | 0 | 0 | 0 | 0 | 0 | 0 | 0 | 0 | 0 | 0 | 0 | 0 | 0 | 0 | 0 | 0 | 0 | 0 | 0 | 0 | 0 | 0 | 0 | 0 | 0 | 0 | 0 | 0 | 0
F12_Industrial_Other Industrial_New_Space Heating_Natural Gas_Unit Heater_A_Achievable Economic TRC Potential | F12 | Industrial | Other Industrial | New | Space Heating | Natural Gas | Unit Heater | A | Cumulative Winter Peak Savings (MW) | Achievable Economic TRC Potential | 0 | 0 | 0 | 0 | 0 | 0 | 0 | 0 | 0 | 0 | 0 | 0 | 0 | 0 | 0 | 0 | 0 | 0 | 0 | 0 | 0 | 0 | 0 | 0 | 0 | 0 | 0 | 0 | 0 | 0 | 0
F13_Industrial_Other Industrial_New_Space Heating_Natural Gas_Unit Heater_A_Achievable Economic TRC Potential | F13 | Industrial | Other Industrial | New | Space Heating | Natural Gas | Unit Heater | A | Purchases (Incremental) | Achievable Economic TRC Potential | 0 | 0 | 0 | 0 | 0 | 0.0011578 | 0.0022758 | 0.0034119 | 0.0045223 | 0.0056559 | 0.0066795 | 0.0087578 | 0.01061 | 0.012127 | 0.013333 | 0.01456 | 0.015479 | 0.016342 | 0.020743 | 0.020395 | 0.020164 | 0.020356 | 0.020778 | 0.021172 | 0.021659 | 0.022174 | 0.02278 | 0.023318 | 0.024888 | 0.026037 | 0.026845
F14_Industrial_Other Industrial_New_Space Heating_Natural Gas_Unit Heater_A_Achievable Economic TRC Potential | F14 | Industrial | Other Industrial | New | Space Heating | Natural Gas | Unit Heater | A | Purchases (Cumulative) | Achievable Economic TRC Potential | 0 | 0 | 0 | 0 | 0 | 0.0011578 | 0.0034336 | 0.0068455 | 0.011368 | 0.017024 | 0.023703 | 0.032461 | 0.043071 | 0.055198 | 0.068531 | 0.083091 | 0.09857 | 0.11375 | 0.13222 | 0.1492 | 0.16485 | 0.17955 | 0.19365 | 0.20606 | 0.21711 | 0.22716 | 0.2366 | 0.24536 | 0.25477 | 0.26447 | 0.27057
F1_Industrial_Food Products_Existing_Space Heating_Natural Gas_Insulation - Roof/Ceiling_A_Achievable Economic TRC Potential | F1 | Industrial | Food Products | Existing | Space Heating | Natural Gas | Insulation - Roof/Ceiling | A | Original Unit Energy Savings (kWh or therms) | Achievable Economic TRC Potential | 0 | 0 | 0 | 0 | 0 | 0.099591 | 0.099104 | 0.098502 | 0.097865 | 0.097198 | 0.096522 | 0.095828 | 0.095137 | 0.094449 | 0.093706 | 0.093019 | 0.09234 | 0.09171 | 0.091123 | 0.090551 | 0.090011 | 0.089458 | 0.08896 | 0.088489 | 0.088041 | 0.087626 | 0.087242 | 0.086887 | 0 | 0 | 0
F2_Industrial_Food Products_Existing_Space Heating_Natural Gas_Insulation - Roof/Ceiling_A_Achievable Economic TRC Potential | F2 | Industrial | Food Products | Existing | Space Heating | Natural Gas | Insulation - Roof/Ceiling | A | Original Unit Summer Peak Savings (kW) | Achievable Economic TRC Potential | 0 | 0 | 0 | 0 | 0 | 0 | 0 | 0 | 0 | 0 | 0 | 0 | 0 | 0 | 0 | 0 | 0 | 0 | 0 | 0 | 0 | 0 | 0 | 0 | 0 | 0 | 0 | 0 | 0 | 0 | 0
F3_Industrial_Food Products_Existing_Space Heating_Natural Gas_Insulation - Roof/Ceiling_A_Achievable Economic TRC Potential | F3 | Industrial | Food Products | Existing | Space Heating | Natural Gas | Insulation - Roof/Ceiling | A | Original Unit Winter Peak Savings (kW) | Achievable Economic TRC Potential | 0 | 0 | 0 | 0 | 0 | 0 | 0 | 0 | 0 | 0 | 0 | 0 | 0 | 0 | 0 | 0 | 0 | 0 | 0 | 0 | 0 | 0 | 0 | 0 | 0 | 0 | 0 | 0 | 0 | 0 | 0
F4_Industrial_Food Products_Existing_Space Heating_Natural Gas_Insulation - Roof/Ceiling_A_Achievable Economic TRC Potential | F4 | Industrial | Food Products | Existing | Space Heating | Natural Gas | Insulation - Roof/Ceiling | A | Standalone Impact on Baseline Energy (%) | Achievable Economic TRC Potential | 0% | 0% | 0% | 0% | 0% | 0.3808% | 1.047% | 2.09% | 3.54% | 5.384% | 7.608% | 9.95% | 12.29% | 14.65% | 16.49% | 18.21% | 19.42% | 20.42% | 21.23% | 21.62% | 21.97% | 22.22% | 22.41% | 22.49% | 0.22561 | 0.22627 | 0.22687 | 0.22742 | 0 | 0 | 0
F5_Industrial_Food Products_Existing_Space Heating_Natural Gas_Insulation - Roof/Ceiling_A_Achievable Economic TRC Potential | F5 | Industrial | Food Products | Existing | Space Heating | Natural Gas | Insulation - Roof/Ceiling | A | Standalone Impact on Baseline Summer Peak (%) | Achievable Economic TRC Potential | 0% | 0% | 0% | 0% | 0% | 0% | 0% | 0% | 0% | 0% | 0% | 0% | 0% | 0% | 0% | 0% | 0% | 0% | 0% | 0% | 0% | 0% | 0% | 0% | 0 | 0 | 0 | 0 | 0 | 0 | 0
F6_Industrial_Food Products_Existing_Space Heating_Natural Gas_Insulation - Roof/Ceiling_A_Achievable Economic TRC Potential | F6 | Industrial | Food Products | Existing | Space Heating | Natural Gas | Insulation - Roof/Ceiling | A | Standalone Impact on Baseline Winter Peak (%) | Achievable Economic TRC Potential | 0% | 0% | 0% | 0% | 0% | 0% | 0% | 0% | 0% | 0% | 0% | 0% | 0% | 0% | 0% | 0% | 0% | 0% | 0% | 0% | 0% | 0% | 0% | 0% | 0 | 0 | 0 | 0 | 0 | 0 | 0
F7_Industrial_Food Products_Existing_Space Heating_Natural Gas_Insulation - Roof/Ceiling_A_Achievable Economic TRC Potential | F7 | Industrial | Food Products | Existing | Space Heating | Natural Gas | Insulation - Roof/Ceiling | A | Incremental Energy Savings (MWh or mTherms) | Achievable Economic TRC Potential | 0 | 0 | 0 | 0 | 0 | 1.2694 | 2.2094 | 3.3959 | 4.7261 | 5.9789 | 6.839 | 7.2921 | 7.2248 | 6.5881 | 5.741 | 4.6485 | 3.5896 | 2.6137 | 1.8017 | 1.195 | 0.75277 | 0.45363 | 0.30432 | 0 | 0 | 0 | 0 | 0 | 0 | 0 | 0
F8_Industrial_Food Products_Existing_Space Heating_Natural Gas_Insulation - Roof/Ceiling_A_Achievable Economic TRC Potential | F8 | Industrial | Food Products | Existing | Space Heating | Natural Gas | Insulation - Roof/Ceiling | A | Incremental Summer Peak Savings (MW) | Achievable Economic TRC Potential | 0 | 0 | 0 | 0 | 0 | 0 | 0 | 0 | 0 | 0 | 0 | 0 | 0 | 0 | 0 | 0 | 0 | 0 | 0 | 0 | 0 | 0 | 0 | 0 | 0 | 0 | 0 | 0 | 0 | 0 | 0
F9_Industrial_Food Products_Existing_Space Heating_Natural Gas_Insulation - Roof/Ceiling_A_Achievable Economic TRC Potential | F9 | Industrial | Food Products | Existing | Space Heating | Natural Gas | Insulation - Roof/Ceiling | A | Incremental Winter Peak Savings (MW) | Achievable Economic TRC Potential | 0 | 0 | 0 | 0 | 0 | 0 | 0 | 0 | 0 | 0 | 0 | 0 | 0 | 0 | 0 | 0 | 0 | 0 | 0 | 0 | 0 | 0 | 0 | 0 | 0 | 0 | 0 | 0 | 0 | 0 | 0
F10_Industrial_Food Products_Existing_Space Heating_Natural Gas_Insulation - Roof/Ceiling_A_Achievable Economic TRC Potential | F10 | Industrial | Food Products | Existing | Space Heating | Natural Gas | Insulation - Roof/Ceiling | A | Cumulative Energy Savings (MWh or mTherms) | Achievable Economic TRC Potential | 0 | 0 | 0 | 0 | 0 | 1.2694 | 3.4727 | 6.8475 | 11.5292 | 17.4296 | 24.1474 | 31.2657 | 38.2651 | 44.5764 | 49.9667 | 54.2488 | 57.4425 | 59.6645 | 61.0842 | 61.8956 | 62.2789 | 62.3505 | 62.3073 | 61.9774 | 61.6636 | 61.3732 | 61.1044 | 60.8554 | 0 | 0 | 0
F11_Industrial_Food Products_Existing_Space Heating_Natural Gas_Insulation - Roof/Ceiling_A_Achievable Economic TRC Potential | F11 | Industrial | Food Products | Existing | Space Heating | Natural Gas | Insulation - Roof/Ceiling | A | Cumulative Summer Peak Savings (MW) | Achievable Economic TRC Potential | 0 | 0 | 0 | 0 | 0 | 0 | 0 | 0 | 0 | 0 | 0 | 0 | 0 | 0 | 0 | 0 | 0 | 0 | 0 | 0 | 0 | 0 | 0 | 0 | 0 | 0 | 0 | 0 | 0 | 0 | 0
F12_Industrial_Food Products_Existing_Space Heating_Natural Gas_Insulation - Roof/Ceiling_A_Achievable Economic TRC Potential | F12 | Industrial | Food Products | Existing | Space Heating | Natural Gas | Insulation - Roof/Ceiling | A | Cumulative Winter Peak Savings (MW) | Achievable Economic TRC Potential | 0 | 0 | 0 | 0 | 0 | 0 | 0 | 0 | 0 | 0 | 0 | 0 | 0 | 0 | 0 | 0 | 0 | 0 | 0 | 0 | 0 | 0 | 0 | 0 | 0 | 0 | 0 | 0 | 0 | 0 | 0
F13_Industrial_Food Products_Existing_Space Heating_Natural Gas_Insulation - Roof/Ceiling_A_Achievable Economic TRC Potential | F13 | Industrial | Food Products | Existing | Space Heating | Natural Gas | Insulation - Roof/Ceiling | A | Purchases (Incremental) | Achievable Economic TRC Potential | 0 | 0 | 0 | 0 | 0 | 12746.5316 | 22294.1877 | 34475.328 | 48291.5535 | 61512.7989 | 70853.5912 | 76095.3542 | 75940.8478 | 69752.6044 | 61266.557 | 49973.6592 | 38873.4458 | 28499.4272 | 19771.6498 | 13196.7136 | 8363.1813 | 5070.8329 | 3420.8683 | 0 | 0 | 0 | 0 | 0 | 0 | 0 | 0
F14_Industrial_Food Products_Existing_Space Heating_Natural Gas_Insulation - Roof/Ceiling_A_Achievable Economic TRC Potential | F14 | Industrial | Food Products | Existing | Space Heating | Natural Gas | Insulation - Roof/Ceiling | A | Purchases (Cumulative) | Achievable Economic TRC Potential | 0 | 0 | 0 | 0 | 0 | 12746.5316 | 35040.7193 | 69516.0473 | 117807.6008 | 179320.3998 | 250173.991 | 326269.3452 | 402210.193 | 471962.7974 | 533229.3544 | 583203.0137 | 622076.4595 | 650575.8866 | 670347.5364 | 683544.25 | 691907.4313 | 696978.2643 | 700399.1326 | 700399.1326 | 700399.1326 | 700399.1326 | 700399.1326 | 700399.1326 | 700399.1326 | 700399.1326 | 700399.1326
F1_Industrial_Food Products_Existing_Space Heating_Natural Gas_Insulation - Wall Cavity_A_Achievable Economic TRC Potential | F1 | Industrial | Food Products | Existing | Space Heating | Natural Gas | Insulation - Wall Cavity | A | Original Unit Energy Savings (kWh or therms) | Achievable Economic TRC Potential | 0 | 0 | 0 | 0 | 0 | 0.017935 | 0.017848 | 0.017739 | 0.017625 | 0.017505 | 0.017383 | 0.017258 | 0.017133 | 0.017009 | 0.016876 | 0.016752 | 0.01663 | 0.016516 | 0.01641 | 0.016307 | 0.01621 | 0.016111 | 0.016021 | 0.015936 | 0.015855 | 0.015781 | 0.015712 | 0.015648 | 0 | 0 | 0
F2_Industrial_Food Products_Existing_Space Heating_Natural Gas_Insulation - Wall Cavity_A_Achievable Economic TRC Potential | F2 | Industrial | Food Products | Existing | Space Heating | Natural Gas | Insulation - Wall Cavity | A | Original Unit Summer Peak Savings (kW) | Achievable Economic TRC Potential | 0 | 0 | 0 | 0 | 0 | 0 | 0 | 0 | 0 | 0 | 0 | 0 | 0 | 0 | 0 | 0 | 0 | 0 | 0 | 0 | 0 | 0 | 0 | 0 | 0 | 0 | 0 | 0 | 0 | 0 | 0
F3_Industrial_Food Products_Existing_Space Heating_Natural Gas_Insulation - Wall Cavity_A_Achievable Economic TRC Potential | F3 | Industrial | Food Products | Existing | Space Heating | Natural Gas | Insulation - Wall Cavity | A | Original Unit Winter Peak Savings (kW) | Achievable Economic TRC Potential | 0 | 0 | 0 | 0 | 0 | 0 | 0 | 0 | 0 | 0 | 0 | 0 | 0 | 0 | 0 | 0 | 0 | 0 | 0 | 0 | 0 | 0 | 0 | 0 | 0 | 0 | 0 | 0 | 0 | 0 | 0
F4_Industrial_Food Products_Existing_Space Heating_Natural Gas_Insulation - Wall Cavity_A_Achievable Economic TRC Potential | F4 | Industrial | Food Products | Existing | Space Heating | Natural Gas | Insulation - Wall Cavity | A | Standalone Impact on Baseline Energy (%) | Achievable Economic TRC Potential | 0% | 0% | 0% | 0% | 0% | 0.06857% | 0.1886% | 0.3764% | 0.6376% | 0.9696% | 1.37% | 1.792% | 2.213% | 2.639% | 2.97% | 3.28% | 3.498% | 3.677% | 3.823% | 3.894% | 3.958% | 4.002% | 4.036% | 4.05% | 0.04063 | 0.040749 | 0.040857 | 0.040957 | 0 | 0 | 0
F5_Industrial_Food Products_Existing_Space Heating_Natural Gas_Insulation - Wall Cavity_A_Achievable Economic TRC Potential | F5 | Industrial | Food Products | Existing | Space Heating | Natural Gas | Insulation - Wall Cavity | A | Standalone Impact on Baseline Summer Peak (%) | Achievable Economic TRC Potential | 0% | 0% | 0% | 0% | 0% | 0% | 0% | 0% | 0% | 0% | 0% | 0% | 0% | 0% | 0% | 0% | 0% | 0% | 0% | 0% | 0% | 0% | 0% | 0% | 0 | 0 | 0 | 0 | 0 | 0 | 0
F6_Industrial_Food Products_Existing_Space Heating_Natural Gas_Insulation - Wall Cavity_A_Achievable Economic TRC Potential | F6 | Industrial | Food Products | Existing | Space Heating | Natural Gas | Insulation - Wall Cavity | A | Standalone Impact on Baseline Winter Peak (%) | Achievable Economic TRC Potential | 0% | 0% | 0% | 0% | 0% | 0% | 0% | 0% | 0% | 0% | 0% | 0% | 0% | 0% | 0% | 0% | 0% | 0% | 0% | 0% | 0% | 0% | 0% | 0% | 0 | 0 | 0 | 0 | 0 | 0 | 0
F7_Industrial_Food Products_Existing_Space Heating_Natural Gas_Insulation - Wall Cavity_A_Achievable Economic TRC Potential | F7 | Industrial | Food Products | Existing | Space Heating | Natural Gas | Insulation - Wall Cavity | A | Incremental Energy Savings (MWh or mTherms) | Achievable Economic TRC Potential | 0 | 0 | 0 | 0 | 0 | 0.22861 | 0.3979 | 0.61157 | 0.85112 | 1.0768 | 1.2316 | 1.3132 | 1.3011 | 1.1865 | 1.0339 | 0.83715 | 0.64645 | 0.4707 | 0.32446 | 0.2152 | 0.13557 | 0.081694 | 0.054805 | 0 | 0 | 0 | 0 | 0 | 0 | 0 | 0
F8_Industrial_Food Products_Existing_Space Heating_Natural Gas_Insulation - Wall Cavity_A_Achievable Economic TRC Potential | F8 | Industrial | Food Products | Existing | Space Heating | Natural Gas | Insulation - Wall Cavity | A | Incremental Summer Peak Savings (MW) | Achievable Economic TRC Potential | 0 | 0 | 0 | 0 | 0 | 0 | 0 | 0 | 0 | 0 | 0 | 0 | 0 | 0 | 0 | 0 | 0 | 0 | 0 | 0 | 0 | 0 | 0 | 0 | 0 | 0 | 0 | 0 | 0 | 0 | 0
F9_Industrial_Food Products_Existing_Space Heating_Natural Gas_Insulation - Wall Cavity_A_Achievable Economic TRC Potential | F9 | Industrial | Food Products | Existing | Space Heating | Natural Gas | Insulation - Wall Cavity | A | Incremental Winter Peak Savings (MW) | Achievable Economic TRC Potential | 0 | 0 | 0 | 0 | 0 | 0 | 0 | 0 | 0 | 0 | 0 | 0 | 0 | 0 | 0 | 0 | 0 | 0 | 0 | 0 | 0 | 0 | 0 | 0 | 0 | 0 | 0 | 0 | 0 | 0 | 0
F10_Industrial_Food Products_Existing_Space Heating_Natural Gas_Insulation - Wall Cavity_A_Achievable Economic TRC Potential | F10 | Industrial | Food Products | Existing | Space Heating | Natural Gas | Insulation - Wall Cavity | A | Cumulative Energy Savings (MWh or mTherms) | Achievable Economic TRC Potential | 0 | 0 | 0 | 0 | 0 | 0.22861 | 0.6254 | 1.2332 | 2.0763 | 3.1389 | 4.3487 | 5.6307 | 6.8912 | 8.0278 | 8.9986 | 9.7697 | 10.3449 | 10.7451 | 11.0007 | 11.1469 | 11.2159 | 11.2288 | 11.221 | 11.1616 | 11.1051 | 11.0528 | 11.0044 | 10.9595 | 0 | 0 | 0
F11_Industrial_Food Products_Existing_Space Heating_Natural Gas_Insulation - Wall Cavity_A_Achievable Economic TRC Potential | F11 | Industrial | Food Products | Existing | Space Heating | Natural Gas | Insulation - Wall Cavity | A | Cumulative Summer Peak Savings (MW) | Achievable Economic TRC Potential | 0 | 0 | 0 | 0 | 0 | 0 | 0 | 0 | 0 | 0 | 0 | 0 | 0 | 0 | 0 | 0 | 0 | 0 | 0 | 0 | 0 | 0 | 0 | 0 | 0 | 0 | 0 | 0 | 0 | 0 | 0
F12_Industrial_Food Products_Existing_Space Heating_Natural Gas_Insulation - Wall Cavity_A_Achievable Economic TRC Potential | F12 | Industrial | Food Products | Existing | Space Heating | Natural Gas | Insulation - Wall Cavity | A | Cumulative Winter Peak Savings (MW) | Achievable Economic TRC Potential | 0 | 0 | 0 | 0 | 0 | 0 | 0 | 0 | 0 | 0 | 0 | 0 | 0 | 0 | 0 | 0 | 0 | 0 | 0 | 0 | 0 | 0 | 0 | 0 | 0 | 0 | 0 | 0 | 0 | 0 | 0
F13_Industrial_Food Products_Existing_Space Heating_Natural Gas_Insulation - Wall Cavity_A_Achievable Economic TRC Potential | F13 | Industrial | Food Products | Existing | Space Heating | Natural Gas | Insulation - Wall Cavity | A | Purchases (Incremental) | Achievable Economic TRC Potential | 0 | 0 | 0 | 0 | 0 | 12746.5316 | 22294.1877 | 34475.328 | 48291.5535 | 61512.7989 | 70853.5912 | 76095.3542 | 75940.8478 | 69752.6044 | 61266.557 | 49973.6592 | 38873.4458 | 28499.4272 | 19771.6498 | 13196.7136 | 8363.1813 | 5070.8329 | 3420.8683 | 0 | 0 | 0 | 0 | 0 | 0 | 0 | 0
F14_Industrial_Food Products_Existing_Space Heating_Natural Gas_Insulation - Wall Cavity_A_Achievable Economic TRC Potential | F14 | Industrial | Food Products | Existing | Space Heating | Natural Gas | Insulation - Wall Cavity | A | Purchases (Cumulative) | Achievable Economic TRC Potential | 0 | 0 | 0 | 0 | 0 | 12746.5316 | 35040.7193 | 69516.0473 | 117807.6008 | 179320.3998 | 250173.991 | 326269.3452 | 402210.193 | 471962.7974 | 533229.3544 | 583203.0137 | 622076.4595 | 650575.8866 | 670347.5364 | 683544.25 | 691907.4313 | 696978.2643 | 700399.1326 | 700399.1326 | 700399.1326 | 700399.1326 | 700399.1326 | 700399.1326 | 700399.1326 | 700399.1326 | 700399.1326
F1_Industrial_Food Products_Existing_Space Heating_Natural Gas_Insulation - Ducting_A_Achievable Economic TRC Potential | F1 | Industrial | Food Products | Existing | Space Heating | Natural Gas | Insulation - Ducting | A | Original Unit Energy Savings (kWh or therms) | Achievable Economic TRC Potential | 0 | 0 | 0 | 0 | 0 | 0.0016309 | 0.0016162 | 0.0015975 | 0.0015784 | 0.0015594 | 0.0015407 | 0.0015222 | 0.0015048 | 0.0014884 | 0.0014718 | 0.0014574 | 0.0014437 | 0.0014309 | 0.0014188 | 0.0014066 | 0.0013948 | 0.001383 | 0.0013709 | 0.0013593 | 0.0013481 | 0.0013376 | 0.0013278 | 0.0013186 | 0.00131 | 0.0013019 | 0.0012943
F2_Industrial_Food Products_Existing_Space Heating_Natural Gas_Insulation - Ducting_A_Achievable Economic TRC Potential | F2 | Industrial | Food Products | Existing | Space Heating | Natural Gas | Insulation - Ducting | A | Original Unit Summer Peak Savings (kW) | Achievable Economic TRC Potential | 0 | 0 | 0 | 0 | 0 | 0 | 0 | 0 | 0 | 0 | 0 | 0 | 0 | 0 | 0 | 0 | 0 | 0 | 0 | 0 | 0 | 0 | 0 | 0 | 0 | 0 | 0 | 0 | 0 | 0 | 0
F3_Industrial_Food Products_Existing_Space Heating_Natural Gas_Insulation - Ducting_A_Achievable Economic TRC Potential | F3 | Industrial | Food Products | Existing | Space Heating | Natural Gas | Insulation - Ducting | A | Original Unit Winter Peak Savings (kW) | Achievable Economic TRC Potential | 0 | 0 | 0 | 0 | 0 | 0 | 0 | 0 | 0 | 0 | 0 | 0 | 0 | 0 | 0 | 0 | 0 | 0 | 0 | 0 | 0 | 0 | 0 | 0 | 0 | 0 | 0 | 0 | 0 | 0 | 0
F4_Industrial_Food Products_Existing_Space Heating_Natural Gas_Insulation - Ducting_A_Achievable Economic TRC Potential | F4 | Industrial | Food Products | Existing | Space Heating | Natural Gas | Insulation - Ducting | A | Standalone Impact on Baseline Energy (%) | Achievable Economic TRC Potential | 0% | 0% | 0% | 0% | 0% | 0% | 0% | 0% | 0% | 0% | 0% | 0% | 0% | 0% | 0% | 0% | 0% | 0% | 0% | 0% | 0% | 0% | 0% | 0% | 0 | 0 | 0 | 0 | 0 | 0 | 0
F5_Industrial_Food Products_Existing_Space Heating_Natural Gas_Insulation - Ducting_A_Achievable Economic TRC Potential | F5 | Industrial | Food Products | Existing | Space Heating | Natural Gas | Insulation - Ducting | A | Standalone Impact on Baseline Summer Peak (%) | Achievable Economic TRC Potential | 0% | 0% | 0% | 0% | 0% | 0% | 0% | 0% | 0% | 0% | 0% | 0% | 0% | 0% | 0% | 0% | 0% | 0% | 0% | 0% | 0% | 0% | 0% | 0% | 0 | 0 | 0 | 0 | 0 | 0 | 0
F6_Industrial_Food Products_Existing_Space Heating_Natural Gas_Insulation - Ducting_A_Achievable Economic TRC Potential | F6 | Industrial | Food Products | Existing | Space Heating | Natural Gas | Insulation - Ducting | A | Standalone Impact on Baseline Winter Peak (%) | Achievable Economic TRC Potential | 0% | 0% | 0% | 0% | 0% | 0% | 0% | 0% | 0% | 0% | 0% | 0% | 0% | 0% | 0% | 0% | 0% | 0% | 0% | 0% | 0% | 0% | 0% | 0% | 0 | 0 | 0 | 0 | 0 | 0 | 0
F7_Industrial_Food Products_Existing_Space Heating_Natural Gas_Insulation - Ducting_A_Achievable Economic TRC Potential | F7 | Industrial | Food Products | Existing | Space Heating | Natural Gas | Insulation - Ducting | A | Incremental Energy Savings (MWh or mTherms) | Achievable Economic TRC Potential | 0 | 0 | 0 | 0 | 0 | 0 | 0 | 0 | 0 | 0 | 0 | 0 | 0 | 0 | 0 | 0 | 0 | 0 | 0 | 0 | 0 | 0 | 0 | 0 | 0 | 0 | 0 | 0 | 0 | 0 | 0
F8_Industrial_Food Products_Existing_Space Heating_Natural Gas_Insulation - Ducting_A_Achievable Economic TRC Potential | F8 | Industrial | Food Products | Existing | Space Heating | Natural Gas | Insulation - Ducting | A | Incremental Summer Peak Savings (MW) | Achievable Economic TRC Potential | 0 | 0 | 0 | 0 | 0 | 0 | 0 | 0 | 0 | 0 | 0 | 0 | 0 | 0 | 0 | 0 | 0 | 0 | 0 | 0 | 0 | 0 | 0 | 0 | 0 | 0 | 0 | 0 | 0 | 0 | 0
F9_Industrial_Food Products_Existing_Space Heating_Natural Gas_Insulation - Ducting_A_Achievable Economic TRC Potential | F9 | Industrial | Food Products | Existing | Space Heating | Natural Gas | Insulation - Ducting | A | Incremental Winter Peak Savings (MW) | Achievable Economic TRC Potential | 0 | 0 | 0 | 0 | 0 | 0 | 0 | 0 | 0 | 0 | 0 | 0 | 0 | 0 | 0 | 0 | 0 | 0 | 0 | 0 | 0 | 0 | 0 | 0 | 0 | 0 | 0 | 0 | 0 | 0 | 0
F10_Industrial_Food Products_Existing_Space Heating_Natural Gas_Insulation - Ducting_A_Achievable Economic TRC Potential | F10 | Industrial | Food Products | Existing | Space Heating | Natural Gas | Insulation - Ducting | A | Cumulative Energy Savings (MWh or mTherms) | Achievable Economic TRC Potential | 0 | 0 | 0 | 0 | 0 | 0 | 0 | 0 | 0 | 0 | 0 | 0 | 0 | 0 | 0 | 0 | 0 | 0 | 0 | 0 | 0 | 0 | 0 | 0 | 0 | 0 | 0 | 0 | 0 | 0 | 0
F11_Industrial_Food Products_Existing_Space Heating_Natural Gas_Insulation - Ducting_A_Achievable Economic TRC Potential | F11 | Industrial | Food Products | Existing | Space Heating | Natural Gas | Insulation - Ducting | A | Cumulative Summer Peak Savings (MW) | Achievable Economic TRC Potential | 0 | 0 | 0 | 0 | 0 | 0 | 0 | 0 | 0 | 0 | 0 | 0 | 0 | 0 | 0 | 0 | 0 | 0 | 0 | 0 | 0 | 0 | 0 | 0 | 0 | 0 | 0 | 0 | 0 | 0 | 0
F12_Industrial_Food Products_Existing_Space Heating_Natural Gas_Insulation - Ducting_A_Achievable Economic TRC Potential | F12 | Industrial | Food Products | Existing | Space Heating | Natural Gas | Insulation - Ducting | A | Cumulative Winter Peak Savings (MW) | Achievable Economic TRC Potential | 0 | 0 | 0 | 0 | 0 | 0 | 0 | 0 | 0 | 0 | 0 | 0 | 0 | 0 | 0 | 0 | 0 | 0 | 0 | 0 | 0 | 0 | 0 | 0 | 0 | 0 | 0 | 0 | 0 | 0 | 0
F13_Industrial_Food Products_Existing_Space Heating_Natural Gas_Insulation - Ducting_A_Achievable Economic TRC Potential | F13 | Industrial | Food Products | Existing | Space Heating | Natural Gas | Insulation - Ducting | A | Purchases (Incremental) | Achievable Economic TRC Potential | 0 | 0 | 0 | 0 | 0 | 0 | 0 | 0 | 0 | 0 | 0 | 0 | 0 | 0 | 0 | 0 | 0 | 0 | 0 | 0 | 0 | 0 | 0 | 0 | 0 | 0 | 0 | 0 | 0 | 0 | 0
F14_Industrial_Food Products_Existing_Space Heating_Natural Gas_Insulation - Ducting_A_Achievable Economic TRC Potential | F14 | Industrial | Food Products | Existing | Space Heating | Natural Gas | Insulation - Ducting | A | Purchases (Cumulative) | Achievable Economic TRC Potential | 0 | 0 | 0 | 0 | 0 | 0 | 0 | 0 | 0 | 0 | 0 | 0 | 0 | 0 | 0 | 0 | 0 | 0 | 0 | 0 | 0 | 0 | 0 | 0 | 0 | 0 | 0 | 0 | 0 | 0 | 0
F1_Industrial_Food Products_Existing_Space Heating_Natural Gas_HVAC - Duct Repair and Sealing_A_Achievable Economic TRC Potential | F1 | Industrial | Food Products | Existing | Space Heating | Natural Gas | HVAC - Duct Repair and Sealing | A | Original Unit Energy Savings (kWh or therms) | Achievable Economic TRC Potential | 0 | 0 | 0 | 0 | 0 | 0.0038394 | 0.0038048 | 0.0037607 | 0.003716 | 0.0036711 | 0.0036271 | 0.0035835 | 0.0035425 | 0.0035039 | 0.003465 | 0.0034309 | 0.0033988 | 0.0033686 | 0.0033402 | 0.0033115 | 0.0032836 | 0.003256 | 0.0032274 | 0.0032 | 0.0031737 | 0.003149 | 0.0031259 | 0.0031042 | 0.0030839 | 0.0030649 | 0.0030471
F2_Industrial_Food Products_Existing_Space Heating_Natural Gas_HVAC - Duct Repair and Sealing_A_Achievable Economic TRC Potential | F2 | Industrial | Food Products | Existing | Space Heating | Natural Gas | HVAC - Duct Repair and Sealing | A | Original Unit Summer Peak Savings (kW) | Achievable Economic TRC Potential | 0 | 0 | 0 | 0 | 0 | 0 | 0 | 0 | 0 | 0 | 0 | 0 | 0 | 0 | 0 | 0 | 0 | 0 | 0 | 0 | 0 | 0 | 0 | 0 | 0 | 0 | 0 | 0 | 0 | 0 | 0
F3_Industrial_Food Products_Existing_Space Heating_Natural Gas_HVAC - Duct Repair and Sealing_A_Achievable Economic TRC Potential | F3 | Industrial | Food Products | Existing | Space Heating | Natural Gas | HVAC - Duct Repair and Sealing | A | Original Unit Winter Peak Savings (kW) | Achievable Economic TRC Potential | 0 | 0 | 0 | 0 | 0 | 0 | 0 | 0 | 0 | 0 | 0 | 0 | 0 | 0 | 0 | 0 | 0 | 0 | 0 | 0 | 0 | 0 | 0 | 0 | 0 | 0 | 0 | 0 | 0 | 0 | 0
F4_Industrial_Food Products_Existing_Space Heating_Natural Gas_HVAC - Duct Repair and Sealing_A_Achievable Economic TRC Potential | F4 | Industrial | Food Products | Existing | Space Heating | Natural Gas | HVAC - Duct Repair and Sealing | A | Standalone Impact on Baseline Energy (%) | Achievable Economic TRC Potential | 0% | 0% | 0% | 0% | 0% | 0% | 0% | 0% | 0% | 0% | 0% | 0% | 0% | 0% | 0% | 0% | 0% | 0% | 0% | 0% | 0% | 0% | 0% | 0% | 0 | 0 | 0 | 0 | 0 | 0 | 0
F5_Industrial_Food Products_Existing_Space Heating_Natural Gas_HVAC - Duct Repair and Sealing_A_Achievable Economic TRC Potential | F5 | Industrial | Food Products | Existing | Space Heating | Natural Gas | HVAC - Duct Repair and Sealing | A | Standalone Impact on Baseline Summer Peak (%) | Achievable Economic TRC Potential | 0% | 0% | 0% | 0% | 0% | 0% | 0% | 0% | 0% | 0% | 0% | 0% | 0% | 0% | 0% | 0% | 0% | 0% | 0% | 0% | 0% | 0% | 0% | 0% | 0 | 0 | 0 | 0 | 0 | 0 | 0
F6_Industrial_Food Products_Existing_Space Heating_Natural Gas_HVAC - Duct Repair and Sealing_A_Achievable Economic TRC Potential | F6 | Industrial | Food Products | Existing | Space Heating | Natural Gas | HVAC - Duct Repair and Sealing | A | Standalone Impact on Baseline Winter Peak (%) | Achievable Economic TRC Potential | 0% | 0% | 0% | 0% | 0% | 0% | 0% | 0% | 0% | 0% | 0% | 0% | 0% | 0% | 0% | 0% | 0% | 0% | 0% | 0% | 0% | 0% | 0% | 0% | 0 | 0 | 0 | 0 | 0 | 0 | 0
F7_Industrial_Food Products_Existing_Space Heating_Natural Gas_HVAC - Duct Repair and Sealing_A_Achievable Economic TRC Potential | F7 | Industrial | Food Products | Existing | Space Heating | Natural Gas | HVAC - Duct Repair and Sealing | A | Incremental Energy Savings (MWh or mTherms) | Achievable Economic TRC Potential | 0 | 0 | 0 | 0 | 0 | 0 | 0 | 0 | 0 | 0 | 0 | 0 | 0 | 0 | 0 | 0 | 0 | 0 | 0 | 0 | 0 | 0 | 0 | 0 | 0 | 0 | 0 | 0 | 0 | 0 | 0
F8_Industrial_Food Products_Existing_Space Heating_Natural Gas_HVAC - Duct Repair and Sealing_A_Achievable Economic TRC Potential | F8 | Industrial | Food Products | Existing | Space Heating | Natural Gas | HVAC - Duct Repair and Sealing | A | Incremental Summer Peak Savings (MW) | Achievable Economic TRC Potential | 0 | 0 | 0 | 0 | 0 | 0 | 0 | 0 | 0 | 0 | 0 | 0 | 0 | 0 | 0 | 0 | 0 | 0 | 0 | 0 | 0 | 0 | 0 | 0 | 0 | 0 | 0 | 0 | 0 | 0 | 0
F9_Industrial_Food Products_Existing_Space Heating_Natural Gas_HVAC - Duct Repair and Sealing_A_Achievable Economic TRC Potential | F9 | Industrial | Food Products | Existing | Space Heating | Natural Gas | HVAC - Duct Repair and Sealing | A | Incremental Winter Peak Savings (MW) | Achievable Economic TRC Potential | 0 | 0 | 0 | 0 | 0 | 0 | 0 | 0 | 0 | 0 | 0 | 0 | 0 | 0 | 0 | 0 | 0 | 0 | 0 | 0 | 0 | 0 | 0 | 0 | 0 | 0 | 0 | 0 | 0 | 0 | 0
F10_Industrial_Food Products_Existing_Space Heating_Natural Gas_HVAC - Duct Repair and Sealing_A_Achievable Economic TRC Potential | F10 | Industrial | Food Products | Existing | Space Heating | Natural Gas | HVAC - Duct Repair and Sealing | A | Cumulative Energy Savings (MWh or mTherms) | Achievable Economic TRC Potential | 0 | 0 | 0 | 0 | 0 | 0 | 0 | 0 | 0 | 0 | 0 | 0 | 0 | 0 | 0 | 0 | 0 | 0 | 0 | 0 | 0 | 0 | 0 | 0 | 0 | 0 | 0 | 0 | 0 | 0 | 0
F11_Industrial_Food Products_Existing_Space Heating_Natural Gas_HVAC - Duct Repair and Sealing_A_Achievable Economic TRC Potential | F11 | Industrial | Food Products | Existing | Space Heating | Natural Gas | HVAC - Duct Repair and Sealing | A | Cumulative Summer Peak Savings (MW) | Achievable Economic TRC Potential | 0 | 0 | 0 | 0 | 0 | 0 | 0 | 0 | 0 | 0 | 0 | 0 | 0 | 0 | 0 | 0 | 0 | 0 | 0 | 0 | 0 | 0 | 0 | 0 | 0 | 0 | 0 | 0 | 0 | 0 | 0
F12_Industrial_Food Products_Existing_Space Heating_Natural Gas_HVAC - Duct Repair and Sealing_A_Achievable Economic TRC Potential | F12 | Industrial | Food Products | Existing | Space Heating | Natural Gas | HVAC - Duct Repair and Sealing | A | Cumulative Winter Peak Savings (MW) | Achievable Economic TRC Potential | 0 | 0 | 0 | 0 | 0 | 0 | 0 | 0 | 0 | 0 | 0 | 0 | 0 | 0 | 0 | 0 | 0 | 0 | 0 | 0 | 0 | 0 | 0 | 0 | 0 | 0 | 0 | 0 | 0 | 0 | 0
F13_Industrial_Food Products_Existing_Space Heating_Natural Gas_HVAC - Duct Repair and Sealing_A_Achievable Economic TRC Potential | F13 | Industrial | Food Products | Existing | Space Heating | Natural Gas | HVAC - Duct Repair and Sealing | A | Purchases (Incremental) | Achievable Economic TRC Potential | 0 | 0 | 0 | 0 | 0 | 0 | 0 | 0 | 0 | 0 | 0 | 0 | 0 | 0 | 0 | 0 | 0 | 0 | 0 | 0 | 0 | 0 | 0 | 0 | 0 | 0 | 0 | 0 | 0 | 0 | 0
F14_Industrial_Food Products_Existing_Space Heating_Natural Gas_HVAC - Duct Repair and Sealing_A_Achievable Economic TRC Potential | F14 | Industrial | Food Products | Existing | Space Heating | Natural Gas | HVAC - Duct Repair and Sealing | A | Purchases (Cumulative) | Achievable Economic TRC Potential | 0 | 0 | 0 | 0 | 0 | 0 | 0 | 0 | 0 | 0 | 0 | 0 | 0 | 0 | 0 | 0 | 0 | 0 | 0 | 0 | 0 | 0 | 0 | 0 | 0 | 0 | 0 | 0 | 0 | 0 | 0
F1_Industrial_Food Products_Existing_Space Heating_Natural Gas_Windows - High Efficiency_A_Achievable Economic TRC Potential | F1 | Industrial | Food Products | Existing | Space Heating | Natural Gas | Windows - High Efficiency | A | Original Unit Energy Savings (kWh or therms) | Achievable Economic TRC Potential | 0 | 0 | 0 | 0 | 0 | 0.0056921 | 0.0056642 | 0.0056298 | 0.0055934 | 0.0055553 | 0.0055167 | 0.005477 | 0.0054375 | 0.0053982 | 0.0053557 | 0.0053164 | 0.0052777 | 0.0052417 | 0.0052081 | 0.0051754 | 0.0051445 | 0.005113 | 0.0050845 | 0.0050575 | 0.0050319 | 0.0050082 | 0.0049863 | 0.004966 | 0 | 0 | 0
F2_Industrial_Food Products_Existing_Space Heating_Natural Gas_Windows - High Efficiency_A_Achievable Economic TRC Potential | F2 | Industrial | Food Products | Existing | Space Heating | Natural Gas | Windows - High Efficiency | A | Original Unit Summer Peak Savings (kW) | Achievable Economic TRC Potential | 0 | 0 | 0 | 0 | 0 | 0 | 0 | 0 | 0 | 0 | 0 | 0 | 0 | 0 | 0 | 0 | 0 | 0 | 0 | 0 | 0 | 0 | 0 | 0 | 0 | 0 | 0 | 0 | 0 | 0 | 0
F3_Industrial_Food Products_Existing_Space Heating_Natural Gas_Windows - High Efficiency_A_Achievable Economic TRC Potential | F3 | Industrial | Food Products | Existing | Space Heating | Natural Gas | Windows - High Efficiency | A | Original Unit Winter Peak Savings (kW) | Achievable Economic TRC Potential | 0 | 0 | 0 | 0 | 0 | 0 | 0 | 0 | 0 | 0 | 0 | 0 | 0 | 0 | 0 | 0 | 0 | 0 | 0 | 0 | 0 | 0 | 0 | 0 | 0 | 0 | 0 | 0 | 0 | 0 | 0
F4_Industrial_Food Products_Existing_Space Heating_Natural Gas_Windows - High Efficiency_A_Achievable Economic TRC Potential | F4 | Industrial | Food Products | Existing | Space Heating | Natural Gas | Windows - High Efficiency | A | Standalone Impact on Baseline Energy (%) | Achievable Economic TRC Potential | 0% | 0% | 0% | 0% | 0% | 0% | 0% | 0% | 0% | 0% | 0% | 0% | 0% | 0% | 0% | 0% | 0% | 0% | 0% | 0% | 0% | 0% | 0% | 0% | 0 | 0 | 0 | 0 | 0 | 0 | 0
F5_Industrial_Food Products_Existing_Space Heating_Natural Gas_Windows - High Efficiency_A_Achievable Economic TRC Potential | F5 | Industrial | Food Products | Existing | Space Heating | Natural Gas | Windows - High Efficiency | A | Standalone Impact on Baseline Summer Peak (%) | Achievable Economic TRC Potential | 0% | 0% | 0% | 0% | 0% | 0% | 0% | 0% | 0% | 0% | 0% | 0% | 0% | 0% | 0% | 0% | 0% | 0% | 0% | 0% | 0% | 0% | 0% | 0% | 0 | 0 | 0 | 0 | 0 | 0 | 0
F6_Industrial_Food Products_Existing_Space Heating_Natural Gas_Windows - High Efficiency_A_Achievable Economic TRC Potential | F6 | Industrial | Food Products | Existing | Space Heating | Natural Gas | Windows - High Efficiency | A | Standalone Impact on Baseline Winter Peak (%) | Achievable Economic TRC Potential | 0% | 0% | 0% | 0% | 0% | 0% | 0% | 0% | 0% | 0% | 0% | 0% | 0% | 0% | 0% | 0% | 0% | 0% | 0% | 0% | 0% | 0% | 0% | 0% | 0 | 0 | 0 | 0 | 0 | 0 | 0
F7_Industrial_Food Products_Existing_Space Heating_Natural Gas_Windows - High Efficiency_A_Achievable Economic TRC Potential | F7 | Industrial | Food Products | Existing | Space Heating | Natural Gas | Windows - High Efficiency | A | Incremental Energy Savings (MWh or mTherms) | Achievable Economic TRC Potential | 0 | 0 | 0 | 0 | 0 | 0 | 0 | 0 | 0 | 0 | 0 | 0 | 0 | 0 | 0 | 0 | 0 | 0 | 0 | 0 | 0 | 0 | 0 | 0 | 0 | 0 | 0 | 0 | 0 | 0 | 0
F8_Industrial_Food Products_Existing_Space Heating_Natural Gas_Windows - High Efficiency_A_Achievable Economic TRC Potential | F8 | Industrial | Food Products | Existing | Space Heating | Natural Gas | Windows - High Efficiency | A | Incremental Summer Peak Savings (MW) | Achievable Economic TRC Potential | 0 | 0 | 0 | 0 | 0 | 0 | 0 | 0 | 0 | 0 | 0 | 0 | 0 | 0 | 0 | 0 | 0 | 0 | 0 | 0 | 0 | 0 | 0 | 0 | 0 | 0 | 0 | 0 | 0 | 0 | 0
F9_Industrial_Food Products_Existing_Space Heating_Natural Gas_Windows - High Efficiency_A_Achievable Economic TRC Potential | F9 | Industrial | Food Products | Existing | Space Heating | Natural Gas | Windows - High Efficiency | A | Incremental Winter Peak Savings (MW) | Achievable Economic TRC Potential | 0 | 0 | 0 | 0 | 0 | 0 | 0 | 0 | 0 | 0 | 0 | 0 | 0 | 0 | 0 | 0 | 0 | 0 | 0 | 0 | 0 | 0 | 0 | 0 | 0 | 0 | 0 | 0 | 0 | 0 | 0
F10_Industrial_Food Products_Existing_Space Heating_Natural Gas_Windows - High Efficiency_A_Achievable Economic TRC Potential | F10 | Industrial | Food Products | Existing | Space Heating | Natural Gas | Windows - High Efficiency | A | Cumulative Energy Savings (MWh or mTherms) | Achievable Economic TRC Potential | 0 | 0 | 0 | 0 | 0 | 0 | 0 | 0 | 0 | 0 | 0 | 0 | 0 | 0 | 0 | 0 | 0 | 0 | 0 | 0 | 0 | 0 | 0 | 0 | 0 | 0 | 0 | 0 | 0 | 0 | 0
F11_Industrial_Food Products_Existing_Space Heating_Natural Gas_Windows - High Efficiency_A_Achievable Economic TRC Potential | F11 | Industrial | Food Products | Existing | Space Heating | Natural Gas | Windows - High Efficiency | A | Cumulative Summer Peak Savings (MW) | Achievable Economic TRC Potential | 0 | 0 | 0 | 0 | 0 | 0 | 0 | 0 | 0 | 0 | 0 | 0 | 0 | 0 | 0 | 0 | 0 | 0 | 0 | 0 | 0 | 0 | 0 | 0 | 0 | 0 | 0 | 0 | 0 | 0 | 0
F12_Industrial_Food Products_Existing_Space Heating_Natural Gas_Windows - High Efficiency_A_Achievable Economic TRC Potential | F12 | Industrial | Food Products | Existing | Space Heating | Natural Gas | Windows - High Efficiency | A | Cumulative Winter Peak Savings (MW) | Achievable Economic TRC Potential | 0 | 0 | 0 | 0 | 0 | 0 | 0 | 0 | 0 | 0 | 0 | 0 | 0 | 0 | 0 | 0 | 0 | 0 | 0 | 0 | 0 | 0 | 0 | 0 | 0 | 0 | 0 | 0 | 0 | 0 | 0
F13_Industrial_Food Products_Existing_Space Heating_Natural Gas_Windows - High Efficiency_A_Achievable Economic TRC Potential | F13 | Industrial | Food Products | Existing | Space Heating | Natural Gas | Windows - High Efficiency | A | Purchases (Incremental) | Achievable Economic TRC Potential | 0 | 0 | 0 | 0 | 0 | 0 | 0 | 0 | 0 | 0 | 0 | 0 | 0 | 0 | 0 | 0 | 0 | 0 | 0 | 0 | 0 | 0 | 0 | 0 | 0 | 0 | 0 | 0 | 0 | 0 | 0
F14_Industrial_Food Products_Existing_Space Heating_Natural Gas_Windows - High Efficiency_A_Achievable Economic TRC Potential | F14 | Industrial | Food Products | Existing | Space Heating | Natural Gas | Windows - High Efficiency | A | Purchases (Cumulative) | Achievable Economic TRC Potential | 0 | 0 | 0 | 0 | 0 | 0 | 0 | 0 | 0 | 0 | 0 | 0 | 0 | 0 | 0 | 0 | 0 | 0 | 0 | 0 | 0 | 0 | 0 | 0 | 0 | 0 | 0 | 0 | 0 | 0 | 0
F1_Industrial_Food Products_Existing_Space Heating_Natural Gas_Gas Boiler - Maintenance_A_Achievable Economic TRC Potential | F1 | Industrial | Food Products | Existing | Space Heating | Natural Gas | Gas Boiler - Maintenance | A | Original Unit Energy Savings (kWh or therms) | Achievable Economic TRC Potential | 0 | 0 | 0 | 0 | 0 | 0.94059 | 0.93421 | 0.92788 | 0.92151 | 0.91517 | 0.909 | 0.90289 | 0.89684 | 0.89087 | 0.88455 | 0.87874 | 0.873 | 0.86736 | 0.8618 | 0.85622 | 0.85084 | 0.84524 | 0.83983 | 0.83459 | 0.82932 | 0.82451 | 0.82012 | 0.81611 | 0.81246 | 0.80912 | 0.80607
F2_Industrial_Food Products_Existing_Space Heating_Natural Gas_Gas Boiler - Maintenance_A_Achievable Economic TRC Potential | F2 | Industrial | Food Products | Existing | Space Heating | Natural Gas | Gas Boiler - Maintenance | A | Original Unit Summer Peak Savings (kW) | Achievable Economic TRC Potential | 0 | 0 | 0 | 0 | 0 | 0 | 0 | 0 | 0 | 0 | 0 | 0 | 0 | 0 | 0 | 0 | 0 | 0 | 0 | 0 | 0 | 0 | 0 | 0 | 0 | 0 | 0 | 0 | 0 | 0 | 0
F3_Industrial_Food Products_Existing_Space Heating_Natural Gas_Gas Boiler - Maintenance_A_Achievable Economic TRC Potential | F3 | Industrial | Food Products | Existing | Space Heating | Natural Gas | Gas Boiler - Maintenance | A | Original Unit Winter Peak Savings (kW) | Achievable Economic TRC Potential | 0 | 0 | 0 | 0 | 0 | 0 | 0 | 0 | 0 | 0 | 0 | 0 | 0 | 0 | 0 | 0 | 0 | 0 | 0 | 0 | 0 | 0 | 0 | 0 | 0 | 0 | 0 | 0 | 0 | 0 | 0
F4_Industrial_Food Products_Existing_Space Heating_Natural Gas_Gas Boiler - Maintenance_A_Achievable Economic TRC Potential | F4 | Industrial | Food Products | Existing | Space Heating | Natural Gas | Gas Boiler - Maintenance | A | Standalone Impact on Baseline Energy (%) | Achievable Economic TRC Potential | 0% | 0% | 0% | 0% | 0% | 0.004179% | 0.007097% | 0.009157% | 0.01072% | 0.01209% | 0.01344% | 0.01451% | 0.01542% | 0.01641% | 0.01698% | 0.01767% | 0.01808% | 0.01849% | 0.0189% | 0.01906% | 0.01931% | 0.01951% | 0.01969% | 0.01983% | 0.00019949 | 0.00019985 | 0.0002002 | 0.00020052 | 0 | 0 | 0
F5_Industrial_Food Products_Existing_Space Heating_Natural Gas_Gas Boiler - Maintenance_A_Achievable Economic TRC Potential | F5 | Industrial | Food Products | Existing | Space Heating | Natural Gas | Gas Boiler - Maintenance | A | Standalone Impact on Baseline Summer Peak (%) | Achievable Economic TRC Potential | 0% | 0% | 0% | 0% | 0% | 0% | 0% | 0% | 0% | 0% | 0% | 0% | 0% | 0% | 0% | 0% | 0% | 0% | 0% | 0% | 0% | 0% | 0% | 0% | 0 | 0 | 0 | 0 | 0 | 0 | 0
F6_Industrial_Food Products_Existing_Space Heating_Natural Gas_Gas Boiler - Maintenance_A_Achievable Economic TRC Potential | F6 | Industrial | Food Products | Existing | Space Heating | Natural Gas | Gas Boiler - Maintenance | A | Standalone Impact on Baseline Winter Peak (%) | Achievable Economic TRC Potential | 0% | 0% | 0% | 0% | 0% | 0% | 0% | 0% | 0% | 0% | 0% | 0% | 0% | 0% | 0% | 0% | 0% | 0% | 0% | 0% | 0% | 0% | 0% | 0% | 0 | 0 | 0 | 0 | 0 | 0 | 0
F7_Industrial_Food Products_Existing_Space Heating_Natural Gas_Gas Boiler - Maintenance_A_Achievable Economic TRC Potential | F7 | Industrial | Food Products | Existing | Space Heating | Natural Gas | Gas Boiler - Maintenance | A | Incremental Energy Savings (MWh or mTherms) | Achievable Economic TRC Potential | 0 | 0 | 0 | 0 | 0 | 0.013932 | 0.0096938 | 0.0066259 | 0.0051276 | 0.0044653 | 0.0037892 | 0.0032155 | 0.0027081 | 0.0022336 | 0.0018671 | 0.001533 | 0.0011863 | 0.00091327 | 0.00070039 | 0.00054258 | 0.00049302 | 0.00038181 | 0.00032549 | 0.00027037 | 0.00021631 | 0 | 0 | 0 | 0 | 0 | 0
F8_Industrial_Food Products_Existing_Space Heating_Natural Gas_Gas Boiler - Maintenance_A_Achievable Economic TRC Potential | F8 | Industrial | Food Products | Existing | Space Heating | Natural Gas | Gas Boiler - Maintenance | A | Incremental Summer Peak Savings (MW) | Achievable Economic TRC Potential | 0 | 0 | 0 | 0 | 0 | 0 | 0 | 0 | 0 | 0 | 0 | 0 | 0 | 0 | 0 | 0 | 0 | 0 | 0 | 0 | 0 | 0 | 0 | 0 | 0 | 0 | 0 | 0 | 0 | 0 | 0
F9_Industrial_Food Products_Existing_Space Heating_Natural Gas_Gas Boiler - Maintenance_A_Achievable Economic TRC Potential | F9 | Industrial | Food Products | Existing | Space Heating | Natural Gas | Gas Boiler - Maintenance | A | Incremental Winter Peak Savings (MW) | Achievable Economic TRC Potential | 0 | 0 | 0 | 0 | 0 | 0 | 0 | 0 | 0 | 0 | 0 | 0 | 0 | 0 | 0 | 0 | 0 | 0 | 0 | 0 | 0 | 0 | 0 | 0 | 0 | 0 | 0 | 0 | 0 | 0 | 0
F10_Industrial_Food Products_Existing_Space Heating_Natural Gas_Gas Boiler - Maintenance_A_Achievable Economic TRC Potential | F10 | Industrial | Food Products | Existing | Space Heating | Natural Gas | Gas Boiler - Maintenance | A | Cumulative Energy Savings (MWh or mTherms) | Achievable Economic TRC Potential | 0 | 0 | 0 | 0 | 0 | 0.013932 | 0.023532 | 0.029998 | 0.03492 | 0.039145 | 0.04267 | 0.045599 | 0.048002 | 0.049915 | 0.051428 | 0.052624 | 0.053466 | 0.054034 | 0.054388 | 0.054579 | 0.054729 | 0.05475 | 0.054725 | 0.054654 | 0.054525 | 0.054209 | 0.05392 | 0.053657 | 0.053417 | 0.053197 | 0.052997
F11_Industrial_Food Products_Existing_Space Heating_Natural Gas_Gas Boiler - Maintenance_A_Achievable Economic TRC Potential | F11 | Industrial | Food Products | Existing | Space Heating | Natural Gas | Gas Boiler - Maintenance | A | Cumulative Summer Peak Savings (MW) | Achievable Economic TRC Potential | 0 | 0 | 0 | 0 | 0 | 0 | 0 | 0 | 0 | 0 | 0 | 0 | 0 | 0 | 0 | 0 | 0 | 0 | 0 | 0 | 0 | 0 | 0 | 0 | 0 | 0 | 0 | 0 | 0 | 0 | 0
F12_Industrial_Food Products_Existing_Space Heating_Natural Gas_Gas Boiler - Maintenance_A_Achievable Economic TRC Potential | F12 | Industrial | Food Products | Existing | Space Heating | Natural Gas | Gas Boiler - Maintenance | A | Cumulative Winter Peak Savings (MW) | Achievable Economic TRC Potential | 0 | 0 | 0 | 0 | 0 | 0 | 0 | 0 | 0 | 0 | 0 | 0 | 0 | 0 | 0 | 0 | 0 | 0 | 0 | 0 | 0 | 0 | 0 | 0 | 0 | 0 | 0 | 0 | 0 | 0 | 0
F13_Industrial_Food Products_Existing_Space Heating_Natural Gas_Gas Boiler - Maintenance_A_Achievable Economic TRC Potential | F13 | Industrial | Food Products | Existing | Space Heating | Natural Gas | Gas Boiler - Maintenance | A | Purchases (Incremental) | Achievable Economic TRC Potential | 0 | 0 | 0 | 0 | 0 | 14.8122 | 10.3765 | 7.1409 | 5.5644 | 4.8793 | 4.1686 | 3.5614 | 3.0196 | 2.5072 | 2.1108 | 1.7445 | 1.3588 | 1.0529 | 0.81271 | 0.63369 | 0.57945 | 0.45172 | 0.38757 | 0.32395 | 0.26083 | 0 | 0 | 0 | 0 | 0 | 0
F14_Industrial_Food Products_Existing_Space Heating_Natural Gas_Gas Boiler - Maintenance_A_Achievable Economic TRC Potential | F14 | Industrial | Food Products | Existing | Space Heating | Natural Gas | Gas Boiler - Maintenance | A | Purchases (Cumulative) | Achievable Economic TRC Potential | 0 | 0 | 0 | 0 | 0 | 14.8122 | 25.1887 | 32.3296 | 37.894 | 42.7732 | 46.9418 | 50.5032 | 53.5228 | 56.03 | 58.1408 | 59.8853 | 61.2441 | 62.2971 | 63.1098 | 63.7435 | 64.3229 | 64.7746 | 65.1622 | 65.4862 | 65.747 | 65.747 | 65.747 | 65.747 | 65.747 | 65.747 | 65.747
F1_Industrial_Food Products_Existing_Process_Natural Gas_Gas Boiler - Maintenance_A_Achievable Economic TRC Potential | F1 | Industrial | Food Products | Existing | Process | Natural Gas | Gas Boiler - Maintenance | A | Original Unit Energy Savings (kWh or therms) | Achievable Economic TRC Potential | 0 | 0 | 0 | 0 | 0 | 34.75 | 34.75 | 34.75 | 34.75 | 34.75 | 34.75 | 34.75 | 34.75 | 34.75 | 34.75 | 34.75 | 34.75 | 34.75 | 34.75 | 34.75 | 34.75 | 34.75 | 34.75 | 34.75 | 34.75 | 34.75 | 34.75 | 34.75 | 34.75 | 34.75 | 34.75
F2_Industrial_Food Products_Existing_Process_Natural Gas_Gas Boiler - Maintenance_A_Achievable Economic TRC Potential | F2 | Industrial | Food Products | Existing | Process | Natural Gas | Gas Boiler - Maintenance | A | Original Unit Summer Peak Savings (kW) | Achievable Economic TRC Potential | 0 | 0 | 0 | 0 | 0 | 0 | 0 | 0 | 0 | 0 | 0 | 0 | 0 | 0 | 0 | 0 | 0 | 0 | 0 | 0 | 0 | 0 | 0 | 0 | 0 | 0 | 0 | 0 | 0 | 0 | 0
F3_Industrial_Food Products_Existing_Process_Natural Gas_Gas Boiler - Maintenance_A_Achievable Economic TRC Potential | F3 | Industrial | Food Products | Existing | Process | Natural Gas | Gas Boiler - Maintenance | A | Original Unit Winter Peak Savings (kW) | Achievable Economic TRC Potential | 0 | 0 | 0 | 0 | 0 | 0 | 0 | 0 | 0 | 0 | 0 | 0 | 0 | 0 | 0 | 0 | 0 | 0 | 0 | 0 | 0 | 0 | 0 | 0 | 0 | 0 | 0 | 0 | 0 | 0 | 0
F4_Industrial_Food Products_Existing_Process_Natural Gas_Gas Boiler - Maintenance_A_Achievable Economic TRC Potential | F4 | Industrial | Food Products | Existing | Process | Natural Gas | Gas Boiler - Maintenance | A | Standalone Impact on Baseline Energy (%) | Achievable Economic TRC Potential | 0% | 0% | 0% | 0% | 0% | 0.02325% | 0.03956% | 0.05108% | 0.05984% | 0.06749% | 0.07502% | 0.08093% | 0.08594% | 0.09142% | 0.0945% | 0.09827% | 0.1005% | 0.1027% | 0.105% | 0.1059% | 0.1073% | 0.1085% | 0.1096% | 0.1105% | 0.0011129 | 0.0011161 | 0.0011191 | 0.0011218 | 0 | 0 | 0
F5_Industrial_Food Products_Existing_Process_Natural Gas_Gas Boiler - Maintenance_A_Achievable Economic TRC Potential | F5 | Industrial | Food Products | Existing | Process | Natural Gas | Gas Boiler - Maintenance | A | Standalone Impact on Baseline Summer Peak (%) | Achievable Economic TRC Potential | 0% | 0% | 0% | 0% | 0% | 0% | 0% | 0% | 0% | 0% | 0% | 0% | 0% | 0% | 0% | 0% | 0% | 0% | 0% | 0% | 0% | 0% | 0% | 0% | 0 | 0 | 0 | 0 | 0 | 0 | 0
F6_Industrial_Food Products_Existing_Process_Natural Gas_Gas Boiler - Maintenance_A_Achievable Economic TRC Potential | F6 | Industrial | Food Products | Existing | Process | Natural Gas | Gas Boiler - Maintenance | A | Standalone Impact on Baseline Winter Peak (%) | Achievable Economic TRC Potential | 0% | 0% | 0% | 0% | 0% | 0% | 0% | 0% | 0% | 0% | 0% | 0% | 0% | 0% | 0% | 0% | 0% | 0% | 0% | 0% | 0% | 0% | 0% | 0% | 0 | 0 | 0 | 0 | 0 | 0 | 0
F7_Industrial_Food Products_Existing_Process_Natural Gas_Gas Boiler - Maintenance_A_Achievable Economic TRC Potential | F7 | Industrial | Food Products | Existing | Process | Natural Gas | Gas Boiler - Maintenance | A | Incremental Energy Savings (MWh or mTherms) | Achievable Economic TRC Potential | 0 | 0 | 0 | 0 | 0 | 1.2273 | 0.85979 | 0.59169 | 0.46106 | 0.40429 | 0.34541 | 0.29509 | 0.2502 | 0.20774 | 0.1749 | 0.14455 | 0.11259 | 0.087245 | 0.06734 | 0.052507 | 0.048013 | 0.037429 | 0.032113 | 0.026842 | 0.021612 | 0 | 0 | 0 | 0 | 0 | 0
F8_Industrial_Food Products_Existing_Process_Natural Gas_Gas Boiler - Maintenance_A_Achievable Economic TRC Potential | F8 | Industrial | Food Products | Existing | Process | Natural Gas | Gas Boiler - Maintenance | A | Incremental Summer Peak Savings (MW) | Achievable Economic TRC Potential | 0 | 0 | 0 | 0 | 0 | 0 | 0 | 0 | 0 | 0 | 0 | 0 | 0 | 0 | 0 | 0 | 0 | 0 | 0 | 0 | 0 | 0 | 0 | 0 | 0 | 0 | 0 | 0 | 0 | 0 | 0
F9_Industrial_Food Products_Existing_Process_Natural Gas_Gas Boiler - Maintenance_A_Achievable Economic TRC Potential | F9 | Industrial | Food Products | Existing | Process | Natural Gas | Gas Boiler - Maintenance | A | Incremental Winter Peak Savings (MW) | Achievable Economic TRC Potential | 0 | 0 | 0 | 0 | 0 | 0 | 0 | 0 | 0 | 0 | 0 | 0 | 0 | 0 | 0 | 0 | 0 | 0 | 0 | 0 | 0 | 0 | 0 | 0 | 0 | 0 | 0 | 0 | 0 | 0 | 0
F10_Industrial_Food Products_Existing_Process_Natural Gas_Gas Boiler - Maintenance_A_Achievable Economic TRC Potential | F10 | Industrial | Food Products | Existing | Process | Natural Gas | Gas Boiler - Maintenance | A | Cumulative Energy Savings (MWh or mTherms) | Achievable Economic TRC Potential | 0 | 0 | 0 | 0 | 0 | 1.2273 | 2.0871 | 2.6788 | 3.1399 | 3.5442 | 3.8896 | 4.1847 | 4.4349 | 4.6426 | 4.8175 | 4.9621 | 5.0747 | 5.1619 | 5.2292 | 5.2817 | 5.3298 | 5.3672 | 5.3993 | 5.4261 | 5.4478 | 5.4478 | 5.4478 | 5.4478 | 5.4478 | 5.4478 | 5.4478
F11_Industrial_Food Products_Existing_Process_Natural Gas_Gas Boiler - Maintenance_A_Achievable Economic TRC Potential | F11 | Industrial | Food Products | Existing | Process | Natural Gas | Gas Boiler - Maintenance | A | Cumulative Summer Peak Savings (MW) | Achievable Economic TRC Potential | 0 | 0 | 0 | 0 | 0 | 0 | 0 | 0 | 0 | 0 | 0 | 0 | 0 | 0 | 0 | 0 | 0 | 0 | 0 | 0 | 0 | 0 | 0 | 0 | 0 | 0 | 0 | 0 | 0 | 0 | 0
F12_Industrial_Food Products_Existing_Process_Natural Gas_Gas Boiler - Maintenance_A_Achievable Economic TRC Potential | F12 | Industrial | Food Products | Existing | Process | Natural Gas | Gas Boiler - Maintenance | A | Cumulative Winter Peak Savings (MW) | Achievable Economic TRC Potential | 0 | 0 | 0 | 0 | 0 | 0 | 0 | 0 | 0 | 0 | 0 | 0 | 0 | 0 | 0 | 0 | 0 | 0 | 0 | 0 | 0 | 0 | 0 | 0 | 0 | 0 | 0 | 0 | 0 | 0 | 0
F13_Industrial_Food Products_Existing_Process_Natural Gas_Gas Boiler - Maintenance_A_Achievable Economic TRC Potential | F13 | Industrial | Food Products | Existing | Process | Natural Gas | Gas Boiler - Maintenance | A | Purchases (Incremental) | Achievable Economic TRC Potential | 0 | 0 | 0 | 0 | 0 | 35.3189 | 24.7421 | 17.0272 | 13.2679 | 11.6343 | 9.9397 | 8.4919 | 7.2001 | 5.9783 | 5.0332 | 4.1598 | 3.24 | 2.5107 | 1.9379 | 1.511 | 1.3817 | 1.0771 | 0.92413 | 0.77244 | 0.62193 | 0 | 0 | 0 | 0 | 0 | 0
F14_Industrial_Food Products_Existing_Process_Natural Gas_Gas Boiler - Maintenance_A_Achievable Economic TRC Potential | F14 | Industrial | Food Products | Existing | Process | Natural Gas | Gas Boiler - Maintenance | A | Purchases (Cumulative) | Achievable Economic TRC Potential | 0 | 0 | 0 | 0 | 0 | 35.3189 | 60.061 | 77.0882 | 90.3561 | 101.9904 | 111.9302 | 120.4221 | 127.6222 | 133.6004 | 138.6336 | 142.7934 | 146.0334 | 148.5441 | 150.4819 | 151.9929 | 153.3746 | 154.4517 | 155.3758 | 156.1482 | 156.7702 | 156.7702 | 156.7702 | 156.7702 | 156.7702 | 156.7702 | 156.7702
F1_Industrial_Food Products_Existing_Space Heating_Natural Gas_Gas Furnace - Maintenance_A_Achievable Economic TRC Potential | F1 | Industrial | Food Products | Existing | Space Heating | Natural Gas | Gas Furnace - Maintenance | A | Original Unit Energy Savings (kWh or therms) | Achievable Economic TRC Potential | 0 | 0 | 0 | 0 | 0 | 0.0091939 | 0.0091109 | 0.0090054 | 0.0088982 | 0.0087907 | 0.0086854 | 0.0085811 | 0.0084829 | 0.0083904 | 0.0082972 | 0.0082156 | 0.0081386 | 0.0080664 | 0.0079984 | 0.0079296 | 0.007863 | 0.0077967 | 0.0077284 | 0.0076628 | 0.0075997 | 0.0075405 | 0.0074852 | 0.0074333 | 0.0073847 | 0.0073392 | 0.0072965
F2_Industrial_Food Products_Existing_Space Heating_Natural Gas_Gas Furnace - Maintenance_A_Achievable Economic TRC Potential | F2 | Industrial | Food Products | Existing | Space Heating | Natural Gas | Gas Furnace - Maintenance | A | Original Unit Summer Peak Savings (kW) | Achievable Economic TRC Potential | 0 | 0 | 0 | 0 | 0 | 0 | 0 | 0 | 0 | 0 | 0 | 0 | 0 | 0 | 0 | 0 | 0 | 0 | 0 | 0 | 0 | 0 | 0 | 0 | 0 | 0 | 0 | 0 | 0 | 0 | 0
F3_Industrial_Food Products_Existing_Space Heating_Natural Gas_Gas Furnace - Maintenance_A_Achievable Economic TRC Potential | F3 | Industrial | Food Products | Existing | Space Heating | Natural Gas | Gas Furnace - Maintenance | A | Original Unit Winter Peak Savings (kW) | Achievable Economic TRC Potential | 0 | 0 | 0 | 0 | 0 | 0 | 0 | 0 | 0 | 0 | 0 | 0 | 0 | 0 | 0 | 0 | 0 | 0 | 0 | 0 | 0 | 0 | 0 | 0 | 0 | 0 | 0 | 0 | 0 | 0 | 0
F4_Industrial_Food Products_Existing_Space Heating_Natural Gas_Gas Furnace - Maintenance_A_Achievable Economic TRC Potential | F4 | Industrial | Food Products | Existing | Space Heating | Natural Gas | Gas Furnace - Maintenance | A | Standalone Impact on Baseline Energy (%) | Achievable Economic TRC Potential | 0% | 0% | 0% | 0% | 0% | 3.259e-05% | 5.522e-05% | 7.09e-05% | 8.261e-05% | 9.267e-05% | 0.0001025% | 0.00011% | 0.0001163% | 0.0001233% | 0.000127% | 0.0001318% | 0.0001345% | 0.0001372% | 0.00014% | 0.0001409% | 0.0001424% | 0.0001436% | 0.0001445% | 0.0001453% | 1.4585e-06 | 1.4583e-06 | 1.4578e-06 | 1.4572e-06 | 0 | 0 | 0
F5_Industrial_Food Products_Existing_Space Heating_Natural Gas_Gas Furnace - Maintenance_A_Achievable Economic TRC Potential | F5 | Industrial | Food Products | Existing | Space Heating | Natural Gas | Gas Furnace - Maintenance | A | Standalone Impact on Baseline Summer Peak (%) | Achievable Economic TRC Potential | 0% | 0% | 0% | 0% | 0% | 0% | 0% | 0% | 0% | 0% | 0% | 0% | 0% | 0% | 0% | 0% | 0% | 0% | 0% | 0% | 0% | 0% | 0% | 0% | 0 | 0 | 0 | 0 | 0 | 0 | 0
F6_Industrial_Food Products_Existing_Space Heating_Natural Gas_Gas Furnace - Maintenance_A_Achievable Economic TRC Potential | F6 | Industrial | Food Products | Existing | Space Heating | Natural Gas | Gas Furnace - Maintenance | A | Standalone Impact on Baseline Winter Peak (%) | Achievable Economic TRC Potential | 0% | 0% | 0% | 0% | 0% | 0% | 0% | 0% | 0% | 0% | 0% | 0% | 0% | 0% | 0% | 0% | 0% | 0% | 0% | 0% | 0% | 0% | 0% | 0% | 0 | 0 | 0 | 0 | 0 | 0 | 0
F7_Industrial_Food Products_Existing_Space Heating_Natural Gas_Gas Furnace - Maintenance_A_Achievable Economic TRC Potential | F7 | Industrial | Food Products | Existing | Space Heating | Natural Gas | Gas Furnace - Maintenance | A | Incremental Energy Savings (MWh or mTherms) | Achievable Economic TRC Potential | 0 | 0 | 0 | 0 | 0 | 0.00010865 | 7.5428e-05 | 5.1307e-05 | 3.9504e-05 | 3.4221e-05 | 2.8887e-05 | 2.4383e-05 | 2.0437e-05 | 1.6784e-05 | 1.3973e-05 | 1.1435e-05 | 8.8234e-06 | 6.7764e-06 | 5.1863e-06 | 4.0091e-06 | 3.6352e-06 | 2.81e-06 | 2.3898e-06 | 1.9806e-06 | 1.5815e-06 | 0 | 0 | 0 | 0 | 0 | 0
F8_Industrial_Food Products_Existing_Space Heating_Natural Gas_Gas Furnace - Maintenance_A_Achievable Economic TRC Potential | F8 | Industrial | Food Products | Existing | Space Heating | Natural Gas | Gas Furnace - Maintenance | A | Incremental Summer Peak Savings (MW) | Achievable Economic TRC Potential | 0 | 0 | 0 | 0 | 0 | 0 | 0 | 0 | 0 | 0 | 0 | 0 | 0 | 0 | 0 | 0 | 0 | 0 | 0 | 0 | 0 | 0 | 0 | 0 | 0 | 0 | 0 | 0 | 0 | 0 | 0
F9_Industrial_Food Products_Existing_Space Heating_Natural Gas_Gas Furnace - Maintenance_A_Achievable Economic TRC Potential | F9 | Industrial | Food Products | Existing | Space Heating | Natural Gas | Gas Furnace - Maintenance | A | Incremental Winter Peak Savings (MW) | Achievable Economic TRC Potential | 0 | 0 | 0 | 0 | 0 | 0 | 0 | 0 | 0 | 0 | 0 | 0 | 0 | 0 | 0 | 0 | 0 | 0 | 0 | 0 | 0 | 0 | 0 | 0 | 0 | 0 | 0 | 0 | 0 | 0 | 0
F10_Industrial_Food Products_Existing_Space Heating_Natural Gas_Gas Furnace - Maintenance_A_Achievable Economic TRC Potential | F10 | Industrial | Food Products | Existing | Space Heating | Natural Gas | Gas Furnace - Maintenance | A | Cumulative Energy Savings (MWh or mTherms) | Achievable Economic TRC Potential | 0 | 0 | 0 | 0 | 0 | 0.00010865 | 0.0001831 | 0.00023229 | 0.00026903 | 0.0003 | 0.00032529 | 0.00034577 | 0.00036225 | 0.00037508 | 0.00038489 | 0.00039254 | 0.00039768 | 0.00040093 | 0.00040274 | 0.00040328 | 0.00040353 | 0.00040294 | 0.0004018 | 0.00040037 | 0.00039865 | 0.00039555 | 0.00039264 | 0.00038992 | 0.00038737 | 0.00038499 | 0.00038275
F11_Industrial_Food Products_Existing_Space Heating_Natural Gas_Gas Furnace - Maintenance_A_Achievable Economic TRC Potential | F11 | Industrial | Food Products | Existing | Space Heating | Natural Gas | Gas Furnace - Maintenance | A | Cumulative Summer Peak Savings (MW) | Achievable Economic TRC Potential | 0 | 0 | 0 | 0 | 0 | 0 | 0 | 0 | 0 | 0 | 0 | 0 | 0 | 0 | 0 | 0 | 0 | 0 | 0 | 0 | 0 | 0 | 0 | 0 | 0 | 0 | 0 | 0 | 0 | 0 | 0
F12_Industrial_Food Products_Existing_Space Heating_Natural Gas_Gas Furnace - Maintenance_A_Achievable Economic TRC Potential | F12 | Industrial | Food Products | Existing | Space Heating | Natural Gas | Gas Furnace - Maintenance | A | Cumulative Winter Peak Savings (MW) | Achievable Economic TRC Potential | 0 | 0 | 0 | 0 | 0 | 0 | 0 | 0 | 0 | 0 | 0 | 0 | 0 | 0 | 0 | 0 | 0 | 0 | 0 | 0 | 0 | 0 | 0 | 0 | 0 | 0 | 0 | 0 | 0 | 0 | 0
F13_Industrial_Food Products_Existing_Space Heating_Natural Gas_Gas Furnace - Maintenance_A_Achievable Economic TRC Potential | F13 | Industrial | Food Products | Existing | Space Heating | Natural Gas | Gas Furnace - Maintenance | A | Purchases (Incremental) | Achievable Economic TRC Potential | 0 | 0 | 0 | 0 | 0 | 11.8179 | 8.2789 | 5.6974 | 4.4395 | 3.8929 | 3.3259 | 2.8415 | 2.4092 | 2.0004 | 1.6841 | 1.3919 | 1.0841 | 0.84008 | 0.64842 | 0.50559 | 0.46232 | 0.36041 | 0.30922 | 0.25846 | 0.2081 | 0 | 0 | 0 | 0 | 0 | 0
F14_Industrial_Food Products_Existing_Space Heating_Natural Gas_Gas Furnace - Maintenance_A_Achievable Economic TRC Potential | F14 | Industrial | Food Products | Existing | Space Heating | Natural Gas | Gas Furnace - Maintenance | A | Purchases (Cumulative) | Achievable Economic TRC Potential | 0 | 0 | 0 | 0 | 0 | 11.8179 | 20.0968 | 25.7942 | 30.2338 | 34.1267 | 37.4526 | 40.2941 | 42.7033 | 44.7036 | 46.3878 | 47.7796 | 48.8638 | 49.7039 | 50.3523 | 50.8579 | 51.3202 | 51.6806 | 51.9898 | 52.2483 | 52.4564 | 52.4564 | 52.4564 | 52.4564 | 52.4564 | 52.4564 | 52.4564
F1_Industrial_Food Products_Existing_Space Heating_Natural Gas_Gas Boiler - Hot Water Reset_A_Achievable Economic TRC Potential | F1 | Industrial | Food Products | Existing | Space Heating | Natural Gas | Gas Boiler - Hot Water Reset | A | Original Unit Energy Savings (kWh or therms) | Achievable Economic TRC Potential | 0 | 0 | 0 | 0 | 0 | 3.4203 | 3.3971 | 3.3741 | 3.351 | 3.3279 | 3.3054 | 3.2832 | 3.2613 | 3.2395 | 3.2165 | 3.1954 | 3.1746 | 3.154 | 3.1338 | 3.1135 | 3.094 | 3.0736 | 3.0539 | 3.0349 | 3.0157 | 2.9982 | 2.9823 | 2.9677 | 2.9544 | 2.9423 | 2.9312
F2_Industrial_Food Products_Existing_Space Heating_Natural Gas_Gas Boiler - Hot Water Reset_A_Achievable Economic TRC Potential | F2 | Industrial | Food Products | Existing | Space Heating | Natural Gas | Gas Boiler - Hot Water Reset | A | Original Unit Summer Peak Savings (kW) | Achievable Economic TRC Potential | 0 | 0 | 0 | 0 | 0 | 0 | 0 | 0 | 0 | 0 | 0 | 0 | 0 | 0 | 0 | 0 | 0 | 0 | 0 | 0 | 0 | 0 | 0 | 0 | 0 | 0 | 0 | 0 | 0 | 0 | 0
F3_Industrial_Food Products_Existing_Space Heating_Natural Gas_Gas Boiler - Hot Water Reset_A_Achievable Economic TRC Potential | F3 | Industrial | Food Products | Existing | Space Heating | Natural Gas | Gas Boiler - Hot Water Reset | A | Original Unit Winter Peak Savings (kW) | Achievable Economic TRC Potential | 0 | 0 | 0 | 0 | 0 | 0 | 0 | 0 | 0 | 0 | 0 | 0 | 0 | 0 | 0 | 0 | 0 | 0 | 0 | 0 | 0 | 0 | 0 | 0 | 0 | 0 | 0 | 0 | 0 | 0 | 0
F4_Industrial_Food Products_Existing_Space Heating_Natural Gas_Gas Boiler - Hot Water Reset_A_Achievable Economic TRC Potential | F4 | Industrial | Food Products | Existing | Space Heating | Natural Gas | Gas Boiler - Hot Water Reset | A | Standalone Impact on Baseline Energy (%) | Achievable Economic TRC Potential | 0% | 0% | 0% | 0% | 0% | 0.007385% | 0.01643% | 0.02758% | 0.0404% | 0.05501% | 0.07286% | 0.09189% | 0.1113% | 0.1313% | 0.1465% | 0.1601% | 0.1682% | 0.1738% | 0.1776% | 0.1783% | 0.1793% | 0.18% | 0.1805% | 0.181% | 0.0018133 | 0.0018166 | 0.0018197 | 0.0018227 | 0 | 0 | 0
F5_Industrial_Food Products_Existing_Space Heating_Natural Gas_Gas Boiler - Hot Water Reset_A_Achievable Economic TRC Potential | F5 | Industrial | Food Products | Existing | Space Heating | Natural Gas | Gas Boiler - Hot Water Reset | A | Standalone Impact on Baseline Summer Peak (%) | Achievable Economic TRC Potential | 0% | 0% | 0% | 0% | 0% | 0% | 0% | 0% | 0% | 0% | 0% | 0% | 0% | 0% | 0% | 0% | 0% | 0% | 0% | 0% | 0% | 0% | 0% | 0% | 0 | 0 | 0 | 0 | 0 | 0 | 0
F6_Industrial_Food Products_Existing_Space Heating_Natural Gas_Gas Boiler - Hot Water Reset_A_Achievable Economic TRC Potential | F6 | Industrial | Food Products | Existing | Space Heating | Natural Gas | Gas Boiler - Hot Water Reset | A | Standalone Impact on Baseline Winter Peak (%) | Achievable Economic TRC Potential | 0% | 0% | 0% | 0% | 0% | 0% | 0% | 0% | 0% | 0% | 0% | 0% | 0% | 0% | 0% | 0% | 0% | 0% | 0% | 0% | 0% | 0% | 0% | 0% | 0 | 0 | 0 | 0 | 0 | 0 | 0
F7_Industrial_Food Products_Existing_Space Heating_Natural Gas_Gas Boiler - Hot Water Reset_A_Achievable Economic TRC Potential | F7 | Industrial | Food Products | Existing | Space Heating | Natural Gas | Gas Boiler - Hot Water Reset | A | Incremental Energy Savings (MWh or mTherms) | Achievable Economic TRC Potential | 0 | 0 | 0 | 0 | 0 | 0.024621 | 0.03001 | 0.036259 | 0.041825 | 0.047417 | 0.054363 | 0.059075 | 0.059823 | 0.055111 | 0.047216 | 0.035952 | 0.023641 | 0.01357 | 0.0064339 | 0.0027076 | 0.00097435 | 0.00030116 | 6.4983e-05 | 1.0579e-05 | 1.2578e-06 | 0 | 0 | 0 | 0 | 0 | 0
F8_Industrial_Food Products_Existing_Space Heating_Natural Gas_Gas Boiler - Hot Water Reset_A_Achievable Economic TRC Potential | F8 | Industrial | Food Products | Existing | Space Heating | Natural Gas | Gas Boiler - Hot Water Reset | A | Incremental Summer Peak Savings (MW) | Achievable Economic TRC Potential | 0 | 0 | 0 | 0 | 0 | 0 | 0 | 0 | 0 | 0 | 0 | 0 | 0 | 0 | 0 | 0 | 0 | 0 | 0 | 0 | 0 | 0 | 0 | 0 | 0 | 0 | 0 | 0 | 0 | 0 | 0
F9_Industrial_Food Products_Existing_Space Heating_Natural Gas_Gas Boiler - Hot Water Reset_A_Achievable Economic TRC Potential | F9 | Industrial | Food Products | Existing | Space Heating | Natural Gas | Gas Boiler - Hot Water Reset | A | Incremental Winter Peak Savings (MW) | Achievable Economic TRC Potential | 0 | 0 | 0 | 0 | 0 | 0 | 0 | 0 | 0 | 0 | 0 | 0 | 0 | 0 | 0 | 0 | 0 | 0 | 0 | 0 | 0 | 0 | 0 | 0 | 0 | 0 | 0 | 0 | 0 | 0 | 0
F10_Industrial_Food Products_Existing_Space Heating_Natural Gas_Gas Boiler - Hot Water Reset_A_Achievable Economic TRC Potential | F10 | Industrial | Food Products | Existing | Space Heating | Natural Gas | Gas Boiler - Hot Water Reset | A | Cumulative Energy Savings (MWh or mTherms) | Achievable Economic TRC Potential | 0 | 0 | 0 | 0 | 0 | 0.024621 | 0.054464 | 0.090354 | 0.13156 | 0.17807 | 0.23123 | 0.28875 | 0.34664 | 0.39945 | 0.44383 | 0.47687 | 0.49739 | 0.50775 | 0.51093 | 0.51033 | 0.5081 | 0.50505 | 0.50188 | 0.49876 | 0.49562 | 0.49274 | 0.49012 | 0.48772 | 0.48554 | 0.48354 | 0.48172
F11_Industrial_Food Products_Existing_Space Heating_Natural Gas_Gas Boiler - Hot Water Reset_A_Achievable Economic TRC Potential | F11 | Industrial | Food Products | Existing | Space Heating | Natural Gas | Gas Boiler - Hot Water Reset | A | Cumulative Summer Peak Savings (MW) | Achievable Economic TRC Potential | 0 | 0 | 0 | 0 | 0 | 0 | 0 | 0 | 0 | 0 | 0 | 0 | 0 | 0 | 0 | 0 | 0 | 0 | 0 | 0 | 0 | 0 | 0 | 0 | 0 | 0 | 0 | 0 | 0 | 0 | 0
F12_Industrial_Food Products_Existing_Space Heating_Natural Gas_Gas Boiler - Hot Water Reset_A_Achievable Economic TRC Potential | F12 | Industrial | Food Products | Existing | Space Heating | Natural Gas | Gas Boiler - Hot Water Reset | A | Cumulative Winter Peak Savings (MW) | Achievable Economic TRC Potential | 0 | 0 | 0 | 0 | 0 | 0 | 0 | 0 | 0 | 0 | 0 | 0 | 0 | 0 | 0 | 0 | 0 | 0 | 0 | 0 | 0 | 0 | 0 | 0 | 0 | 0 | 0 | 0 | 0 | 0 | 0
F13_Industrial_Food Products_Existing_Space Heating_Natural Gas_Gas Boiler - Hot Water Reset_A_Achievable Economic TRC Potential | F13 | Industrial | Food Products | Existing | Space Heating | Natural Gas | Gas Boiler - Hot Water Reset | A | Purchases (Incremental) | Achievable Economic TRC Potential | 0 | 0 | 0 | 0 | 0 | 7.1985 | 8.8338 | 10.7462 | 12.4814 | 14.2484 | 16.4466 | 17.9929 | 18.3436 | 17.0122 | 14.6792 | 11.2511 | 7.4472 | 4.3024 | 2.053 | 0.86963 | 0.31492 | 0.097984 | 0.021278 | 0.0034857 | 0.00041708 | 0 | 0 | 0 | 0 | 0 | 0
F14_Industrial_Food Products_Existing_Space Heating_Natural Gas_Gas Boiler - Hot Water Reset_A_Achievable Economic TRC Potential | F14 | Industrial | Food Products | Existing | Space Heating | Natural Gas | Gas Boiler - Hot Water Reset | A | Purchases (Cumulative) | Achievable Economic TRC Potential | 0 | 0 | 0 | 0 | 0 | 7.1985 | 16.0323 | 26.7786 | 39.26 | 53.5084 | 69.955 | 87.9479 | 106.2915 | 123.3037 | 137.9829 | 149.234 | 156.6812 | 160.9836 | 163.0367 | 163.9063 | 164.2212 | 164.3192 | 164.3405 | 164.344 | 164.3444 | 164.3444 | 164.3444 | 164.3444 | 164.3444 | 164.3444 | 164.3444
F1_Industrial_Food Products_Existing_Process_Natural Gas_Gas Boiler - Hot Water Reset_A_Achievable Economic TRC Potential | F1 | Industrial | Food Products | Existing | Process | Natural Gas | Gas Boiler - Hot Water Reset | A | Original Unit Energy Savings (kWh or therms) | Achievable Economic TRC Potential | 0 | 0 | 0 | 0 | 0 | 63.1817 | 63.1817 | 63.1817 | 63.1817 | 63.1817 | 63.1817 | 63.1817 | 63.1817 | 63.1817 | 63.1817 | 63.1817 | 63.1817 | 63.1817 | 63.1817 | 63.1817 | 63.1817 | 63.1817 | 63.1817 | 63.1817 | 63.1817 | 63.1817 | 63.1817 | 63.1817 | 63.1817 | 63.1817 | 63.1817
F2_Industrial_Food Products_Existing_Process_Natural Gas_Gas Boiler - Hot Water Reset_A_Achievable Economic TRC Potential | F2 | Industrial | Food Products | Existing | Process | Natural Gas | Gas Boiler - Hot Water Reset | A | Original Unit Summer Peak Savings (kW) | Achievable Economic TRC Potential | 0 | 0 | 0 | 0 | 0 | 0 | 0 | 0 | 0 | 0 | 0 | 0 | 0 | 0 | 0 | 0 | 0 | 0 | 0 | 0 | 0 | 0 | 0 | 0 | 0 | 0 | 0 | 0 | 0 | 0 | 0
F3_Industrial_Food Products_Existing_Process_Natural Gas_Gas Boiler - Hot Water Reset_A_Achievable Economic TRC Potential | F3 | Industrial | Food Products | Existing | Process | Natural Gas | Gas Boiler - Hot Water Reset | A | Original Unit Winter Peak Savings (kW) | Achievable Economic TRC Potential | 0 | 0 | 0 | 0 | 0 | 0 | 0 | 0 | 0 | 0 | 0 | 0 | 0 | 0 | 0 | 0 | 0 | 0 | 0 | 0 | 0 | 0 | 0 | 0 | 0 | 0 | 0 | 0 | 0 | 0 | 0
F4_Industrial_Food Products_Existing_Process_Natural Gas_Gas Boiler - Hot Water Reset_A_Achievable Economic TRC Potential | F4 | Industrial | Food Products | Existing | Process | Natural Gas | Gas Boiler - Hot Water Reset | A | Standalone Impact on Baseline Energy (%) | Achievable Economic TRC Potential | 0% | 0% | 0% | 0% | 0% | 0.02055% | 0.04578% | 0.07692% | 0.1127% | 0.1535% | 0.2033% | 0.2562% | 0.3103% | 0.3658% | 0.4078% | 0.4453% | 0.4674% | 0.4827% | 0.4933% | 0.4953% | 0.4983% | 0.5006% | 0.5024% | 0.5042% | 0.0050577 | 0.0050725 | 0.005086 | 0.0050984 | 0 | 0 | 0
F5_Industrial_Food Products_Existing_Process_Natural Gas_Gas Boiler - Hot Water Reset_A_Achievable Economic TRC Potential | F5 | Industrial | Food Products | Existing | Process | Natural Gas | Gas Boiler - Hot Water Reset | A | Standalone Impact on Baseline Summer Peak (%) | Achievable Economic TRC Potential | 0% | 0% | 0% | 0% | 0% | 0% | 0% | 0% | 0% | 0% | 0% | 0% | 0% | 0% | 0% | 0% | 0% | 0% | 0% | 0% | 0% | 0% | 0% | 0% | 0 | 0 | 0 | 0 | 0 | 0 | 0
F6_Industrial_Food Products_Existing_Process_Natural Gas_Gas Boiler - Hot Water Reset_A_Achievable Economic TRC Potential | F6 | Industrial | Food Products | Existing | Process | Natural Gas | Gas Boiler - Hot Water Reset | A | Standalone Impact on Baseline Winter Peak (%) | Achievable Economic TRC Potential | 0% | 0% | 0% | 0% | 0% | 0% | 0% | 0% | 0% | 0% | 0% | 0% | 0% | 0% | 0% | 0% | 0% | 0% | 0% | 0% | 0% | 0% | 0% | 0% | 0 | 0 | 0 | 0 | 0 | 0 | 0
F7_Industrial_Food Products_Existing_Process_Natural Gas_Gas Boiler - Hot Water Reset_A_Achievable Economic TRC Potential | F7 | Industrial | Food Products | Existing | Process | Natural Gas | Gas Boiler - Hot Water Reset | A | Incremental Energy Savings (MWh or mTherms) | Achievable Economic TRC Potential | 0 | 0 | 0 | 0 | 0 | 1.0845 | 1.3308 | 1.619 | 1.8804 | 2.1466 | 2.4777 | 2.7107 | 2.7635 | 2.5629 | 2.2115 | 1.695 | 1.1219 | 0.64817 | 0.3093 | 0.13101 | 0.047444 | 0.014762 | 0.0032057 | 0.00052513 | 6.2835e-05 | 0 | 0 | 0 | 0 | 0 | 0
F8_Industrial_Food Products_Existing_Process_Natural Gas_Gas Boiler - Hot Water Reset_A_Achievable Economic TRC Potential | F8 | Industrial | Food Products | Existing | Process | Natural Gas | Gas Boiler - Hot Water Reset | A | Incremental Summer Peak Savings (MW) | Achievable Economic TRC Potential | 0 | 0 | 0 | 0 | 0 | 0 | 0 | 0 | 0 | 0 | 0 | 0 | 0 | 0 | 0 | 0 | 0 | 0 | 0 | 0 | 0 | 0 | 0 | 0 | 0 | 0 | 0 | 0 | 0 | 0 | 0
F9_Industrial_Food Products_Existing_Process_Natural Gas_Gas Boiler - Hot Water Reset_A_Achievable Economic TRC Potential | F9 | Industrial | Food Products | Existing | Process | Natural Gas | Gas Boiler - Hot Water Reset | A | Incremental Winter Peak Savings (MW) | Achievable Economic TRC Potential | 0 | 0 | 0 | 0 | 0 | 0 | 0 | 0 | 0 | 0 | 0 | 0 | 0 | 0 | 0 | 0 | 0 | 0 | 0 | 0 | 0 | 0 | 0 | 0 | 0 | 0 | 0 | 0 | 0 | 0 | 0
F10_Industrial_Food Products_Existing_Process_Natural Gas_Gas Boiler - Hot Water Reset_A_Achievable Economic TRC Potential | F10 | Industrial | Food Products | Existing | Process | Natural Gas | Gas Boiler - Hot Water Reset | A | Cumulative Energy Savings (MWh or mTherms) | Achievable Economic TRC Potential | 0 | 0 | 0 | 0 | 0 | 1.0845 | 2.4153 | 4.0343 | 5.9147 | 8.0612 | 10.539 | 13.2497 | 16.0132 | 18.5761 | 20.7876 | 22.4826 | 23.6046 | 24.2527 | 24.562 | 24.6931 | 24.7405 | 24.7553 | 24.7585 | 24.759 | 24.7591 | 24.7591 | 24.7591 | 24.7591 | 24.7591 | 24.7591 | 24.7591
F11_Industrial_Food Products_Existing_Process_Natural Gas_Gas Boiler - Hot Water Reset_A_Achievable Economic TRC Potential | F11 | Industrial | Food Products | Existing | Process | Natural Gas | Gas Boiler - Hot Water Reset | A | Cumulative Summer Peak Savings (MW) | Achievable Economic TRC Potential | 0 | 0 | 0 | 0 | 0 | 0 | 0 | 0 | 0 | 0 | 0 | 0 | 0 | 0 | 0 | 0 | 0 | 0 | 0 | 0 | 0 | 0 | 0 | 0 | 0 | 0 | 0 | 0 | 0 | 0 | 0
F12_Industrial_Food Products_Existing_Process_Natural Gas_Gas Boiler - Hot Water Reset_A_Achievable Economic TRC Potential | F12 | Industrial | Food Products | Existing | Process | Natural Gas | Gas Boiler - Hot Water Reset | A | Cumulative Winter Peak Savings (MW) | Achievable Economic TRC Potential | 0 | 0 | 0 | 0 | 0 | 0 | 0 | 0 | 0 | 0 | 0 | 0 | 0 | 0 | 0 | 0 | 0 | 0 | 0 | 0 | 0 | 0 | 0 | 0 | 0 | 0 | 0 | 0 | 0 | 0 | 0
F13_Industrial_Food Products_Existing_Process_Natural Gas_Gas Boiler - Hot Water Reset_A_Achievable Economic TRC Potential | F13 | Industrial | Food Products | Existing | Process | Natural Gas | Gas Boiler - Hot Water Reset | A | Purchases (Incremental) | Achievable Economic TRC Potential | 0 | 0 | 0 | 0 | 0 | 17.1645 | 21.0637 | 25.6238 | 29.7613 | 33.9746 | 39.216 | 42.903 | 43.7395 | 40.5646 | 35.0019 | 26.8276 | 17.7574 | 10.2589 | 4.8954 | 2.0736 | 0.75091 | 0.23364 | 0.050737 | 0.0083114 | 0.00099451 | 0 | 0 | 0 | 0 | 0 | 0
F14_Industrial_Food Products_Existing_Process_Natural Gas_Gas Boiler - Hot Water Reset_A_Achievable Economic TRC Potential | F14 | Industrial | Food Products | Existing | Process | Natural Gas | Gas Boiler - Hot Water Reset | A | Purchases (Cumulative) | Achievable Economic TRC Potential | 0 | 0 | 0 | 0 | 0 | 17.1645 | 38.2282 | 63.8521 | 93.6134 | 127.588 | 166.804 | 209.707 | 253.4464 | 294.0111 | 329.013 | 355.8406 | 373.598 | 383.8568 | 388.7522 | 390.8258 | 391.5767 | 391.8103 | 391.8611 | 391.8694 | 391.8704 | 391.8704 | 391.8704 | 391.8704 | 391.8704 | 391.8704 | 391.8704
F1_Industrial_Food Products_Existing_Space Heating_Natural Gas_Steam Trap Maintenance_A_Achievable Economic TRC Potential | F1 | Industrial | Food Products | Existing | Space Heating | Natural Gas | Steam Trap Maintenance | A | Original Unit Energy Savings (kWh or therms) | Achievable Economic TRC Potential | 0 | 0 | 0 | 0 | 0 | 1.2083 | 1.2001 | 1.192 | 1.1838 | 1.1757 | 1.1677 | 1.1599 | 1.1521 | 1.1445 | 1.1363 | 1.1289 | 1.1215 | 1.1143 | 1.1071 | 1.0999 | 1.093 | 1.0858 | 1.0789 | 1.0722 | 1.0654 | 1.0592 | 1.0536 | 1.0484 | 1.0437 | 1.0394 | 1.0355
F2_Industrial_Food Products_Existing_Space Heating_Natural Gas_Steam Trap Maintenance_A_Achievable Economic TRC Potential | F2 | Industrial | Food Products | Existing | Space Heating | Natural Gas | Steam Trap Maintenance | A | Original Unit Summer Peak Savings (kW) | Achievable Economic TRC Potential | 0 | 0 | 0 | 0 | 0 | 0 | 0 | 0 | 0 | 0 | 0 | 0 | 0 | 0 | 0 | 0 | 0 | 0 | 0 | 0 | 0 | 0 | 0 | 0 | 0 | 0 | 0 | 0 | 0 | 0 | 0
F3_Industrial_Food Products_Existing_Space Heating_Natural Gas_Steam Trap Maintenance_A_Achievable Economic TRC Potential | F3 | Industrial | Food Products | Existing | Space Heating | Natural Gas | Steam Trap Maintenance | A | Original Unit Winter Peak Savings (kW) | Achievable Economic TRC Potential | 0 | 0 | 0 | 0 | 0 | 0 | 0 | 0 | 0 | 0 | 0 | 0 | 0 | 0 | 0 | 0 | 0 | 0 | 0 | 0 | 0 | 0 | 0 | 0 | 0 | 0 | 0 | 0 | 0 | 0 | 0
F4_Industrial_Food Products_Existing_Space Heating_Natural Gas_Steam Trap Maintenance_A_Achievable Economic TRC Potential | F4 | Industrial | Food Products | Existing | Space Heating | Natural Gas | Steam Trap Maintenance | A | Standalone Impact on Baseline Energy (%) | Achievable Economic TRC Potential | 0% | 0% | 0% | 0% | 0% | 0.001456% | 0.002908% | 0.004375% | 0.005823% | 0.00727% | 0.008817% | 0.0103% | 0.01178% | 0.01343% | 0.01484% | 0.01645% | 0.01792% | 0.01948% | 0.02111% | 0.02254% | 0.02408% | 0.02562% | 0.02715% | 0.02867% | 0.0003018 | 0.00030235 | 0.00030287 | 0.00030336 | 0 | 0 | 0
F5_Industrial_Food Products_Existing_Space Heating_Natural Gas_Steam Trap Maintenance_A_Achievable Economic TRC Potential | F5 | Industrial | Food Products | Existing | Space Heating | Natural Gas | Steam Trap Maintenance | A | Standalone Impact on Baseline Summer Peak (%) | Achievable Economic TRC Potential | 0% | 0% | 0% | 0% | 0% | 0% | 0% | 0% | 0% | 0% | 0% | 0% | 0% | 0% | 0% | 0% | 0% | 0% | 0% | 0% | 0% | 0% | 0% | 0% | 0 | 0 | 0 | 0 | 0 | 0 | 0
F6_Industrial_Food Products_Existing_Space Heating_Natural Gas_Steam Trap Maintenance_A_Achievable Economic TRC Potential | F6 | Industrial | Food Products | Existing | Space Heating | Natural Gas | Steam Trap Maintenance | A | Standalone Impact on Baseline Winter Peak (%) | Achievable Economic TRC Potential | 0% | 0% | 0% | 0% | 0% | 0% | 0% | 0% | 0% | 0% | 0% | 0% | 0% | 0% | 0% | 0% | 0% | 0% | 0% | 0% | 0% | 0% | 0% | 0% | 0 | 0 | 0 | 0 | 0 | 0 | 0
F7_Industrial_Food Products_Existing_Space Heating_Natural Gas_Steam Trap Maintenance_A_Achievable Economic TRC Potential | F7 | Industrial | Food Products | Existing | Space Heating | Natural Gas | Steam Trap Maintenance | A | Incremental Energy Savings (MWh or mTherms) | Achievable Economic TRC Potential | 0 | 0 | 0 | 0 | 0 | 0.0048548 | 0.0048193 | 0.0047584 | 0.0047283 | 0.0046996 | 0.0046086 | 0.0045651 | 0.0045254 | 0.0044238 | 0.0044092 | 0.0043385 | 0.0043107 | 0.0042613 | 0.0041962 | 0.004174 | 0.0041306 | 0.0040875 | 0.0040465 | 0.0040076 | 0.0039697 | 0 | 0 | 0 | 0 | 0 | 0
F8_Industrial_Food Products_Existing_Space Heating_Natural Gas_Steam Trap Maintenance_A_Achievable Economic TRC Potential | F8 | Industrial | Food Products | Existing | Space Heating | Natural Gas | Steam Trap Maintenance | A | Incremental Summer Peak Savings (MW) | Achievable Economic TRC Potential | 0 | 0 | 0 | 0 | 0 | 0 | 0 | 0 | 0 | 0 | 0 | 0 | 0 | 0 | 0 | 0 | 0 | 0 | 0 | 0 | 0 | 0 | 0 | 0 | 0 | 0 | 0 | 0 | 0 | 0 | 0
F9_Industrial_Food Products_Existing_Space Heating_Natural Gas_Steam Trap Maintenance_A_Achievable Economic TRC Potential | F9 | Industrial | Food Products | Existing | Space Heating | Natural Gas | Steam Trap Maintenance | A | Incremental Winter Peak Savings (MW) | Achievable Economic TRC Potential | 0 | 0 | 0 | 0 | 0 | 0 | 0 | 0 | 0 | 0 | 0 | 0 | 0 | 0 | 0 | 0 | 0 | 0 | 0 | 0 | 0 | 0 | 0 | 0 | 0 | 0 | 0 | 0 | 0 | 0 | 0
F10_Industrial_Food Products_Existing_Space Heating_Natural Gas_Steam Trap Maintenance_A_Achievable Economic TRC Potential | F10 | Industrial | Food Products | Existing | Space Heating | Natural Gas | Steam Trap Maintenance | A | Cumulative Energy Savings (MWh or mTherms) | Achievable Economic TRC Potential | 0 | 0 | 0 | 0 | 0 | 0.0048548 | 0.0096412 | 0.014334 | 0.018964 | 0.023533 | 0.027983 | 0.03236 | 0.036669 | 0.040848 | 0.044968 | 0.049011 | 0.053002 | 0.05692 | 0.060752 | 0.064533 | 0.068258 | 0.071896 | 0.075482 | 0.079019 | 0.08249 | 0.082011 | 0.081574 | 0.081176 | 0.080812 | 0.08048 | 0.080177
F11_Industrial_Food Products_Existing_Space Heating_Natural Gas_Steam Trap Maintenance_A_Achievable Economic TRC Potential | F11 | Industrial | Food Products | Existing | Space Heating | Natural Gas | Steam Trap Maintenance | A | Cumulative Summer Peak Savings (MW) | Achievable Economic TRC Potential | 0 | 0 | 0 | 0 | 0 | 0 | 0 | 0 | 0 | 0 | 0 | 0 | 0 | 0 | 0 | 0 | 0 | 0 | 0 | 0 | 0 | 0 | 0 | 0 | 0 | 0 | 0 | 0 | 0 | 0 | 0
F12_Industrial_Food Products_Existing_Space Heating_Natural Gas_Steam Trap Maintenance_A_Achievable Economic TRC Potential | F12 | Industrial | Food Products | Existing | Space Heating | Natural Gas | Steam Trap Maintenance | A | Cumulative Winter Peak Savings (MW) | Achievable Economic TRC Potential | 0 | 0 | 0 | 0 | 0 | 0 | 0 | 0 | 0 | 0 | 0 | 0 | 0 | 0 | 0 | 0 | 0 | 0 | 0 | 0 | 0 | 0 | 0 | 0 | 0 | 0 | 0 | 0 | 0 | 0 | 0
F13_Industrial_Food Products_Existing_Space Heating_Natural Gas_Steam Trap Maintenance_A_Achievable Economic TRC Potential | F13 | Industrial | Food Products | Existing | Space Heating | Natural Gas | Steam Trap Maintenance | A | Purchases (Incremental) | Achievable Economic TRC Potential | 0 | 0 | 0 | 0 | 0 | 4.0178 | 4.0156 | 3.9919 | 3.9941 | 3.9974 | 3.9466 | 3.9358 | 3.9278 | 3.8654 | 3.8802 | 3.8432 | 3.8437 | 3.8244 | 3.7902 | 3.7947 | 3.779 | 3.7643 | 3.7506 | 3.7379 | 3.7261 | 0 | 0 | 0 | 0 | 0 | 0
F14_Industrial_Food Products_Existing_Space Heating_Natural Gas_Steam Trap Maintenance_A_Achievable Economic TRC Potential | F14 | Industrial | Food Products | Existing | Space Heating | Natural Gas | Steam Trap Maintenance | A | Purchases (Cumulative) | Achievable Economic TRC Potential | 0 | 0 | 0 | 0 | 0 | 4.0178 | 8.0334 | 12.0253 | 16.0193 | 20.0167 | 23.9633 | 27.8991 | 31.8269 | 35.6924 | 39.5726 | 43.4158 | 47.2595 | 51.0838 | 54.8741 | 58.6688 | 62.4479 | 66.2122 | 69.9628 | 73.7007 | 77.4268 | 77.4268 | 77.4268 | 77.4268 | 77.4268 | 77.4268 | 77.4268
F1_Industrial_Food Products_Existing_Process_Natural Gas_Steam Trap Maintenance_A_Achievable Economic TRC Potential | F1 | Industrial | Food Products | Existing | Process | Natural Gas | Steam Trap Maintenance | A | Original Unit Energy Savings (kWh or therms) | Achievable Economic TRC Potential | 0 | 0 | 0 | 0 | 0 | 44.6416 | 44.6416 | 44.6416 | 44.6416 | 44.6416 | 44.6416 | 44.6416 | 44.6416 | 44.6416 | 44.6416 | 44.6416 | 44.6416 | 44.6416 | 44.6416 | 44.6416 | 44.6416 | 44.6416 | 44.6416 | 44.6416 | 44.6416 | 44.6416 | 44.6416 | 44.6416 | 44.6416 | 44.6416 | 44.6416
F2_Industrial_Food Products_Existing_Process_Natural Gas_Steam Trap Maintenance_A_Achievable Economic TRC Potential | F2 | Industrial | Food Products | Existing | Process | Natural Gas | Steam Trap Maintenance | A | Original Unit Summer Peak Savings (kW) | Achievable Economic TRC Potential | 0 | 0 | 0 | 0 | 0 | 0 | 0 | 0 | 0 | 0 | 0 | 0 | 0 | 0 | 0 | 0 | 0 | 0 | 0 | 0 | 0 | 0 | 0 | 0 | 0 | 0 | 0 | 0 | 0 | 0 | 0
F3_Industrial_Food Products_Existing_Process_Natural Gas_Steam Trap Maintenance_A_Achievable Economic TRC Potential | F3 | Industrial | Food Products | Existing | Process | Natural Gas | Steam Trap Maintenance | A | Original Unit Winter Peak Savings (kW) | Achievable Economic TRC Potential | 0 | 0 | 0 | 0 | 0 | 0 | 0 | 0 | 0 | 0 | 0 | 0 | 0 | 0 | 0 | 0 | 0 | 0 | 0 | 0 | 0 | 0 | 0 | 0 | 0 | 0 | 0 | 0 | 0 | 0 | 0
F4_Industrial_Food Products_Existing_Process_Natural Gas_Steam Trap Maintenance_A_Achievable Economic TRC Potential | F4 | Industrial | Food Products | Existing | Process | Natural Gas | Steam Trap Maintenance | A | Standalone Impact on Baseline Energy (%) | Achievable Economic TRC Potential | 0% | 0% | 0% | 0% | 0% | 0.008102% | 0.01621% | 0.02441% | 0.0325% | 0.04057% | 0.0492% | 0.05743% | 0.06565% | 0.07481% | 0.08263% | 0.09153% | 0.09962% | 0.1082% | 0.1173% | 0.1253% | 0.1339% | 0.1425% | 0.1511% | 0.1598% | 0.0016836 | 0.0016885 | 0.001693 | 0.0016971 | 0 | 0 | 0
F5_Industrial_Food Products_Existing_Process_Natural Gas_Steam Trap Maintenance_A_Achievable Economic TRC Potential | F5 | Industrial | Food Products | Existing | Process | Natural Gas | Steam Trap Maintenance | A | Standalone Impact on Baseline Summer Peak (%) | Achievable Economic TRC Potential | 0% | 0% | 0% | 0% | 0% | 0% | 0% | 0% | 0% | 0% | 0% | 0% | 0% | 0% | 0% | 0% | 0% | 0% | 0% | 0% | 0% | 0% | 0% | 0% | 0 | 0 | 0 | 0 | 0 | 0 | 0
F6_Industrial_Food Products_Existing_Process_Natural Gas_Steam Trap Maintenance_A_Achievable Economic TRC Potential | F6 | Industrial | Food Products | Existing | Process | Natural Gas | Steam Trap Maintenance | A | Standalone Impact on Baseline Winter Peak (%) | Achievable Economic TRC Potential | 0% | 0% | 0% | 0% | 0% | 0% | 0% | 0% | 0% | 0% | 0% | 0% | 0% | 0% | 0% | 0% | 0% | 0% | 0% | 0% | 0% | 0% | 0% | 0% | 0 | 0 | 0 | 0 | 0 | 0 | 0
F7_Industrial_Food Products_Existing_Process_Natural Gas_Steam Trap Maintenance_A_Achievable Economic TRC Potential | F7 | Industrial | Food Products | Existing | Process | Natural Gas | Steam Trap Maintenance | A | Incremental Energy Savings (MWh or mTherms) | Achievable Economic TRC Potential | 0 | 0 | 0 | 0 | 0 | 0.42768 | 0.42744 | 0.42492 | 0.42515 | 0.4255 | 0.4201 | 0.41895 | 0.4181 | 0.41146 | 0.41303 | 0.40909 | 0.40914 | 0.40709 | 0.40345 | 0.40393 | 0.40226 | 0.4007 | 0.39924 | 0.39788 | 0.39663 | 0 | 0 | 0 | 0 | 0 | 0
F8_Industrial_Food Products_Existing_Process_Natural Gas_Steam Trap Maintenance_A_Achievable Economic TRC Potential | F8 | Industrial | Food Products | Existing | Process | Natural Gas | Steam Trap Maintenance | A | Incremental Summer Peak Savings (MW) | Achievable Economic TRC Potential | 0 | 0 | 0 | 0 | 0 | 0 | 0 | 0 | 0 | 0 | 0 | 0 | 0 | 0 | 0 | 0 | 0 | 0 | 0 | 0 | 0 | 0 | 0 | 0 | 0 | 0 | 0 | 0 | 0 | 0 | 0
F9_Industrial_Food Products_Existing_Process_Natural Gas_Steam Trap Maintenance_A_Achievable Economic TRC Potential | F9 | Industrial | Food Products | Existing | Process | Natural Gas | Steam Trap Maintenance | A | Incremental Winter Peak Savings (MW) | Achievable Economic TRC Potential | 0 | 0 | 0 | 0 | 0 | 0 | 0 | 0 | 0 | 0 | 0 | 0 | 0 | 0 | 0 | 0 | 0 | 0 | 0 | 0 | 0 | 0 | 0 | 0 | 0 | 0 | 0 | 0 | 0 | 0 | 0
F10_Industrial_Food Products_Existing_Process_Natural Gas_Steam Trap Maintenance_A_Achievable Economic TRC Potential | F10 | Industrial | Food Products | Existing | Process | Natural Gas | Steam Trap Maintenance | A | Cumulative Energy Savings (MWh or mTherms) | Achievable Economic TRC Potential | 0 | 0 | 0 | 0 | 0 | 0.42768 | 0.85512 | 1.28 | 1.7052 | 2.1307 | 2.5508 | 2.9697 | 3.3878 | 3.7993 | 4.2123 | 4.6214 | 5.0306 | 5.4376 | 5.8411 | 6.245 | 6.6473 | 7.048 | 7.4472 | 7.8451 | 8.2417 | 8.2417 | 8.2417 | 8.2417 | 8.2417 | 8.2417 | 8.2417
F11_Industrial_Food Products_Existing_Process_Natural Gas_Steam Trap Maintenance_A_Achievable Economic TRC Potential | F11 | Industrial | Food Products | Existing | Process | Natural Gas | Steam Trap Maintenance | A | Cumulative Summer Peak Savings (MW) | Achievable Economic TRC Potential | 0 | 0 | 0 | 0 | 0 | 0 | 0 | 0 | 0 | 0 | 0 | 0 | 0 | 0 | 0 | 0 | 0 | 0 | 0 | 0 | 0 | 0 | 0 | 0 | 0 | 0 | 0 | 0 | 0 | 0 | 0
F12_Industrial_Food Products_Existing_Process_Natural Gas_Steam Trap Maintenance_A_Achievable Economic TRC Potential | F12 | Industrial | Food Products | Existing | Process | Natural Gas | Steam Trap Maintenance | A | Cumulative Winter Peak Savings (MW) | Achievable Economic TRC Potential | 0 | 0 | 0 | 0 | 0 | 0 | 0 | 0 | 0 | 0 | 0 | 0 | 0 | 0 | 0 | 0 | 0 | 0 | 0 | 0 | 0 | 0 | 0 | 0 | 0 | 0 | 0 | 0 | 0 | 0 | 0
F13_Industrial_Food Products_Existing_Process_Natural Gas_Steam Trap Maintenance_A_Achievable Economic TRC Potential | F13 | Industrial | Food Products | Existing | Process | Natural Gas | Steam Trap Maintenance | A | Purchases (Incremental) | Achievable Economic TRC Potential | 0 | 0 | 0 | 0 | 0 | 9.5802 | 9.5749 | 9.5185 | 9.5236 | 9.5315 | 9.4105 | 9.3847 | 9.3657 | 9.217 | 9.2521 | 9.1639 | 9.1651 | 9.119 | 9.0376 | 9.0483 | 9.0109 | 8.9759 | 8.9432 | 8.9128 | 8.8847 | 0 | 0 | 0 | 0 | 0 | 0
F14_Industrial_Food Products_Existing_Process_Natural Gas_Steam Trap Maintenance_A_Achievable Economic TRC Potential | F14 | Industrial | Food Products | Existing | Process | Natural Gas | Steam Trap Maintenance | A | Purchases (Cumulative) | Achievable Economic TRC Potential | 0 | 0 | 0 | 0 | 0 | 9.5802 | 19.1551 | 28.6736 | 38.1972 | 47.7287 | 57.1392 | 66.5239 | 75.8896 | 85.1066 | 94.3587 | 103.5226 | 112.6877 | 121.8067 | 130.8444 | 139.8927 | 148.9036 | 157.8795 | 166.8227 | 175.7355 | 184.6201 | 184.6201 | 184.6201 | 184.6201 | 184.6201 | 184.6201 | 184.6201
F1_Industrial_Food Products_Existing_Space Heating_Natural Gas_Gas Boiler - High Turndown_A_Achievable Economic TRC Potential | F1 | Industrial | Food Products | Existing | Space Heating | Natural Gas | Gas Boiler - High Turndown | A | Original Unit Energy Savings (kWh or therms) | Achievable Economic TRC Potential | 0 | 0 | 0 | 0 | 0 | 1.2826 | 1.2739 | 1.2653 | 1.2566 | 1.248 | 1.2395 | 1.2312 | 1.223 | 1.2148 | 1.2062 | 1.1983 | 1.1905 | 1.1828 | 1.1752 | 1.1676 | 1.1602 | 1.1526 | 1.1452 | 1.1381 | 1.1309 | 1.1243 | 1.1183 | 1.1129 | 1.1079 | 1.1033 | 1.0992
F2_Industrial_Food Products_Existing_Space Heating_Natural Gas_Gas Boiler - High Turndown_A_Achievable Economic TRC Potential | F2 | Industrial | Food Products | Existing | Space Heating | Natural Gas | Gas Boiler - High Turndown | A | Original Unit Summer Peak Savings (kW) | Achievable Economic TRC Potential | 0 | 0 | 0 | 0 | 0 | 0 | 0 | 0 | 0 | 0 | 0 | 0 | 0 | 0 | 0 | 0 | 0 | 0 | 0 | 0 | 0 | 0 | 0 | 0 | 0 | 0 | 0 | 0 | 0 | 0 | 0
F3_Industrial_Food Products_Existing_Space Heating_Natural Gas_Gas Boiler - High Turndown_A_Achievable Economic TRC Potential | F3 | Industrial | Food Products | Existing | Space Heating | Natural Gas | Gas Boiler - High Turndown | A | Original Unit Winter Peak Savings (kW) | Achievable Economic TRC Potential | 0 | 0 | 0 | 0 | 0 | 0 | 0 | 0 | 0 | 0 | 0 | 0 | 0 | 0 | 0 | 0 | 0 | 0 | 0 | 0 | 0 | 0 | 0 | 0 | 0 | 0 | 0 | 0 | 0 | 0 | 0
F4_Industrial_Food Products_Existing_Space Heating_Natural Gas_Gas Boiler - High Turndown_A_Achievable Economic TRC Potential | F4 | Industrial | Food Products | Existing | Space Heating | Natural Gas | Gas Boiler - High Turndown | A | Standalone Impact on Baseline Energy (%) | Achievable Economic TRC Potential | 0% | 0% | 0% | 0% | 0% | 0.004227% | 0.00844% | 0.0127% | 0.0169% | 0.0211% | 0.02517% | 0.02829% | 0.03079% | 0.03325% | 0.0347% | 0.03631% | 0.03733% | 0.03834% | 0.03932% | 0.03978% | 0.04034% | 0.04048% | 0.04059% | 0.04069% | 0.00040772 | 0.00040847 | 0.00040917 | 0.00040983 | 0 | 0 | 0
F5_Industrial_Food Products_Existing_Space Heating_Natural Gas_Gas Boiler - High Turndown_A_Achievable Economic TRC Potential | F5 | Industrial | Food Products | Existing | Space Heating | Natural Gas | Gas Boiler - High Turndown | A | Standalone Impact on Baseline Summer Peak (%) | Achievable Economic TRC Potential | 0% | 0% | 0% | 0% | 0% | 0% | 0% | 0% | 0% | 0% | 0% | 0% | 0% | 0% | 0% | 0% | 0% | 0% | 0% | 0% | 0% | 0% | 0% | 0% | 0 | 0 | 0 | 0 | 0 | 0 | 0
F6_Industrial_Food Products_Existing_Space Heating_Natural Gas_Gas Boiler - High Turndown_A_Achievable Economic TRC Potential | F6 | Industrial | Food Products | Existing | Space Heating | Natural Gas | Gas Boiler - High Turndown | A | Standalone Impact on Baseline Winter Peak (%) | Achievable Economic TRC Potential | 0% | 0% | 0% | 0% | 0% | 0% | 0% | 0% | 0% | 0% | 0% | 0% | 0% | 0% | 0% | 0% | 0% | 0% | 0% | 0% | 0% | 0% | 0% | 0% | 0 | 0 | 0 | 0 | 0 | 0 | 0
F7_Industrial_Food Products_Existing_Space Heating_Natural Gas_Gas Boiler - High Turndown_A_Achievable Economic TRC Potential | F7 | Industrial | Food Products | Existing | Space Heating | Natural Gas | Gas Boiler - High Turndown | A | Incremental Energy Savings (MWh or mTherms) | Achievable Economic TRC Potential | 0 | 0 | 0 | 0 | 0 | 0.014091 | 0.013988 | 0.013811 | 0.013724 | 0.01364 | 0.012039 | 0.0095402 | 0.0075657 | 0.0059167 | 0.0047177 | 0.0037137 | 0.0029519 | 0.0023345 | 0.001839 | 0.0014634 | 0.0011586 | 7.8199e-06 | 2.7648e-06 | 9.3349e-07 | 3.0152e-07 | 2.5407e-07 | 2.5204e-07 | 2.502e-07 | 2.4854e-07 | 2.4704e-07 | 2.4569e-07
F8_Industrial_Food Products_Existing_Space Heating_Natural Gas_Gas Boiler - High Turndown_A_Achievable Economic TRC Potential | F8 | Industrial | Food Products | Existing | Space Heating | Natural Gas | Gas Boiler - High Turndown | A | Incremental Summer Peak Savings (MW) | Achievable Economic TRC Potential | 0 | 0 | 0 | 0 | 0 | 0 | 0 | 0 | 0 | 0 | 0 | 0 | 0 | 0 | 0 | 0 | 0 | 0 | 0 | 0 | 0 | 0 | 0 | 0 | 0 | 0 | 0 | 0 | 0 | 0 | 0
F9_Industrial_Food Products_Existing_Space Heating_Natural Gas_Gas Boiler - High Turndown_A_Achievable Economic TRC Potential | F9 | Industrial | Food Products | Existing | Space Heating | Natural Gas | Gas Boiler - High Turndown | A | Incremental Winter Peak Savings (MW) | Achievable Economic TRC Potential | 0 | 0 | 0 | 0 | 0 | 0 | 0 | 0 | 0 | 0 | 0 | 0 | 0 | 0 | 0 | 0 | 0 | 0 | 0 | 0 | 0 | 0 | 0 | 0 | 0 | 0 | 0 | 0 | 0 | 0 | 0
F10_Industrial_Food Products_Existing_Space Heating_Natural Gas_Gas Boiler - High Turndown_A_Achievable Economic TRC Potential | F10 | Industrial | Food Products | Existing | Space Heating | Natural Gas | Gas Boiler - High Turndown | A | Cumulative Energy Savings (MWh or mTherms) | Achievable Economic TRC Potential | 0 | 0 | 0 | 0 | 0 | 0.014091 | 0.027983 | 0.041605 | 0.055043 | 0.068304 | 0.079882 | 0.088886 | 0.095856 | 0.10113 | 0.10513 | 0.10816 | 0.1104 | 0.11202 | 0.11315 | 0.11388 | 0.11432 | 0.11357 | 0.11285 | 0.11215 | 0.11144 | 0.11079 | 0.1102 | 0.10967 | 0.10917 | 0.10873 | 0.10832
F11_Industrial_Food Products_Existing_Space Heating_Natural Gas_Gas Boiler - High Turndown_A_Achievable Economic TRC Potential | F11 | Industrial | Food Products | Existing | Space Heating | Natural Gas | Gas Boiler - High Turndown | A | Cumulative Summer Peak Savings (MW) | Achievable Economic TRC Potential | 0 | 0 | 0 | 0 | 0 | 0 | 0 | 0 | 0 | 0 | 0 | 0 | 0 | 0 | 0 | 0 | 0 | 0 | 0 | 0 | 0 | 0 | 0 | 0 | 0 | 0 | 0 | 0 | 0 | 0 | 0
F12_Industrial_Food Products_Existing_Space Heating_Natural Gas_Gas Boiler - High Turndown_A_Achievable Economic TRC Potential | F12 | Industrial | Food Products | Existing | Space Heating | Natural Gas | Gas Boiler - High Turndown | A | Cumulative Winter Peak Savings (MW) | Achievable Economic TRC Potential | 0 | 0 | 0 | 0 | 0 | 0 | 0 | 0 | 0 | 0 | 0 | 0 | 0 | 0 | 0 | 0 | 0 | 0 | 0 | 0 | 0 | 0 | 0 | 0 | 0 | 0 | 0 | 0 | 0 | 0 | 0
F13_Industrial_Food Products_Existing_Space Heating_Natural Gas_Gas Boiler - High Turndown_A_Achievable Economic TRC Potential | F13 | Industrial | Food Products | Existing | Space Heating | Natural Gas | Gas Boiler - High Turndown | A | Purchases (Incremental) | Achievable Economic TRC Potential | 0 | 0 | 0 | 0 | 0 | 10.9861 | 10.9801 | 10.9153 | 10.9212 | 10.9302 | 9.7123 | 7.7486 | 6.1863 | 4.8704 | 3.9112 | 3.0991 | 2.4796 | 1.9737 | 1.5649 | 1.2534 | 0.99858 | 0.0067846 | 0.0024142 | 0.00082024 | 0.00026662 | 0.00022597 | 0.00022537 | 0.00022482 | 0.00022433 | 0.0002239 | 0.00022352
F14_Industrial_Food Products_Existing_Space Heating_Natural Gas_Gas Boiler - High Turndown_A_Achievable Economic TRC Potential | F14 | Industrial | Food Products | Existing | Space Heating | Natural Gas | Gas Boiler - High Turndown | A | Purchases (Cumulative) | Achievable Economic TRC Potential | 0 | 0 | 0 | 0 | 0 | 10.9861 | 21.9662 | 32.8815 | 43.8027 | 54.7329 | 64.4452 | 72.1938 | 78.3801 | 83.2506 | 87.1618 | 90.261 | 92.7406 | 94.7143 | 96.2792 | 97.5326 | 98.5312 | 98.538 | 98.5404 | 98.5412 | 98.5415 | 98.5417 | 98.5419 | 98.5422 | 98.5424 | 98.5426 | 98.5428
F1_Industrial_Food Products_Existing_Process_Natural Gas_Gas Boiler - High Turndown_A_Achievable Economic TRC Potential | F1 | Industrial | Food Products | Existing | Process | Natural Gas | Gas Boiler - High Turndown | A | Original Unit Energy Savings (kWh or therms) | Achievable Economic TRC Potential | 0 | 0 | 0 | 0 | 0 | 47.3863 | 47.3863 | 47.3863 | 47.3863 | 47.3863 | 47.3863 | 47.3863 | 47.3863 | 47.3863 | 47.3863 | 47.3863 | 47.3863 | 47.3863 | 47.3863 | 47.3863 | 47.3863 | 47.3863 | 47.3863 | 47.3863 | 47.3863 | 47.3863 | 47.3863 | 47.3863 | 47.3863 | 47.3863 | 47.3863
F2_Industrial_Food Products_Existing_Process_Natural Gas_Gas Boiler - High Turndown_A_Achievable Economic TRC Potential | F2 | Industrial | Food Products | Existing | Process | Natural Gas | Gas Boiler - High Turndown | A | Original Unit Summer Peak Savings (kW) | Achievable Economic TRC Potential | 0 | 0 | 0 | 0 | 0 | 0 | 0 | 0 | 0 | 0 | 0 | 0 | 0 | 0 | 0 | 0 | 0 | 0 | 0 | 0 | 0 | 0 | 0 | 0 | 0 | 0 | 0 | 0 | 0 | 0 | 0
F3_Industrial_Food Products_Existing_Process_Natural Gas_Gas Boiler - High Turndown_A_Achievable Economic TRC Potential | F3 | Industrial | Food Products | Existing | Process | Natural Gas | Gas Boiler - High Turndown | A | Original Unit Winter Peak Savings (kW) | Achievable Economic TRC Potential | 0 | 0 | 0 | 0 | 0 | 0 | 0 | 0 | 0 | 0 | 0 | 0 | 0 | 0 | 0 | 0 | 0 | 0 | 0 | 0 | 0 | 0 | 0 | 0 | 0 | 0 | 0 | 0 | 0 | 0 | 0
F4_Industrial_Food Products_Existing_Process_Natural Gas_Gas Boiler - High Turndown_A_Achievable Economic TRC Potential | F4 | Industrial | Food Products | Existing | Process | Natural Gas | Gas Boiler - High Turndown | A | Standalone Impact on Baseline Energy (%) | Achievable Economic TRC Potential | 0% | 0% | 0% | 0% | 0% | 0.02352% | 0.04705% | 0.07084% | 0.09432% | 0.1178% | 0.1404% | 0.1578% | 0.1716% | 0.1852% | 0.1932% | 0.202% | 0.2075% | 0.213% | 0.2185% | 0.221% | 0.2242% | 0.2251% | 0.226% | 0.2267% | 0.0022745 | 0.0022811 | 0.0022872 | 0.0022928 | 0 | 0 | 0
F5_Industrial_Food Products_Existing_Process_Natural Gas_Gas Boiler - High Turndown_A_Achievable Economic TRC Potential | F5 | Industrial | Food Products | Existing | Process | Natural Gas | Gas Boiler - High Turndown | A | Standalone Impact on Baseline Summer Peak (%) | Achievable Economic TRC Potential | 0% | 0% | 0% | 0% | 0% | 0% | 0% | 0% | 0% | 0% | 0% | 0% | 0% | 0% | 0% | 0% | 0% | 0% | 0% | 0% | 0% | 0% | 0% | 0% | 0 | 0 | 0 | 0 | 0 | 0 | 0
F6_Industrial_Food Products_Existing_Process_Natural Gas_Gas Boiler - High Turndown_A_Achievable Economic TRC Potential | F6 | Industrial | Food Products | Existing | Process | Natural Gas | Gas Boiler - High Turndown | A | Standalone Impact on Baseline Winter Peak (%) | Achievable Economic TRC Potential | 0% | 0% | 0% | 0% | 0% | 0% | 0% | 0% | 0% | 0% | 0% | 0% | 0% | 0% | 0% | 0% | 0% | 0% | 0% | 0% | 0% | 0% | 0% | 0% | 0 | 0 | 0 | 0 | 0 | 0 | 0
F7_Industrial_Food Products_Existing_Process_Natural Gas_Gas Boiler - High Turndown_A_Achievable Economic TRC Potential | F7 | Industrial | Food Products | Existing | Process | Natural Gas | Gas Boiler - High Turndown | A | Incremental Energy Savings (MWh or mTherms) | Achievable Economic TRC Potential | 0 | 0 | 0 | 0 | 0 | 1.2413 | 1.2406 | 1.2333 | 1.234 | 1.235 | 1.0974 | 0.87552 | 0.69899 | 0.55031 | 0.44193 | 0.35017 | 0.28017 | 0.22301 | 0.17682 | 0.14162 | 0.11283 | 0.00076659 | 0.00027278 | 9.2678e-05 | 3.0126e-05 | 2.5533e-05 | 2.5464e-05 | 2.5403e-05 | 2.5347e-05 | 2.5298e-05 | 2.5255e-05
F8_Industrial_Food Products_Existing_Process_Natural Gas_Gas Boiler - High Turndown_A_Achievable Economic TRC Potential | F8 | Industrial | Food Products | Existing | Process | Natural Gas | Gas Boiler - High Turndown | A | Incremental Summer Peak Savings (MW) | Achievable Economic TRC Potential | 0 | 0 | 0 | 0 | 0 | 0 | 0 | 0 | 0 | 0 | 0 | 0 | 0 | 0 | 0 | 0 | 0 | 0 | 0 | 0 | 0 | 0 | 0 | 0 | 0 | 0 | 0 | 0 | 0 | 0 | 0
F9_Industrial_Food Products_Existing_Process_Natural Gas_Gas Boiler - High Turndown_A_Achievable Economic TRC Potential | F9 | Industrial | Food Products | Existing | Process | Natural Gas | Gas Boiler - High Turndown | A | Incremental Winter Peak Savings (MW) | Achievable Economic TRC Potential | 0 | 0 | 0 | 0 | 0 | 0 | 0 | 0 | 0 | 0 | 0 | 0 | 0 | 0 | 0 | 0 | 0 | 0 | 0 | 0 | 0 | 0 | 0 | 0 | 0 | 0 | 0 | 0 | 0 | 0 | 0
F10_Industrial_Food Products_Existing_Process_Natural Gas_Gas Boiler - High Turndown_A_Achievable Economic TRC Potential | F10 | Industrial | Food Products | Existing | Process | Natural Gas | Gas Boiler - High Turndown | A | Cumulative Energy Savings (MWh or mTherms) | Achievable Economic TRC Potential | 0 | 0 | 0 | 0 | 0 | 1.2413 | 2.482 | 3.7153 | 4.9493 | 6.1843 | 7.2817 | 8.1572 | 8.8562 | 9.4065 | 9.8484 | 10.1986 | 10.4788 | 10.7018 | 10.8786 | 11.0202 | 11.1331 | 11.1338 | 11.1341 | 11.1342 | 11.1342 | 11.1342 | 11.1343 | 11.1343 | 11.1343 | 11.1343 | 11.1344
F11_Industrial_Food Products_Existing_Process_Natural Gas_Gas Boiler - High Turndown_A_Achievable Economic TRC Potential | F11 | Industrial | Food Products | Existing | Process | Natural Gas | Gas Boiler - High Turndown | A | Cumulative Summer Peak Savings (MW) | Achievable Economic TRC Potential | 0 | 0 | 0 | 0 | 0 | 0 | 0 | 0 | 0 | 0 | 0 | 0 | 0 | 0 | 0 | 0 | 0 | 0 | 0 | 0 | 0 | 0 | 0 | 0 | 0 | 0 | 0 | 0 | 0 | 0 | 0
F12_Industrial_Food Products_Existing_Process_Natural Gas_Gas Boiler - High Turndown_A_Achievable Economic TRC Potential | F12 | Industrial | Food Products | Existing | Process | Natural Gas | Gas Boiler - High Turndown | A | Cumulative Winter Peak Savings (MW) | Achievable Economic TRC Potential | 0 | 0 | 0 | 0 | 0 | 0 | 0 | 0 | 0 | 0 | 0 | 0 | 0 | 0 | 0 | 0 | 0 | 0 | 0 | 0 | 0 | 0 | 0 | 0 | 0 | 0 | 0 | 0 | 0 | 0 | 0
F13_Industrial_Food Products_Existing_Process_Natural Gas_Gas Boiler - High Turndown_A_Achievable Economic TRC Potential | F13 | Industrial | Food Products | Existing | Process | Natural Gas | Gas Boiler - High Turndown | A | Purchases (Incremental) | Achievable Economic TRC Potential | 0 | 0 | 0 | 0 | 0 | 26.1958 | 26.1814 | 26.027 | 26.041 | 26.0626 | 23.1585 | 18.4761 | 14.7509 | 11.6133 | 9.3261 | 7.3898 | 5.9126 | 4.7063 | 3.7314 | 2.9887 | 2.381 | 0.016177 | 0.0057566 | 0.0019558 | 0.00063575 | 0.00053882 | 0.00053738 | 0.00053608 | 0.00053491 | 0.00053387 | 0.00053296
F14_Industrial_Food Products_Existing_Process_Natural Gas_Gas Boiler - High Turndown_A_Achievable Economic TRC Potential | F14 | Industrial | Food Products | Existing | Process | Natural Gas | Gas Boiler - High Turndown | A | Purchases (Cumulative) | Achievable Economic TRC Potential | 0 | 0 | 0 | 0 | 0 | 26.1958 | 52.3771 | 78.4041 | 104.4452 | 130.5077 | 153.6662 | 172.1423 | 186.8932 | 198.5066 | 207.8327 | 215.2224 | 221.135 | 225.8413 | 229.5727 | 232.5614 | 234.9424 | 234.9586 | 234.9643 | 234.9663 | 234.9669 | 234.9675 | 234.968 | 234.9685 | 234.9691 | 234.9696 | 234.9701
F1_Industrial_Food Products_Existing_Space Heating_Natural Gas_Gas Boiler - Burner Control Optimization_A_Achievable Economic TRC Potential | F1 | Industrial | Food Products | Existing | Space Heating | Natural Gas | Gas Boiler - Burner Control Optimization | A | Original Unit Energy Savings (kWh or therms) | Achievable Economic TRC Potential | 0 | 0 | 0 | 0 | 0 | 0.37196 | 0.36944 | 0.36693 | 0.36442 | 0.36191 | 0.35947 | 0.35705 | 0.35466 | 0.3523 | 0.3498 | 0.3475 | 0.34523 | 0.343 | 0.3408 | 0.3386 | 0.33647 | 0.33425 | 0.33212 | 0.33004 | 0.32796 | 0.32606 | 0.32432 | 0.32274 | 0.32129 | 0.31997 | 0.31877
F2_Industrial_Food Products_Existing_Space Heating_Natural Gas_Gas Boiler - Burner Control Optimization_A_Achievable Economic TRC Potential | F2 | Industrial | Food Products | Existing | Space Heating | Natural Gas | Gas Boiler - Burner Control Optimization | A | Original Unit Summer Peak Savings (kW) | Achievable Economic TRC Potential | 0 | 0 | 0 | 0 | 0 | 0 | 0 | 0 | 0 | 0 | 0 | 0 | 0 | 0 | 0 | 0 | 0 | 0 | 0 | 0 | 0 | 0 | 0 | 0 | 0 | 0 | 0 | 0 | 0 | 0 | 0
F3_Industrial_Food Products_Existing_Space Heating_Natural Gas_Gas Boiler - Burner Control Optimization_A_Achievable Economic TRC Potential | F3 | Industrial | Food Products | Existing | Space Heating | Natural Gas | Gas Boiler - Burner Control Optimization | A | Original Unit Winter Peak Savings (kW) | Achievable Economic TRC Potential | 0 | 0 | 0 | 0 | 0 | 0 | 0 | 0 | 0 | 0 | 0 | 0 | 0 | 0 | 0 | 0 | 0 | 0 | 0 | 0 | 0 | 0 | 0 | 0 | 0 | 0 | 0 | 0 | 0 | 0 | 0
F4_Industrial_Food Products_Existing_Space Heating_Natural Gas_Gas Boiler - Burner Control Optimization_A_Achievable Economic TRC Potential | F4 | Industrial | Food Products | Existing | Space Heating | Natural Gas | Gas Boiler - Burner Control Optimization | A | Standalone Impact on Baseline Energy (%) | Achievable Economic TRC Potential | 0% | 0% | 0% | 0% | 0% | 0.0003306% | 0.000849% | 0.00189% | 0.003702% | 0.00652% | 0.01056% | 0.01562% | 0.02153% | 0.02822% | 0.03446% | 0.04074% | 0.04594% | 0.05046% | 0.05423% | 0.0566% | 0.05853% | 0.05987% | 0.06076% | 0.06135% | 0.00061767 | 0.00061879 | 0.00061986 | 0.00062085 | 0 | 0 | 0
F5_Industrial_Food Products_Existing_Space Heating_Natural Gas_Gas Boiler - Burner Control Optimization_A_Achievable Economic TRC Potential | F5 | Industrial | Food Products | Existing | Space Heating | Natural Gas | Gas Boiler - Burner Control Optimization | A | Standalone Impact on Baseline Summer Peak (%) | Achievable Economic TRC Potential | 0% | 0% | 0% | 0% | 0% | 0% | 0% | 0% | 0% | 0% | 0% | 0% | 0% | 0% | 0% | 0% | 0% | 0% | 0% | 0% | 0% | 0% | 0% | 0% | 0 | 0 | 0 | 0 | 0 | 0 | 0
F6_Industrial_Food Products_Existing_Space Heating_Natural Gas_Gas Boiler - Burner Control Optimization_A_Achievable Economic TRC Potential | F6 | Industrial | Food Products | Existing | Space Heating | Natural Gas | Gas Boiler - Burner Control Optimization | A | Standalone Impact on Baseline Winter Peak (%) | Achievable Economic TRC Potential | 0% | 0% | 0% | 0% | 0% | 0% | 0% | 0% | 0% | 0% | 0% | 0% | 0% | 0% | 0% | 0% | 0% | 0% | 0% | 0% | 0% | 0% | 0% | 0% | 0 | 0 | 0 | 0 | 0 | 0 | 0
F7_Industrial_Food Products_Existing_Space Heating_Natural Gas_Gas Boiler - Burner Control Optimization_A_Achievable Economic TRC Potential | F7 | Industrial | Food Products | Existing | Space Heating | Natural Gas | Gas Boiler - Burner Control Optimization | A | Incremental Energy Savings (MWh or mTherms) | Achievable Economic TRC Potential | 0 | 0 | 0 | 0 | 0 | 0.0011023 | 0.0017201 | 0.0033966 | 0.0059065 | 0.0091322 | 0.012538 | 0.015806 | 0.01828 | 0.019245 | 0.019181 | 0.017615 | 0.015315 | 0.012467 | 0.0095488 | 0.0069987 | 0.0048482 | 0.0031984 | 0.0020149 | 0.0012147 | 0.00081467 | 0 | 0 | 0 | 0 | 0 | 0
F8_Industrial_Food Products_Existing_Space Heating_Natural Gas_Gas Boiler - Burner Control Optimization_A_Achievable Economic TRC Potential | F8 | Industrial | Food Products | Existing | Space Heating | Natural Gas | Gas Boiler - Burner Control Optimization | A | Incremental Summer Peak Savings (MW) | Achievable Economic TRC Potential | 0 | 0 | 0 | 0 | 0 | 0 | 0 | 0 | 0 | 0 | 0 | 0 | 0 | 0 | 0 | 0 | 0 | 0 | 0 | 0 | 0 | 0 | 0 | 0 | 0 | 0 | 0 | 0 | 0 | 0 | 0
F9_Industrial_Food Products_Existing_Space Heating_Natural Gas_Gas Boiler - Burner Control Optimization_A_Achievable Economic TRC Potential | F9 | Industrial | Food Products | Existing | Space Heating | Natural Gas | Gas Boiler - Burner Control Optimization | A | Incremental Winter Peak Savings (MW) | Achievable Economic TRC Potential | 0 | 0 | 0 | 0 | 0 | 0 | 0 | 0 | 0 | 0 | 0 | 0 | 0 | 0 | 0 | 0 | 0 | 0 | 0 | 0 | 0 | 0 | 0 | 0 | 0 | 0 | 0 | 0 | 0 | 0 | 0
F10_Industrial_Food Products_Existing_Space Heating_Natural Gas_Gas Boiler - Burner Control Optimization_A_Achievable Economic TRC Potential | F10 | Industrial | Food Products | Existing | Space Heating | Natural Gas | Gas Boiler - Burner Control Optimization | A | Cumulative Energy Savings (MWh or mTherms) | Achievable Economic TRC Potential | 0 | 0 | 0 | 0 | 0 | 0.0011023 | 0.0028149 | 0.0061925 | 0.012057 | 0.021106 | 0.033501 | 0.049082 | 0.067034 | 0.085832 | 0.1044 | 0.12133 | 0.13586 | 0.14745 | 0.15605 | 0.16204 | 0.16587 | 0.16797 | 0.16891 | 0.16908 | 0.16882 | 0.16784 | 0.16695 | 0.16613 | 0.16539 | 0.16471 | 0.16409
F11_Industrial_Food Products_Existing_Space Heating_Natural Gas_Gas Boiler - Burner Control Optimization_A_Achievable Economic TRC Potential | F11 | Industrial | Food Products | Existing | Space Heating | Natural Gas | Gas Boiler - Burner Control Optimization | A | Cumulative Summer Peak Savings (MW) | Achievable Economic TRC Potential | 0 | 0 | 0 | 0 | 0 | 0 | 0 | 0 | 0 | 0 | 0 | 0 | 0 | 0 | 0 | 0 | 0 | 0 | 0 | 0 | 0 | 0 | 0 | 0 | 0 | 0 | 0 | 0 | 0 | 0 | 0
F12_Industrial_Food Products_Existing_Space Heating_Natural Gas_Gas Boiler - Burner Control Optimization_A_Achievable Economic TRC Potential | F12 | Industrial | Food Products | Existing | Space Heating | Natural Gas | Gas Boiler - Burner Control Optimization | A | Cumulative Winter Peak Savings (MW) | Achievable Economic TRC Potential | 0 | 0 | 0 | 0 | 0 | 0 | 0 | 0 | 0 | 0 | 0 | 0 | 0 | 0 | 0 | 0 | 0 | 0 | 0 | 0 | 0 | 0 | 0 | 0 | 0 | 0 | 0 | 0 | 0 | 0 | 0
F13_Industrial_Food Products_Existing_Space Heating_Natural Gas_Gas Boiler - Burner Control Optimization_A_Achievable Economic TRC Potential | F13 | Industrial | Food Products | Existing | Space Heating | Natural Gas | Gas Boiler - Burner Control Optimization | A | Purchases (Incremental) | Achievable Economic TRC Potential | 0 | 0 | 0 | 0 | 0 | 2.9635 | 4.6559 | 9.2568 | 16.2082 | 25.2336 | 34.8784 | 44.2694 | 51.5427 | 54.6261 | 54.8347 | 50.691 | 44.3603 | 36.3482 | 28.0186 | 20.6698 | 14.409 | 9.5686 | 6.0669 | 3.6804 | 2.4841 | 0 | 0 | 0 | 0 | 0 | 0
F14_Industrial_Food Products_Existing_Space Heating_Natural Gas_Gas Boiler - Burner Control Optimization_A_Achievable Economic TRC Potential | F14 | Industrial | Food Products | Existing | Space Heating | Natural Gas | Gas Boiler - Burner Control Optimization | A | Purchases (Cumulative) | Achievable Economic TRC Potential | 0 | 0 | 0 | 0 | 0 | 2.9635 | 7.6194 | 16.8762 | 33.0844 | 58.318 | 93.1963 | 137.4657 | 189.0084 | 243.6345 | 298.4692 | 349.1601 | 393.5205 | 429.8687 | 457.8873 | 478.5571 | 492.9661 | 502.5347 | 508.6017 | 512.282 | 514.7661 | 514.7661 | 514.7661 | 514.7661 | 514.7661 | 514.7661 | 514.7661
F1_Industrial_Food Products_Existing_Process_Natural Gas_Gas Boiler - Burner Control Optimization_A_Achievable Economic TRC Potential | F1 | Industrial | Food Products | Existing | Process | Natural Gas | Gas Boiler - Burner Control Optimization | A | Original Unit Energy Savings (kWh or therms) | Achievable Economic TRC Potential | 0 | 0 | 0 | 0 | 0 | 13.742 | 13.742 | 13.742 | 13.742 | 13.742 | 13.742 | 13.742 | 13.742 | 13.742 | 13.742 | 13.742 | 13.742 | 13.742 | 13.742 | 13.742 | 13.742 | 13.742 | 13.742 | 13.742 | 13.742 | 13.742 | 13.742 | 13.742 | 13.742 | 13.742 | 13.742
F2_Industrial_Food Products_Existing_Process_Natural Gas_Gas Boiler - Burner Control Optimization_A_Achievable Economic TRC Potential | F2 | Industrial | Food Products | Existing | Process | Natural Gas | Gas Boiler - Burner Control Optimization | A | Original Unit Summer Peak Savings (kW) | Achievable Economic TRC Potential | 0 | 0 | 0 | 0 | 0 | 0 | 0 | 0 | 0 | 0 | 0 | 0 | 0 | 0 | 0 | 0 | 0 | 0 | 0 | 0 | 0 | 0 | 0 | 0 | 0 | 0 | 0 | 0 | 0 | 0 | 0
F3_Industrial_Food Products_Existing_Process_Natural Gas_Gas Boiler - Burner Control Optimization_A_Achievable Economic TRC Potential | F3 | Industrial | Food Products | Existing | Process | Natural Gas | Gas Boiler - Burner Control Optimization | A | Original Unit Winter Peak Savings (kW) | Achievable Economic TRC Potential | 0 | 0 | 0 | 0 | 0 | 0 | 0 | 0 | 0 | 0 | 0 | 0 | 0 | 0 | 0 | 0 | 0 | 0 | 0 | 0 | 0 | 0 | 0 | 0 | 0 | 0 | 0 | 0 | 0 | 0 | 0
F4_Industrial_Food Products_Existing_Process_Natural Gas_Gas Boiler - Burner Control Optimization_A_Achievable Economic TRC Potential | F4 | Industrial | Food Products | Existing | Process | Natural Gas | Gas Boiler - Burner Control Optimization | A | Standalone Impact on Baseline Energy (%) | Achievable Economic TRC Potential | 0% | 0% | 0% | 0% | 0% | 0.00184% | 0.004732% | 0.01054% | 0.02066% | 0.03639% | 0.0589% | 0.08711% | 0.12% | 0.1572% | 0.1918% | 0.2266% | 0.2553% | 0.2803% | 0.3013% | 0.3145% | 0.3253% | 0.333% | 0.3382% | 0.3418% | 0.0034456 | 0.0034557 | 0.0034649 | 0.0034733 | 0 | 0 | 0
F5_Industrial_Food Products_Existing_Process_Natural Gas_Gas Boiler - Burner Control Optimization_A_Achievable Economic TRC Potential | F5 | Industrial | Food Products | Existing | Process | Natural Gas | Gas Boiler - Burner Control Optimization | A | Standalone Impact on Baseline Summer Peak (%) | Achievable Economic TRC Potential | 0% | 0% | 0% | 0% | 0% | 0% | 0% | 0% | 0% | 0% | 0% | 0% | 0% | 0% | 0% | 0% | 0% | 0% | 0% | 0% | 0% | 0% | 0% | 0% | 0 | 0 | 0 | 0 | 0 | 0 | 0
F6_Industrial_Food Products_Existing_Process_Natural Gas_Gas Boiler - Burner Control Optimization_A_Achievable Economic TRC Potential | F6 | Industrial | Food Products | Existing | Process | Natural Gas | Gas Boiler - Burner Control Optimization | A | Standalone Impact on Baseline Winter Peak (%) | Achievable Economic TRC Potential | 0% | 0% | 0% | 0% | 0% | 0% | 0% | 0% | 0% | 0% | 0% | 0% | 0% | 0% | 0% | 0% | 0% | 0% | 0% | 0% | 0% | 0% | 0% | 0% | 0 | 0 | 0 | 0 | 0 | 0 | 0
F7_Industrial_Food Products_Existing_Process_Natural Gas_Gas Boiler - Burner Control Optimization_A_Achievable Economic TRC Potential | F7 | Industrial | Food Products | Existing | Process | Natural Gas | Gas Boiler - Burner Control Optimization | A | Incremental Energy Savings (MWh or mTherms) | Achievable Economic TRC Potential | 0 | 0 | 0 | 0 | 0 | 0.097107 | 0.15256 | 0.30332 | 0.5311 | 0.82683 | 1.1429 | 1.4506 | 1.6889 | 1.7899 | 1.7968 | 1.661 | 1.4536 | 1.191 | 0.91809 | 0.67729 | 0.47214 | 0.31354 | 0.1988 | 0.1206 | 0.081396 | 0 | 0 | 0 | 0 | 0 | 0
F8_Industrial_Food Products_Existing_Process_Natural Gas_Gas Boiler - Burner Control Optimization_A_Achievable Economic TRC Potential | F8 | Industrial | Food Products | Existing | Process | Natural Gas | Gas Boiler - Burner Control Optimization | A | Incremental Summer Peak Savings (MW) | Achievable Economic TRC Potential | 0 | 0 | 0 | 0 | 0 | 0 | 0 | 0 | 0 | 0 | 0 | 0 | 0 | 0 | 0 | 0 | 0 | 0 | 0 | 0 | 0 | 0 | 0 | 0 | 0 | 0 | 0 | 0 | 0 | 0 | 0
F9_Industrial_Food Products_Existing_Process_Natural Gas_Gas Boiler - Burner Control Optimization_A_Achievable Economic TRC Potential | F9 | Industrial | Food Products | Existing | Process | Natural Gas | Gas Boiler - Burner Control Optimization | A | Incremental Winter Peak Savings (MW) | Achievable Economic TRC Potential | 0 | 0 | 0 | 0 | 0 | 0 | 0 | 0 | 0 | 0 | 0 | 0 | 0 | 0 | 0 | 0 | 0 | 0 | 0 | 0 | 0 | 0 | 0 | 0 | 0 | 0 | 0 | 0 | 0 | 0 | 0
F10_Industrial_Food Products_Existing_Process_Natural Gas_Gas Boiler - Burner Control Optimization_A_Achievable Economic TRC Potential | F10 | Industrial | Food Products | Existing | Process | Natural Gas | Gas Boiler - Burner Control Optimization | A | Cumulative Energy Savings (MWh or mTherms) | Achievable Economic TRC Potential | 0 | 0 | 0 | 0 | 0 | 0.097107 | 0.24967 | 0.55299 | 1.0841 | 1.9109 | 3.0538 | 4.5044 | 6.1933 | 7.9832 | 9.78 | 11.441 | 12.8945 | 14.0856 | 15.0037 | 15.6809 | 16.1531 | 16.4666 | 16.6654 | 16.786 | 16.8674 | 16.8674 | 16.8674 | 16.8674 | 16.8674 | 16.8674 | 16.8674
F11_Industrial_Food Products_Existing_Process_Natural Gas_Gas Boiler - Burner Control Optimization_A_Achievable Economic TRC Potential | F11 | Industrial | Food Products | Existing | Process | Natural Gas | Gas Boiler - Burner Control Optimization | A | Cumulative Summer Peak Savings (MW) | Achievable Economic TRC Potential | 0 | 0 | 0 | 0 | 0 | 0 | 0 | 0 | 0 | 0 | 0 | 0 | 0 | 0 | 0 | 0 | 0 | 0 | 0 | 0 | 0 | 0 | 0 | 0 | 0 | 0 | 0 | 0 | 0 | 0 | 0
F12_Industrial_Food Products_Existing_Process_Natural Gas_Gas Boiler - Burner Control Optimization_A_Achievable Economic TRC Potential | F12 | Industrial | Food Products | Existing | Process | Natural Gas | Gas Boiler - Burner Control Optimization | A | Cumulative Winter Peak Savings (MW) | Achievable Economic TRC Potential | 0 | 0 | 0 | 0 | 0 | 0 | 0 | 0 | 0 | 0 | 0 | 0 | 0 | 0 | 0 | 0 | 0 | 0 | 0 | 0 | 0 | 0 | 0 | 0 | 0 | 0 | 0 | 0 | 0 | 0 | 0
F13_Industrial_Food Products_Existing_Process_Natural Gas_Gas Boiler - Burner Control Optimization_A_Achievable Economic TRC Potential | F13 | Industrial | Food Products | Existing | Process | Natural Gas | Gas Boiler - Burner Control Optimization | A | Purchases (Incremental) | Achievable Economic TRC Potential | 0 | 0 | 0 | 0 | 0 | 7.0664 | 11.1017 | 22.0724 | 38.6475 | 60.1681 | 83.1656 | 105.5579 | 122.9009 | 130.253 | 130.7503 | 120.8699 | 105.7749 | 86.6703 | 66.8089 | 49.286 | 34.3575 | 22.8159 | 14.4663 | 8.7757 | 5.9231 | 0 | 0 | 0 | 0 | 0 | 0
F14_Industrial_Food Products_Existing_Process_Natural Gas_Gas Boiler - Burner Control Optimization_A_Achievable Economic TRC Potential | F14 | Industrial | Food Products | Existing | Process | Natural Gas | Gas Boiler - Burner Control Optimization | A | Purchases (Cumulative) | Achievable Economic TRC Potential | 0 | 0 | 0 | 0 | 0 | 7.0664 | 18.1681 | 40.2404 | 78.888 | 139.0561 | 222.2217 | 327.7796 | 450.6805 | 580.9335 | 711.6838 | 832.5537 | 938.3286 | 1024.9989 | 1091.8078 | 1141.0938 | 1175.4513 | 1198.2672 | 1212.7335 | 1221.5092 | 1227.4323 | 1227.4323 | 1227.4323 | 1227.4323 | 1227.4323 | 1227.4323 | 1227.4323
F1_Industrial_Food Products_Existing_Space Heating_Natural Gas_HVAC - Demand Controlled Ventilation_A_Achievable Economic TRC Potential | F1 | Industrial | Food Products | Existing | Space Heating | Natural Gas | HVAC - Demand Controlled Ventilation | A | Original Unit Energy Savings (kWh or therms) | Achievable Economic TRC Potential | 0 | 0 | 0 | 0 | 0 | 0.045714 | 0.045302 | 0.044777 | 0.044244 | 0.043709 | 0.043186 | 0.042667 | 0.042179 | 0.041719 | 0.041255 | 0.04085 | 0.040467 | 0.040108 | 0.03977 | 0.039428 | 0.039096 | 0.038767 | 0.038427 | 0.038101 | 0.037787 | 0.037493 | 0.037218 | 0.03696 | 0.036718 | 0.036492 | 0.03628
F2_Industrial_Food Products_Existing_Space Heating_Natural Gas_HVAC - Demand Controlled Ventilation_A_Achievable Economic TRC Potential | F2 | Industrial | Food Products | Existing | Space Heating | Natural Gas | HVAC - Demand Controlled Ventilation | A | Original Unit Summer Peak Savings (kW) | Achievable Economic TRC Potential | 0 | 0 | 0 | 0 | 0 | 0 | 0 | 0 | 0 | 0 | 0 | 0 | 0 | 0 | 0 | 0 | 0 | 0 | 0 | 0 | 0 | 0 | 0 | 0 | 0 | 0 | 0 | 0 | 0 | 0 | 0
F3_Industrial_Food Products_Existing_Space Heating_Natural Gas_HVAC - Demand Controlled Ventilation_A_Achievable Economic TRC Potential | F3 | Industrial | Food Products | Existing | Space Heating | Natural Gas | HVAC - Demand Controlled Ventilation | A | Original Unit Winter Peak Savings (kW) | Achievable Economic TRC Potential | 0 | 0 | 0 | 0 | 0 | 0 | 0 | 0 | 0 | 0 | 0 | 0 | 0 | 0 | 0 | 0 | 0 | 0 | 0 | 0 | 0 | 0 | 0 | 0 | 0 | 0 | 0 | 0 | 0 | 0 | 0
F4_Industrial_Food Products_Existing_Space Heating_Natural Gas_HVAC - Demand Controlled Ventilation_A_Achievable Economic TRC Potential | F4 | Industrial | Food Products | Existing | Space Heating | Natural Gas | HVAC - Demand Controlled Ventilation | A | Standalone Impact on Baseline Energy (%) | Achievable Economic TRC Potential | 0% | 0% | 0% | 0% | 0% | 0% | 0% | 0% | 0% | 0% | 0% | 0% | 0% | 0% | 0% | 0% | 0% | 0% | 0% | 0% | 0% | 0% | 0% | 0% | 0 | 0 | 0 | 0 | 0 | 0 | 0
F5_Industrial_Food Products_Existing_Space Heating_Natural Gas_HVAC - Demand Controlled Ventilation_A_Achievable Economic TRC Potential | F5 | Industrial | Food Products | Existing | Space Heating | Natural Gas | HVAC - Demand Controlled Ventilation | A | Standalone Impact on Baseline Summer Peak (%) | Achievable Economic TRC Potential | 0% | 0% | 0% | 0% | 0% | 0% | 0% | 0% | 0% | 0% | 0% | 0% | 0% | 0% | 0% | 0% | 0% | 0% | 0% | 0% | 0% | 0% | 0% | 0% | 0 | 0 | 0 | 0 | 0 | 0 | 0
F6_Industrial_Food Products_Existing_Space Heating_Natural Gas_HVAC - Demand Controlled Ventilation_A_Achievable Economic TRC Potential | F6 | Industrial | Food Products | Existing | Space Heating | Natural Gas | HVAC - Demand Controlled Ventilation | A | Standalone Impact on Baseline Winter Peak (%) | Achievable Economic TRC Potential | 0% | 0% | 0% | 0% | 0% | 0% | 0% | 0% | 0% | 0% | 0% | 0% | 0% | 0% | 0% | 0% | 0% | 0% | 0% | 0% | 0% | 0% | 0% | 0% | 0 | 0 | 0 | 0 | 0 | 0 | 0
F7_Industrial_Food Products_Existing_Space Heating_Natural Gas_HVAC - Demand Controlled Ventilation_A_Achievable Economic TRC Potential | F7 | Industrial | Food Products | Existing | Space Heating | Natural Gas | HVAC - Demand Controlled Ventilation | A | Incremental Energy Savings (MWh or mTherms) | Achievable Economic TRC Potential | 0 | 0 | 0 | 0 | 0 | 0 | 0 | 0 | 0 | 0 | 0 | 0 | 0 | 0 | 0 | 0 | 0 | 0 | 0 | 0 | 0 | 0 | 0 | 0 | 0 | 0 | 0 | 0 | 0 | 0 | 0
F8_Industrial_Food Products_Existing_Space Heating_Natural Gas_HVAC - Demand Controlled Ventilation_A_Achievable Economic TRC Potential | F8 | Industrial | Food Products | Existing | Space Heating | Natural Gas | HVAC - Demand Controlled Ventilation | A | Incremental Summer Peak Savings (MW) | Achievable Economic TRC Potential | 0 | 0 | 0 | 0 | 0 | 0 | 0 | 0 | 0 | 0 | 0 | 0 | 0 | 0 | 0 | 0 | 0 | 0 | 0 | 0 | 0 | 0 | 0 | 0 | 0 | 0 | 0 | 0 | 0 | 0 | 0
F9_Industrial_Food Products_Existing_Space Heating_Natural Gas_HVAC - Demand Controlled Ventilation_A_Achievable Economic TRC Potential | F9 | Industrial | Food Products | Existing | Space Heating | Natural Gas | HVAC - Demand Controlled Ventilation | A | Incremental Winter Peak Savings (MW) | Achievable Economic TRC Potential | 0 | 0 | 0 | 0 | 0 | 0 | 0 | 0 | 0 | 0 | 0 | 0 | 0 | 0 | 0 | 0 | 0 | 0 | 0 | 0 | 0 | 0 | 0 | 0 | 0 | 0 | 0 | 0 | 0 | 0 | 0
F10_Industrial_Food Products_Existing_Space Heating_Natural Gas_HVAC - Demand Controlled Ventilation_A_Achievable Economic TRC Potential | F10 | Industrial | Food Products | Existing | Space Heating | Natural Gas | HVAC - Demand Controlled Ventilation | A | Cumulative Energy Savings (MWh or mTherms) | Achievable Economic TRC Potential | 0 | 0 | 0 | 0 | 0 | 0 | 0 | 0 | 0 | 0 | 0 | 0 | 0 | 0 | 0 | 0 | 0 | 0 | 0 | 0 | 0 | 0 | 0 | 0 | 0 | 0 | 0 | 0 | 0 | 0 | 0
F11_Industrial_Food Products_Existing_Space Heating_Natural Gas_HVAC - Demand Controlled Ventilation_A_Achievable Economic TRC Potential | F11 | Industrial | Food Products | Existing | Space Heating | Natural Gas | HVAC - Demand Controlled Ventilation | A | Cumulative Summer Peak Savings (MW) | Achievable Economic TRC Potential | 0 | 0 | 0 | 0 | 0 | 0 | 0 | 0 | 0 | 0 | 0 | 0 | 0 | 0 | 0 | 0 | 0 | 0 | 0 | 0 | 0 | 0 | 0 | 0 | 0 | 0 | 0 | 0 | 0 | 0 | 0
F12_Industrial_Food Products_Existing_Space Heating_Natural Gas_HVAC - Demand Controlled Ventilation_A_Achievable Economic TRC Potential | F12 | Industrial | Food Products | Existing | Space Heating | Natural Gas | HVAC - Demand Controlled Ventilation | A | Cumulative Winter Peak Savings (MW) | Achievable Economic TRC Potential | 0 | 0 | 0 | 0 | 0 | 0 | 0 | 0 | 0 | 0 | 0 | 0 | 0 | 0 | 0 | 0 | 0 | 0 | 0 | 0 | 0 | 0 | 0 | 0 | 0 | 0 | 0 | 0 | 0 | 0 | 0
F13_Industrial_Food Products_Existing_Space Heating_Natural Gas_HVAC - Demand Controlled Ventilation_A_Achievable Economic TRC Potential | F13 | Industrial | Food Products | Existing | Space Heating | Natural Gas | HVAC - Demand Controlled Ventilation | A | Purchases (Incremental) | Achievable Economic TRC Potential | 0 | 0 | 0 | 0 | 0 | 0 | 0 | 0 | 0 | 0 | 0 | 0 | 0 | 0 | 0 | 0 | 0 | 0 | 0 | 0 | 0 | 0 | 0 | 0 | 0 | 0 | 0 | 0 | 0 | 0 | 0
F14_Industrial_Food Products_Existing_Space Heating_Natural Gas_HVAC - Demand Controlled Ventilation_A_Achievable Economic TRC Potential | F14 | Industrial | Food Products | Existing | Space Heating | Natural Gas | HVAC - Demand Controlled Ventilation | A | Purchases (Cumulative) | Achievable Economic TRC Potential | 0 | 0 | 0 | 0 | 0 | 0 | 0 | 0 | 0 | 0 | 0 | 0 | 0 | 0 | 0 | 0 | 0 | 0 | 0 | 0 | 0 | 0 | 0 | 0 | 0 | 0 | 0 | 0 | 0 | 0 | 0
F1_Industrial_Food Products_Existing_Space Heating_Natural Gas_Gas Boiler - Stack Economizer_A_Achievable Economic TRC Potential | F1 | Industrial | Food Products | Existing | Space Heating | Natural Gas | Gas Boiler - Stack Economizer | A | Original Unit Energy Savings (kWh or therms) | Achievable Economic TRC Potential | 0 | 0 | 0 | 0 | 0 | 0.93631 | 0.92997 | 0.92366 | 0.91733 | 0.91101 | 0.90486 | 0.89878 | 0.89277 | 0.88682 | 0.88053 | 0.87475 | 0.86904 | 0.86342 | 0.85788 | 0.85233 | 0.84697 | 0.8414 | 0.83601 | 0.8308 | 0.82555 | 0.82076 | 0.81639 | 0.8124 | 0.80876 | 0.80544 | 0.80241
F2_Industrial_Food Products_Existing_Space Heating_Natural Gas_Gas Boiler - Stack Economizer_A_Achievable Economic TRC Potential | F2 | Industrial | Food Products | Existing | Space Heating | Natural Gas | Gas Boiler - Stack Economizer | A | Original Unit Summer Peak Savings (kW) | Achievable Economic TRC Potential | 0 | 0 | 0 | 0 | 0 | 0 | 0 | 0 | 0 | 0 | 0 | 0 | 0 | 0 | 0 | 0 | 0 | 0 | 0 | 0 | 0 | 0 | 0 | 0 | 0 | 0 | 0 | 0 | 0 | 0 | 0
F3_Industrial_Food Products_Existing_Space Heating_Natural Gas_Gas Boiler - Stack Economizer_A_Achievable Economic TRC Potential | F3 | Industrial | Food Products | Existing | Space Heating | Natural Gas | Gas Boiler - Stack Economizer | A | Original Unit Winter Peak Savings (kW) | Achievable Economic TRC Potential | 0 | 0 | 0 | 0 | 0 | 0 | 0 | 0 | 0 | 0 | 0 | 0 | 0 | 0 | 0 | 0 | 0 | 0 | 0 | 0 | 0 | 0 | 0 | 0 | 0 | 0 | 0 | 0 | 0 | 0 | 0
F4_Industrial_Food Products_Existing_Space Heating_Natural Gas_Gas Boiler - Stack Economizer_A_Achievable Economic TRC Potential | F4 | Industrial | Food Products | Existing | Space Heating | Natural Gas | Gas Boiler - Stack Economizer | A | Standalone Impact on Baseline Energy (%) | Achievable Economic TRC Potential | 0% | 0% | 0% | 0% | 0% | 0.008228% | 0.01643% | 0.02472% | 0.0329% | 0.04107% | 0.049% | 0.05506% | 0.05993% | 0.06472% | 0.06756% | 0.07069% | 0.07268% | 0.07463% | 0.07654% | 0.07743% | 0.07852% | 0.0788% | 0.07902% | 0.07922% | 0.0007937 | 0.00079515 | 0.00079652 | 0.0007978 | 0 | 0 | 0
F5_Industrial_Food Products_Existing_Space Heating_Natural Gas_Gas Boiler - Stack Economizer_A_Achievable Economic TRC Potential | F5 | Industrial | Food Products | Existing | Space Heating | Natural Gas | Gas Boiler - Stack Economizer | A | Standalone Impact on Baseline Summer Peak (%) | Achievable Economic TRC Potential | 0% | 0% | 0% | 0% | 0% | 0% | 0% | 0% | 0% | 0% | 0% | 0% | 0% | 0% | 0% | 0% | 0% | 0% | 0% | 0% | 0% | 0% | 0% | 0% | 0 | 0 | 0 | 0 | 0 | 0 | 0
F6_Industrial_Food Products_Existing_Space Heating_Natural Gas_Gas Boiler - Stack Economizer_A_Achievable Economic TRC Potential | F6 | Industrial | Food Products | Existing | Space Heating | Natural Gas | Gas Boiler - Stack Economizer | A | Standalone Impact on Baseline Winter Peak (%) | Achievable Economic TRC Potential | 0% | 0% | 0% | 0% | 0% | 0% | 0% | 0% | 0% | 0% | 0% | 0% | 0% | 0% | 0% | 0% | 0% | 0% | 0% | 0% | 0% | 0% | 0% | 0% | 0 | 0 | 0 | 0 | 0 | 0 | 0
F7_Industrial_Food Products_Existing_Space Heating_Natural Gas_Gas Boiler - Stack Economizer_A_Achievable Economic TRC Potential | F7 | Industrial | Food Products | Existing | Space Heating | Natural Gas | Gas Boiler - Stack Economizer | A | Incremental Energy Savings (MWh or mTherms) | Achievable Economic TRC Potential | 0 | 0 | 0 | 0 | 0 | 0.02743 | 0.02723 | 0.026886 | 0.026715 | 0.026553 | 0.023435 | 0.018572 | 0.014728 | 0.011518 | 0.0091838 | 0.0072293 | 0.0057464 | 0.0045444 | 0.00358 | 0.0028488 | 0.0022554 | 1.5223e-05 | 5.3822e-06 | 1.8172e-06 | 5.8697e-07 | 4.9458e-07 | 4.9064e-07 | 4.8706e-07 | 4.8382e-07 | 4.809e-07 | 4.7827e-07
F8_Industrial_Food Products_Existing_Space Heating_Natural Gas_Gas Boiler - Stack Economizer_A_Achievable Economic TRC Potential | F8 | Industrial | Food Products | Existing | Space Heating | Natural Gas | Gas Boiler - Stack Economizer | A | Incremental Summer Peak Savings (MW) | Achievable Economic TRC Potential | 0 | 0 | 0 | 0 | 0 | 0 | 0 | 0 | 0 | 0 | 0 | 0 | 0 | 0 | 0 | 0 | 0 | 0 | 0 | 0 | 0 | 0 | 0 | 0 | 0 | 0 | 0 | 0 | 0 | 0 | 0
F9_Industrial_Food Products_Existing_Space Heating_Natural Gas_Gas Boiler - Stack Economizer_A_Achievable Economic TRC Potential | F9 | Industrial | Food Products | Existing | Space Heating | Natural Gas | Gas Boiler - Stack Economizer | A | Incremental Winter Peak Savings (MW) | Achievable Economic TRC Potential | 0 | 0 | 0 | 0 | 0 | 0 | 0 | 0 | 0 | 0 | 0 | 0 | 0 | 0 | 0 | 0 | 0 | 0 | 0 | 0 | 0 | 0 | 0 | 0 | 0 | 0 | 0 | 0 | 0 | 0 | 0
F10_Industrial_Food Products_Existing_Space Heating_Natural Gas_Gas Boiler - Stack Economizer_A_Achievable Economic TRC Potential | F10 | Industrial | Food Products | Existing | Space Heating | Natural Gas | Gas Boiler - Stack Economizer | A | Cumulative Energy Savings (MWh or mTherms) | Achievable Economic TRC Potential | 0 | 0 | 0 | 0 | 0 | 0.02743 | 0.054474 | 0.08099 | 0.10715 | 0.13297 | 0.1555 | 0.17303 | 0.1866 | 0.19688 | 0.20466 | 0.21055 | 0.21492 | 0.21807 | 0.22026 | 0.22168 | 0.22254 | 0.22109 | 0.21968 | 0.21831 | 0.21694 | 0.21568 | 0.21453 | 0.21348 | 0.21253 | 0.21165 | 0.21086
F11_Industrial_Food Products_Existing_Space Heating_Natural Gas_Gas Boiler - Stack Economizer_A_Achievable Economic TRC Potential | F11 | Industrial | Food Products | Existing | Space Heating | Natural Gas | Gas Boiler - Stack Economizer | A | Cumulative Summer Peak Savings (MW) | Achievable Economic TRC Potential | 0 | 0 | 0 | 0 | 0 | 0 | 0 | 0 | 0 | 0 | 0 | 0 | 0 | 0 | 0 | 0 | 0 | 0 | 0 | 0 | 0 | 0 | 0 | 0 | 0 | 0 | 0 | 0 | 0 | 0 | 0
F12_Industrial_Food Products_Existing_Space Heating_Natural Gas_Gas Boiler - Stack Economizer_A_Achievable Economic TRC Potential | F12 | Industrial | Food Products | Existing | Space Heating | Natural Gas | Gas Boiler - Stack Economizer | A | Cumulative Winter Peak Savings (MW) | Achievable Economic TRC Potential | 0 | 0 | 0 | 0 | 0 | 0 | 0 | 0 | 0 | 0 | 0 | 0 | 0 | 0 | 0 | 0 | 0 | 0 | 0 | 0 | 0 | 0 | 0 | 0 | 0 | 0 | 0 | 0 | 0 | 0 | 0
F13_Industrial_Food Products_Existing_Space Heating_Natural Gas_Gas Boiler - Stack Economizer_A_Achievable Economic TRC Potential | F13 | Industrial | Food Products | Existing | Space Heating | Natural Gas | Gas Boiler - Stack Economizer | A | Purchases (Incremental) | Achievable Economic TRC Potential | 0 | 0 | 0 | 0 | 0 | 29.2963 | 29.2802 | 29.1075 | 29.1232 | 29.1473 | 25.8995 | 20.6629 | 16.4968 | 12.9879 | 10.43 | 8.2644 | 6.6124 | 5.2633 | 4.1731 | 3.3424 | 2.6629 | 0.018092 | 0.0064379 | 0.0021873 | 0.000711 | 0.00060259 | 0.00060098 | 0.00059953 | 0.00059822 | 0.00059706 | 0.00059604
F14_Industrial_Food Products_Existing_Space Heating_Natural Gas_Gas Boiler - Stack Economizer_A_Achievable Economic TRC Potential | F14 | Industrial | Food Products | Existing | Space Heating | Natural Gas | Gas Boiler - Stack Economizer | A | Purchases (Cumulative) | Achievable Economic TRC Potential | 0 | 0 | 0 | 0 | 0 | 29.2963 | 58.5764 | 87.6839 | 116.8072 | 145.9545 | 171.8539 | 192.5169 | 209.0137 | 222.0015 | 232.4315 | 240.6959 | 247.3083 | 252.5715 | 256.7446 | 260.087 | 262.7499 | 262.768 | 262.7744 | 262.7766 | 262.7773 | 262.7779 | 262.7785 | 262.7791 | 262.7797 | 262.7803 | 262.7809
F1_Industrial_Food Products_Existing_Process_Natural Gas_Gas Boiler - Stack Economizer_A_Achievable Economic TRC Potential | F1 | Industrial | Food Products | Existing | Process | Natural Gas | Gas Boiler - Stack Economizer | A | Original Unit Energy Savings (kWh or therms) | Achievable Economic TRC Potential | 0 | 0 | 0 | 0 | 0 | 45.4909 | 45.4909 | 45.4909 | 45.4909 | 45.4909 | 45.4909 | 45.4909 | 45.4909 | 45.4909 | 45.4909 | 45.4909 | 45.4909 | 45.4909 | 45.4909 | 45.4909 | 45.4909 | 45.4909 | 45.4909 | 45.4909 | 45.4909 | 45.4909 | 45.4909 | 45.4909 | 45.4909 | 45.4909 | 45.4909
F2_Industrial_Food Products_Existing_Process_Natural Gas_Gas Boiler - Stack Economizer_A_Achievable Economic TRC Potential | F2 | Industrial | Food Products | Existing | Process | Natural Gas | Gas Boiler - Stack Economizer | A | Original Unit Summer Peak Savings (kW) | Achievable Economic TRC Potential | 0 | 0 | 0 | 0 | 0 | 0 | 0 | 0 | 0 | 0 | 0 | 0 | 0 | 0 | 0 | 0 | 0 | 0 | 0 | 0 | 0 | 0 | 0 | 0 | 0 | 0 | 0 | 0 | 0 | 0 | 0
F3_Industrial_Food Products_Existing_Process_Natural Gas_Gas Boiler - Stack Economizer_A_Achievable Economic TRC Potential | F3 | Industrial | Food Products | Existing | Process | Natural Gas | Gas Boiler - Stack Economizer | A | Original Unit Winter Peak Savings (kW) | Achievable Economic TRC Potential | 0 | 0 | 0 | 0 | 0 | 0 | 0 | 0 | 0 | 0 | 0 | 0 | 0 | 0 | 0 | 0 | 0 | 0 | 0 | 0 | 0 | 0 | 0 | 0 | 0 | 0 | 0 | 0 | 0 | 0 | 0
F4_Industrial_Food Products_Existing_Process_Natural Gas_Gas Boiler - Stack Economizer_A_Achievable Economic TRC Potential | F4 | Industrial | Food Products | Existing | Process | Natural Gas | Gas Boiler - Stack Economizer | A | Standalone Impact on Baseline Energy (%) | Achievable Economic TRC Potential | 0% | 0% | 0% | 0% | 0% | 0.0602% | 0.1204% | 0.1814% | 0.2415% | 0.3015% | 0.3595% | 0.4038% | 0.4393% | 0.4742% | 0.4946% | 0.5171% | 0.5312% | 0.5453% | 0.5593% | 0.5659% | 0.574% | 0.5763% | 0.5784% | 0.5804% | 0.0058226 | 0.0058396 | 0.0058552 | 0.0058695 | 0 | 0 | 0
F5_Industrial_Food Products_Existing_Process_Natural Gas_Gas Boiler - Stack Economizer_A_Achievable Economic TRC Potential | F5 | Industrial | Food Products | Existing | Process | Natural Gas | Gas Boiler - Stack Economizer | A | Standalone Impact on Baseline Summer Peak (%) | Achievable Economic TRC Potential | 0% | 0% | 0% | 0% | 0% | 0% | 0% | 0% | 0% | 0% | 0% | 0% | 0% | 0% | 0% | 0% | 0% | 0% | 0% | 0% | 0% | 0% | 0% | 0% | 0 | 0 | 0 | 0 | 0 | 0 | 0
F6_Industrial_Food Products_Existing_Process_Natural Gas_Gas Boiler - Stack Economizer_A_Achievable Economic TRC Potential | F6 | Industrial | Food Products | Existing | Process | Natural Gas | Gas Boiler - Stack Economizer | A | Standalone Impact on Baseline Winter Peak (%) | Achievable Economic TRC Potential | 0% | 0% | 0% | 0% | 0% | 0% | 0% | 0% | 0% | 0% | 0% | 0% | 0% | 0% | 0% | 0% | 0% | 0% | 0% | 0% | 0% | 0% | 0% | 0% | 0 | 0 | 0 | 0 | 0 | 0 | 0
F7_Industrial_Food Products_Existing_Process_Natural Gas_Gas Boiler - Stack Economizer_A_Achievable Economic TRC Potential | F7 | Industrial | Food Products | Existing | Process | Natural Gas | Gas Boiler - Stack Economizer | A | Incremental Energy Savings (MWh or mTherms) | Achievable Economic TRC Potential | 0 | 0 | 0 | 0 | 0 | 3.1778 | 3.176 | 3.1573 | 3.159 | 3.1616 | 2.8093 | 2.2413 | 1.7894 | 1.4088 | 1.1313 | 0.89644 | 0.71725 | 0.57091 | 0.45265 | 0.36255 | 0.28884 | 0.0019625 | 0.00069833 | 0.00023726 | 7.7122e-05 | 6.5363e-05 | 6.5189e-05 | 6.5031e-05 | 6.4889e-05 | 6.4763e-05 | 6.4653e-05
F8_Industrial_Food Products_Existing_Process_Natural Gas_Gas Boiler - Stack Economizer_A_Achievable Economic TRC Potential | F8 | Industrial | Food Products | Existing | Process | Natural Gas | Gas Boiler - Stack Economizer | A | Incremental Summer Peak Savings (MW) | Achievable Economic TRC Potential | 0 | 0 | 0 | 0 | 0 | 0 | 0 | 0 | 0 | 0 | 0 | 0 | 0 | 0 | 0 | 0 | 0 | 0 | 0 | 0 | 0 | 0 | 0 | 0 | 0 | 0 | 0 | 0 | 0 | 0 | 0
F9_Industrial_Food Products_Existing_Process_Natural Gas_Gas Boiler - Stack Economizer_A_Achievable Economic TRC Potential | F9 | Industrial | Food Products | Existing | Process | Natural Gas | Gas Boiler - Stack Economizer | A | Incremental Winter Peak Savings (MW) | Achievable Economic TRC Potential | 0 | 0 | 0 | 0 | 0 | 0 | 0 | 0 | 0 | 0 | 0 | 0 | 0 | 0 | 0 | 0 | 0 | 0 | 0 | 0 | 0 | 0 | 0 | 0 | 0 | 0 | 0 | 0 | 0 | 0 | 0
F10_Industrial_Food Products_Existing_Process_Natural Gas_Gas Boiler - Stack Economizer_A_Achievable Economic TRC Potential | F10 | Industrial | Food Products | Existing | Process | Natural Gas | Gas Boiler - Stack Economizer | A | Cumulative Energy Savings (MWh or mTherms) | Achievable Economic TRC Potential | 0 | 0 | 0 | 0 | 0 | 3.1778 | 6.3538 | 9.5111 | 12.6701 | 15.8318 | 18.6411 | 20.8824 | 22.6718 | 24.0806 | 25.212 | 26.1084 | 26.8257 | 27.3966 | 27.8492 | 28.2118 | 28.5006 | 28.5026 | 28.5033 | 28.5035 | 28.5036 | 28.5037 | 28.5037 | 28.5038 | 28.5039 | 28.5039 | 28.504
F11_Industrial_Food Products_Existing_Process_Natural Gas_Gas Boiler - Stack Economizer_A_Achievable Economic TRC Potential | F11 | Industrial | Food Products | Existing | Process | Natural Gas | Gas Boiler - Stack Economizer | A | Cumulative Summer Peak Savings (MW) | Achievable Economic TRC Potential | 0 | 0 | 0 | 0 | 0 | 0 | 0 | 0 | 0 | 0 | 0 | 0 | 0 | 0 | 0 | 0 | 0 | 0 | 0 | 0 | 0 | 0 | 0 | 0 | 0 | 0 | 0 | 0 | 0 | 0 | 0
F12_Industrial_Food Products_Existing_Process_Natural Gas_Gas Boiler - Stack Economizer_A_Achievable Economic TRC Potential | F12 | Industrial | Food Products | Existing | Process | Natural Gas | Gas Boiler - Stack Economizer | A | Cumulative Winter Peak Savings (MW) | Achievable Economic TRC Potential | 0 | 0 | 0 | 0 | 0 | 0 | 0 | 0 | 0 | 0 | 0 | 0 | 0 | 0 | 0 | 0 | 0 | 0 | 0 | 0 | 0 | 0 | 0 | 0 | 0 | 0 | 0 | 0 | 0 | 0 | 0
F13_Industrial_Food Products_Existing_Process_Natural Gas_Gas Boiler - Stack Economizer_A_Achievable Economic TRC Potential | F13 | Industrial | Food Products | Existing | Process | Natural Gas | Gas Boiler - Stack Economizer | A | Purchases (Incremental) | Achievable Economic TRC Potential | 0 | 0 | 0 | 0 | 0 | 69.8554 | 69.817 | 69.4053 | 69.4428 | 69.5002 | 61.7559 | 49.2697 | 39.3357 | 30.9689 | 24.8697 | 19.706 | 15.7669 | 12.55 | 9.9504 | 7.9698 | 6.3495 | 0.04314 | 0.015351 | 0.0052155 | 0.0016953 | 0.0014368 | 0.001433 | 0.0014295 | 0.0014264 | 0.0014237 | 0.0014212
F14_Industrial_Food Products_Existing_Process_Natural Gas_Gas Boiler - Stack Economizer_A_Achievable Economic TRC Potential | F14 | Industrial | Food Products | Existing | Process | Natural Gas | Gas Boiler - Stack Economizer | A | Purchases (Cumulative) | Achievable Economic TRC Potential | 0 | 0 | 0 | 0 | 0 | 69.8554 | 139.6724 | 209.0776 | 278.5204 | 348.0207 | 409.7765 | 459.0462 | 498.3819 | 529.3508 | 554.2205 | 573.9265 | 589.6934 | 602.2434 | 612.1938 | 620.1636 | 626.5131 | 626.5562 | 626.5716 | 626.5768 | 626.5785 | 626.5799 | 626.5813 | 626.5828 | 626.5842 | 626.5856 | 626.587
F1_Industrial_Food Products_Existing_Space Heating_Natural Gas_Gas Furnace Tube Inserts_A_Achievable Economic TRC Potential | F1 | Industrial | Food Products | Existing | Space Heating | Natural Gas | Gas Furnace Tube Inserts | A | Original Unit Energy Savings (kWh or therms) | Achievable Economic TRC Potential | 0 | 0 | 0 | 0 | 0 | 0.086193 | 0.085415 | 0.084425 | 0.083421 | 0.082413 | 0.081426 | 0.080448 | 0.079527 | 0.07866 | 0.077786 | 0.077021 | 0.0763 | 0.075622 | 0.074985 | 0.07434 | 0.073715 | 0.073094 | 0.072454 | 0.071839 | 0.071247 | 0.070693 | 0.070173 | 0.069687 | 0.069231 | 0.068805 | 0.068405
F2_Industrial_Food Products_Existing_Space Heating_Natural Gas_Gas Furnace Tube Inserts_A_Achievable Economic TRC Potential | F2 | Industrial | Food Products | Existing | Space Heating | Natural Gas | Gas Furnace Tube Inserts | A | Original Unit Summer Peak Savings (kW) | Achievable Economic TRC Potential | 0 | 0 | 0 | 0 | 0 | 0 | 0 | 0 | 0 | 0 | 0 | 0 | 0 | 0 | 0 | 0 | 0 | 0 | 0 | 0 | 0 | 0 | 0 | 0 | 0 | 0 | 0 | 0 | 0 | 0 | 0
F3_Industrial_Food Products_Existing_Space Heating_Natural Gas_Gas Furnace Tube Inserts_A_Achievable Economic TRC Potential | F3 | Industrial | Food Products | Existing | Space Heating | Natural Gas | Gas Furnace Tube Inserts | A | Original Unit Winter Peak Savings (kW) | Achievable Economic TRC Potential | 0 | 0 | 0 | 0 | 0 | 0 | 0 | 0 | 0 | 0 | 0 | 0 | 0 | 0 | 0 | 0 | 0 | 0 | 0 | 0 | 0 | 0 | 0 | 0 | 0 | 0 | 0 | 0 | 0 | 0 | 0
F4_Industrial_Food Products_Existing_Space Heating_Natural Gas_Gas Furnace Tube Inserts_A_Achievable Economic TRC Potential | F4 | Industrial | Food Products | Existing | Space Heating | Natural Gas | Gas Furnace Tube Inserts | A | Standalone Impact on Baseline Energy (%) | Achievable Economic TRC Potential | 0% | 0% | 0% | 0% | 0% | 0% | 0% | 0% | 0% | 0% | 0% | 0% | 0% | 0% | 0% | 0% | 0% | 0% | 0% | 0% | 0% | 0% | 0% | 0% | 0 | 0 | 0 | 0 | 0 | 0 | 0
F5_Industrial_Food Products_Existing_Space Heating_Natural Gas_Gas Furnace Tube Inserts_A_Achievable Economic TRC Potential | F5 | Industrial | Food Products | Existing | Space Heating | Natural Gas | Gas Furnace Tube Inserts | A | Standalone Impact on Baseline Summer Peak (%) | Achievable Economic TRC Potential | 0% | 0% | 0% | 0% | 0% | 0% | 0% | 0% | 0% | 0% | 0% | 0% | 0% | 0% | 0% | 0% | 0% | 0% | 0% | 0% | 0% | 0% | 0% | 0% | 0 | 0 | 0 | 0 | 0 | 0 | 0
F6_Industrial_Food Products_Existing_Space Heating_Natural Gas_Gas Furnace Tube Inserts_A_Achievable Economic TRC Potential | F6 | Industrial | Food Products | Existing | Space Heating | Natural Gas | Gas Furnace Tube Inserts | A | Standalone Impact on Baseline Winter Peak (%) | Achievable Economic TRC Potential | 0% | 0% | 0% | 0% | 0% | 0% | 0% | 0% | 0% | 0% | 0% | 0% | 0% | 0% | 0% | 0% | 0% | 0% | 0% | 0% | 0% | 0% | 0% | 0% | 0 | 0 | 0 | 0 | 0 | 0 | 0
F7_Industrial_Food Products_Existing_Space Heating_Natural Gas_Gas Furnace Tube Inserts_A_Achievable Economic TRC Potential | F7 | Industrial | Food Products | Existing | Space Heating | Natural Gas | Gas Furnace Tube Inserts | A | Incremental Energy Savings (MWh or mTherms) | Achievable Economic TRC Potential | 0 | 0 | 0 | 0 | 0 | 0 | 0 | 0 | 0 | 0 | 0 | 0 | 0 | 0 | 0 | 0 | 0 | 0 | 0 | 0 | 0 | 0 | 0 | 0 | 0 | 0 | 0 | 0 | 0 | 0 | 0
F8_Industrial_Food Products_Existing_Space Heating_Natural Gas_Gas Furnace Tube Inserts_A_Achievable Economic TRC Potential | F8 | Industrial | Food Products | Existing | Space Heating | Natural Gas | Gas Furnace Tube Inserts | A | Incremental Summer Peak Savings (MW) | Achievable Economic TRC Potential | 0 | 0 | 0 | 0 | 0 | 0 | 0 | 0 | 0 | 0 | 0 | 0 | 0 | 0 | 0 | 0 | 0 | 0 | 0 | 0 | 0 | 0 | 0 | 0 | 0 | 0 | 0 | 0 | 0 | 0 | 0
F9_Industrial_Food Products_Existing_Space Heating_Natural Gas_Gas Furnace Tube Inserts_A_Achievable Economic TRC Potential | F9 | Industrial | Food Products | Existing | Space Heating | Natural Gas | Gas Furnace Tube Inserts | A | Incremental Winter Peak Savings (MW) | Achievable Economic TRC Potential | 0 | 0 | 0 | 0 | 0 | 0 | 0 | 0 | 0 | 0 | 0 | 0 | 0 | 0 | 0 | 0 | 0 | 0 | 0 | 0 | 0 | 0 | 0 | 0 | 0 | 0 | 0 | 0 | 0 | 0 | 0
F10_Industrial_Food Products_Existing_Space Heating_Natural Gas_Gas Furnace Tube Inserts_A_Achievable Economic TRC Potential | F10 | Industrial | Food Products | Existing | Space Heating | Natural Gas | Gas Furnace Tube Inserts | A | Cumulative Energy Savings (MWh or mTherms) | Achievable Economic TRC Potential | 0 | 0 | 0 | 0 | 0 | 0 | 0 | 0 | 0 | 0 | 0 | 0 | 0 | 0 | 0 | 0 | 0 | 0 | 0 | 0 | 0 | 0 | 0 | 0 | 0 | 0 | 0 | 0 | 0 | 0 | 0
F11_Industrial_Food Products_Existing_Space Heating_Natural Gas_Gas Furnace Tube Inserts_A_Achievable Economic TRC Potential | F11 | Industrial | Food Products | Existing | Space Heating | Natural Gas | Gas Furnace Tube Inserts | A | Cumulative Summer Peak Savings (MW) | Achievable Economic TRC Potential | 0 | 0 | 0 | 0 | 0 | 0 | 0 | 0 | 0 | 0 | 0 | 0 | 0 | 0 | 0 | 0 | 0 | 0 | 0 | 0 | 0 | 0 | 0 | 0 | 0 | 0 | 0 | 0 | 0 | 0 | 0
F12_Industrial_Food Products_Existing_Space Heating_Natural Gas_Gas Furnace Tube Inserts_A_Achievable Economic TRC Potential | F12 | Industrial | Food Products | Existing | Space Heating | Natural Gas | Gas Furnace Tube Inserts | A | Cumulative Winter Peak Savings (MW) | Achievable Economic TRC Potential | 0 | 0 | 0 | 0 | 0 | 0 | 0 | 0 | 0 | 0 | 0 | 0 | 0 | 0 | 0 | 0 | 0 | 0 | 0 | 0 | 0 | 0 | 0 | 0 | 0 | 0 | 0 | 0 | 0 | 0 | 0
F13_Industrial_Food Products_Existing_Space Heating_Natural Gas_Gas Furnace Tube Inserts_A_Achievable Economic TRC Potential | F13 | Industrial | Food Products | Existing | Space Heating | Natural Gas | Gas Furnace Tube Inserts | A | Purchases (Incremental) | Achievable Economic TRC Potential | 0 | 0 | 0 | 0 | 0 | 0 | 0 | 0 | 0 | 0 | 0 | 0 | 0 | 0 | 0 | 0 | 0 | 0 | 0 | 0 | 0 | 0 | 0 | 0 | 0 | 0 | 0 | 0 | 0 | 0 | 0
F14_Industrial_Food Products_Existing_Space Heating_Natural Gas_Gas Furnace Tube Inserts_A_Achievable Economic TRC Potential | F14 | Industrial | Food Products | Existing | Space Heating | Natural Gas | Gas Furnace Tube Inserts | A | Purchases (Cumulative) | Achievable Economic TRC Potential | 0 | 0 | 0 | 0 | 0 | 0 | 0 | 0 | 0 | 0 | 0 | 0 | 0 | 0 | 0 | 0 | 0 | 0 | 0 | 0 | 0 | 0 | 0 | 0 | 0 | 0 | 0 | 0 | 0 | 0 | 0
F1_Industrial_Food Products_Existing_Space Heating_Natural Gas_Space Heating - Heat Recovery Ventilator_A_Achievable Economic TRC Potential | F1 | Industrial | Food Products | Existing | Space Heating | Natural Gas | Space Heating - Heat Recovery Ventilator | A | Original Unit Energy Savings (kWh or therms) | Achievable Economic TRC Potential | 0 | 0 | 0 | 0 | 0 | 0.013225 | 0.01316 | 0.01308 | 0.012996 | 0.012907 | 0.012817 | 0.012725 | 0.012634 | 0.012542 | 0.012443 | 0.012352 | 0.012262 | 0.012178 | 0.0121 | 0.012025 | 0.011953 | 0.011879 | 0.011813 | 0.011751 | 0.011691 | 0.011636 | 0.011585 | 0.011538 | 0 | 0 | 0
F2_Industrial_Food Products_Existing_Space Heating_Natural Gas_Space Heating - Heat Recovery Ventilator_A_Achievable Economic TRC Potential | F2 | Industrial | Food Products | Existing | Space Heating | Natural Gas | Space Heating - Heat Recovery Ventilator | A | Original Unit Summer Peak Savings (kW) | Achievable Economic TRC Potential | 0 | 0 | 0 | 0 | 0 | 0 | 0 | 0 | 0 | 0 | 0 | 0 | 0 | 0 | 0 | 0 | 0 | 0 | 0 | 0 | 0 | 0 | 0 | 0 | 0 | 0 | 0 | 0 | 0 | 0 | 0
F3_Industrial_Food Products_Existing_Space Heating_Natural Gas_Space Heating - Heat Recovery Ventilator_A_Achievable Economic TRC Potential | F3 | Industrial | Food Products | Existing | Space Heating | Natural Gas | Space Heating - Heat Recovery Ventilator | A | Original Unit Winter Peak Savings (kW) | Achievable Economic TRC Potential | 0 | 0 | 0 | 0 | 0 | 0 | 0 | 0 | 0 | 0 | 0 | 0 | 0 | 0 | 0 | 0 | 0 | 0 | 0 | 0 | 0 | 0 | 0 | 0 | 0 | 0 | 0 | 0 | 0 | 0 | 0
F4_Industrial_Food Products_Existing_Space Heating_Natural Gas_Space Heating - Heat Recovery Ventilator_A_Achievable Economic TRC Potential | F4 | Industrial | Food Products | Existing | Space Heating | Natural Gas | Space Heating - Heat Recovery Ventilator | A | Standalone Impact on Baseline Energy (%) | Achievable Economic TRC Potential | 0% | 0% | 0% | 0% | 0% | 0% | 0% | 0% | 0% | 0% | 0% | 0% | 0% | 0% | 0% | 0% | 0% | 0% | 0% | 0% | 0% | 0% | 0% | 0% | 0 | 0 | 0 | 0 | 0 | 0 | 0
F5_Industrial_Food Products_Existing_Space Heating_Natural Gas_Space Heating - Heat Recovery Ventilator_A_Achievable Economic TRC Potential | F5 | Industrial | Food Products | Existing | Space Heating | Natural Gas | Space Heating - Heat Recovery Ventilator | A | Standalone Impact on Baseline Summer Peak (%) | Achievable Economic TRC Potential | 0% | 0% | 0% | 0% | 0% | 0% | 0% | 0% | 0% | 0% | 0% | 0% | 0% | 0% | 0% | 0% | 0% | 0% | 0% | 0% | 0% | 0% | 0% | 0% | 0 | 0 | 0 | 0 | 0 | 0 | 0
F6_Industrial_Food Products_Existing_Space Heating_Natural Gas_Space Heating - Heat Recovery Ventilator_A_Achievable Economic TRC Potential | F6 | Industrial | Food Products | Existing | Space Heating | Natural Gas | Space Heating - Heat Recovery Ventilator | A | Standalone Impact on Baseline Winter Peak (%) | Achievable Economic TRC Potential | 0% | 0% | 0% | 0% | 0% | 0% | 0% | 0% | 0% | 0% | 0% | 0% | 0% | 0% | 0% | 0% | 0% | 0% | 0% | 0% | 0% | 0% | 0% | 0% | 0 | 0 | 0 | 0 | 0 | 0 | 0
F7_Industrial_Food Products_Existing_Space Heating_Natural Gas_Space Heating - Heat Recovery Ventilator_A_Achievable Economic TRC Potential | F7 | Industrial | Food Products | Existing | Space Heating | Natural Gas | Space Heating - Heat Recovery Ventilator | A | Incremental Energy Savings (MWh or mTherms) | Achievable Economic TRC Potential | 0 | 0 | 0 | 0 | 0 | 0 | 0 | 0 | 0 | 0 | 0 | 0 | 0 | 0 | 0 | 0 | 0 | 0 | 0 | 0 | 0 | 0 | 0 | 0 | 0 | 0 | 0 | 0 | 0 | 0 | 0
F8_Industrial_Food Products_Existing_Space Heating_Natural Gas_Space Heating - Heat Recovery Ventilator_A_Achievable Economic TRC Potential | F8 | Industrial | Food Products | Existing | Space Heating | Natural Gas | Space Heating - Heat Recovery Ventilator | A | Incremental Summer Peak Savings (MW) | Achievable Economic TRC Potential | 0 | 0 | 0 | 0 | 0 | 0 | 0 | 0 | 0 | 0 | 0 | 0 | 0 | 0 | 0 | 0 | 0 | 0 | 0 | 0 | 0 | 0 | 0 | 0 | 0 | 0 | 0 | 0 | 0 | 0 | 0
F9_Industrial_Food Products_Existing_Space Heating_Natural Gas_Space Heating - Heat Recovery Ventilator_A_Achievable Economic TRC Potential | F9 | Industrial | Food Products | Existing | Space Heating | Natural Gas | Space Heating - Heat Recovery Ventilator | A | Incremental Winter Peak Savings (MW) | Achievable Economic TRC Potential | 0 | 0 | 0 | 0 | 0 | 0 | 0 | 0 | 0 | 0 | 0 | 0 | 0 | 0 | 0 | 0 | 0 | 0 | 0 | 0 | 0 | 0 | 0 | 0 | 0 | 0 | 0 | 0 | 0 | 0 | 0
F10_Industrial_Food Products_Existing_Space Heating_Natural Gas_Space Heating - Heat Recovery Ventilator_A_Achievable Economic TRC Potential | F10 | Industrial | Food Products | Existing | Space Heating | Natural Gas | Space Heating - Heat Recovery Ventilator | A | Cumulative Energy Savings (MWh or mTherms) | Achievable Economic TRC Potential | 0 | 0 | 0 | 0 | 0 | 0 | 0 | 0 | 0 | 0 | 0 | 0 | 0 | 0 | 0 | 0 | 0 | 0 | 0 | 0 | 0 | 0 | 0 | 0 | 0 | 0 | 0 | 0 | 0 | 0 | 0
F11_Industrial_Food Products_Existing_Space Heating_Natural Gas_Space Heating - Heat Recovery Ventilator_A_Achievable Economic TRC Potential | F11 | Industrial | Food Products | Existing | Space Heating | Natural Gas | Space Heating - Heat Recovery Ventilator | A | Cumulative Summer Peak Savings (MW) | Achievable Economic TRC Potential | 0 | 0 | 0 | 0 | 0 | 0 | 0 | 0 | 0 | 0 | 0 | 0 | 0 | 0 | 0 | 0 | 0 | 0 | 0 | 0 | 0 | 0 | 0 | 0 | 0 | 0 | 0 | 0 | 0 | 0 | 0
F12_Industrial_Food Products_Existing_Space Heating_Natural Gas_Space Heating - Heat Recovery Ventilator_A_Achievable Economic TRC Potential | F12 | Industrial | Food Products | Existing | Space Heating | Natural Gas | Space Heating - Heat Recovery Ventilator | A | Cumulative Winter Peak Savings (MW) | Achievable Economic TRC Potential | 0 | 0 | 0 | 0 | 0 | 0 | 0 | 0 | 0 | 0 | 0 | 0 | 0 | 0 | 0 | 0 | 0 | 0 | 0 | 0 | 0 | 0 | 0 | 0 | 0 | 0 | 0 | 0 | 0 | 0 | 0
F13_Industrial_Food Products_Existing_Space Heating_Natural Gas_Space Heating - Heat Recovery Ventilator_A_Achievable Economic TRC Potential | F13 | Industrial | Food Products | Existing | Space Heating | Natural Gas | Space Heating - Heat Recovery Ventilator | A | Purchases (Incremental) | Achievable Economic TRC Potential | 0 | 0 | 0 | 0 | 0 | 0 | 0 | 0 | 0 | 0 | 0 | 0 | 0 | 0 | 0 | 0 | 0 | 0 | 0 | 0 | 0 | 0 | 0 | 0 | 0 | 0 | 0 | 0 | 0 | 0 | 0
F14_Industrial_Food Products_Existing_Space Heating_Natural Gas_Space Heating - Heat Recovery Ventilator_A_Achievable Economic TRC Potential | F14 | Industrial | Food Products | Existing | Space Heating | Natural Gas | Space Heating - Heat Recovery Ventilator | A | Purchases (Cumulative) | Achievable Economic TRC Potential | 0 | 0 | 0 | 0 | 0 | 0 | 0 | 0 | 0 | 0 | 0 | 0 | 0 | 0 | 0 | 0 | 0 | 0 | 0 | 0 | 0 | 0 | 0 | 0 | 0 | 0 | 0 | 0 | 0 | 0 | 0
F1_Industrial_Food Products_Existing_Space Heating_Natural Gas_Thermostat - Programmable_A_Achievable Economic TRC Potential | F1 | Industrial | Food Products | Existing | Space Heating | Natural Gas | Thermostat - Programmable | A | Original Unit Energy Savings (kWh or therms) | Achievable Economic TRC Potential | 0 | 0 | 0 | 0 | 0 | 0.00657 | 0.0065379 | 0.0064981 | 0.0064561 | 0.0064121 | 0.0063676 | 0.0063217 | 0.0062762 | 0.0062308 | 0.0061817 | 0.0061364 | 0.0060916 | 0.0060501 | 0.0060114 | 0.0059736 | 0.005938 | 0.0059015 | 0.0058686 | 0.0058376 | 0.005808 | 0.0057807 | 0.0057553 | 0.0057319 | 0 | 0 | 0
F2_Industrial_Food Products_Existing_Space Heating_Natural Gas_Thermostat - Programmable_A_Achievable Economic TRC Potential | F2 | Industrial | Food Products | Existing | Space Heating | Natural Gas | Thermostat - Programmable | A | Original Unit Summer Peak Savings (kW) | Achievable Economic TRC Potential | 0 | 0 | 0 | 0 | 0 | 0 | 0 | 0 | 0 | 0 | 0 | 0 | 0 | 0 | 0 | 0 | 0 | 0 | 0 | 0 | 0 | 0 | 0 | 0 | 0 | 0 | 0 | 0 | 0 | 0 | 0
F3_Industrial_Food Products_Existing_Space Heating_Natural Gas_Thermostat - Programmable_A_Achievable Economic TRC Potential | F3 | Industrial | Food Products | Existing | Space Heating | Natural Gas | Thermostat - Programmable | A | Original Unit Winter Peak Savings (kW) | Achievable Economic TRC Potential | 0 | 0 | 0 | 0 | 0 | 0 | 0 | 0 | 0 | 0 | 0 | 0 | 0 | 0 | 0 | 0 | 0 | 0 | 0 | 0 | 0 | 0 | 0 | 0 | 0 | 0 | 0 | 0 | 0 | 0 | 0
F4_Industrial_Food Products_Existing_Space Heating_Natural Gas_Thermostat - Programmable_A_Achievable Economic TRC Potential | F4 | Industrial | Food Products | Existing | Space Heating | Natural Gas | Thermostat - Programmable | A | Standalone Impact on Baseline Energy (%) | Achievable Economic TRC Potential | 0% | 0% | 0% | 0% | 0% | 0% | 0% | 0% | 0% | 0% | 0% | 0% | 0% | 0% | 0% | 0% | 0% | 0% | 0% | 0% | 0% | 0% | 0% | 0% | 0 | 0 | 0 | 0 | 0 | 0 | 0
F5_Industrial_Food Products_Existing_Space Heating_Natural Gas_Thermostat - Programmable_A_Achievable Economic TRC Potential | F5 | Industrial | Food Products | Existing | Space Heating | Natural Gas | Thermostat - Programmable | A | Standalone Impact on Baseline Summer Peak (%) | Achievable Economic TRC Potential | 0% | 0% | 0% | 0% | 0% | 0% | 0% | 0% | 0% | 0% | 0% | 0% | 0% | 0% | 0% | 0% | 0% | 0% | 0% | 0% | 0% | 0% | 0% | 0% | 0 | 0 | 0 | 0 | 0 | 0 | 0
F6_Industrial_Food Products_Existing_Space Heating_Natural Gas_Thermostat - Programmable_A_Achievable Economic TRC Potential | F6 | Industrial | Food Products | Existing | Space Heating | Natural Gas | Thermostat - Programmable | A | Standalone Impact on Baseline Winter Peak (%) | Achievable Economic TRC Potential | 0% | 0% | 0% | 0% | 0% | 0% | 0% | 0% | 0% | 0% | 0% | 0% | 0% | 0% | 0% | 0% | 0% | 0% | 0% | 0% | 0% | 0% | 0% | 0% | 0 | 0 | 0 | 0 | 0 | 0 | 0
F7_Industrial_Food Products_Existing_Space Heating_Natural Gas_Thermostat - Programmable_A_Achievable Economic TRC Potential | F7 | Industrial | Food Products | Existing | Space Heating | Natural Gas | Thermostat - Programmable | A | Incremental Energy Savings (MWh or mTherms) | Achievable Economic TRC Potential | 0 | 0 | 0 | 0 | 0 | 0 | 0 | 0 | 0 | 0 | 0 | 0 | 0 | 0 | 0 | 0 | 0 | 0 | 0 | 0 | 0 | 0 | 0 | 0 | 0 | 0 | 0 | 0 | 0 | 0 | 0
F8_Industrial_Food Products_Existing_Space Heating_Natural Gas_Thermostat - Programmable_A_Achievable Economic TRC Potential | F8 | Industrial | Food Products | Existing | Space Heating | Natural Gas | Thermostat - Programmable | A | Incremental Summer Peak Savings (MW) | Achievable Economic TRC Potential | 0 | 0 | 0 | 0 | 0 | 0 | 0 | 0 | 0 | 0 | 0 | 0 | 0 | 0 | 0 | 0 | 0 | 0 | 0 | 0 | 0 | 0 | 0 | 0 | 0 | 0 | 0 | 0 | 0 | 0 | 0
F9_Industrial_Food Products_Existing_Space Heating_Natural Gas_Thermostat - Programmable_A_Achievable Economic TRC Potential | F9 | Industrial | Food Products | Existing | Space Heating | Natural Gas | Thermostat - Programmable | A | Incremental Winter Peak Savings (MW) | Achievable Economic TRC Potential | 0 | 0 | 0 | 0 | 0 | 0 | 0 | 0 | 0 | 0 | 0 | 0 | 0 | 0 | 0 | 0 | 0 | 0 | 0 | 0 | 0 | 0 | 0 | 0 | 0 | 0 | 0 | 0 | 0 | 0 | 0
F10_Industrial_Food Products_Existing_Space Heating_Natural Gas_Thermostat - Programmable_A_Achievable Economic TRC Potential | F10 | Industrial | Food Products | Existing | Space Heating | Natural Gas | Thermostat - Programmable | A | Cumulative Energy Savings (MWh or mTherms) | Achievable Economic TRC Potential | 0 | 0 | 0 | 0 | 0 | 0 | 0 | 0 | 0 | 0 | 0 | 0 | 0 | 0 | 0 | 0 | 0 | 0 | 0 | 0 | 0 | 0 | 0 | 0 | 0 | 0 | 0 | 0 | 0 | 0 | 0
F11_Industrial_Food Products_Existing_Space Heating_Natural Gas_Thermostat - Programmable_A_Achievable Economic TRC Potential | F11 | Industrial | Food Products | Existing | Space Heating | Natural Gas | Thermostat - Programmable | A | Cumulative Summer Peak Savings (MW) | Achievable Economic TRC Potential | 0 | 0 | 0 | 0 | 0 | 0 | 0 | 0 | 0 | 0 | 0 | 0 | 0 | 0 | 0 | 0 | 0 | 0 | 0 | 0 | 0 | 0 | 0 | 0 | 0 | 0 | 0 | 0 | 0 | 0 | 0
F12_Industrial_Food Products_Existing_Space Heating_Natural Gas_Thermostat - Programmable_A_Achievable Economic TRC Potential | F12 | Industrial | Food Products | Existing | Space Heating | Natural Gas | Thermostat - Programmable | A | Cumulative Winter Peak Savings (MW) | Achievable Economic TRC Potential | 0 | 0 | 0 | 0 | 0 | 0 | 0 | 0 | 0 | 0 | 0 | 0 | 0 | 0 | 0 | 0 | 0 | 0 | 0 | 0 | 0 | 0 | 0 | 0 | 0 | 0 | 0 | 0 | 0 | 0 | 0
F13_Industrial_Food Products_Existing_Space Heating_Natural Gas_Thermostat - Programmable_A_Achievable Economic TRC Potential | F13 | Industrial | Food Products | Existing | Space Heating | Natural Gas | Thermostat - Programmable | A | Purchases (Incremental) | Achievable Economic TRC Potential | 0 | 0 | 0 | 0 | 0 | 0 | 0 | 0 | 0 | 0 | 0 | 0 | 0 | 0 | 0 | 0 | 0 | 0 | 0 | 0 | 0 | 0 | 0 | 0 | 0 | 0 | 0 | 0 | 0 | 0 | 0
F14_Industrial_Food Products_Existing_Space Heating_Natural Gas_Thermostat - Programmable_A_Achievable Economic TRC Potential | F14 | Industrial | Food Products | Existing | Space Heating | Natural Gas | Thermostat - Programmable | A | Purchases (Cumulative) | Achievable Economic TRC Potential | 0 | 0 | 0 | 0 | 0 | 0 | 0 | 0 | 0 | 0 | 0 | 0 | 0 | 0 | 0 | 0 | 0 | 0 | 0 | 0 | 0 | 0 | 0 | 0 | 0 | 0 | 0 | 0 | 0 | 0 | 0
F1_Industrial_Food Products_Existing_Space Heating_Natural Gas_ENERGY STAR Connected Thermostat_A_Achievable Economic TRC Potential | F1 | Industrial | Food Products | Existing | Space Heating | Natural Gas | ENERGY STAR Connected Thermostat | A | Original Unit Energy Savings (kWh or therms) | Achievable Economic TRC Potential | 0 | 0 | 0 | 0 | 0 | 0.015466 | 0.01539 | 0.015297 | 0.015198 | 0.015094 | 0.014989 | 0.014881 | 0.014774 | 0.014667 | 0.014552 | 0.014445 | 0.01434 | 0.014242 | 0.014151 | 0.014062 | 0.013978 | 0.013892 | 0.013815 | 0.013742 | 0.013672 | 0.013608 | 0.013548 | 0.013493 | 0 | 0 | 0
F2_Industrial_Food Products_Existing_Space Heating_Natural Gas_ENERGY STAR Connected Thermostat_A_Achievable Economic TRC Potential | F2 | Industrial | Food Products | Existing | Space Heating | Natural Gas | ENERGY STAR Connected Thermostat | A | Original Unit Summer Peak Savings (kW) | Achievable Economic TRC Potential | 0 | 0 | 0 | 0 | 0 | 0 | 0 | 0 | 0 | 0 | 0 | 0 | 0 | 0 | 0 | 0 | 0 | 0 | 0 | 0 | 0 | 0 | 0 | 0 | 0 | 0 | 0 | 0 | 0 | 0 | 0
F3_Industrial_Food Products_Existing_Space Heating_Natural Gas_ENERGY STAR Connected Thermostat_A_Achievable Economic TRC Potential | F3 | Industrial | Food Products | Existing | Space Heating | Natural Gas | ENERGY STAR Connected Thermostat | A | Original Unit Winter Peak Savings (kW) | Achievable Economic TRC Potential | 0 | 0 | 0 | 0 | 0 | 0 | 0 | 0 | 0 | 0 | 0 | 0 | 0 | 0 | 0 | 0 | 0 | 0 | 0 | 0 | 0 | 0 | 0 | 0 | 0 | 0 | 0 | 0 | 0 | 0 | 0
F4_Industrial_Food Products_Existing_Space Heating_Natural Gas_ENERGY STAR Connected Thermostat_A_Achievable Economic TRC Potential | F4 | Industrial | Food Products | Existing | Space Heating | Natural Gas | ENERGY STAR Connected Thermostat | A | Standalone Impact on Baseline Energy (%) | Achievable Economic TRC Potential | 0% | 0% | 0% | 0% | 0% | 0% | 0% | 0% | 0% | 0% | 0% | 0% | 0% | 0% | 0% | 0% | 0% | 0% | 0% | 0% | 0% | 0% | 0% | 0% | 0 | 0 | 0 | 0 | 0 | 0 | 0
F5_Industrial_Food Products_Existing_Space Heating_Natural Gas_ENERGY STAR Connected Thermostat_A_Achievable Economic TRC Potential | F5 | Industrial | Food Products | Existing | Space Heating | Natural Gas | ENERGY STAR Connected Thermostat | A | Standalone Impact on Baseline Summer Peak (%) | Achievable Economic TRC Potential | 0% | 0% | 0% | 0% | 0% | 0% | 0% | 0% | 0% | 0% | 0% | 0% | 0% | 0% | 0% | 0% | 0% | 0% | 0% | 0% | 0% | 0% | 0% | 0% | 0 | 0 | 0 | 0 | 0 | 0 | 0
F6_Industrial_Food Products_Existing_Space Heating_Natural Gas_ENERGY STAR Connected Thermostat_A_Achievable Economic TRC Potential | F6 | Industrial | Food Products | Existing | Space Heating | Natural Gas | ENERGY STAR Connected Thermostat | A | Standalone Impact on Baseline Winter Peak (%) | Achievable Economic TRC Potential | 0% | 0% | 0% | 0% | 0% | 0% | 0% | 0% | 0% | 0% | 0% | 0% | 0% | 0% | 0% | 0% | 0% | 0% | 0% | 0% | 0% | 0% | 0% | 0% | 0 | 0 | 0 | 0 | 0 | 0 | 0
F7_Industrial_Food Products_Existing_Space Heating_Natural Gas_ENERGY STAR Connected Thermostat_A_Achievable Economic TRC Potential | F7 | Industrial | Food Products | Existing | Space Heating | Natural Gas | ENERGY STAR Connected Thermostat | A | Incremental Energy Savings (MWh or mTherms) | Achievable Economic TRC Potential | 0 | 0 | 0 | 0 | 0 | 0 | 0 | 0 | 0 | 0 | 0 | 0 | 0 | 0 | 0 | 0 | 0 | 0 | 0 | 0 | 0 | 0 | 0 | 0 | 0 | 0 | 0 | 0 | 0 | 0 | 0
F8_Industrial_Food Products_Existing_Space Heating_Natural Gas_ENERGY STAR Connected Thermostat_A_Achievable Economic TRC Potential | F8 | Industrial | Food Products | Existing | Space Heating | Natural Gas | ENERGY STAR Connected Thermostat | A | Incremental Summer Peak Savings (MW) | Achievable Economic TRC Potential | 0 | 0 | 0 | 0 | 0 | 0 | 0 | 0 | 0 | 0 | 0 | 0 | 0 | 0 | 0 | 0 | 0 | 0 | 0 | 0 | 0 | 0 | 0 | 0 | 0 | 0 | 0 | 0 | 0 | 0 | 0
F9_Industrial_Food Products_Existing_Space Heating_Natural Gas_ENERGY STAR Connected Thermostat_A_Achievable Economic TRC Potential | F9 | Industrial | Food Products | Existing | Space Heating | Natural Gas | ENERGY STAR Connected Thermostat | A | Incremental Winter Peak Savings (MW) | Achievable Economic TRC Potential | 0 | 0 | 0 | 0 | 0 | 0 | 0 | 0 | 0 | 0 | 0 | 0 | 0 | 0 | 0 | 0 | 0 | 0 | 0 | 0 | 0 | 0 | 0 | 0 | 0 | 0 | 0 | 0 | 0 | 0 | 0
F10_Industrial_Food Products_Existing_Space Heating_Natural Gas_ENERGY STAR Connected Thermostat_A_Achievable Economic TRC Potential | F10 | Industrial | Food Products | Existing | Space Heating | Natural Gas | ENERGY STAR Connected Thermostat | A | Cumulative Energy Savings (MWh or mTherms) | Achievable Economic TRC Potential | 0 | 0 | 0 | 0 | 0 | 0 | 0 | 0 | 0 | 0 | 0 | 0 | 0 | 0 | 0 | 0 | 0 | 0 | 0 | 0 | 0 | 0 | 0 | 0 | 0 | 0 | 0 | 0 | 0 | 0 | 0
F11_Industrial_Food Products_Existing_Space Heating_Natural Gas_ENERGY STAR Connected Thermostat_A_Achievable Economic TRC Potential | F11 | Industrial | Food Products | Existing | Space Heating | Natural Gas | ENERGY STAR Connected Thermostat | A | Cumulative Summer Peak Savings (MW) | Achievable Economic TRC Potential | 0 | 0 | 0 | 0 | 0 | 0 | 0 | 0 | 0 | 0 | 0 | 0 | 0 | 0 | 0 | 0 | 0 | 0 | 0 | 0 | 0 | 0 | 0 | 0 | 0 | 0 | 0 | 0 | 0 | 0 | 0
F12_Industrial_Food Products_Existing_Space Heating_Natural Gas_ENERGY STAR Connected Thermostat_A_Achievable Economic TRC Potential | F12 | Industrial | Food Products | Existing | Space Heating | Natural Gas | ENERGY STAR Connected Thermostat | A | Cumulative Winter Peak Savings (MW) | Achievable Economic TRC Potential | 0 | 0 | 0 | 0 | 0 | 0 | 0 | 0 | 0 | 0 | 0 | 0 | 0 | 0 | 0 | 0 | 0 | 0 | 0 | 0 | 0 | 0 | 0 | 0 | 0 | 0 | 0 | 0 | 0 | 0 | 0
F13_Industrial_Food Products_Existing_Space Heating_Natural Gas_ENERGY STAR Connected Thermostat_A_Achievable Economic TRC Potential | F13 | Industrial | Food Products | Existing | Space Heating | Natural Gas | ENERGY STAR Connected Thermostat | A | Purchases (Incremental) | Achievable Economic TRC Potential | 0 | 0 | 0 | 0 | 0 | 0 | 0 | 0 | 0 | 0 | 0 | 0 | 0 | 0 | 0 | 0 | 0 | 0 | 0 | 0 | 0 | 0 | 0 | 0 | 0 | 0 | 0 | 0 | 0 | 0 | 0
F14_Industrial_Food Products_Existing_Space Heating_Natural Gas_ENERGY STAR Connected Thermostat_A_Achievable Economic TRC Potential | F14 | Industrial | Food Products | Existing | Space Heating | Natural Gas | ENERGY STAR Connected Thermostat | A | Purchases (Cumulative) | Achievable Economic TRC Potential | 0 | 0 | 0 | 0 | 0 | 0 | 0 | 0 | 0 | 0 | 0 | 0 | 0 | 0 | 0 | 0 | 0 | 0 | 0 | 0 | 0 | 0 | 0 | 0 | 0 | 0 | 0 | 0 | 0 | 0 | 0
F1_Industrial_Food Products_Existing_Space Heating_Natural Gas_Destratification Fans (HVLS)_A_Achievable Economic TRC Potential | F1 | Industrial | Food Products | Existing | Space Heating | Natural Gas | Destratification Fans (HVLS) | A | Original Unit Energy Savings (kWh or therms) | Achievable Economic TRC Potential | 0 | 0 | 0 | 0 | 0 | 0.015466 | 0.01539 | 0.015297 | 0.015198 | 0.015094 | 0.014989 | 0.014881 | 0.014774 | 0.014667 | 0.014552 | 0.014445 | 0.01434 | 0.014242 | 0.014151 | 0.014062 | 0.013978 | 0.013892 | 0.013815 | 0.013742 | 0.013672 | 0.013608 | 0.013548 | 0.013493 | 0 | 0 | 0
F2_Industrial_Food Products_Existing_Space Heating_Natural Gas_Destratification Fans (HVLS)_A_Achievable Economic TRC Potential | F2 | Industrial | Food Products | Existing | Space Heating | Natural Gas | Destratification Fans (HVLS) | A | Original Unit Summer Peak Savings (kW) | Achievable Economic TRC Potential | 0 | 0 | 0 | 0 | 0 | 0 | 0 | 0 | 0 | 0 | 0 | 0 | 0 | 0 | 0 | 0 | 0 | 0 | 0 | 0 | 0 | 0 | 0 | 0 | 0 | 0 | 0 | 0 | 0 | 0 | 0
F3_Industrial_Food Products_Existing_Space Heating_Natural Gas_Destratification Fans (HVLS)_A_Achievable Economic TRC Potential | F3 | Industrial | Food Products | Existing | Space Heating | Natural Gas | Destratification Fans (HVLS) | A | Original Unit Winter Peak Savings (kW) | Achievable Economic TRC Potential | 0 | 0 | 0 | 0 | 0 | 0 | 0 | 0 | 0 | 0 | 0 | 0 | 0 | 0 | 0 | 0 | 0 | 0 | 0 | 0 | 0 | 0 | 0 | 0 | 0 | 0 | 0 | 0 | 0 | 0 | 0
F4_Industrial_Food Products_Existing_Space Heating_Natural Gas_Destratification Fans (HVLS)_A_Achievable Economic TRC Potential | F4 | Industrial | Food Products | Existing | Space Heating | Natural Gas | Destratification Fans (HVLS) | A | Standalone Impact on Baseline Energy (%) | Achievable Economic TRC Potential | 0% | 0% | 0% | 0% | 0% | 0% | 0% | 0% | 0% | 0% | 0% | 0% | 0% | 0% | 0% | 0% | 0% | 0% | 0% | 0% | 0% | 0% | 0% | 0% | 0 | 0 | 0 | 0 | 0 | 0 | 0
F5_Industrial_Food Products_Existing_Space Heating_Natural Gas_Destratification Fans (HVLS)_A_Achievable Economic TRC Potential | F5 | Industrial | Food Products | Existing | Space Heating | Natural Gas | Destratification Fans (HVLS) | A | Standalone Impact on Baseline Summer Peak (%) | Achievable Economic TRC Potential | 0% | 0% | 0% | 0% | 0% | 0% | 0% | 0% | 0% | 0% | 0% | 0% | 0% | 0% | 0% | 0% | 0% | 0% | 0% | 0% | 0% | 0% | 0% | 0% | 0 | 0 | 0 | 0 | 0 | 0 | 0
F6_Industrial_Food Products_Existing_Space Heating_Natural Gas_Destratification Fans (HVLS)_A_Achievable Economic TRC Potential | F6 | Industrial | Food Products | Existing | Space Heating | Natural Gas | Destratification Fans (HVLS) | A | Standalone Impact on Baseline Winter Peak (%) | Achievable Economic TRC Potential | 0% | 0% | 0% | 0% | 0% | 0% | 0% | 0% | 0% | 0% | 0% | 0% | 0% | 0% | 0% | 0% | 0% | 0% | 0% | 0% | 0% | 0% | 0% | 0% | 0 | 0 | 0 | 0 | 0 | 0 | 0
F7_Industrial_Food Products_Existing_Space Heating_Natural Gas_Destratification Fans (HVLS)_A_Achievable Economic TRC Potential | F7 | Industrial | Food Products | Existing | Space Heating | Natural Gas | Destratification Fans (HVLS) | A | Incremental Energy Savings (MWh or mTherms) | Achievable Economic TRC Potential | 0 | 0 | 0 | 0 | 0 | 0 | 0 | 0 | 0 | 0 | 0 | 0 | 0 | 0 | 0 | 0 | 0 | 0 | 0 | 0 | 0 | 0 | 0 | 0 | 0 | 0 | 0 | 0 | 0 | 0 | 0
F8_Industrial_Food Products_Existing_Space Heating_Natural Gas_Destratification Fans (HVLS)_A_Achievable Economic TRC Potential | F8 | Industrial | Food Products | Existing | Space Heating | Natural Gas | Destratification Fans (HVLS) | A | Incremental Summer Peak Savings (MW) | Achievable Economic TRC Potential | 0 | 0 | 0 | 0 | 0 | 0 | 0 | 0 | 0 | 0 | 0 | 0 | 0 | 0 | 0 | 0 | 0 | 0 | 0 | 0 | 0 | 0 | 0 | 0 | 0 | 0 | 0 | 0 | 0 | 0 | 0
F9_Industrial_Food Products_Existing_Space Heating_Natural Gas_Destratification Fans (HVLS)_A_Achievable Economic TRC Potential | F9 | Industrial | Food Products | Existing | Space Heating | Natural Gas | Destratification Fans (HVLS) | A | Incremental Winter Peak Savings (MW) | Achievable Economic TRC Potential | 0 | 0 | 0 | 0 | 0 | 0 | 0 | 0 | 0 | 0 | 0 | 0 | 0 | 0 | 0 | 0 | 0 | 0 | 0 | 0 | 0 | 0 | 0 | 0 | 0 | 0 | 0 | 0 | 0 | 0 | 0
F10_Industrial_Food Products_Existing_Space Heating_Natural Gas_Destratification Fans (HVLS)_A_Achievable Economic TRC Potential | F10 | Industrial | Food Products | Existing | Space Heating | Natural Gas | Destratification Fans (HVLS) | A | Cumulative Energy Savings (MWh or mTherms) | Achievable Economic TRC Potential | 0 | 0 | 0 | 0 | 0 | 0 | 0 | 0 | 0 | 0 | 0 | 0 | 0 | 0 | 0 | 0 | 0 | 0 | 0 | 0 | 0 | 0 | 0 | 0 | 0 | 0 | 0 | 0 | 0 | 0 | 0
F11_Industrial_Food Products_Existing_Space Heating_Natural Gas_Destratification Fans (HVLS)_A_Achievable Economic TRC Potential | F11 | Industrial | Food Products | Existing | Space Heating | Natural Gas | Destratification Fans (HVLS) | A | Cumulative Summer Peak Savings (MW) | Achievable Economic TRC Potential | 0 | 0 | 0 | 0 | 0 | 0 | 0 | 0 | 0 | 0 | 0 | 0 | 0 | 0 | 0 | 0 | 0 | 0 | 0 | 0 | 0 | 0 | 0 | 0 | 0 | 0 | 0 | 0 | 0 | 0 | 0
F12_Industrial_Food Products_Existing_Space Heating_Natural Gas_Destratification Fans (HVLS)_A_Achievable Economic TRC Potential | F12 | Industrial | Food Products | Existing | Space Heating | Natural Gas | Destratification Fans (HVLS) | A | Cumulative Winter Peak Savings (MW) | Achievable Economic TRC Potential | 0 | 0 | 0 | 0 | 0 | 0 | 0 | 0 | 0 | 0 | 0 | 0 | 0 | 0 | 0 | 0 | 0 | 0 | 0 | 0 | 0 | 0 | 0 | 0 | 0 | 0 | 0 | 0 | 0 | 0 | 0
F13_Industrial_Food Products_Existing_Space Heating_Natural Gas_Destratification Fans (HVLS)_A_Achievable Economic TRC Potential | F13 | Industrial | Food Products | Existing | Space Heating | Natural Gas | Destratification Fans (HVLS) | A | Purchases (Incremental) | Achievable Economic TRC Potential | 0 | 0 | 0 | 0 | 0 | 0 | 0 | 0 | 0 | 0 | 0 | 0 | 0 | 0 | 0 | 0 | 0 | 0 | 0 | 0 | 0 | 0 | 0 | 0 | 0 | 0 | 0 | 0 | 0 | 0 | 0
F14_Industrial_Food Products_Existing_Space Heating_Natural Gas_Destratification Fans (HVLS)_A_Achievable Economic TRC Potential | F14 | Industrial | Food Products | Existing | Space Heating | Natural Gas | Destratification Fans (HVLS) | A | Purchases (Cumulative) | Achievable Economic TRC Potential | 0 | 0 | 0 | 0 | 0 | 0 | 0 | 0 | 0 | 0 | 0 | 0 | 0 | 0 | 0 | 0 | 0 | 0 | 0 | 0 | 0 | 0 | 0 | 0 | 0 | 0 | 0 | 0 | 0 | 0 | 0
F1_Industrial_Food Products_Existing_Space Heating_Natural Gas_Gas Boiler - Insulate Steam Lines/Condensate Tank_A_Achievable Economic TRC Potential | F1 | Industrial | Food Products | Existing | Space Heating | Natural Gas | Gas Boiler - Insulate Steam Lines/Condensate Tank | A | Original Unit Energy Savings (kWh or therms) | Achievable Economic TRC Potential | 0 | 0 | 0 | 0 | 0 | 10.1864 | 10.1174 | 10.0488 | 9.9799 | 9.9111 | 9.8443 | 9.7781 | 9.7127 | 9.648 | 9.5795 | 9.5167 | 9.4545 | 9.3934 | 9.3331 | 9.2728 | 9.2145 | 9.1538 | 9.0953 | 9.0385 | 8.9814 | 8.9293 | 8.8818 | 8.8384 | 8.7988 | 8.7627 | 8.7297
F2_Industrial_Food Products_Existing_Space Heating_Natural Gas_Gas Boiler - Insulate Steam Lines/Condensate Tank_A_Achievable Economic TRC Potential | F2 | Industrial | Food Products | Existing | Space Heating | Natural Gas | Gas Boiler - Insulate Steam Lines/Condensate Tank | A | Original Unit Summer Peak Savings (kW) | Achievable Economic TRC Potential | 0 | 0 | 0 | 0 | 0 | 0 | 0 | 0 | 0 | 0 | 0 | 0 | 0 | 0 | 0 | 0 | 0 | 0 | 0 | 0 | 0 | 0 | 0 | 0 | 0 | 0 | 0 | 0 | 0 | 0 | 0
F3_Industrial_Food Products_Existing_Space Heating_Natural Gas_Gas Boiler - Insulate Steam Lines/Condensate Tank_A_Achievable Economic TRC Potential | F3 | Industrial | Food Products | Existing | Space Heating | Natural Gas | Gas Boiler - Insulate Steam Lines/Condensate Tank | A | Original Unit Winter Peak Savings (kW) | Achievable Economic TRC Potential | 0 | 0 | 0 | 0 | 0 | 0 | 0 | 0 | 0 | 0 | 0 | 0 | 0 | 0 | 0 | 0 | 0 | 0 | 0 | 0 | 0 | 0 | 0 | 0 | 0 | 0 | 0 | 0 | 0 | 0 | 0
F4_Industrial_Food Products_Existing_Space Heating_Natural Gas_Gas Boiler - Insulate Steam Lines/Condensate Tank_A_Achievable Economic TRC Potential | F4 | Industrial | Food Products | Existing | Space Heating | Natural Gas | Gas Boiler - Insulate Steam Lines/Condensate Tank | A | Standalone Impact on Baseline Energy (%) | Achievable Economic TRC Potential | 0% | 0% | 0% | 0% | 0% | 0.005115% | 0.01021% | 0.01537% | 0.02045% | 0.02553% | 0.03097% | 0.03617% | 0.04137% | 0.04717% | 0.05214% | 0.0578% | 0.06296% | 0.06842% | 0.07416% | 0.07918% | 0.0846% | 0.09001% | 0.09538% | 0.1007% | 0.0010601 | 0.001062 | 0.0010639 | 0.0010656 | 0 | 0 | 0
F5_Industrial_Food Products_Existing_Space Heating_Natural Gas_Gas Boiler - Insulate Steam Lines/Condensate Tank_A_Achievable Economic TRC Potential | F5 | Industrial | Food Products | Existing | Space Heating | Natural Gas | Gas Boiler - Insulate Steam Lines/Condensate Tank | A | Standalone Impact on Baseline Summer Peak (%) | Achievable Economic TRC Potential | 0% | 0% | 0% | 0% | 0% | 0% | 0% | 0% | 0% | 0% | 0% | 0% | 0% | 0% | 0% | 0% | 0% | 0% | 0% | 0% | 0% | 0% | 0% | 0% | 0 | 0 | 0 | 0 | 0 | 0 | 0
F6_Industrial_Food Products_Existing_Space Heating_Natural Gas_Gas Boiler - Insulate Steam Lines/Condensate Tank_A_Achievable Economic TRC Potential | F6 | Industrial | Food Products | Existing | Space Heating | Natural Gas | Gas Boiler - Insulate Steam Lines/Condensate Tank | A | Standalone Impact on Baseline Winter Peak (%) | Achievable Economic TRC Potential | 0% | 0% | 0% | 0% | 0% | 0% | 0% | 0% | 0% | 0% | 0% | 0% | 0% | 0% | 0% | 0% | 0% | 0% | 0% | 0% | 0% | 0% | 0% | 0% | 0 | 0 | 0 | 0 | 0 | 0 | 0
F7_Industrial_Food Products_Existing_Space Heating_Natural Gas_Gas Boiler - Insulate Steam Lines/Condensate Tank_A_Achievable Economic TRC Potential | F7 | Industrial | Food Products | Existing | Space Heating | Natural Gas | Gas Boiler - Insulate Steam Lines/Condensate Tank | A | Incremental Energy Savings (MWh or mTherms) | Achievable Economic TRC Potential | 0 | 0 | 0 | 0 | 0 | 0.017053 | 0.016928 | 0.016714 | 0.016608 | 0.016508 | 0.016188 | 0.016035 | 0.015896 | 0.015539 | 0.015488 | 0.015239 | 0.015142 | 0.014968 | 0.01474 | 0.014662 | 0.014509 | 0.014358 | 0.014214 | 0.014077 | 0.013944 | 0 | 0 | 0 | 0 | 0 | 0
F8_Industrial_Food Products_Existing_Space Heating_Natural Gas_Gas Boiler - Insulate Steam Lines/Condensate Tank_A_Achievable Economic TRC Potential | F8 | Industrial | Food Products | Existing | Space Heating | Natural Gas | Gas Boiler - Insulate Steam Lines/Condensate Tank | A | Incremental Summer Peak Savings (MW) | Achievable Economic TRC Potential | 0 | 0 | 0 | 0 | 0 | 0 | 0 | 0 | 0 | 0 | 0 | 0 | 0 | 0 | 0 | 0 | 0 | 0 | 0 | 0 | 0 | 0 | 0 | 0 | 0 | 0 | 0 | 0 | 0 | 0 | 0
F9_Industrial_Food Products_Existing_Space Heating_Natural Gas_Gas Boiler - Insulate Steam Lines/Condensate Tank_A_Achievable Economic TRC Potential | F9 | Industrial | Food Products | Existing | Space Heating | Natural Gas | Gas Boiler - Insulate Steam Lines/Condensate Tank | A | Incremental Winter Peak Savings (MW) | Achievable Economic TRC Potential | 0 | 0 | 0 | 0 | 0 | 0 | 0 | 0 | 0 | 0 | 0 | 0 | 0 | 0 | 0 | 0 | 0 | 0 | 0 | 0 | 0 | 0 | 0 | 0 | 0 | 0 | 0 | 0 | 0 | 0 | 0
F10_Industrial_Food Products_Existing_Space Heating_Natural Gas_Gas Boiler - Insulate Steam Lines/Condensate Tank_A_Achievable Economic TRC Potential | F10 | Industrial | Food Products | Existing | Space Heating | Natural Gas | Gas Boiler - Insulate Steam Lines/Condensate Tank | A | Cumulative Energy Savings (MWh or mTherms) | Achievable Economic TRC Potential | 0 | 0 | 0 | 0 | 0 | 0.017053 | 0.033865 | 0.05035 | 0.066613 | 0.082662 | 0.098292 | 0.11367 | 0.1288 | 0.14348 | 0.15795 | 0.17216 | 0.18617 | 0.19994 | 0.2134 | 0.22668 | 0.23976 | 0.25254 | 0.26514 | 0.27756 | 0.28975 | 0.28807 | 0.28654 | 0.28514 | 0.28386 | 0.28269 | 0.28163
F11_Industrial_Food Products_Existing_Space Heating_Natural Gas_Gas Boiler - Insulate Steam Lines/Condensate Tank_A_Achievable Economic TRC Potential | F11 | Industrial | Food Products | Existing | Space Heating | Natural Gas | Gas Boiler - Insulate Steam Lines/Condensate Tank | A | Cumulative Summer Peak Savings (MW) | Achievable Economic TRC Potential | 0 | 0 | 0 | 0 | 0 | 0 | 0 | 0 | 0 | 0 | 0 | 0 | 0 | 0 | 0 | 0 | 0 | 0 | 0 | 0 | 0 | 0 | 0 | 0 | 0 | 0 | 0 | 0 | 0 | 0 | 0
F12_Industrial_Food Products_Existing_Space Heating_Natural Gas_Gas Boiler - Insulate Steam Lines/Condensate Tank_A_Achievable Economic TRC Potential | F12 | Industrial | Food Products | Existing | Space Heating | Natural Gas | Gas Boiler - Insulate Steam Lines/Condensate Tank | A | Cumulative Winter Peak Savings (MW) | Achievable Economic TRC Potential | 0 | 0 | 0 | 0 | 0 | 0 | 0 | 0 | 0 | 0 | 0 | 0 | 0 | 0 | 0 | 0 | 0 | 0 | 0 | 0 | 0 | 0 | 0 | 0 | 0 | 0 | 0 | 0 | 0 | 0 | 0
F13_Industrial_Food Products_Existing_Space Heating_Natural Gas_Gas Boiler - Insulate Steam Lines/Condensate Tank_A_Achievable Economic TRC Potential | F13 | Industrial | Food Products | Existing | Space Heating | Natural Gas | Gas Boiler - Insulate Steam Lines/Condensate Tank | A | Purchases (Incremental) | Achievable Economic TRC Potential | 0 | 0 | 0 | 0 | 0 | 1.6741 | 1.6732 | 1.6633 | 1.6642 | 1.6656 | 1.6444 | 1.6399 | 1.6366 | 1.6106 | 1.6168 | 1.6013 | 1.6015 | 1.5935 | 1.5793 | 1.5811 | 1.5746 | 1.5685 | 1.5628 | 1.5575 | 1.5525 | 0 | 0 | 0 | 0 | 0 | 0
F14_Industrial_Food Products_Existing_Space Heating_Natural Gas_Gas Boiler - Insulate Steam Lines/Condensate Tank_A_Achievable Economic TRC Potential | F14 | Industrial | Food Products | Existing | Space Heating | Natural Gas | Gas Boiler - Insulate Steam Lines/Condensate Tank | A | Purchases (Cumulative) | Achievable Economic TRC Potential | 0 | 0 | 0 | 0 | 0 | 1.6741 | 3.3472 | 5.0105 | 6.6747 | 8.3403 | 9.9847 | 11.6246 | 13.2612 | 14.8718 | 16.4886 | 18.0899 | 19.6915 | 21.2849 | 22.8642 | 24.4453 | 26.0199 | 27.5884 | 29.1512 | 30.7086 | 32.2612 | 32.2612 | 32.2612 | 32.2612 | 32.2612 | 32.2612 | 32.2612
F1_Industrial_Food Products_Existing_Process_Natural Gas_Gas Boiler - Insulate Steam Lines/Condensate Tank_A_Achievable Economic TRC Potential | F1 | Industrial | Food Products | Existing | Process | Natural Gas | Gas Boiler - Insulate Steam Lines/Condensate Tank | A | Original Unit Energy Savings (kWh or therms) | Achievable Economic TRC Potential | 0 | 0 | 0 | 0 | 0 | 376.3371 | 376.3371 | 376.3371 | 376.3371 | 376.3371 | 376.3371 | 376.3371 | 376.3371 | 376.3371 | 376.3371 | 376.3371 | 376.3371 | 376.3371 | 376.3371 | 376.3371 | 376.3371 | 376.3371 | 376.3371 | 376.3371 | 376.3371 | 376.3371 | 376.3371 | 376.3371 | 376.3371 | 376.3371 | 376.3371
F2_Industrial_Food Products_Existing_Process_Natural Gas_Gas Boiler - Insulate Steam Lines/Condensate Tank_A_Achievable Economic TRC Potential | F2 | Industrial | Food Products | Existing | Process | Natural Gas | Gas Boiler - Insulate Steam Lines/Condensate Tank | A | Original Unit Summer Peak Savings (kW) | Achievable Economic TRC Potential | 0 | 0 | 0 | 0 | 0 | 0 | 0 | 0 | 0 | 0 | 0 | 0 | 0 | 0 | 0 | 0 | 0 | 0 | 0 | 0 | 0 | 0 | 0 | 0 | 0 | 0 | 0 | 0 | 0 | 0 | 0
F3_Industrial_Food Products_Existing_Process_Natural Gas_Gas Boiler - Insulate Steam Lines/Condensate Tank_A_Achievable Economic TRC Potential | F3 | Industrial | Food Products | Existing | Process | Natural Gas | Gas Boiler - Insulate Steam Lines/Condensate Tank | A | Original Unit Winter Peak Savings (kW) | Achievable Economic TRC Potential | 0 | 0 | 0 | 0 | 0 | 0 | 0 | 0 | 0 | 0 | 0 | 0 | 0 | 0 | 0 | 0 | 0 | 0 | 0 | 0 | 0 | 0 | 0 | 0 | 0 | 0 | 0 | 0 | 0 | 0 | 0
F4_Industrial_Food Products_Existing_Process_Natural Gas_Gas Boiler - Insulate Steam Lines/Condensate Tank_A_Achievable Economic TRC Potential | F4 | Industrial | Food Products | Existing | Process | Natural Gas | Gas Boiler - Insulate Steam Lines/Condensate Tank | A | Standalone Impact on Baseline Energy (%) | Achievable Economic TRC Potential | 0% | 0% | 0% | 0% | 0% | 0.02846% | 0.05693% | 0.08573% | 0.1141% | 0.1425% | 0.1728% | 0.2017% | 0.2306% | 0.2628% | 0.2902% | 0.3215% | 0.3499% | 0.3801% | 0.412% | 0.44% | 0.4703% | 0.5006% | 0.5309% | 0.5611% | 0.0059138 | 0.005931 | 0.0059469 | 0.0059613 | 0 | 0 | 0
F5_Industrial_Food Products_Existing_Process_Natural Gas_Gas Boiler - Insulate Steam Lines/Condensate Tank_A_Achievable Economic TRC Potential | F5 | Industrial | Food Products | Existing | Process | Natural Gas | Gas Boiler - Insulate Steam Lines/Condensate Tank | A | Standalone Impact on Baseline Summer Peak (%) | Achievable Economic TRC Potential | 0% | 0% | 0% | 0% | 0% | 0% | 0% | 0% | 0% | 0% | 0% | 0% | 0% | 0% | 0% | 0% | 0% | 0% | 0% | 0% | 0% | 0% | 0% | 0% | 0 | 0 | 0 | 0 | 0 | 0 | 0
F6_Industrial_Food Products_Existing_Process_Natural Gas_Gas Boiler - Insulate Steam Lines/Condensate Tank_A_Achievable Economic TRC Potential | F6 | Industrial | Food Products | Existing | Process | Natural Gas | Gas Boiler - Insulate Steam Lines/Condensate Tank | A | Standalone Impact on Baseline Winter Peak (%) | Achievable Economic TRC Potential | 0% | 0% | 0% | 0% | 0% | 0% | 0% | 0% | 0% | 0% | 0% | 0% | 0% | 0% | 0% | 0% | 0% | 0% | 0% | 0% | 0% | 0% | 0% | 0% | 0 | 0 | 0 | 0 | 0 | 0 | 0
F7_Industrial_Food Products_Existing_Process_Natural Gas_Gas Boiler - Insulate Steam Lines/Condensate Tank_A_Achievable Economic TRC Potential | F7 | Industrial | Food Products | Existing | Process | Natural Gas | Gas Boiler - Insulate Steam Lines/Condensate Tank | A | Incremental Energy Savings (MWh or mTherms) | Achievable Economic TRC Potential | 0 | 0 | 0 | 0 | 0 | 1.5022 | 1.5014 | 1.4926 | 1.4934 | 1.4946 | 1.4756 | 1.4716 | 1.4686 | 1.4453 | 1.4508 | 1.437 | 1.4372 | 1.4299 | 1.4172 | 1.4188 | 1.413 | 1.4075 | 1.4024 | 1.3976 | 1.3932 | 0 | 0 | 0 | 0 | 0 | 0
F8_Industrial_Food Products_Existing_Process_Natural Gas_Gas Boiler - Insulate Steam Lines/Condensate Tank_A_Achievable Economic TRC Potential | F8 | Industrial | Food Products | Existing | Process | Natural Gas | Gas Boiler - Insulate Steam Lines/Condensate Tank | A | Incremental Summer Peak Savings (MW) | Achievable Economic TRC Potential | 0 | 0 | 0 | 0 | 0 | 0 | 0 | 0 | 0 | 0 | 0 | 0 | 0 | 0 | 0 | 0 | 0 | 0 | 0 | 0 | 0 | 0 | 0 | 0 | 0 | 0 | 0 | 0 | 0 | 0 | 0
F9_Industrial_Food Products_Existing_Process_Natural Gas_Gas Boiler - Insulate Steam Lines/Condensate Tank_A_Achievable Economic TRC Potential | F9 | Industrial | Food Products | Existing | Process | Natural Gas | Gas Boiler - Insulate Steam Lines/Condensate Tank | A | Incremental Winter Peak Savings (MW) | Achievable Economic TRC Potential | 0 | 0 | 0 | 0 | 0 | 0 | 0 | 0 | 0 | 0 | 0 | 0 | 0 | 0 | 0 | 0 | 0 | 0 | 0 | 0 | 0 | 0 | 0 | 0 | 0 | 0 | 0 | 0 | 0 | 0 | 0
F10_Industrial_Food Products_Existing_Process_Natural Gas_Gas Boiler - Insulate Steam Lines/Condensate Tank_A_Achievable Economic TRC Potential | F10 | Industrial | Food Products | Existing | Process | Natural Gas | Gas Boiler - Insulate Steam Lines/Condensate Tank | A | Cumulative Energy Savings (MWh or mTherms) | Achievable Economic TRC Potential | 0 | 0 | 0 | 0 | 0 | 1.5022 | 3.0037 | 4.4962 | 5.9896 | 7.4842 | 8.9598 | 10.4314 | 11.9 | 13.3453 | 14.7961 | 16.2331 | 17.6702 | 19.1002 | 20.5173 | 21.9362 | 23.3491 | 24.7566 | 26.159 | 27.5566 | 28.9498 | 28.9498 | 28.9498 | 28.9498 | 28.9498 | 28.9498 | 28.9498
F11_Industrial_Food Products_Existing_Process_Natural Gas_Gas Boiler - Insulate Steam Lines/Condensate Tank_A_Achievable Economic TRC Potential | F11 | Industrial | Food Products | Existing | Process | Natural Gas | Gas Boiler - Insulate Steam Lines/Condensate Tank | A | Cumulative Summer Peak Savings (MW) | Achievable Economic TRC Potential | 0 | 0 | 0 | 0 | 0 | 0 | 0 | 0 | 0 | 0 | 0 | 0 | 0 | 0 | 0 | 0 | 0 | 0 | 0 | 0 | 0 | 0 | 0 | 0 | 0 | 0 | 0 | 0 | 0 | 0 | 0
F12_Industrial_Food Products_Existing_Process_Natural Gas_Gas Boiler - Insulate Steam Lines/Condensate Tank_A_Achievable Economic TRC Potential | F12 | Industrial | Food Products | Existing | Process | Natural Gas | Gas Boiler - Insulate Steam Lines/Condensate Tank | A | Cumulative Winter Peak Savings (MW) | Achievable Economic TRC Potential | 0 | 0 | 0 | 0 | 0 | 0 | 0 | 0 | 0 | 0 | 0 | 0 | 0 | 0 | 0 | 0 | 0 | 0 | 0 | 0 | 0 | 0 | 0 | 0 | 0 | 0 | 0 | 0 | 0 | 0 | 0
F13_Industrial_Food Products_Existing_Process_Natural Gas_Gas Boiler - Insulate Steam Lines/Condensate Tank_A_Achievable Economic TRC Potential | F13 | Industrial | Food Products | Existing | Process | Natural Gas | Gas Boiler - Insulate Steam Lines/Condensate Tank | A | Purchases (Incremental) | Achievable Economic TRC Potential | 0 | 0 | 0 | 0 | 0 | 3.9917 | 3.9896 | 3.966 | 3.9682 | 3.9715 | 3.921 | 3.9103 | 3.9024 | 3.8404 | 3.8551 | 3.8183 | 3.8188 | 3.7996 | 3.7657 | 3.7701 | 3.7546 | 3.74 | 3.7263 | 3.7137 | 3.7019 | 0 | 0 | 0 | 0 | 0 | 0
F14_Industrial_Food Products_Existing_Process_Natural Gas_Gas Boiler - Insulate Steam Lines/Condensate Tank_A_Achievable Economic TRC Potential | F14 | Industrial | Food Products | Existing | Process | Natural Gas | Gas Boiler - Insulate Steam Lines/Condensate Tank | A | Purchases (Cumulative) | Achievable Economic TRC Potential | 0 | 0 | 0 | 0 | 0 | 3.9917 | 7.9813 | 11.9473 | 15.9155 | 19.887 | 23.808 | 27.7183 | 31.6207 | 35.4611 | 39.3161 | 43.1344 | 46.9532 | 50.7528 | 54.5185 | 58.2886 | 62.0432 | 65.7831 | 69.5094 | 73.2231 | 76.9251 | 76.9251 | 76.9251 | 76.9251 | 76.9251 | 76.9251 | 76.9251
F1_Industrial_Food Products_Existing_Space Heating_Natural Gas_Gas Boiler - Insulate Hot Water Lines_A_Achievable Economic TRC Potential | F1 | Industrial | Food Products | Existing | Space Heating | Natural Gas | Gas Boiler - Insulate Hot Water Lines | A | Original Unit Energy Savings (kWh or therms) | Achievable Economic TRC Potential | 0 | 0 | 0 | 0 | 0 | 11.5139 | 11.4359 | 11.3583 | 11.2804 | 11.2027 | 11.1272 | 11.0524 | 10.9784 | 10.9053 | 10.8279 | 10.7568 | 10.6866 | 10.6175 | 10.5494 | 10.4812 | 10.4153 | 10.3467 | 10.2805 | 10.2164 | 10.1518 | 10.0929 | 10.0392 | 9.9902 | 9.9454 | 9.9046 | 9.8673
F2_Industrial_Food Products_Existing_Space Heating_Natural Gas_Gas Boiler - Insulate Hot Water Lines_A_Achievable Economic TRC Potential | F2 | Industrial | Food Products | Existing | Space Heating | Natural Gas | Gas Boiler - Insulate Hot Water Lines | A | Original Unit Summer Peak Savings (kW) | Achievable Economic TRC Potential | 0 | 0 | 0 | 0 | 0 | 0 | 0 | 0 | 0 | 0 | 0 | 0 | 0 | 0 | 0 | 0 | 0 | 0 | 0 | 0 | 0 | 0 | 0 | 0 | 0 | 0 | 0 | 0 | 0 | 0 | 0
F3_Industrial_Food Products_Existing_Space Heating_Natural Gas_Gas Boiler - Insulate Hot Water Lines_A_Achievable Economic TRC Potential | F3 | Industrial | Food Products | Existing | Space Heating | Natural Gas | Gas Boiler - Insulate Hot Water Lines | A | Original Unit Winter Peak Savings (kW) | Achievable Economic TRC Potential | 0 | 0 | 0 | 0 | 0 | 0 | 0 | 0 | 0 | 0 | 0 | 0 | 0 | 0 | 0 | 0 | 0 | 0 | 0 | 0 | 0 | 0 | 0 | 0 | 0 | 0 | 0 | 0 | 0 | 0 | 0
F4_Industrial_Food Products_Existing_Space Heating_Natural Gas_Gas Boiler - Insulate Hot Water Lines_A_Achievable Economic TRC Potential | F4 | Industrial | Food Products | Existing | Space Heating | Natural Gas | Gas Boiler - Insulate Hot Water Lines | A | Standalone Impact on Baseline Energy (%) | Achievable Economic TRC Potential | 0% | 0% | 0% | 0% | 0% | 0.01156% | 0.02309% | 0.03474% | 0.04624% | 0.05772% | 0.07001% | 0.08177% | 0.09352% | 0.1066% | 0.1179% | 0.1307% | 0.1423% | 0.1547% | 0.1676% | 0.179% | 0.1912% | 0.2035% | 0.2156% | 0.2277% | 0.0023965 | 0.0024009 | 0.002405 | 0.0024089 | 0 | 0 | 0
F5_Industrial_Food Products_Existing_Space Heating_Natural Gas_Gas Boiler - Insulate Hot Water Lines_A_Achievable Economic TRC Potential | F5 | Industrial | Food Products | Existing | Space Heating | Natural Gas | Gas Boiler - Insulate Hot Water Lines | A | Standalone Impact on Baseline Summer Peak (%) | Achievable Economic TRC Potential | 0% | 0% | 0% | 0% | 0% | 0% | 0% | 0% | 0% | 0% | 0% | 0% | 0% | 0% | 0% | 0% | 0% | 0% | 0% | 0% | 0% | 0% | 0% | 0% | 0 | 0 | 0 | 0 | 0 | 0 | 0
F6_Industrial_Food Products_Existing_Space Heating_Natural Gas_Gas Boiler - Insulate Hot Water Lines_A_Achievable Economic TRC Potential | F6 | Industrial | Food Products | Existing | Space Heating | Natural Gas | Gas Boiler - Insulate Hot Water Lines | A | Standalone Impact on Baseline Winter Peak (%) | Achievable Economic TRC Potential | 0% | 0% | 0% | 0% | 0% | 0% | 0% | 0% | 0% | 0% | 0% | 0% | 0% | 0% | 0% | 0% | 0% | 0% | 0% | 0% | 0% | 0% | 0% | 0% | 0 | 0 | 0 | 0 | 0 | 0 | 0
F7_Industrial_Food Products_Existing_Space Heating_Natural Gas_Gas Boiler - Insulate Hot Water Lines_A_Achievable Economic TRC Potential | F7 | Industrial | Food Products | Existing | Space Heating | Natural Gas | Gas Boiler - Insulate Hot Water Lines | A | Incremental Energy Savings (MWh or mTherms) | Achievable Economic TRC Potential | 0 | 0 | 0 | 0 | 0 | 0.03855 | 0.038268 | 0.037784 | 0.037545 | 0.037318 | 0.036595 | 0.03625 | 0.035934 | 0.035128 | 0.035012 | 0.034451 | 0.03423 | 0.033838 | 0.033321 | 0.033144 | 0.0328 | 0.032457 | 0.032132 | 0.031823 | 0.031522 | 0 | 0 | 0 | 0 | 0 | 0
F8_Industrial_Food Products_Existing_Space Heating_Natural Gas_Gas Boiler - Insulate Hot Water Lines_A_Achievable Economic TRC Potential | F8 | Industrial | Food Products | Existing | Space Heating | Natural Gas | Gas Boiler - Insulate Hot Water Lines | A | Incremental Summer Peak Savings (MW) | Achievable Economic TRC Potential | 0 | 0 | 0 | 0 | 0 | 0 | 0 | 0 | 0 | 0 | 0 | 0 | 0 | 0 | 0 | 0 | 0 | 0 | 0 | 0 | 0 | 0 | 0 | 0 | 0 | 0 | 0 | 0 | 0 | 0 | 0
F9_Industrial_Food Products_Existing_Space Heating_Natural Gas_Gas Boiler - Insulate Hot Water Lines_A_Achievable Economic TRC Potential | F9 | Industrial | Food Products | Existing | Space Heating | Natural Gas | Gas Boiler - Insulate Hot Water Lines | A | Incremental Winter Peak Savings (MW) | Achievable Economic TRC Potential | 0 | 0 | 0 | 0 | 0 | 0 | 0 | 0 | 0 | 0 | 0 | 0 | 0 | 0 | 0 | 0 | 0 | 0 | 0 | 0 | 0 | 0 | 0 | 0 | 0 | 0 | 0 | 0 | 0 | 0 | 0
F10_Industrial_Food Products_Existing_Space Heating_Natural Gas_Gas Boiler - Insulate Hot Water Lines_A_Achievable Economic TRC Potential | F10 | Industrial | Food Products | Existing | Space Heating | Natural Gas | Gas Boiler - Insulate Hot Water Lines | A | Cumulative Energy Savings (MWh or mTherms) | Achievable Economic TRC Potential | 0 | 0 | 0 | 0 | 0 | 0.03855 | 0.076557 | 0.11382 | 0.15059 | 0.18687 | 0.2222 | 0.25696 | 0.29117 | 0.32436 | 0.35707 | 0.38918 | 0.42087 | 0.45198 | 0.48241 | 0.51243 | 0.54201 | 0.5709 | 0.59938 | 0.62746 | 0.65502 | 0.65122 | 0.64775 | 0.64459 | 0.6417 | 0.63907 | 0.63666
F11_Industrial_Food Products_Existing_Space Heating_Natural Gas_Gas Boiler - Insulate Hot Water Lines_A_Achievable Economic TRC Potential | F11 | Industrial | Food Products | Existing | Space Heating | Natural Gas | Gas Boiler - Insulate Hot Water Lines | A | Cumulative Summer Peak Savings (MW) | Achievable Economic TRC Potential | 0 | 0 | 0 | 0 | 0 | 0 | 0 | 0 | 0 | 0 | 0 | 0 | 0 | 0 | 0 | 0 | 0 | 0 | 0 | 0 | 0 | 0 | 0 | 0 | 0 | 0 | 0 | 0 | 0 | 0 | 0
F12_Industrial_Food Products_Existing_Space Heating_Natural Gas_Gas Boiler - Insulate Hot Water Lines_A_Achievable Economic TRC Potential | F12 | Industrial | Food Products | Existing | Space Heating | Natural Gas | Gas Boiler - Insulate Hot Water Lines | A | Cumulative Winter Peak Savings (MW) | Achievable Economic TRC Potential | 0 | 0 | 0 | 0 | 0 | 0 | 0 | 0 | 0 | 0 | 0 | 0 | 0 | 0 | 0 | 0 | 0 | 0 | 0 | 0 | 0 | 0 | 0 | 0 | 0 | 0 | 0 | 0 | 0 | 0 | 0
F13_Industrial_Food Products_Existing_Space Heating_Natural Gas_Gas Boiler - Insulate Hot Water Lines_A_Achievable Economic TRC Potential | F13 | Industrial | Food Products | Existing | Space Heating | Natural Gas | Gas Boiler - Insulate Hot Water Lines | A | Purchases (Incremental) | Achievable Economic TRC Potential | 0 | 0 | 0 | 0 | 0 | 3.3482 | 3.3463 | 3.3266 | 3.3284 | 3.3311 | 3.2888 | 3.2798 | 3.2732 | 3.2212 | 3.2335 | 3.2027 | 3.2031 | 3.187 | 3.1585 | 3.1623 | 3.1492 | 3.137 | 3.1255 | 3.1149 | 3.1051 | 0 | 0 | 0 | 0 | 0 | 0
F14_Industrial_Food Products_Existing_Space Heating_Natural Gas_Gas Boiler - Insulate Hot Water Lines_A_Achievable Economic TRC Potential | F14 | Industrial | Food Products | Existing | Space Heating | Natural Gas | Gas Boiler - Insulate Hot Water Lines | A | Purchases (Cumulative) | Achievable Economic TRC Potential | 0 | 0 | 0 | 0 | 0 | 3.3482 | 6.6945 | 10.0211 | 13.3494 | 16.6806 | 19.9694 | 23.2492 | 26.5224 | 29.7436 | 32.9771 | 36.1798 | 39.3829 | 42.5699 | 45.7284 | 48.8907 | 52.0399 | 55.1768 | 58.3024 | 61.4173 | 64.5224 | 64.5224 | 64.5224 | 64.5224 | 64.5224 | 64.5224 | 64.5224
F1_Industrial_Food Products_Existing_Process_Natural Gas_Gas Boiler - Insulate Hot Water Lines_A_Achievable Economic TRC Potential | F1 | Industrial | Food Products | Existing | Process | Natural Gas | Gas Boiler - Insulate Hot Water Lines | A | Original Unit Energy Savings (kWh or therms) | Achievable Economic TRC Potential | 0 | 0 | 0 | 0 | 0 | 425.3792 | 425.3792 | 425.3792 | 425.3792 | 425.3792 | 425.3792 | 425.3792 | 425.3792 | 425.3792 | 425.3792 | 425.3792 | 425.3792 | 425.3792 | 425.3792 | 425.3792 | 425.3792 | 425.3792 | 425.3792 | 425.3792 | 425.3792 | 425.3792 | 425.3792 | 425.3792 | 425.3792 | 425.3792 | 425.3792
F2_Industrial_Food Products_Existing_Process_Natural Gas_Gas Boiler - Insulate Hot Water Lines_A_Achievable Economic TRC Potential | F2 | Industrial | Food Products | Existing | Process | Natural Gas | Gas Boiler - Insulate Hot Water Lines | A | Original Unit Summer Peak Savings (kW) | Achievable Economic TRC Potential | 0 | 0 | 0 | 0 | 0 | 0 | 0 | 0 | 0 | 0 | 0 | 0 | 0 | 0 | 0 | 0 | 0 | 0 | 0 | 0 | 0 | 0 | 0 | 0 | 0 | 0 | 0 | 0 | 0 | 0 | 0
F3_Industrial_Food Products_Existing_Process_Natural Gas_Gas Boiler - Insulate Hot Water Lines_A_Achievable Economic TRC Potential | F3 | Industrial | Food Products | Existing | Process | Natural Gas | Gas Boiler - Insulate Hot Water Lines | A | Original Unit Winter Peak Savings (kW) | Achievable Economic TRC Potential | 0 | 0 | 0 | 0 | 0 | 0 | 0 | 0 | 0 | 0 | 0 | 0 | 0 | 0 | 0 | 0 | 0 | 0 | 0 | 0 | 0 | 0 | 0 | 0 | 0 | 0 | 0 | 0 | 0 | 0 | 0
F4_Industrial_Food Products_Existing_Process_Natural Gas_Gas Boiler - Insulate Hot Water Lines_A_Achievable Economic TRC Potential | F4 | Industrial | Food Products | Existing | Process | Natural Gas | Gas Boiler - Insulate Hot Water Lines | A | Standalone Impact on Baseline Energy (%) | Achievable Economic TRC Potential | 0% | 0% | 0% | 0% | 0% | 0.06434% | 0.1287% | 0.1938% | 0.258% | 0.3222% | 0.3906% | 0.456% | 0.5213% | 0.5941% | 0.6561% | 0.7268% | 0.791% | 0.8594% | 0.9314% | 0.9947% | 1.063% | 1.132% | 1.2% | 1.269% | 0.013369 | 0.013408 | 0.013444 | 0.013476 | 0 | 0 | 0
F5_Industrial_Food Products_Existing_Process_Natural Gas_Gas Boiler - Insulate Hot Water Lines_A_Achievable Economic TRC Potential | F5 | Industrial | Food Products | Existing | Process | Natural Gas | Gas Boiler - Insulate Hot Water Lines | A | Standalone Impact on Baseline Summer Peak (%) | Achievable Economic TRC Potential | 0% | 0% | 0% | 0% | 0% | 0% | 0% | 0% | 0% | 0% | 0% | 0% | 0% | 0% | 0% | 0% | 0% | 0% | 0% | 0% | 0% | 0% | 0% | 0% | 0 | 0 | 0 | 0 | 0 | 0 | 0
F6_Industrial_Food Products_Existing_Process_Natural Gas_Gas Boiler - Insulate Hot Water Lines_A_Achievable Economic TRC Potential | F6 | Industrial | Food Products | Existing | Process | Natural Gas | Gas Boiler - Insulate Hot Water Lines | A | Standalone Impact on Baseline Winter Peak (%) | Achievable Economic TRC Potential | 0% | 0% | 0% | 0% | 0% | 0% | 0% | 0% | 0% | 0% | 0% | 0% | 0% | 0% | 0% | 0% | 0% | 0% | 0% | 0% | 0% | 0% | 0% | 0% | 0 | 0 | 0 | 0 | 0 | 0 | 0
F7_Industrial_Food Products_Existing_Process_Natural Gas_Gas Boiler - Insulate Hot Water Lines_A_Achievable Economic TRC Potential | F7 | Industrial | Food Products | Existing | Process | Natural Gas | Gas Boiler - Insulate Hot Water Lines | A | Incremental Energy Savings (MWh or mTherms) | Achievable Economic TRC Potential | 0 | 0 | 0 | 0 | 0 | 3.396 | 3.3942 | 3.3741 | 3.376 | 3.3787 | 3.3358 | 3.3267 | 3.32 | 3.2673 | 3.2797 | 3.2485 | 3.2489 | 3.2325 | 3.2037 | 3.2075 | 3.1942 | 3.1818 | 3.1702 | 3.1594 | 3.1495 | 0 | 0 | 0 | 0 | 0 | 0
F8_Industrial_Food Products_Existing_Process_Natural Gas_Gas Boiler - Insulate Hot Water Lines_A_Achievable Economic TRC Potential | F8 | Industrial | Food Products | Existing | Process | Natural Gas | Gas Boiler - Insulate Hot Water Lines | A | Incremental Summer Peak Savings (MW) | Achievable Economic TRC Potential | 0 | 0 | 0 | 0 | 0 | 0 | 0 | 0 | 0 | 0 | 0 | 0 | 0 | 0 | 0 | 0 | 0 | 0 | 0 | 0 | 0 | 0 | 0 | 0 | 0 | 0 | 0 | 0 | 0 | 0 | 0
F9_Industrial_Food Products_Existing_Process_Natural Gas_Gas Boiler - Insulate Hot Water Lines_A_Achievable Economic TRC Potential | F9 | Industrial | Food Products | Existing | Process | Natural Gas | Gas Boiler - Insulate Hot Water Lines | A | Incremental Winter Peak Savings (MW) | Achievable Economic TRC Potential | 0 | 0 | 0 | 0 | 0 | 0 | 0 | 0 | 0 | 0 | 0 | 0 | 0 | 0 | 0 | 0 | 0 | 0 | 0 | 0 | 0 | 0 | 0 | 0 | 0 | 0 | 0 | 0 | 0 | 0 | 0
F10_Industrial_Food Products_Existing_Process_Natural Gas_Gas Boiler - Insulate Hot Water Lines_A_Achievable Economic TRC Potential | F10 | Industrial | Food Products | Existing | Process | Natural Gas | Gas Boiler - Insulate Hot Water Lines | A | Cumulative Energy Savings (MWh or mTherms) | Achievable Economic TRC Potential | 0 | 0 | 0 | 0 | 0 | 3.396 | 6.7902 | 10.1643 | 13.5403 | 16.919 | 20.2549 | 23.5816 | 26.9016 | 30.1688 | 33.4485 | 36.697 | 39.9459 | 43.1784 | 46.3821 | 49.5895 | 52.7838 | 55.9656 | 59.1358 | 62.2952 | 65.4446 | 65.4446 | 65.4446 | 65.4446 | 65.4446 | 65.4446 | 65.4446
F11_Industrial_Food Products_Existing_Process_Natural Gas_Gas Boiler - Insulate Hot Water Lines_A_Achievable Economic TRC Potential | F11 | Industrial | Food Products | Existing | Process | Natural Gas | Gas Boiler - Insulate Hot Water Lines | A | Cumulative Summer Peak Savings (MW) | Achievable Economic TRC Potential | 0 | 0 | 0 | 0 | 0 | 0 | 0 | 0 | 0 | 0 | 0 | 0 | 0 | 0 | 0 | 0 | 0 | 0 | 0 | 0 | 0 | 0 | 0 | 0 | 0 | 0 | 0 | 0 | 0 | 0 | 0
F12_Industrial_Food Products_Existing_Process_Natural Gas_Gas Boiler - Insulate Hot Water Lines_A_Achievable Economic TRC Potential | F12 | Industrial | Food Products | Existing | Process | Natural Gas | Gas Boiler - Insulate Hot Water Lines | A | Cumulative Winter Peak Savings (MW) | Achievable Economic TRC Potential | 0 | 0 | 0 | 0 | 0 | 0 | 0 | 0 | 0 | 0 | 0 | 0 | 0 | 0 | 0 | 0 | 0 | 0 | 0 | 0 | 0 | 0 | 0 | 0 | 0 | 0 | 0 | 0 | 0 | 0 | 0
F13_Industrial_Food Products_Existing_Process_Natural Gas_Gas Boiler - Insulate Hot Water Lines_A_Achievable Economic TRC Potential | F13 | Industrial | Food Products | Existing | Process | Natural Gas | Gas Boiler - Insulate Hot Water Lines | A | Purchases (Incremental) | Achievable Economic TRC Potential | 0 | 0 | 0 | 0 | 0 | 7.9835 | 7.9791 | 7.9321 | 7.9363 | 7.9429 | 7.842 | 7.8206 | 7.8047 | 7.6808 | 7.7101 | 7.6366 | 7.6376 | 7.5991 | 7.5314 | 7.5403 | 7.5091 | 7.4799 | 7.4526 | 7.4273 | 7.4039 | 0 | 0 | 0 | 0 | 0 | 0
F14_Industrial_Food Products_Existing_Process_Natural Gas_Gas Boiler - Insulate Hot Water Lines_A_Achievable Economic TRC Potential | F14 | Industrial | Food Products | Existing | Process | Natural Gas | Gas Boiler - Insulate Hot Water Lines | A | Purchases (Cumulative) | Achievable Economic TRC Potential | 0 | 0 | 0 | 0 | 0 | 7.9835 | 15.9626 | 23.8947 | 31.831 | 39.7739 | 47.616 | 55.4366 | 63.2413 | 70.9221 | 78.6323 | 86.2689 | 93.9064 | 101.5056 | 109.037 | 116.5772 | 124.0864 | 131.5663 | 139.0189 | 146.4462 | 153.8501 | 153.8501 | 153.8501 | 153.8501 | 153.8501 | 153.8501 | 153.8501
F1_Industrial_Food Products_Existing_Process_Natural Gas_Process - Insulate Heated Process Fluids_A_Achievable Economic TRC Potential | F1 | Industrial | Food Products | Existing | Process | Natural Gas | Process - Insulate Heated Process Fluids | A | Original Unit Energy Savings (kWh or therms) | Achievable Economic TRC Potential | 0 | 0 | 0 | 0 | 0 | 275.607 | 275.607 | 275.607 | 275.607 | 275.607 | 275.607 | 275.607 | 275.607 | 275.607 | 275.607 | 275.607 | 275.607 | 275.607 | 275.607 | 275.607 | 275.607 | 275.607 | 275.607 | 275.607 | 275.607 | 275.607 | 275.607 | 275.607 | 275.607 | 275.607 | 275.607
F2_Industrial_Food Products_Existing_Process_Natural Gas_Process - Insulate Heated Process Fluids_A_Achievable Economic TRC Potential | F2 | Industrial | Food Products | Existing | Process | Natural Gas | Process - Insulate Heated Process Fluids | A | Original Unit Summer Peak Savings (kW) | Achievable Economic TRC Potential | 0 | 0 | 0 | 0 | 0 | 0 | 0 | 0 | 0 | 0 | 0 | 0 | 0 | 0 | 0 | 0 | 0 | 0 | 0 | 0 | 0 | 0 | 0 | 0 | 0 | 0 | 0 | 0 | 0 | 0 | 0
F3_Industrial_Food Products_Existing_Process_Natural Gas_Process - Insulate Heated Process Fluids_A_Achievable Economic TRC Potential | F3 | Industrial | Food Products | Existing | Process | Natural Gas | Process - Insulate Heated Process Fluids | A | Original Unit Winter Peak Savings (kW) | Achievable Economic TRC Potential | 0 | 0 | 0 | 0 | 0 | 0 | 0 | 0 | 0 | 0 | 0 | 0 | 0 | 0 | 0 | 0 | 0 | 0 | 0 | 0 | 0 | 0 | 0 | 0 | 0 | 0 | 0 | 0 | 0 | 0 | 0
F4_Industrial_Food Products_Existing_Process_Natural Gas_Process - Insulate Heated Process Fluids_A_Achievable Economic TRC Potential | F4 | Industrial | Food Products | Existing | Process | Natural Gas | Process - Insulate Heated Process Fluids | A | Standalone Impact on Baseline Energy (%) | Achievable Economic TRC Potential | 0% | 0% | 0% | 0% | 0% | 0.04559% | 0.09121% | 0.1373% | 0.1829% | 0.2283% | 0.2723% | 0.3058% | 0.3327% | 0.3591% | 0.3745% | 0.3916% | 0.4023% | 0.4129% | 0.4235% | 0.4285% | 0.4347% | 0.4365% | 0.4381% | 0.4396% | 0.0044096 | 0.0044224 | 0.0044343 | 0.004445 | 0 | 0 | 0
F5_Industrial_Food Products_Existing_Process_Natural Gas_Process - Insulate Heated Process Fluids_A_Achievable Economic TRC Potential | F5 | Industrial | Food Products | Existing | Process | Natural Gas | Process - Insulate Heated Process Fluids | A | Standalone Impact on Baseline Summer Peak (%) | Achievable Economic TRC Potential | 0% | 0% | 0% | 0% | 0% | 0% | 0% | 0% | 0% | 0% | 0% | 0% | 0% | 0% | 0% | 0% | 0% | 0% | 0% | 0% | 0% | 0% | 0% | 0% | 0 | 0 | 0 | 0 | 0 | 0 | 0
F6_Industrial_Food Products_Existing_Process_Natural Gas_Process - Insulate Heated Process Fluids_A_Achievable Economic TRC Potential | F6 | Industrial | Food Products | Existing | Process | Natural Gas | Process - Insulate Heated Process Fluids | A | Standalone Impact on Baseline Winter Peak (%) | Achievable Economic TRC Potential | 0% | 0% | 0% | 0% | 0% | 0% | 0% | 0% | 0% | 0% | 0% | 0% | 0% | 0% | 0% | 0% | 0% | 0% | 0% | 0% | 0% | 0% | 0% | 0% | 0 | 0 | 0 | 0 | 0 | 0 | 0
F7_Industrial_Food Products_Existing_Process_Natural Gas_Process - Insulate Heated Process Fluids_A_Achievable Economic TRC Potential | F7 | Industrial | Food Products | Existing | Process | Natural Gas | Process - Insulate Heated Process Fluids | A | Incremental Energy Savings (MWh or mTherms) | Achievable Economic TRC Potential | 0 | 0 | 0 | 0 | 0 | 2.4066 | 2.4053 | 2.3911 | 2.3924 | 2.3943 | 2.1275 | 1.6974 | 1.3551 | 1.0669 | 0.85678 | 0.67889 | 0.54318 | 0.43236 | 0.3428 | 0.27457 | 0.21874 | 0.0014862 | 0.00052885 | 0.00017968 | 5.8406e-05 | 4.9501e-05 | 4.9369e-05 | 4.9249e-05 | 4.9142e-05 | 4.9046e-05 | 4.8963e-05
F8_Industrial_Food Products_Existing_Process_Natural Gas_Process - Insulate Heated Process Fluids_A_Achievable Economic TRC Potential | F8 | Industrial | Food Products | Existing | Process | Natural Gas | Process - Insulate Heated Process Fluids | A | Incremental Summer Peak Savings (MW) | Achievable Economic TRC Potential | 0 | 0 | 0 | 0 | 0 | 0 | 0 | 0 | 0 | 0 | 0 | 0 | 0 | 0 | 0 | 0 | 0 | 0 | 0 | 0 | 0 | 0 | 0 | 0 | 0 | 0 | 0 | 0 | 0 | 0 | 0
F9_Industrial_Food Products_Existing_Process_Natural Gas_Process - Insulate Heated Process Fluids_A_Achievable Economic TRC Potential | F9 | Industrial | Food Products | Existing | Process | Natural Gas | Process - Insulate Heated Process Fluids | A | Incremental Winter Peak Savings (MW) | Achievable Economic TRC Potential | 0 | 0 | 0 | 0 | 0 | 0 | 0 | 0 | 0 | 0 | 0 | 0 | 0 | 0 | 0 | 0 | 0 | 0 | 0 | 0 | 0 | 0 | 0 | 0 | 0 | 0 | 0 | 0 | 0 | 0 | 0
F10_Industrial_Food Products_Existing_Process_Natural Gas_Process - Insulate Heated Process Fluids_A_Achievable Economic TRC Potential | F10 | Industrial | Food Products | Existing | Process | Natural Gas | Process - Insulate Heated Process Fluids | A | Cumulative Energy Savings (MWh or mTherms) | Achievable Economic TRC Potential | 0 | 0 | 0 | 0 | 0 | 2.4066 | 4.8118 | 7.2029 | 9.5953 | 11.9896 | 14.1172 | 15.8145 | 17.1697 | 18.2366 | 19.0934 | 19.7723 | 20.3154 | 20.7478 | 21.0906 | 21.3652 | 21.5839 | 21.5854 | 21.5859 | 21.5861 | 21.5862 | 21.5862 | 21.5863 | 21.5863 | 21.5864 | 21.5864 | 21.5865
F11_Industrial_Food Products_Existing_Process_Natural Gas_Process - Insulate Heated Process Fluids_A_Achievable Economic TRC Potential | F11 | Industrial | Food Products | Existing | Process | Natural Gas | Process - Insulate Heated Process Fluids | A | Cumulative Summer Peak Savings (MW) | Achievable Economic TRC Potential | 0 | 0 | 0 | 0 | 0 | 0 | 0 | 0 | 0 | 0 | 0 | 0 | 0 | 0 | 0 | 0 | 0 | 0 | 0 | 0 | 0 | 0 | 0 | 0 | 0 | 0 | 0 | 0 | 0 | 0 | 0
F12_Industrial_Food Products_Existing_Process_Natural Gas_Process - Insulate Heated Process Fluids_A_Achievable Economic TRC Potential | F12 | Industrial | Food Products | Existing | Process | Natural Gas | Process - Insulate Heated Process Fluids | A | Cumulative Winter Peak Savings (MW) | Achievable Economic TRC Potential | 0 | 0 | 0 | 0 | 0 | 0 | 0 | 0 | 0 | 0 | 0 | 0 | 0 | 0 | 0 | 0 | 0 | 0 | 0 | 0 | 0 | 0 | 0 | 0 | 0 | 0 | 0 | 0 | 0 | 0 | 0
F13_Industrial_Food Products_Existing_Process_Natural Gas_Process - Insulate Heated Process Fluids_A_Achievable Economic TRC Potential | F13 | Industrial | Food Products | Existing | Process | Natural Gas | Process - Insulate Heated Process Fluids | A | Purchases (Incremental) | Achievable Economic TRC Potential | 0 | 0 | 0 | 0 | 0 | 8.7319 | 8.7271 | 8.6757 | 8.6803 | 8.6875 | 7.7195 | 6.1587 | 4.917 | 3.8711 | 3.1087 | 2.4633 | 1.9709 | 1.5688 | 1.2438 | 0.99622 | 0.79368 | 0.0053925 | 0.0019189 | 0.00065194 | 0.00021192 | 0.00017961 | 0.00017913 | 0.00017869 | 0.0001783 | 0.00017796 | 0.00017765
F14_Industrial_Food Products_Existing_Process_Natural Gas_Process - Insulate Heated Process Fluids_A_Achievable Economic TRC Potential | F14 | Industrial | Food Products | Existing | Process | Natural Gas | Process - Insulate Heated Process Fluids | A | Purchases (Cumulative) | Achievable Economic TRC Potential | 0 | 0 | 0 | 0 | 0 | 8.7319 | 17.459 | 26.1347 | 34.8151 | 43.5026 | 51.2221 | 57.3808 | 62.2977 | 66.1689 | 69.2776 | 71.7408 | 73.7117 | 75.2804 | 76.5242 | 77.5205 | 78.3141 | 78.3195 | 78.3214 | 78.3221 | 78.3223 | 78.3225 | 78.3227 | 78.3228 | 78.323 | 78.3232 | 78.3234
F1_Industrial_Food Products_Existing_Process_Natural Gas_Process Heat Recovery_A_Achievable Economic TRC Potential | F1 | Industrial | Food Products | Existing | Process | Natural Gas | Process Heat Recovery | A | Original Unit Energy Savings (kWh or therms) | Achievable Economic TRC Potential | 0 | 0 | 0 | 0 | 0 | 3.2358 | 3.2358 | 3.2358 | 3.2358 | 3.2358 | 3.2358 | 3.2358 | 3.2358 | 3.2358 | 3.2358 | 3.2358 | 3.2358 | 3.2358 | 3.2358 | 3.2358 | 3.2358 | 3.2358 | 3.2358 | 3.2358 | 3.2358 | 3.2358 | 3.2358 | 3.2358 | 0 | 0 | 0
F2_Industrial_Food Products_Existing_Process_Natural Gas_Process Heat Recovery_A_Achievable Economic TRC Potential | F2 | Industrial | Food Products | Existing | Process | Natural Gas | Process Heat Recovery | A | Original Unit Summer Peak Savings (kW) | Achievable Economic TRC Potential | 0 | 0 | 0 | 0 | 0 | 0 | 0 | 0 | 0 | 0 | 0 | 0 | 0 | 0 | 0 | 0 | 0 | 0 | 0 | 0 | 0 | 0 | 0 | 0 | 0 | 0 | 0 | 0 | 0 | 0 | 0
F3_Industrial_Food Products_Existing_Process_Natural Gas_Process Heat Recovery_A_Achievable Economic TRC Potential | F3 | Industrial | Food Products | Existing | Process | Natural Gas | Process Heat Recovery | A | Original Unit Winter Peak Savings (kW) | Achievable Economic TRC Potential | 0 | 0 | 0 | 0 | 0 | 0 | 0 | 0 | 0 | 0 | 0 | 0 | 0 | 0 | 0 | 0 | 0 | 0 | 0 | 0 | 0 | 0 | 0 | 0 | 0 | 0 | 0 | 0 | 0 | 0 | 0
F4_Industrial_Food Products_Existing_Process_Natural Gas_Process Heat Recovery_A_Achievable Economic TRC Potential | F4 | Industrial | Food Products | Existing | Process | Natural Gas | Process Heat Recovery | A | Standalone Impact on Baseline Energy (%) | Achievable Economic TRC Potential | 0% | 0% | 0% | 0% | 0% | 0% | 0% | 0% | 0% | 0% | 0% | 0% | 0% | 0% | 0% | 0% | 0% | 0% | 0% | 0% | 0% | 0% | 0% | 0% | 0 | 0 | 0 | 0 | 0 | 0 | 0
F5_Industrial_Food Products_Existing_Process_Natural Gas_Process Heat Recovery_A_Achievable Economic TRC Potential | F5 | Industrial | Food Products | Existing | Process | Natural Gas | Process Heat Recovery | A | Standalone Impact on Baseline Summer Peak (%) | Achievable Economic TRC Potential | 0% | 0% | 0% | 0% | 0% | 0% | 0% | 0% | 0% | 0% | 0% | 0% | 0% | 0% | 0% | 0% | 0% | 0% | 0% | 0% | 0% | 0% | 0% | 0% | 0 | 0 | 0 | 0 | 0 | 0 | 0
F6_Industrial_Food Products_Existing_Process_Natural Gas_Process Heat Recovery_A_Achievable Economic TRC Potential | F6 | Industrial | Food Products | Existing | Process | Natural Gas | Process Heat Recovery | A | Standalone Impact on Baseline Winter Peak (%) | Achievable Economic TRC Potential | 0% | 0% | 0% | 0% | 0% | 0% | 0% | 0% | 0% | 0% | 0% | 0% | 0% | 0% | 0% | 0% | 0% | 0% | 0% | 0% | 0% | 0% | 0% | 0% | 0 | 0 | 0 | 0 | 0 | 0 | 0
F7_Industrial_Food Products_Existing_Process_Natural Gas_Process Heat Recovery_A_Achievable Economic TRC Potential | F7 | Industrial | Food Products | Existing | Process | Natural Gas | Process Heat Recovery | A | Incremental Energy Savings (MWh or mTherms) | Achievable Economic TRC Potential | 0 | 0 | 0 | 0 | 0 | 0 | 0 | 0 | 0 | 0 | 0 | 0 | 0 | 0 | 0 | 0 | 0 | 0 | 0 | 0 | 0 | 0 | 0 | 0 | 0 | 0 | 0 | 0 | 0 | 0 | 0
F8_Industrial_Food Products_Existing_Process_Natural Gas_Process Heat Recovery_A_Achievable Economic TRC Potential | F8 | Industrial | Food Products | Existing | Process | Natural Gas | Process Heat Recovery | A | Incremental Summer Peak Savings (MW) | Achievable Economic TRC Potential | 0 | 0 | 0 | 0 | 0 | 0 | 0 | 0 | 0 | 0 | 0 | 0 | 0 | 0 | 0 | 0 | 0 | 0 | 0 | 0 | 0 | 0 | 0 | 0 | 0 | 0 | 0 | 0 | 0 | 0 | 0
F9_Industrial_Food Products_Existing_Process_Natural Gas_Process Heat Recovery_A_Achievable Economic TRC Potential | F9 | Industrial | Food Products | Existing | Process | Natural Gas | Process Heat Recovery | A | Incremental Winter Peak Savings (MW) | Achievable Economic TRC Potential | 0 | 0 | 0 | 0 | 0 | 0 | 0 | 0 | 0 | 0 | 0 | 0 | 0 | 0 | 0 | 0 | 0 | 0 | 0 | 0 | 0 | 0 | 0 | 0 | 0 | 0 | 0 | 0 | 0 | 0 | 0
F10_Industrial_Food Products_Existing_Process_Natural Gas_Process Heat Recovery_A_Achievable Economic TRC Potential | F10 | Industrial | Food Products | Existing | Process | Natural Gas | Process Heat Recovery | A | Cumulative Energy Savings (MWh or mTherms) | Achievable Economic TRC Potential | 0 | 0 | 0 | 0 | 0 | 0 | 0 | 0 | 0 | 0 | 0 | 0 | 0 | 0 | 0 | 0 | 0 | 0 | 0 | 0 | 0 | 0 | 0 | 0 | 0 | 0 | 0 | 0 | 0 | 0 | 0
F11_Industrial_Food Products_Existing_Process_Natural Gas_Process Heat Recovery_A_Achievable Economic TRC Potential | F11 | Industrial | Food Products | Existing | Process | Natural Gas | Process Heat Recovery | A | Cumulative Summer Peak Savings (MW) | Achievable Economic TRC Potential | 0 | 0 | 0 | 0 | 0 | 0 | 0 | 0 | 0 | 0 | 0 | 0 | 0 | 0 | 0 | 0 | 0 | 0 | 0 | 0 | 0 | 0 | 0 | 0 | 0 | 0 | 0 | 0 | 0 | 0 | 0
F12_Industrial_Food Products_Existing_Process_Natural Gas_Process Heat Recovery_A_Achievable Economic TRC Potential | F12 | Industrial | Food Products | Existing | Process | Natural Gas | Process Heat Recovery | A | Cumulative Winter Peak Savings (MW) | Achievable Economic TRC Potential | 0 | 0 | 0 | 0 | 0 | 0 | 0 | 0 | 0 | 0 | 0 | 0 | 0 | 0 | 0 | 0 | 0 | 0 | 0 | 0 | 0 | 0 | 0 | 0 | 0 | 0 | 0 | 0 | 0 | 0 | 0
F13_Industrial_Food Products_Existing_Process_Natural Gas_Process Heat Recovery_A_Achievable Economic TRC Potential | F13 | Industrial | Food Products | Existing | Process | Natural Gas | Process Heat Recovery | A | Purchases (Incremental) | Achievable Economic TRC Potential | 0 | 0 | 0 | 0 | 0 | 0 | 0 | 0 | 0 | 0 | 0 | 0 | 0 | 0 | 0 | 0 | 0 | 0 | 0 | 0 | 0 | 0 | 0 | 0 | 0 | 0 | 0 | 0 | 0 | 0 | 0
F14_Industrial_Food Products_Existing_Process_Natural Gas_Process Heat Recovery_A_Achievable Economic TRC Potential | F14 | Industrial | Food Products | Existing | Process | Natural Gas | Process Heat Recovery | A | Purchases (Cumulative) | Achievable Economic TRC Potential | 0 | 0 | 0 | 0 | 0 | 0 | 0 | 0 | 0 | 0 | 0 | 0 | 0 | 0 | 0 | 0 | 0 | 0 | 0 | 0 | 0 | 0 | 0 | 0 | 0 | 0 | 0 | 0 | 0 | 0 | 0
F1_Industrial_Food Products_Existing_Space Heating_Natural Gas_Building Automation System_A_Achievable Economic TRC Potential | F1 | Industrial | Food Products | Existing | Space Heating | Natural Gas | Building Automation System | A | Original Unit Energy Savings (kWh or therms) | Achievable Economic TRC Potential | 0 | 0 | 0 | 0 | 0 | 0.015466 | 0.01539 | 0.015297 | 0.015198 | 0.015094 | 0.014989 | 0.014881 | 0.014774 | 0.014667 | 0.014552 | 0.014445 | 0.01434 | 0.014242 | 0.014151 | 0.014062 | 0.013978 | 0.013892 | 0.013815 | 0.013742 | 0.013672 | 0.013608 | 0.013548 | 0.013493 | 0 | 0 | 0
F2_Industrial_Food Products_Existing_Space Heating_Natural Gas_Building Automation System_A_Achievable Economic TRC Potential | F2 | Industrial | Food Products | Existing | Space Heating | Natural Gas | Building Automation System | A | Original Unit Summer Peak Savings (kW) | Achievable Economic TRC Potential | 0 | 0 | 0 | 0 | 0 | 0 | 0 | 0 | 0 | 0 | 0 | 0 | 0 | 0 | 0 | 0 | 0 | 0 | 0 | 0 | 0 | 0 | 0 | 0 | 0 | 0 | 0 | 0 | 0 | 0 | 0
F3_Industrial_Food Products_Existing_Space Heating_Natural Gas_Building Automation System_A_Achievable Economic TRC Potential | F3 | Industrial | Food Products | Existing | Space Heating | Natural Gas | Building Automation System | A | Original Unit Winter Peak Savings (kW) | Achievable Economic TRC Potential | 0 | 0 | 0 | 0 | 0 | 0 | 0 | 0 | 0 | 0 | 0 | 0 | 0 | 0 | 0 | 0 | 0 | 0 | 0 | 0 | 0 | 0 | 0 | 0 | 0 | 0 | 0 | 0 | 0 | 0 | 0
F4_Industrial_Food Products_Existing_Space Heating_Natural Gas_Building Automation System_A_Achievable Economic TRC Potential | F4 | Industrial | Food Products | Existing | Space Heating | Natural Gas | Building Automation System | A | Standalone Impact on Baseline Energy (%) | Achievable Economic TRC Potential | 0% | 0% | 0% | 0% | 0% | 0.01308% | 0.03923% | 0.08588% | 0.1613% | 0.2758% | 0.4435% | 0.668% | 0.9588% | 1.332% | 1.749% | 2.24% | 2.743% | 3.263% | 3.77% | 4.184% | 4.549% | 4.832% | 5.033% | 5.167% | 0.052602 | 0.052755 | 0.052896 | 0.053025 | 0 | 0 | 0
F5_Industrial_Food Products_Existing_Space Heating_Natural Gas_Building Automation System_A_Achievable Economic TRC Potential | F5 | Industrial | Food Products | Existing | Space Heating | Natural Gas | Building Automation System | A | Standalone Impact on Baseline Summer Peak (%) | Achievable Economic TRC Potential | 0% | 0% | 0% | 0% | 0% | 0% | 0% | 0% | 0% | 0% | 0% | 0% | 0% | 0% | 0% | 0% | 0% | 0% | 0% | 0% | 0% | 0% | 0% | 0% | 0 | 0 | 0 | 0 | 0 | 0 | 0
F6_Industrial_Food Products_Existing_Space Heating_Natural Gas_Building Automation System_A_Achievable Economic TRC Potential | F6 | Industrial | Food Products | Existing | Space Heating | Natural Gas | Building Automation System | A | Standalone Impact on Baseline Winter Peak (%) | Achievable Economic TRC Potential | 0% | 0% | 0% | 0% | 0% | 0% | 0% | 0% | 0% | 0% | 0% | 0% | 0% | 0% | 0% | 0% | 0% | 0% | 0% | 0% | 0% | 0% | 0% | 0% | 0 | 0 | 0 | 0 | 0 | 0 | 0
F7_Industrial_Food Products_Existing_Space Heating_Natural Gas_Building Automation System_A_Achievable Economic TRC Potential | F7 | Industrial | Food Products | Existing | Space Heating | Natural Gas | Building Automation System | A | Incremental Energy Savings (MWh or mTherms) | Achievable Economic TRC Potential | 0 | 0 | 0 | 0 | 0 | 0.043601 | 0.086682 | 0.15207 | 0.2459 | 0.371 | 0.52096 | 0.70163 | 0.90117 | 1.089 | 1.2789 | 1.4107 | 1.49 | 1.4785 | 1.3725 | 1.2006 | 0.98286 | 0.74408 | 0.5104 | 0.32326 | 0.20909 | 0 | 0 | 0 | 0 | 0 | 0
F8_Industrial_Food Products_Existing_Space Heating_Natural Gas_Building Automation System_A_Achievable Economic TRC Potential | F8 | Industrial | Food Products | Existing | Space Heating | Natural Gas | Building Automation System | A | Incremental Summer Peak Savings (MW) | Achievable Economic TRC Potential | 0 | 0 | 0 | 0 | 0 | 0 | 0 | 0 | 0 | 0 | 0 | 0 | 0 | 0 | 0 | 0 | 0 | 0 | 0 | 0 | 0 | 0 | 0 | 0 | 0 | 0 | 0 | 0 | 0 | 0 | 0
F9_Industrial_Food Products_Existing_Space Heating_Natural Gas_Building Automation System_A_Achievable Economic TRC Potential | F9 | Industrial | Food Products | Existing | Space Heating | Natural Gas | Building Automation System | A | Incremental Winter Peak Savings (MW) | Achievable Economic TRC Potential | 0 | 0 | 0 | 0 | 0 | 0 | 0 | 0 | 0 | 0 | 0 | 0 | 0 | 0 | 0 | 0 | 0 | 0 | 0 | 0 | 0 | 0 | 0 | 0 | 0 | 0 | 0 | 0 | 0 | 0 | 0
F10_Industrial_Food Products_Existing_Space Heating_Natural Gas_Building Automation System_A_Achievable Economic TRC Potential | F10 | Industrial | Food Products | Existing | Space Heating | Natural Gas | Building Automation System | A | Cumulative Energy Savings (MWh or mTherms) | Achievable Economic TRC Potential | 0 | 0 | 0 | 0 | 0 | 0.043601 | 0.13007 | 0.28135 | 0.52543 | 0.89285 | 1.4076 | 2.0991 | 2.9851 | 4.0525 | 5.2995 | 6.6714 | 8.1127 | 9.536 | 10.8474 | 11.9799 | 12.8912 | 13.5562 | 13.9911 | 14.2403 | 14.3773 | 14.3095 | 14.2469 | 14.1888 | 0 | 0 | 0
F11_Industrial_Food Products_Existing_Space Heating_Natural Gas_Building Automation System_A_Achievable Economic TRC Potential | F11 | Industrial | Food Products | Existing | Space Heating | Natural Gas | Building Automation System | A | Cumulative Summer Peak Savings (MW) | Achievable Economic TRC Potential | 0 | 0 | 0 | 0 | 0 | 0 | 0 | 0 | 0 | 0 | 0 | 0 | 0 | 0 | 0 | 0 | 0 | 0 | 0 | 0 | 0 | 0 | 0 | 0 | 0 | 0 | 0 | 0 | 0 | 0 | 0
F12_Industrial_Food Products_Existing_Space Heating_Natural Gas_Building Automation System_A_Achievable Economic TRC Potential | F12 | Industrial | Food Products | Existing | Space Heating | Natural Gas | Building Automation System | A | Cumulative Winter Peak Savings (MW) | Achievable Economic TRC Potential | 0 | 0 | 0 | 0 | 0 | 0 | 0 | 0 | 0 | 0 | 0 | 0 | 0 | 0 | 0 | 0 | 0 | 0 | 0 | 0 | 0 | 0 | 0 | 0 | 0 | 0 | 0 | 0 | 0 | 0 | 0
F13_Industrial_Food Products_Existing_Space Heating_Natural Gas_Building Automation System_A_Achievable Economic TRC Potential | F13 | Industrial | Food Products | Existing | Space Heating | Natural Gas | Building Automation System | A | Purchases (Incremental) | Achievable Economic TRC Potential | 0 | 0 | 0 | 0 | 0 | 2819.1981 | 5632.2992 | 9941.4262 | 16179.8351 | 24579.037 | 34755.3982 | 47147.6941 | 60996.3392 | 74243.9667 | 87885.5472 | 97661.5752 | 103907.0112 | 103815.6574 | 96990.8264 | 85377.6437 | 70314.3938 | 53560.7019 | 36945.3776 | 23523.7774 | 15293.215 | 0 | 0 | 0 | 0 | 0 | 0
F14_Industrial_Food Products_Existing_Space Heating_Natural Gas_Building Automation System_A_Achievable Economic TRC Potential | F14 | Industrial | Food Products | Existing | Space Heating | Natural Gas | Building Automation System | A | Purchases (Cumulative) | Achievable Economic TRC Potential | 0 | 0 | 0 | 0 | 0 | 2819.1981 | 8451.4972 | 18392.9235 | 34572.7586 | 59151.7956 | 93907.1938 | 141054.8879 | 202051.227 | 276295.1937 | 364180.741 | 461842.3161 | 565749.3273 | 669564.9848 | 766555.8111 | 851933.4549 | 922247.8487 | 975808.5506 | 1012753.9282 | 1036277.7057 | 1051570.9206 | 1051570.9206 | 1051570.9206 | 1051570.9206 | 1051570.9206 | 1051570.9206 | 1051570.9206
F1_Industrial_Food Products_Existing_Space Heating_Natural Gas_Steam System Efficiency Improvements_A_Achievable Economic TRC Potential | F1 | Industrial | Food Products | Existing | Space Heating | Natural Gas | Steam System Efficiency Improvements | A | Original Unit Energy Savings (kWh or therms) | Achievable Economic TRC Potential | 0 | 0 | 0 | 0 | 0 | 0.13779 | 0.13686 | 0.13593 | 0.135 | 0.13407 | 0.13317 | 0.13227 | 0.13139 | 0.13051 | 0.12958 | 0.12873 | 0.12789 | 0.12707 | 0.12625 | 0.12544 | 0.12465 | 0.12383 | 0.12303 | 0.12227 | 0.12149 | 0.12079 | 0.12015 | 0.11956 | 0.11902 | 0.11854 | 0.11809
F2_Industrial_Food Products_Existing_Space Heating_Natural Gas_Steam System Efficiency Improvements_A_Achievable Economic TRC Potential | F2 | Industrial | Food Products | Existing | Space Heating | Natural Gas | Steam System Efficiency Improvements | A | Original Unit Summer Peak Savings (kW) | Achievable Economic TRC Potential | 0 | 0 | 0 | 0 | 0 | 0 | 0 | 0 | 0 | 0 | 0 | 0 | 0 | 0 | 0 | 0 | 0 | 0 | 0 | 0 | 0 | 0 | 0 | 0 | 0 | 0 | 0 | 0 | 0 | 0 | 0
F3_Industrial_Food Products_Existing_Space Heating_Natural Gas_Steam System Efficiency Improvements_A_Achievable Economic TRC Potential | F3 | Industrial | Food Products | Existing | Space Heating | Natural Gas | Steam System Efficiency Improvements | A | Original Unit Winter Peak Savings (kW) | Achievable Economic TRC Potential | 0 | 0 | 0 | 0 | 0 | 0 | 0 | 0 | 0 | 0 | 0 | 0 | 0 | 0 | 0 | 0 | 0 | 0 | 0 | 0 | 0 | 0 | 0 | 0 | 0 | 0 | 0 | 0 | 0 | 0 | 0
F4_Industrial_Food Products_Existing_Space Heating_Natural Gas_Steam System Efficiency Improvements_A_Achievable Economic TRC Potential | F4 | Industrial | Food Products | Existing | Space Heating | Natural Gas | Steam System Efficiency Improvements | A | Standalone Impact on Baseline Energy (%) | Achievable Economic TRC Potential | 0% | 0% | 0% | 0% | 0% | 0.0008258% | 0.002472% | 0.005409% | 0.01016% | 0.01736% | 0.02792% | 0.04208% | 0.06043% | 0.08401% | 0.1104% | 0.1415% | 0.1734% | 0.2063% | 0.2384% | 0.2645% | 0.2875% | 0.3052% | 0.3177% | 0.3258% | 0.0033128 | 0.0033188 | 0.0033245 | 0.0033299 | 0 | 0 | 0
F5_Industrial_Food Products_Existing_Space Heating_Natural Gas_Steam System Efficiency Improvements_A_Achievable Economic TRC Potential | F5 | Industrial | Food Products | Existing | Space Heating | Natural Gas | Steam System Efficiency Improvements | A | Standalone Impact on Baseline Summer Peak (%) | Achievable Economic TRC Potential | 0% | 0% | 0% | 0% | 0% | 0% | 0% | 0% | 0% | 0% | 0% | 0% | 0% | 0% | 0% | 0% | 0% | 0% | 0% | 0% | 0% | 0% | 0% | 0% | 0 | 0 | 0 | 0 | 0 | 0 | 0
F6_Industrial_Food Products_Existing_Space Heating_Natural Gas_Steam System Efficiency Improvements_A_Achievable Economic TRC Potential | F6 | Industrial | Food Products | Existing | Space Heating | Natural Gas | Steam System Efficiency Improvements | A | Standalone Impact on Baseline Winter Peak (%) | Achievable Economic TRC Potential | 0% | 0% | 0% | 0% | 0% | 0% | 0% | 0% | 0% | 0% | 0% | 0% | 0% | 0% | 0% | 0% | 0% | 0% | 0% | 0% | 0% | 0% | 0% | 0% | 0 | 0 | 0 | 0 | 0 | 0 | 0
F7_Industrial_Food Products_Existing_Space Heating_Natural Gas_Steam System Efficiency Improvements_A_Achievable Economic TRC Potential | F7 | Industrial | Food Products | Existing | Space Heating | Natural Gas | Steam System Efficiency Improvements | A | Incremental Energy Savings (MWh or mTherms) | Achievable Economic TRC Potential | 0 | 0 | 0 | 0 | 0 | 0.0027531 | 0.0054631 | 0.0095773 | 0.01548 | 0.023354 | 0.032801 | 0.044198 | 0.056797 | 0.068672 | 0.080713 | 0.089102 | 0.094181 | 0.09349 | 0.086784 | 0.075899 | 0.062115 | 0.047003 | 0.032215 | 0.020384 | 0.013168 | 0 | 0 | 0 | 0 | 0 | 0
F8_Industrial_Food Products_Existing_Space Heating_Natural Gas_Steam System Efficiency Improvements_A_Achievable Economic TRC Potential | F8 | Industrial | Food Products | Existing | Space Heating | Natural Gas | Steam System Efficiency Improvements | A | Incremental Summer Peak Savings (MW) | Achievable Economic TRC Potential | 0 | 0 | 0 | 0 | 0 | 0 | 0 | 0 | 0 | 0 | 0 | 0 | 0 | 0 | 0 | 0 | 0 | 0 | 0 | 0 | 0 | 0 | 0 | 0 | 0 | 0 | 0 | 0 | 0 | 0 | 0
F9_Industrial_Food Products_Existing_Space Heating_Natural Gas_Steam System Efficiency Improvements_A_Achievable Economic TRC Potential | F9 | Industrial | Food Products | Existing | Space Heating | Natural Gas | Steam System Efficiency Improvements | A | Incremental Winter Peak Savings (MW) | Achievable Economic TRC Potential | 0 | 0 | 0 | 0 | 0 | 0 | 0 | 0 | 0 | 0 | 0 | 0 | 0 | 0 | 0 | 0 | 0 | 0 | 0 | 0 | 0 | 0 | 0 | 0 | 0 | 0 | 0 | 0 | 0 | 0 | 0
F10_Industrial_Food Products_Existing_Space Heating_Natural Gas_Steam System Efficiency Improvements_A_Achievable Economic TRC Potential | F10 | Industrial | Food Products | Existing | Space Heating | Natural Gas | Steam System Efficiency Improvements | A | Cumulative Energy Savings (MWh or mTherms) | Achievable Economic TRC Potential | 0 | 0 | 0 | 0 | 0 | 0.0027531 | 0.0081975 | 0.017719 | 0.033078 | 0.056205 | 0.088627 | 0.13223 | 0.18814 | 0.25556 | 0.33446 | 0.42137 | 0.5128 | 0.60297 | 0.68589 | 0.75735 | 0.8147 | 0.85634 | 0.88308 | 0.89796 | 0.90545 | 0.9002 | 0.89541 | 0.89103 | 0.88704 | 0.8834 | 0.88007
F11_Industrial_Food Products_Existing_Space Heating_Natural Gas_Steam System Efficiency Improvements_A_Achievable Economic TRC Potential | F11 | Industrial | Food Products | Existing | Space Heating | Natural Gas | Steam System Efficiency Improvements | A | Cumulative Summer Peak Savings (MW) | Achievable Economic TRC Potential | 0 | 0 | 0 | 0 | 0 | 0 | 0 | 0 | 0 | 0 | 0 | 0 | 0 | 0 | 0 | 0 | 0 | 0 | 0 | 0 | 0 | 0 | 0 | 0 | 0 | 0 | 0 | 0 | 0 | 0 | 0
F12_Industrial_Food Products_Existing_Space Heating_Natural Gas_Steam System Efficiency Improvements_A_Achievable Economic TRC Potential | F12 | Industrial | Food Products | Existing | Space Heating | Natural Gas | Steam System Efficiency Improvements | A | Cumulative Winter Peak Savings (MW) | Achievable Economic TRC Potential | 0 | 0 | 0 | 0 | 0 | 0 | 0 | 0 | 0 | 0 | 0 | 0 | 0 | 0 | 0 | 0 | 0 | 0 | 0 | 0 | 0 | 0 | 0 | 0 | 0 | 0 | 0 | 0 | 0 | 0 | 0
F13_Industrial_Food Products_Existing_Space Heating_Natural Gas_Steam System Efficiency Improvements_A_Achievable Economic TRC Potential | F13 | Industrial | Food Products | Existing | Space Heating | Natural Gas | Steam System Efficiency Improvements | A | Purchases (Incremental) | Achievable Economic TRC Potential | 0 | 0 | 0 | 0 | 0 | 19.98 | 39.9168 | 70.4561 | 114.6685 | 174.1946 | 246.3158 | 334.1415 | 432.2885 | 526.1761 | 622.8556 | 692.1395 | 736.4017 | 735.7543 | 687.3859 | 605.0818 | 498.3267 | 379.5912 | 261.8364 | 166.7159 | 108.3849 | 0 | 0 | 0 | 0 | 0 | 0
F14_Industrial_Food Products_Existing_Space Heating_Natural Gas_Steam System Efficiency Improvements_A_Achievable Economic TRC Potential | F14 | Industrial | Food Products | Existing | Space Heating | Natural Gas | Steam System Efficiency Improvements | A | Purchases (Cumulative) | Achievable Economic TRC Potential | 0 | 0 | 0 | 0 | 0 | 19.98 | 59.8968 | 130.3529 | 245.0214 | 419.216 | 665.5318 | 999.6732 | 1431.9618 | 1958.1378 | 2580.9935 | 3273.133 | 4009.5347 | 4745.2889 | 5432.6748 | 6037.7566 | 6536.0833 | 6915.6746 | 7177.511 | 7344.2269 | 7452.6117 | 7452.6117 | 7452.6117 | 7452.6117 | 7452.6117 | 7452.6117 | 7452.6117
F1_Industrial_Food Products_Existing_Process_Natural Gas_Steam System Efficiency Improvements_A_Achievable Economic TRC Potential | F1 | Industrial | Food Products | Existing | Process | Natural Gas | Steam System Efficiency Improvements | A | Original Unit Energy Savings (kWh or therms) | Achievable Economic TRC Potential | 0 | 0 | 0 | 0 | 0 | 5.0908 | 5.0908 | 5.0908 | 5.0908 | 5.0908 | 5.0908 | 5.0908 | 5.0908 | 5.0908 | 5.0908 | 5.0908 | 5.0908 | 5.0908 | 5.0908 | 5.0908 | 5.0908 | 5.0908 | 5.0908 | 5.0908 | 5.0908 | 5.0908 | 5.0908 | 5.0908 | 5.0908 | 5.0908 | 5.0908
F2_Industrial_Food Products_Existing_Process_Natural Gas_Steam System Efficiency Improvements_A_Achievable Economic TRC Potential | F2 | Industrial | Food Products | Existing | Process | Natural Gas | Steam System Efficiency Improvements | A | Original Unit Summer Peak Savings (kW) | Achievable Economic TRC Potential | 0 | 0 | 0 | 0 | 0 | 0 | 0 | 0 | 0 | 0 | 0 | 0 | 0 | 0 | 0 | 0 | 0 | 0 | 0 | 0 | 0 | 0 | 0 | 0 | 0 | 0 | 0 | 0 | 0 | 0 | 0
F3_Industrial_Food Products_Existing_Process_Natural Gas_Steam System Efficiency Improvements_A_Achievable Economic TRC Potential | F3 | Industrial | Food Products | Existing | Process | Natural Gas | Steam System Efficiency Improvements | A | Original Unit Winter Peak Savings (kW) | Achievable Economic TRC Potential | 0 | 0 | 0 | 0 | 0 | 0 | 0 | 0 | 0 | 0 | 0 | 0 | 0 | 0 | 0 | 0 | 0 | 0 | 0 | 0 | 0 | 0 | 0 | 0 | 0 | 0 | 0 | 0 | 0 | 0 | 0
F4_Industrial_Food Products_Existing_Process_Natural Gas_Steam System Efficiency Improvements_A_Achievable Economic TRC Potential | F4 | Industrial | Food Products | Existing | Process | Natural Gas | Steam System Efficiency Improvements | A | Standalone Impact on Baseline Energy (%) | Achievable Economic TRC Potential | 0% | 0% | 0% | 0% | 0% | 0.0001185% | 0.0003553% | 0.0007779% | 0.001461% | 0.002498% | 0.004017% | 0.006051% | 0.008685% | 0.01207% | 0.01585% | 0.02029% | 0.02485% | 0.02956% | 0.03415% | 0.0379% | 0.0412% | 0.04377% | 0.04559% | 0.04681% | 0.00047649 | 0.00047788 | 0.00047915 | 0.00048032 | 0 | 0 | 0
F5_Industrial_Food Products_Existing_Process_Natural Gas_Steam System Efficiency Improvements_A_Achievable Economic TRC Potential | F5 | Industrial | Food Products | Existing | Process | Natural Gas | Steam System Efficiency Improvements | A | Standalone Impact on Baseline Summer Peak (%) | Achievable Economic TRC Potential | 0% | 0% | 0% | 0% | 0% | 0% | 0% | 0% | 0% | 0% | 0% | 0% | 0% | 0% | 0% | 0% | 0% | 0% | 0% | 0% | 0% | 0% | 0% | 0% | 0 | 0 | 0 | 0 | 0 | 0 | 0
F6_Industrial_Food Products_Existing_Process_Natural Gas_Steam System Efficiency Improvements_A_Achievable Economic TRC Potential | F6 | Industrial | Food Products | Existing | Process | Natural Gas | Steam System Efficiency Improvements | A | Standalone Impact on Baseline Winter Peak (%) | Achievable Economic TRC Potential | 0% | 0% | 0% | 0% | 0% | 0% | 0% | 0% | 0% | 0% | 0% | 0% | 0% | 0% | 0% | 0% | 0% | 0% | 0% | 0% | 0% | 0% | 0% | 0% | 0 | 0 | 0 | 0 | 0 | 0 | 0
F7_Industrial_Food Products_Existing_Process_Natural Gas_Steam System Efficiency Improvements_A_Achievable Economic TRC Potential | F7 | Industrial | Food Products | Existing | Process | Natural Gas | Steam System Efficiency Improvements | A | Incremental Energy Savings (MWh or mTherms) | Achievable Economic TRC Potential | 0 | 0 | 0 | 0 | 0 | 0.0062534 | 0.012493 | 0.022052 | 0.035889 | 0.05452 | 0.077093 | 0.10458 | 0.1353 | 0.16468 | 0.19494 | 0.21663 | 0.23048 | 0.23028 | 0.21514 | 0.18938 | 0.15597 | 0.11881 | 0.081951 | 0.052179 | 0.033923 | 0 | 0 | 0 | 0 | 0 | 0
F8_Industrial_Food Products_Existing_Process_Natural Gas_Steam System Efficiency Improvements_A_Achievable Economic TRC Potential | F8 | Industrial | Food Products | Existing | Process | Natural Gas | Steam System Efficiency Improvements | A | Incremental Summer Peak Savings (MW) | Achievable Economic TRC Potential | 0 | 0 | 0 | 0 | 0 | 0 | 0 | 0 | 0 | 0 | 0 | 0 | 0 | 0 | 0 | 0 | 0 | 0 | 0 | 0 | 0 | 0 | 0 | 0 | 0 | 0 | 0 | 0 | 0 | 0 | 0
F9_Industrial_Food Products_Existing_Process_Natural Gas_Steam System Efficiency Improvements_A_Achievable Economic TRC Potential | F9 | Industrial | Food Products | Existing | Process | Natural Gas | Steam System Efficiency Improvements | A | Incremental Winter Peak Savings (MW) | Achievable Economic TRC Potential | 0 | 0 | 0 | 0 | 0 | 0 | 0 | 0 | 0 | 0 | 0 | 0 | 0 | 0 | 0 | 0 | 0 | 0 | 0 | 0 | 0 | 0 | 0 | 0 | 0 | 0 | 0 | 0 | 0 | 0 | 0
F10_Industrial_Food Products_Existing_Process_Natural Gas_Steam System Efficiency Improvements_A_Achievable Economic TRC Potential | F10 | Industrial | Food Products | Existing | Process | Natural Gas | Steam System Efficiency Improvements | A | Cumulative Energy Savings (MWh or mTherms) | Achievable Economic TRC Potential | 0 | 0 | 0 | 0 | 0 | 0.0062534 | 0.018747 | 0.040798 | 0.076688 | 0.13121 | 0.2083 | 0.31288 | 0.44818 | 0.61287 | 0.80781 | 1.0244 | 1.2549 | 1.4852 | 1.7003 | 1.8897 | 2.0457 | 2.1645 | 2.2464 | 2.2986 | 2.3326 | 2.3326 | 2.3326 | 2.3326 | 2.3326 | 2.3326 | 2.3326
F11_Industrial_Food Products_Existing_Process_Natural Gas_Steam System Efficiency Improvements_A_Achievable Economic TRC Potential | F11 | Industrial | Food Products | Existing | Process | Natural Gas | Steam System Efficiency Improvements | A | Cumulative Summer Peak Savings (MW) | Achievable Economic TRC Potential | 0 | 0 | 0 | 0 | 0 | 0 | 0 | 0 | 0 | 0 | 0 | 0 | 0 | 0 | 0 | 0 | 0 | 0 | 0 | 0 | 0 | 0 | 0 | 0 | 0 | 0 | 0 | 0 | 0 | 0 | 0
F12_Industrial_Food Products_Existing_Process_Natural Gas_Steam System Efficiency Improvements_A_Achievable Economic TRC Potential | F12 | Industrial | Food Products | Existing | Process | Natural Gas | Steam System Efficiency Improvements | A | Cumulative Winter Peak Savings (MW) | Achievable Economic TRC Potential | 0 | 0 | 0 | 0 | 0 | 0 | 0 | 0 | 0 | 0 | 0 | 0 | 0 | 0 | 0 | 0 | 0 | 0 | 0 | 0 | 0 | 0 | 0 | 0 | 0 | 0 | 0 | 0 | 0 | 0 | 0
F13_Industrial_Food Products_Existing_Process_Natural Gas_Steam System Efficiency Improvements_A_Achievable Economic TRC Potential | F13 | Industrial | Food Products | Existing | Process | Natural Gas | Steam System Efficiency Improvements | A | Purchases (Incremental) | Achievable Economic TRC Potential | 0 | 0 | 0 | 0 | 0 | 1.2284 | 2.4541 | 4.3316 | 7.0498 | 10.7095 | 15.1435 | 20.543 | 26.5771 | 32.3493 | 38.2932 | 42.5528 | 45.274 | 45.2342 | 42.2605 | 37.2005 | 30.6372 | 23.3373 | 16.0977 | 10.2497 | 6.6635 | 0 | 0 | 0 | 0 | 0 | 0
F14_Industrial_Food Products_Existing_Process_Natural Gas_Steam System Efficiency Improvements_A_Achievable Economic TRC Potential | F14 | Industrial | Food Products | Existing | Process | Natural Gas | Steam System Efficiency Improvements | A | Purchases (Cumulative) | Achievable Economic TRC Potential | 0 | 0 | 0 | 0 | 0 | 1.2284 | 3.6825 | 8.0141 | 15.0639 | 25.7734 | 40.9169 | 61.46 | 88.0371 | 120.3864 | 158.6796 | 201.2324 | 246.5064 | 291.7406 | 334.0011 | 371.2016 | 401.8387 | 425.176 | 441.2738 | 451.5235 | 458.187 | 458.187 | 458.187 | 458.187 | 458.187 | 458.187 | 458.187
F1_Industrial_Food Products_Existing_Space Heating_Natural Gas_Strategic Energy Management_A_Achievable Economic TRC Potential | F1 | Industrial | Food Products | Existing | Space Heating | Natural Gas | Strategic Energy Management | A | Original Unit Energy Savings (kWh or therms) | Achievable Economic TRC Potential | 0 | 0 | 0 | 0 | 0 | 7.8487 | 7.8103 | 7.7628 | 7.7127 | 7.6601 | 7.6068 | 7.5521 | 7.4977 | 7.4434 | 7.3849 | 7.3307 | 7.2772 | 7.2276 | 7.1813 | 7.1362 | 7.0936 | 7.0501 | 7.0108 | 6.9737 | 6.9384 | 6.9057 | 6.8755 | 6.8475 | 0 | 0 | 0
F2_Industrial_Food Products_Existing_Space Heating_Natural Gas_Strategic Energy Management_A_Achievable Economic TRC Potential | F2 | Industrial | Food Products | Existing | Space Heating | Natural Gas | Strategic Energy Management | A | Original Unit Summer Peak Savings (kW) | Achievable Economic TRC Potential | 0 | 0 | 0 | 0 | 0 | 0 | 0 | 0 | 0 | 0 | 0 | 0 | 0 | 0 | 0 | 0 | 0 | 0 | 0 | 0 | 0 | 0 | 0 | 0 | 0 | 0 | 0 | 0 | 0 | 0 | 0
F3_Industrial_Food Products_Existing_Space Heating_Natural Gas_Strategic Energy Management_A_Achievable Economic TRC Potential | F3 | Industrial | Food Products | Existing | Space Heating | Natural Gas | Strategic Energy Management | A | Original Unit Winter Peak Savings (kW) | Achievable Economic TRC Potential | 0 | 0 | 0 | 0 | 0 | 0 | 0 | 0 | 0 | 0 | 0 | 0 | 0 | 0 | 0 | 0 | 0 | 0 | 0 | 0 | 0 | 0 | 0 | 0 | 0 | 0 | 0 | 0 | 0 | 0 | 0
F4_Industrial_Food Products_Existing_Space Heating_Natural Gas_Strategic Energy Management_A_Achievable Economic TRC Potential | F4 | Industrial | Food Products | Existing | Space Heating | Natural Gas | Strategic Energy Management | A | Standalone Impact on Baseline Energy (%) | Achievable Economic TRC Potential | 0% | 0% | 0% | 0% | 0% | 0.08224% | 0.1645% | 0.2477% | 0.3298% | 0.4118% | 0.4993% | 0.5829% | 0.6664% | 0.7594% | 0.8387% | 0.929% | 1.011% | 1.098% | 1.191% | 1.271% | 1.359% | 1.447% | 1.534% | 1.621% | 0.017089 | 0.017138 | 0.017184 | 0.017226 | 0 | 0 | 0
F5_Industrial_Food Products_Existing_Space Heating_Natural Gas_Strategic Energy Management_A_Achievable Economic TRC Potential | F5 | Industrial | Food Products | Existing | Space Heating | Natural Gas | Strategic Energy Management | A | Standalone Impact on Baseline Summer Peak (%) | Achievable Economic TRC Potential | 0% | 0% | 0% | 0% | 0% | 0% | 0% | 0% | 0% | 0% | 0% | 0% | 0% | 0% | 0% | 0% | 0% | 0% | 0% | 0% | 0% | 0% | 0% | 0% | 0 | 0 | 0 | 0 | 0 | 0 | 0
F6_Industrial_Food Products_Existing_Space Heating_Natural Gas_Strategic Energy Management_A_Achievable Economic TRC Potential | F6 | Industrial | Food Products | Existing | Space Heating | Natural Gas | Strategic Energy Management | A | Standalone Impact on Baseline Winter Peak (%) | Achievable Economic TRC Potential | 0% | 0% | 0% | 0% | 0% | 0% | 0% | 0% | 0% | 0% | 0% | 0% | 0% | 0% | 0% | 0% | 0% | 0% | 0% | 0% | 0% | 0% | 0% | 0% | 0 | 0 | 0 | 0 | 0 | 0 | 0
F7_Industrial_Food Products_Existing_Space Heating_Natural Gas_Strategic Energy Management_A_Achievable Economic TRC Potential | F7 | Industrial | Food Products | Existing | Space Heating | Natural Gas | Strategic Energy Management | A | Incremental Energy Savings (MWh or mTherms) | Achievable Economic TRC Potential | 0 | 0 | 0 | 0 | 0 | 0.27417 | 0.27268 | 0.26942 | 0.26782 | 0.26622 | 0.26101 | 0.25842 | 0.25604 | 0.25015 | 0.24913 | 0.24495 | 0.24319 | 0.24032 | 0.23665 | 0.23544 | 0.23307 | 0.23074 | 0.22862 | 0.22663 | 0.22477 | 0 | 0 | 0 | 0 | 0 | 0
F8_Industrial_Food Products_Existing_Space Heating_Natural Gas_Strategic Energy Management_A_Achievable Economic TRC Potential | F8 | Industrial | Food Products | Existing | Space Heating | Natural Gas | Strategic Energy Management | A | Incremental Summer Peak Savings (MW) | Achievable Economic TRC Potential | 0 | 0 | 0 | 0 | 0 | 0 | 0 | 0 | 0 | 0 | 0 | 0 | 0 | 0 | 0 | 0 | 0 | 0 | 0 | 0 | 0 | 0 | 0 | 0 | 0 | 0 | 0 | 0 | 0 | 0 | 0
F9_Industrial_Food Products_Existing_Space Heating_Natural Gas_Strategic Energy Management_A_Achievable Economic TRC Potential | F9 | Industrial | Food Products | Existing | Space Heating | Natural Gas | Strategic Energy Management | A | Incremental Winter Peak Savings (MW) | Achievable Economic TRC Potential | 0 | 0 | 0 | 0 | 0 | 0 | 0 | 0 | 0 | 0 | 0 | 0 | 0 | 0 | 0 | 0 | 0 | 0 | 0 | 0 | 0 | 0 | 0 | 0 | 0 | 0 | 0 | 0 | 0 | 0 | 0
F10_Industrial_Food Products_Existing_Space Heating_Natural Gas_Strategic Energy Management_A_Achievable Economic TRC Potential | F10 | Industrial | Food Products | Existing | Space Heating | Natural Gas | Strategic Energy Management | A | Cumulative Energy Savings (MWh or mTherms) | Achievable Economic TRC Potential | 0 | 0 | 0 | 0 | 0 | 0.27417 | 0.5455 | 0.81161 | 1.0742 | 1.3331 | 1.5848 | 1.8318 | 2.0747 | 2.3098 | 2.5408 | 2.7671 | 2.9901 | 3.21 | 3.4261 | 3.6401 | 3.8514 | 4.0585 | 4.2645 | 4.4686 | 4.6707 | 4.6487 | 4.6283 | 4.6095 | 0 | 0 | 0
F11_Industrial_Food Products_Existing_Space Heating_Natural Gas_Strategic Energy Management_A_Achievable Economic TRC Potential | F11 | Industrial | Food Products | Existing | Space Heating | Natural Gas | Strategic Energy Management | A | Cumulative Summer Peak Savings (MW) | Achievable Economic TRC Potential | 0 | 0 | 0 | 0 | 0 | 0 | 0 | 0 | 0 | 0 | 0 | 0 | 0 | 0 | 0 | 0 | 0 | 0 | 0 | 0 | 0 | 0 | 0 | 0 | 0 | 0 | 0 | 0 | 0 | 0 | 0
F12_Industrial_Food Products_Existing_Space Heating_Natural Gas_Strategic Energy Management_A_Achievable Economic TRC Potential | F12 | Industrial | Food Products | Existing | Space Heating | Natural Gas | Strategic Energy Management | A | Cumulative Winter Peak Savings (MW) | Achievable Economic TRC Potential | 0 | 0 | 0 | 0 | 0 | 0 | 0 | 0 | 0 | 0 | 0 | 0 | 0 | 0 | 0 | 0 | 0 | 0 | 0 | 0 | 0 | 0 | 0 | 0 | 0 | 0 | 0 | 0 | 0 | 0 | 0
F13_Industrial_Food Products_Existing_Space Heating_Natural Gas_Strategic Energy Management_A_Achievable Economic TRC Potential | F13 | Industrial | Food Products | Existing | Space Heating | Natural Gas | Strategic Energy Management | A | Purchases (Incremental) | Achievable Economic TRC Potential | 0 | 0 | 0 | 0 | 0 | 34.9315 | 34.9124 | 34.7065 | 34.7252 | 34.754 | 34.3126 | 34.2188 | 34.1494 | 33.6071 | 33.7354 | 33.4137 | 33.418 | 33.2498 | 32.9532 | 32.9923 | 32.8558 | 32.7281 | 32.6088 | 32.498 | 32.3955 | 0 | 0 | 0 | 0 | 0 | 0
F14_Industrial_Food Products_Existing_Space Heating_Natural Gas_Strategic Energy Management_A_Achievable Economic TRC Potential | F14 | Industrial | Food Products | Existing | Space Heating | Natural Gas | Strategic Energy Management | A | Purchases (Cumulative) | Achievable Economic TRC Potential | 0 | 0 | 0 | 0 | 0 | 34.9315 | 69.8439 | 104.5504 | 139.2756 | 174.0296 | 208.3422 | 242.561 | 276.7104 | 310.3175 | 344.0529 | 377.4666 | 410.8846 | 444.1344 | 477.0877 | 510.08 | 542.9358 | 575.6639 | 608.2727 | 640.7707 | 673.1662 | 673.1662 | 673.1662 | 673.1662 | 673.1662 | 673.1662 | 673.1662
F1_Industrial_Food Products_Existing_Process_Natural Gas_Strategic Energy Management_A_Achievable Economic TRC Potential | F1 | Industrial | Food Products | Existing | Process | Natural Gas | Strategic Energy Management | A | Original Unit Energy Savings (kWh or therms) | Achievable Economic TRC Potential | 0 | 0 | 0 | 0 | 0 | 30.2077 | 30.2077 | 30.2077 | 30.2077 | 30.2077 | 30.2077 | 30.2077 | 30.2077 | 30.2077 | 30.2077 | 30.2077 | 30.2077 | 30.2077 | 30.2077 | 30.2077 | 30.2077 | 30.2077 | 30.2077 | 30.2077 | 30.2077 | 30.2077 | 30.2077 | 30.2077 | 0 | 0 | 0
F2_Industrial_Food Products_Existing_Process_Natural Gas_Strategic Energy Management_A_Achievable Economic TRC Potential | F2 | Industrial | Food Products | Existing | Process | Natural Gas | Strategic Energy Management | A | Original Unit Summer Peak Savings (kW) | Achievable Economic TRC Potential | 0 | 0 | 0 | 0 | 0 | 0 | 0 | 0 | 0 | 0 | 0 | 0 | 0 | 0 | 0 | 0 | 0 | 0 | 0 | 0 | 0 | 0 | 0 | 0 | 0 | 0 | 0 | 0 | 0 | 0 | 0
F3_Industrial_Food Products_Existing_Process_Natural Gas_Strategic Energy Management_A_Achievable Economic TRC Potential | F3 | Industrial | Food Products | Existing | Process | Natural Gas | Strategic Energy Management | A | Original Unit Winter Peak Savings (kW) | Achievable Economic TRC Potential | 0 | 0 | 0 | 0 | 0 | 0 | 0 | 0 | 0 | 0 | 0 | 0 | 0 | 0 | 0 | 0 | 0 | 0 | 0 | 0 | 0 | 0 | 0 | 0 | 0 | 0 | 0 | 0 | 0 | 0 | 0
F4_Industrial_Food Products_Existing_Process_Natural Gas_Strategic Energy Management_A_Achievable Economic TRC Potential | F4 | Industrial | Food Products | Existing | Process | Natural Gas | Strategic Energy Management | A | Standalone Impact on Baseline Energy (%) | Achievable Economic TRC Potential | 0% | 0% | 0% | 0% | 0% | 0.08224% | 0.1645% | 0.2477% | 0.3298% | 0.4118% | 0.4993% | 0.5829% | 0.6664% | 0.7594% | 0.8387% | 0.929% | 1.011% | 1.098% | 1.191% | 1.271% | 1.359% | 1.447% | 1.534% | 1.621% | 0.017089 | 0.017138 | 0.017184 | 0.017226 | 0 | 0 | 0
F5_Industrial_Food Products_Existing_Process_Natural Gas_Strategic Energy Management_A_Achievable Economic TRC Potential | F5 | Industrial | Food Products | Existing | Process | Natural Gas | Strategic Energy Management | A | Standalone Impact on Baseline Summer Peak (%) | Achievable Economic TRC Potential | 0% | 0% | 0% | 0% | 0% | 0% | 0% | 0% | 0% | 0% | 0% | 0% | 0% | 0% | 0% | 0% | 0% | 0% | 0% | 0% | 0% | 0% | 0% | 0% | 0 | 0 | 0 | 0 | 0 | 0 | 0
F6_Industrial_Food Products_Existing_Process_Natural Gas_Strategic Energy Management_A_Achievable Economic TRC Potential | F6 | Industrial | Food Products | Existing | Process | Natural Gas | Strategic Energy Management | A | Standalone Impact on Baseline Winter Peak (%) | Achievable Economic TRC Potential | 0% | 0% | 0% | 0% | 0% | 0% | 0% | 0% | 0% | 0% | 0% | 0% | 0% | 0% | 0% | 0% | 0% | 0% | 0% | 0% | 0% | 0% | 0% | 0% | 0 | 0 | 0 | 0 | 0 | 0 | 0
F7_Industrial_Food Products_Existing_Process_Natural Gas_Strategic Energy Management_A_Achievable Economic TRC Potential | F7 | Industrial | Food Products | Existing | Process | Natural Gas | Strategic Energy Management | A | Incremental Energy Savings (MWh or mTherms) | Achievable Economic TRC Potential | 0 | 0 | 0 | 0 | 0 | 4.3409 | 4.3386 | 4.313 | 4.3153 | 4.3189 | 4.264 | 4.2524 | 4.2437 | 4.1763 | 4.1923 | 4.1523 | 4.1529 | 4.132 | 4.0951 | 4.0999 | 4.083 | 4.0671 | 4.0523 | 4.0385 | 4.0258 | 0 | 0 | 0 | 0 | 0 | 0
F8_Industrial_Food Products_Existing_Process_Natural Gas_Strategic Energy Management_A_Achievable Economic TRC Potential | F8 | Industrial | Food Products | Existing | Process | Natural Gas | Strategic Energy Management | A | Incremental Summer Peak Savings (MW) | Achievable Economic TRC Potential | 0 | 0 | 0 | 0 | 0 | 0 | 0 | 0 | 0 | 0 | 0 | 0 | 0 | 0 | 0 | 0 | 0 | 0 | 0 | 0 | 0 | 0 | 0 | 0 | 0 | 0 | 0 | 0 | 0 | 0 | 0
F9_Industrial_Food Products_Existing_Process_Natural Gas_Strategic Energy Management_A_Achievable Economic TRC Potential | F9 | Industrial | Food Products | Existing | Process | Natural Gas | Strategic Energy Management | A | Incremental Winter Peak Savings (MW) | Achievable Economic TRC Potential | 0 | 0 | 0 | 0 | 0 | 0 | 0 | 0 | 0 | 0 | 0 | 0 | 0 | 0 | 0 | 0 | 0 | 0 | 0 | 0 | 0 | 0 | 0 | 0 | 0 | 0 | 0 | 0 | 0 | 0 | 0
F10_Industrial_Food Products_Existing_Process_Natural Gas_Strategic Energy Management_A_Achievable Economic TRC Potential | F10 | Industrial | Food Products | Existing | Process | Natural Gas | Strategic Energy Management | A | Cumulative Energy Savings (MWh or mTherms) | Achievable Economic TRC Potential | 0 | 0 | 0 | 0 | 0 | 4.3409 | 8.6795 | 12.9925 | 17.3078 | 21.6266 | 25.8907 | 30.143 | 34.3868 | 38.5631 | 42.7554 | 46.9077 | 51.0606 | 55.1925 | 59.2876 | 63.3876 | 67.4706 | 71.5377 | 75.59 | 79.6285 | 83.6543 | 83.6543 | 83.6543 | 83.6543 | 0 | 0 | 0
F11_Industrial_Food Products_Existing_Process_Natural Gas_Strategic Energy Management_A_Achievable Economic TRC Potential | F11 | Industrial | Food Products | Existing | Process | Natural Gas | Strategic Energy Management | A | Cumulative Summer Peak Savings (MW) | Achievable Economic TRC Potential | 0 | 0 | 0 | 0 | 0 | 0 | 0 | 0 | 0 | 0 | 0 | 0 | 0 | 0 | 0 | 0 | 0 | 0 | 0 | 0 | 0 | 0 | 0 | 0 | 0 | 0 | 0 | 0 | 0 | 0 | 0
F12_Industrial_Food Products_Existing_Process_Natural Gas_Strategic Energy Management_A_Achievable Economic TRC Potential | F12 | Industrial | Food Products | Existing | Process | Natural Gas | Strategic Energy Management | A | Cumulative Winter Peak Savings (MW) | Achievable Economic TRC Potential | 0 | 0 | 0 | 0 | 0 | 0 | 0 | 0 | 0 | 0 | 0 | 0 | 0 | 0 | 0 | 0 | 0 | 0 | 0 | 0 | 0 | 0 | 0 | 0 | 0 | 0 | 0 | 0 | 0 | 0 | 0
F13_Industrial_Food Products_Existing_Process_Natural Gas_Strategic Energy Management_A_Achievable Economic TRC Potential | F13 | Industrial | Food Products | Existing | Process | Natural Gas | Strategic Energy Management | A | Purchases (Incremental) | Achievable Economic TRC Potential | 0 | 0 | 0 | 0 | 0 | 143.703 | 143.6241 | 142.7771 | 142.8543 | 142.9724 | 141.1568 | 140.7711 | 140.4852 | 138.2544 | 138.7822 | 137.4588 | 137.4766 | 136.7847 | 135.5646 | 135.7252 | 135.1639 | 134.6382 | 134.1476 | 133.6918 | 133.2702 | 0 | 0 | 0 | 0 | 0 | 0
F14_Industrial_Food Products_Existing_Process_Natural Gas_Strategic Energy Management_A_Achievable Economic TRC Potential | F14 | Industrial | Food Products | Existing | Process | Natural Gas | Strategic Energy Management | A | Purchases (Cumulative) | Achievable Economic TRC Potential | 0 | 0 | 0 | 0 | 0 | 143.703 | 287.3271 | 430.1042 | 572.9584 | 715.9309 | 857.0877 | 997.8587 | 1138.344 | 1276.5984 | 1415.3806 | 1552.8394 | 1690.316 | 1827.1007 | 1962.6653 | 2098.3904 | 2233.5544 | 2368.1926 | 2502.3402 | 2636.032 | 2769.3021 | 2769.3021 | 2769.3021 | 2769.3021 | 2769.3021 | 2769.3021 | 2769.3021
F1_Industrial_Food Products_Existing_Miscellaneous_Natural Gas_Strategic Energy Management_A_Achievable Economic TRC Potential | F1 | Industrial | Food Products | Existing | Miscellaneous | Natural Gas | Strategic Energy Management | A | Original Unit Energy Savings (kWh or therms) | Achievable Economic TRC Potential | 0 | 0 | 0 | 0 | 0 | 2.7925 | 2.7925 | 2.7925 | 2.7925 | 2.7925 | 2.7925 | 2.7925 | 2.7925 | 2.7925 | 2.7925 | 2.7925 | 2.7925 | 2.7925 | 2.7925 | 2.7925 | 2.7925 | 2.7925 | 2.7925 | 2.7925 | 2.7925 | 2.7925 | 2.7925 | 2.7925 | 0 | 0 | 0
F2_Industrial_Food Products_Existing_Miscellaneous_Natural Gas_Strategic Energy Management_A_Achievable Economic TRC Potential | F2 | Industrial | Food Products | Existing | Miscellaneous | Natural Gas | Strategic Energy Management | A | Original Unit Summer Peak Savings (kW) | Achievable Economic TRC Potential | 0 | 0 | 0 | 0 | 0 | 0 | 0 | 0 | 0 | 0 | 0 | 0 | 0 | 0 | 0 | 0 | 0 | 0 | 0 | 0 | 0 | 0 | 0 | 0 | 0 | 0 | 0 | 0 | 0 | 0 | 0
F3_Industrial_Food Products_Existing_Miscellaneous_Natural Gas_Strategic Energy Management_A_Achievable Economic TRC Potential | F3 | Industrial | Food Products | Existing | Miscellaneous | Natural Gas | Strategic Energy Management | A | Original Unit Winter Peak Savings (kW) | Achievable Economic TRC Potential | 0 | 0 | 0 | 0 | 0 | 0 | 0 | 0 | 0 | 0 | 0 | 0 | 0 | 0 | 0 | 0 | 0 | 0 | 0 | 0 | 0 | 0 | 0 | 0 | 0 | 0 | 0 | 0 | 0 | 0 | 0
F4_Industrial_Food Products_Existing_Miscellaneous_Natural Gas_Strategic Energy Management_A_Achievable Economic TRC Potential | F4 | Industrial | Food Products | Existing | Miscellaneous | Natural Gas | Strategic Energy Management | A | Standalone Impact on Baseline Energy (%) | Achievable Economic TRC Potential | 0% | 0% | 0% | 0% | 0% | 0.08224% | 0.1645% | 0.2477% | 0.3298% | 0.4118% | 0.4993% | 0.5829% | 0.6664% | 0.7594% | 0.8387% | 0.929% | 1.011% | 1.098% | 1.191% | 1.271% | 1.359% | 1.447% | 1.534% | 1.621% | 0.017089 | 0.017138 | 0.017184 | 0.017226 | 0 | 0 | 0
F5_Industrial_Food Products_Existing_Miscellaneous_Natural Gas_Strategic Energy Management_A_Achievable Economic TRC Potential | F5 | Industrial | Food Products | Existing | Miscellaneous | Natural Gas | Strategic Energy Management | A | Standalone Impact on Baseline Summer Peak (%) | Achievable Economic TRC Potential | 0% | 0% | 0% | 0% | 0% | 0% | 0% | 0% | 0% | 0% | 0% | 0% | 0% | 0% | 0% | 0% | 0% | 0% | 0% | 0% | 0% | 0% | 0% | 0% | 0 | 0 | 0 | 0 | 0 | 0 | 0
F6_Industrial_Food Products_Existing_Miscellaneous_Natural Gas_Strategic Energy Management_A_Achievable Economic TRC Potential | F6 | Industrial | Food Products | Existing | Miscellaneous | Natural Gas | Strategic Energy Management | A | Standalone Impact on Baseline Winter Peak (%) | Achievable Economic TRC Potential | 0% | 0% | 0% | 0% | 0% | 0% | 0% | 0% | 0% | 0% | 0% | 0% | 0% | 0% | 0% | 0% | 0% | 0% | 0% | 0% | 0% | 0% | 0% | 0% | 0 | 0 | 0 | 0 | 0 | 0 | 0
F7_Industrial_Food Products_Existing_Miscellaneous_Natural Gas_Strategic Energy Management_A_Achievable Economic TRC Potential | F7 | Industrial | Food Products | Existing | Miscellaneous | Natural Gas | Strategic Energy Management | A | Incremental Energy Savings (MWh or mTherms) | Achievable Economic TRC Potential | 0 | 0 | 0 | 0 | 0 | 0.10032 | 0.10027 | 0.099676 | 0.09973 | 0.099812 | 0.098545 | 0.098275 | 0.098076 | 0.096518 | 0.096887 | 0.095963 | 0.095975 | 0.095492 | 0.094641 | 0.094753 | 0.094361 | 0.093994 | 0.093651 | 0.093333 | 0.093039 | 0 | 0 | 0 | 0 | 0 | 0
F8_Industrial_Food Products_Existing_Miscellaneous_Natural Gas_Strategic Energy Management_A_Achievable Economic TRC Potential | F8 | Industrial | Food Products | Existing | Miscellaneous | Natural Gas | Strategic Energy Management | A | Incremental Summer Peak Savings (MW) | Achievable Economic TRC Potential | 0 | 0 | 0 | 0 | 0 | 0 | 0 | 0 | 0 | 0 | 0 | 0 | 0 | 0 | 0 | 0 | 0 | 0 | 0 | 0 | 0 | 0 | 0 | 0 | 0 | 0 | 0 | 0 | 0 | 0 | 0
F9_Industrial_Food Products_Existing_Miscellaneous_Natural Gas_Strategic Energy Management_A_Achievable Economic TRC Potential | F9 | Industrial | Food Products | Existing | Miscellaneous | Natural Gas | Strategic Energy Management | A | Incremental Winter Peak Savings (MW) | Achievable Economic TRC Potential | 0 | 0 | 0 | 0 | 0 | 0 | 0 | 0 | 0 | 0 | 0 | 0 | 0 | 0 | 0 | 0 | 0 | 0 | 0 | 0 | 0 | 0 | 0 | 0 | 0 | 0 | 0 | 0 | 0 | 0 | 0
F10_Industrial_Food Products_Existing_Miscellaneous_Natural Gas_Strategic Energy Management_A_Achievable Economic TRC Potential | F10 | Industrial | Food Products | Existing | Miscellaneous | Natural Gas | Strategic Energy Management | A | Cumulative Energy Savings (MWh or mTherms) | Achievable Economic TRC Potential | 0 | 0 | 0 | 0 | 0 | 0.10032 | 0.20059 | 0.30027 | 0.39999 | 0.49981 | 0.59835 | 0.69663 | 0.7947 | 0.89122 | 0.98811 | 1.0841 | 1.18 | 1.2755 | 1.3702 | 1.4649 | 1.5593 | 1.6533 | 1.7469 | 1.8403 | 1.9333 | 1.9333 | 1.9333 | 1.9333 | 0 | 0 | 0
F11_Industrial_Food Products_Existing_Miscellaneous_Natural Gas_Strategic Energy Management_A_Achievable Economic TRC Potential | F11 | Industrial | Food Products | Existing | Miscellaneous | Natural Gas | Strategic Energy Management | A | Cumulative Summer Peak Savings (MW) | Achievable Economic TRC Potential | 0 | 0 | 0 | 0 | 0 | 0 | 0 | 0 | 0 | 0 | 0 | 0 | 0 | 0 | 0 | 0 | 0 | 0 | 0 | 0 | 0 | 0 | 0 | 0 | 0 | 0 | 0 | 0 | 0 | 0 | 0
F12_Industrial_Food Products_Existing_Miscellaneous_Natural Gas_Strategic Energy Management_A_Achievable Economic TRC Potential | F12 | Industrial | Food Products | Existing | Miscellaneous | Natural Gas | Strategic Energy Management | A | Cumulative Winter Peak Savings (MW) | Achievable Economic TRC Potential | 0 | 0 | 0 | 0 | 0 | 0 | 0 | 0 | 0 | 0 | 0 | 0 | 0 | 0 | 0 | 0 | 0 | 0 | 0 | 0 | 0 | 0 | 0 | 0 | 0 | 0 | 0 | 0 | 0 | 0 | 0
F13_Industrial_Food Products_Existing_Miscellaneous_Natural Gas_Strategic Energy Management_A_Achievable Economic TRC Potential | F13 | Industrial | Food Products | Existing | Miscellaneous | Natural Gas | Strategic Energy Management | A | Purchases (Incremental) | Achievable Economic TRC Potential | 0 | 0 | 0 | 0 | 0 | 35.9257 | 35.906 | 35.6943 | 35.7136 | 35.7431 | 35.2892 | 35.1928 | 35.1213 | 34.5636 | 34.6956 | 34.3647 | 34.3692 | 34.1962 | 33.8911 | 33.9313 | 33.791 | 33.6596 | 33.5369 | 33.4229 | 33.3175 | 0 | 0 | 0 | 0 | 0 | 0
F14_Industrial_Food Products_Existing_Miscellaneous_Natural Gas_Strategic Energy Management_A_Achievable Economic TRC Potential | F14 | Industrial | Food Products | Existing | Miscellaneous | Natural Gas | Strategic Energy Management | A | Purchases (Cumulative) | Achievable Economic TRC Potential | 0 | 0 | 0 | 0 | 0 | 35.9257 | 71.8318 | 107.526 | 143.2396 | 178.9827 | 214.2719 | 249.4647 | 284.586 | 319.1496 | 353.8452 | 388.2098 | 422.579 | 456.7752 | 490.6663 | 524.5976 | 558.3886 | 592.0481 | 625.585 | 659.008 | 692.3255 | 692.3255 | 692.3255 | 692.3255 | 692.3255 | 692.3255 | 692.3255
F1_Industrial_Food Products_Existing_Space Heating_Natural Gas_Commissioning_A_Achievable Economic TRC Potential | F1 | Industrial | Food Products | Existing | Space Heating | Natural Gas | Commissioning | A | Original Unit Energy Savings (kWh or therms) | Achievable Economic TRC Potential | 0 | 0 | 0 | 0 | 0 | 10.6486 | 10.5965 | 10.5321 | 10.464 | 10.3927 | 10.3205 | 10.2462 | 10.1723 | 10.0988 | 10.0193 | 9.9458 | 9.8733 | 9.8059 | 9.7432 | 9.682 | 9.6242 | 9.5651 | 9.5118 | 9.4615 | 9.4136 | 9.3692 | 9.3282 | 9.2902 | 0 | 0 | 0
F2_Industrial_Food Products_Existing_Space Heating_Natural Gas_Commissioning_A_Achievable Economic TRC Potential | F2 | Industrial | Food Products | Existing | Space Heating | Natural Gas | Commissioning | A | Original Unit Summer Peak Savings (kW) | Achievable Economic TRC Potential | 0 | 0 | 0 | 0 | 0 | 0 | 0 | 0 | 0 | 0 | 0 | 0 | 0 | 0 | 0 | 0 | 0 | 0 | 0 | 0 | 0 | 0 | 0 | 0 | 0 | 0 | 0 | 0 | 0 | 0 | 0
F3_Industrial_Food Products_Existing_Space Heating_Natural Gas_Commissioning_A_Achievable Economic TRC Potential | F3 | Industrial | Food Products | Existing | Space Heating | Natural Gas | Commissioning | A | Original Unit Winter Peak Savings (kW) | Achievable Economic TRC Potential | 0 | 0 | 0 | 0 | 0 | 0 | 0 | 0 | 0 | 0 | 0 | 0 | 0 | 0 | 0 | 0 | 0 | 0 | 0 | 0 | 0 | 0 | 0 | 0 | 0 | 0 | 0 | 0 | 0 | 0 | 0
F4_Industrial_Food Products_Existing_Space Heating_Natural Gas_Commissioning_A_Achievable Economic TRC Potential | F4 | Industrial | Food Products | Existing | Space Heating | Natural Gas | Commissioning | A | Standalone Impact on Baseline Energy (%) | Achievable Economic TRC Potential | 0% | 0% | 0% | 0% | 0% | 0% | 0% | 0% | 0% | 0% | 0% | 0% | 0% | 0% | 0% | 0% | 0% | 0% | 0% | 0% | 0% | 0% | 0% | 0% | 0 | 0 | 0 | 0 | 0 | 0 | 0
F5_Industrial_Food Products_Existing_Space Heating_Natural Gas_Commissioning_A_Achievable Economic TRC Potential | F5 | Industrial | Food Products | Existing | Space Heating | Natural Gas | Commissioning | A | Standalone Impact on Baseline Summer Peak (%) | Achievable Economic TRC Potential | 0% | 0% | 0% | 0% | 0% | 0% | 0% | 0% | 0% | 0% | 0% | 0% | 0% | 0% | 0% | 0% | 0% | 0% | 0% | 0% | 0% | 0% | 0% | 0% | 0 | 0 | 0 | 0 | 0 | 0 | 0
F6_Industrial_Food Products_Existing_Space Heating_Natural Gas_Commissioning_A_Achievable Economic TRC Potential | F6 | Industrial | Food Products | Existing | Space Heating | Natural Gas | Commissioning | A | Standalone Impact on Baseline Winter Peak (%) | Achievable Economic TRC Potential | 0% | 0% | 0% | 0% | 0% | 0% | 0% | 0% | 0% | 0% | 0% | 0% | 0% | 0% | 0% | 0% | 0% | 0% | 0% | 0% | 0% | 0% | 0% | 0% | 0 | 0 | 0 | 0 | 0 | 0 | 0
F7_Industrial_Food Products_Existing_Space Heating_Natural Gas_Commissioning_A_Achievable Economic TRC Potential | F7 | Industrial | Food Products | Existing | Space Heating | Natural Gas | Commissioning | A | Incremental Energy Savings (MWh or mTherms) | Achievable Economic TRC Potential | 0 | 0 | 0 | 0 | 0 | 0 | 0 | 0 | 0 | 0 | 0 | 0 | 0 | 0 | 0 | 0 | 0 | 0 | 0 | 0 | 0 | 0 | 0 | 0 | 0 | 0 | 0 | 0 | 0 | 0 | 0
F8_Industrial_Food Products_Existing_Space Heating_Natural Gas_Commissioning_A_Achievable Economic TRC Potential | F8 | Industrial | Food Products | Existing | Space Heating | Natural Gas | Commissioning | A | Incremental Summer Peak Savings (MW) | Achievable Economic TRC Potential | 0 | 0 | 0 | 0 | 0 | 0 | 0 | 0 | 0 | 0 | 0 | 0 | 0 | 0 | 0 | 0 | 0 | 0 | 0 | 0 | 0 | 0 | 0 | 0 | 0 | 0 | 0 | 0 | 0 | 0 | 0
F9_Industrial_Food Products_Existing_Space Heating_Natural Gas_Commissioning_A_Achievable Economic TRC Potential | F9 | Industrial | Food Products | Existing | Space Heating | Natural Gas | Commissioning | A | Incremental Winter Peak Savings (MW) | Achievable Economic TRC Potential | 0 | 0 | 0 | 0 | 0 | 0 | 0 | 0 | 0 | 0 | 0 | 0 | 0 | 0 | 0 | 0 | 0 | 0 | 0 | 0 | 0 | 0 | 0 | 0 | 0 | 0 | 0 | 0 | 0 | 0 | 0
F10_Industrial_Food Products_Existing_Space Heating_Natural Gas_Commissioning_A_Achievable Economic TRC Potential | F10 | Industrial | Food Products | Existing | Space Heating | Natural Gas | Commissioning | A | Cumulative Energy Savings (MWh or mTherms) | Achievable Economic TRC Potential | 0 | 0 | 0 | 0 | 0 | 0 | 0 | 0 | 0 | 0 | 0 | 0 | 0 | 0 | 0 | 0 | 0 | 0 | 0 | 0 | 0 | 0 | 0 | 0 | 0 | 0 | 0 | 0 | 0 | 0 | 0
F11_Industrial_Food Products_Existing_Space Heating_Natural Gas_Commissioning_A_Achievable Economic TRC Potential | F11 | Industrial | Food Products | Existing | Space Heating | Natural Gas | Commissioning | A | Cumulative Summer Peak Savings (MW) | Achievable Economic TRC Potential | 0 | 0 | 0 | 0 | 0 | 0 | 0 | 0 | 0 | 0 | 0 | 0 | 0 | 0 | 0 | 0 | 0 | 0 | 0 | 0 | 0 | 0 | 0 | 0 | 0 | 0 | 0 | 0 | 0 | 0 | 0
F12_Industrial_Food Products_Existing_Space Heating_Natural Gas_Commissioning_A_Achievable Economic TRC Potential | F12 | Industrial | Food Products | Existing | Space Heating | Natural Gas | Commissioning | A | Cumulative Winter Peak Savings (MW) | Achievable Economic TRC Potential | 0 | 0 | 0 | 0 | 0 | 0 | 0 | 0 | 0 | 0 | 0 | 0 | 0 | 0 | 0 | 0 | 0 | 0 | 0 | 0 | 0 | 0 | 0 | 0 | 0 | 0 | 0 | 0 | 0 | 0 | 0
F13_Industrial_Food Products_Existing_Space Heating_Natural Gas_Commissioning_A_Achievable Economic TRC Potential | F13 | Industrial | Food Products | Existing | Space Heating | Natural Gas | Commissioning | A | Purchases (Incremental) | Achievable Economic TRC Potential | 0 | 0 | 0 | 0 | 0 | 0 | 0 | 0 | 0 | 0 | 0 | 0 | 0 | 0 | 0 | 0 | 0 | 0 | 0 | 0 | 0 | 0 | 0 | 0 | 0 | 0 | 0 | 0 | 0 | 0 | 0
F14_Industrial_Food Products_Existing_Space Heating_Natural Gas_Commissioning_A_Achievable Economic TRC Potential | F14 | Industrial | Food Products | Existing | Space Heating | Natural Gas | Commissioning | A | Purchases (Cumulative) | Achievable Economic TRC Potential | 0 | 0 | 0 | 0 | 0 | 0 | 0 | 0 | 0 | 0 | 0 | 0 | 0 | 0 | 0 | 0 | 0 | 0 | 0 | 0 | 0 | 0 | 0 | 0 | 0 | 0 | 0 | 0 | 0 | 0 | 0
F1_Industrial_Food Products_Existing_Process_Natural Gas_Commissioning_A_Achievable Economic TRC Potential | F1 | Industrial | Food Products | Existing | Process | Natural Gas | Commissioning | A | Original Unit Energy Savings (kWh or therms) | Achievable Economic TRC Potential | 0 | 0 | 0 | 0 | 0 | 168.6012 | 168.6012 | 168.6012 | 168.6012 | 168.6012 | 168.6012 | 168.6012 | 168.6012 | 168.6012 | 168.6012 | 168.6012 | 168.6012 | 168.6012 | 168.6012 | 168.6012 | 168.6012 | 168.6012 | 168.6012 | 168.6012 | 168.6012 | 168.6012 | 168.6012 | 168.6012 | 0 | 0 | 0
F2_Industrial_Food Products_Existing_Process_Natural Gas_Commissioning_A_Achievable Economic TRC Potential | F2 | Industrial | Food Products | Existing | Process | Natural Gas | Commissioning | A | Original Unit Summer Peak Savings (kW) | Achievable Economic TRC Potential | 0 | 0 | 0 | 0 | 0 | 0 | 0 | 0 | 0 | 0 | 0 | 0 | 0 | 0 | 0 | 0 | 0 | 0 | 0 | 0 | 0 | 0 | 0 | 0 | 0 | 0 | 0 | 0 | 0 | 0 | 0
F3_Industrial_Food Products_Existing_Process_Natural Gas_Commissioning_A_Achievable Economic TRC Potential | F3 | Industrial | Food Products | Existing | Process | Natural Gas | Commissioning | A | Original Unit Winter Peak Savings (kW) | Achievable Economic TRC Potential | 0 | 0 | 0 | 0 | 0 | 0 | 0 | 0 | 0 | 0 | 0 | 0 | 0 | 0 | 0 | 0 | 0 | 0 | 0 | 0 | 0 | 0 | 0 | 0 | 0 | 0 | 0 | 0 | 0 | 0 | 0
F4_Industrial_Food Products_Existing_Process_Natural Gas_Commissioning_A_Achievable Economic TRC Potential | F4 | Industrial | Food Products | Existing | Process | Natural Gas | Commissioning | A | Standalone Impact on Baseline Energy (%) | Achievable Economic TRC Potential | 0% | 0% | 0% | 0% | 0% | 0% | 0% | 0% | 0% | 0% | 0% | 0% | 0% | 0% | 0% | 0% | 0% | 0% | 0% | 0% | 0% | 0% | 0% | 0% | 0 | 0 | 0 | 0 | 0 | 0 | 0
F5_Industrial_Food Products_Existing_Process_Natural Gas_Commissioning_A_Achievable Economic TRC Potential | F5 | Industrial | Food Products | Existing | Process | Natural Gas | Commissioning | A | Standalone Impact on Baseline Summer Peak (%) | Achievable Economic TRC Potential | 0% | 0% | 0% | 0% | 0% | 0% | 0% | 0% | 0% | 0% | 0% | 0% | 0% | 0% | 0% | 0% | 0% | 0% | 0% | 0% | 0% | 0% | 0% | 0% | 0 | 0 | 0 | 0 | 0 | 0 | 0
F6_Industrial_Food Products_Existing_Process_Natural Gas_Commissioning_A_Achievable Economic TRC Potential | F6 | Industrial | Food Products | Existing | Process | Natural Gas | Commissioning | A | Standalone Impact on Baseline Winter Peak (%) | Achievable Economic TRC Potential | 0% | 0% | 0% | 0% | 0% | 0% | 0% | 0% | 0% | 0% | 0% | 0% | 0% | 0% | 0% | 0% | 0% | 0% | 0% | 0% | 0% | 0% | 0% | 0% | 0 | 0 | 0 | 0 | 0 | 0 | 0
F7_Industrial_Food Products_Existing_Process_Natural Gas_Commissioning_A_Achievable Economic TRC Potential | F7 | Industrial | Food Products | Existing | Process | Natural Gas | Commissioning | A | Incremental Energy Savings (MWh or mTherms) | Achievable Economic TRC Potential | 0 | 0 | 0 | 0 | 0 | 0 | 0 | 0 | 0 | 0 | 0 | 0 | 0 | 0 | 0 | 0 | 0 | 0 | 0 | 0 | 0 | 0 | 0 | 0 | 0 | 0 | 0 | 0 | 0 | 0 | 0
F8_Industrial_Food Products_Existing_Process_Natural Gas_Commissioning_A_Achievable Economic TRC Potential | F8 | Industrial | Food Products | Existing | Process | Natural Gas | Commissioning | A | Incremental Summer Peak Savings (MW) | Achievable Economic TRC Potential | 0 | 0 | 0 | 0 | 0 | 0 | 0 | 0 | 0 | 0 | 0 | 0 | 0 | 0 | 0 | 0 | 0 | 0 | 0 | 0 | 0 | 0 | 0 | 0 | 0 | 0 | 0 | 0 | 0 | 0 | 0
F9_Industrial_Food Products_Existing_Process_Natural Gas_Commissioning_A_Achievable Economic TRC Potential | F9 | Industrial | Food Products | Existing | Process | Natural Gas | Commissioning | A | Incremental Winter Peak Savings (MW) | Achievable Economic TRC Potential | 0 | 0 | 0 | 0 | 0 | 0 | 0 | 0 | 0 | 0 | 0 | 0 | 0 | 0 | 0 | 0 | 0 | 0 | 0 | 0 | 0 | 0 | 0 | 0 | 0 | 0 | 0 | 0 | 0 | 0 | 0
F10_Industrial_Food Products_Existing_Process_Natural Gas_Commissioning_A_Achievable Economic TRC Potential | F10 | Industrial | Food Products | Existing | Process | Natural Gas | Commissioning | A | Cumulative Energy Savings (MWh or mTherms) | Achievable Economic TRC Potential | 0 | 0 | 0 | 0 | 0 | 0 | 0 | 0 | 0 | 0 | 0 | 0 | 0 | 0 | 0 | 0 | 0 | 0 | 0 | 0 | 0 | 0 | 0 | 0 | 0 | 0 | 0 | 0 | 0 | 0 | 0
F11_Industrial_Food Products_Existing_Process_Natural Gas_Commissioning_A_Achievable Economic TRC Potential | F11 | Industrial | Food Products | Existing | Process | Natural Gas | Commissioning | A | Cumulative Summer Peak Savings (MW) | Achievable Economic TRC Potential | 0 | 0 | 0 | 0 | 0 | 0 | 0 | 0 | 0 | 0 | 0 | 0 | 0 | 0 | 0 | 0 | 0 | 0 | 0 | 0 | 0 | 0 | 0 | 0 | 0 | 0 | 0 | 0 | 0 | 0 | 0
F12_Industrial_Food Products_Existing_Process_Natural Gas_Commissioning_A_Achievable Economic TRC Potential | F12 | Industrial | Food Products | Existing | Process | Natural Gas | Commissioning | A | Cumulative Winter Peak Savings (MW) | Achievable Economic TRC Potential | 0 | 0 | 0 | 0 | 0 | 0 | 0 | 0 | 0 | 0 | 0 | 0 | 0 | 0 | 0 | 0 | 0 | 0 | 0 | 0 | 0 | 0 | 0 | 0 | 0 | 0 | 0 | 0 | 0 | 0 | 0
F13_Industrial_Food Products_Existing_Process_Natural Gas_Commissioning_A_Achievable Economic TRC Potential | F13 | Industrial | Food Products | Existing | Process | Natural Gas | Commissioning | A | Purchases (Incremental) | Achievable Economic TRC Potential | 0 | 0 | 0 | 0 | 0 | 0 | 0 | 0 | 0 | 0 | 0 | 0 | 0 | 0 | 0 | 0 | 0 | 0 | 0 | 0 | 0 | 0 | 0 | 0 | 0 | 0 | 0 | 0 | 0 | 0 | 0
F14_Industrial_Food Products_Existing_Process_Natural Gas_Commissioning_A_Achievable Economic TRC Potential | F14 | Industrial | Food Products | Existing | Process | Natural Gas | Commissioning | A | Purchases (Cumulative) | Achievable Economic TRC Potential | 0 | 0 | 0 | 0 | 0 | 0 | 0 | 0 | 0 | 0 | 0 | 0 | 0 | 0 | 0 | 0 | 0 | 0 | 0 | 0 | 0 | 0 | 0 | 0 | 0 | 0 | 0 | 0 | 0 | 0 | 0
F1_Industrial_Food Products_Existing_Space Heating_Natural Gas_Retrocommissioning_A_Achievable Economic TRC Potential | F1 | Industrial | Food Products | Existing | Space Heating | Natural Gas | Retrocommissioning | A | Original Unit Energy Savings (kWh or therms) | Achievable Economic TRC Potential | 0 | 0 | 0 | 0 | 0 | 1.479 | 1.4718 | 1.4628 | 1.4534 | 1.4435 | 1.4334 | 1.4231 | 1.4129 | 1.4026 | 1.3916 | 1.3814 | 1.3713 | 1.362 | 1.3533 | 1.3448 | 1.3367 | 1.3285 | 1.3211 | 1.3141 | 1.3075 | 1.3013 | 1.2956 | 1.2903 | 0 | 0 | 0
F2_Industrial_Food Products_Existing_Space Heating_Natural Gas_Retrocommissioning_A_Achievable Economic TRC Potential | F2 | Industrial | Food Products | Existing | Space Heating | Natural Gas | Retrocommissioning | A | Original Unit Summer Peak Savings (kW) | Achievable Economic TRC Potential | 0 | 0 | 0 | 0 | 0 | 0 | 0 | 0 | 0 | 0 | 0 | 0 | 0 | 0 | 0 | 0 | 0 | 0 | 0 | 0 | 0 | 0 | 0 | 0 | 0 | 0 | 0 | 0 | 0 | 0 | 0
F3_Industrial_Food Products_Existing_Space Heating_Natural Gas_Retrocommissioning_A_Achievable Economic TRC Potential | F3 | Industrial | Food Products | Existing | Space Heating | Natural Gas | Retrocommissioning | A | Original Unit Winter Peak Savings (kW) | Achievable Economic TRC Potential | 0 | 0 | 0 | 0 | 0 | 0 | 0 | 0 | 0 | 0 | 0 | 0 | 0 | 0 | 0 | 0 | 0 | 0 | 0 | 0 | 0 | 0 | 0 | 0 | 0 | 0 | 0 | 0 | 0 | 0 | 0
F4_Industrial_Food Products_Existing_Space Heating_Natural Gas_Retrocommissioning_A_Achievable Economic TRC Potential | F4 | Industrial | Food Products | Existing | Space Heating | Natural Gas | Retrocommissioning | A | Standalone Impact on Baseline Energy (%) | Achievable Economic TRC Potential | 0% | 0% | 0% | 0% | 0% | 0.0124% | 0.0248% | 0.03734% | 0.04972% | 0.06207% | 0.07527% | 0.08787% | 0.1004% | 0.1145% | 0.1264% | 0.14% | 0.1524% | 0.1656% | 0.1795% | 0.1917% | 0.2048% | 0.218% | 0.2312% | 0.2444% | 0.0025759 | 0.0025834 | 0.0025903 | 0.0025966 | 0 | 0 | 0
F5_Industrial_Food Products_Existing_Space Heating_Natural Gas_Retrocommissioning_A_Achievable Economic TRC Potential | F5 | Industrial | Food Products | Existing | Space Heating | Natural Gas | Retrocommissioning | A | Standalone Impact on Baseline Summer Peak (%) | Achievable Economic TRC Potential | 0% | 0% | 0% | 0% | 0% | 0% | 0% | 0% | 0% | 0% | 0% | 0% | 0% | 0% | 0% | 0% | 0% | 0% | 0% | 0% | 0% | 0% | 0% | 0% | 0 | 0 | 0 | 0 | 0 | 0 | 0
F6_Industrial_Food Products_Existing_Space Heating_Natural Gas_Retrocommissioning_A_Achievable Economic TRC Potential | F6 | Industrial | Food Products | Existing | Space Heating | Natural Gas | Retrocommissioning | A | Standalone Impact on Baseline Winter Peak (%) | Achievable Economic TRC Potential | 0% | 0% | 0% | 0% | 0% | 0% | 0% | 0% | 0% | 0% | 0% | 0% | 0% | 0% | 0% | 0% | 0% | 0% | 0% | 0% | 0% | 0% | 0% | 0% | 0 | 0 | 0 | 0 | 0 | 0 | 0
F7_Industrial_Food Products_Existing_Space Heating_Natural Gas_Retrocommissioning_A_Achievable Economic TRC Potential | F7 | Industrial | Food Products | Existing | Space Heating | Natural Gas | Retrocommissioning | A | Incremental Energy Savings (MWh or mTherms) | Achievable Economic TRC Potential | 0 | 0 | 0 | 0 | 0 | 0.041327 | 0.041102 | 0.040612 | 0.040371 | 0.040129 | 0.039344 | 0.038954 | 0.038595 | 0.037707 | 0.037553 | 0.036922 | 0.036658 | 0.036224 | 0.035672 | 0.03549 | 0.035132 | 0.034781 | 0.034461 | 0.034162 | 0.033882 | 0 | 0 | 0 | 0 | 0 | 0
F8_Industrial_Food Products_Existing_Space Heating_Natural Gas_Retrocommissioning_A_Achievable Economic TRC Potential | F8 | Industrial | Food Products | Existing | Space Heating | Natural Gas | Retrocommissioning | A | Incremental Summer Peak Savings (MW) | Achievable Economic TRC Potential | 0 | 0 | 0 | 0 | 0 | 0 | 0 | 0 | 0 | 0 | 0 | 0 | 0 | 0 | 0 | 0 | 0 | 0 | 0 | 0 | 0 | 0 | 0 | 0 | 0 | 0 | 0 | 0 | 0 | 0 | 0
F9_Industrial_Food Products_Existing_Space Heating_Natural Gas_Retrocommissioning_A_Achievable Economic TRC Potential | F9 | Industrial | Food Products | Existing | Space Heating | Natural Gas | Retrocommissioning | A | Incremental Winter Peak Savings (MW) | Achievable Economic TRC Potential | 0 | 0 | 0 | 0 | 0 | 0 | 0 | 0 | 0 | 0 | 0 | 0 | 0 | 0 | 0 | 0 | 0 | 0 | 0 | 0 | 0 | 0 | 0 | 0 | 0 | 0 | 0 | 0 | 0 | 0 | 0
F10_Industrial_Food Products_Existing_Space Heating_Natural Gas_Retrocommissioning_A_Achievable Economic TRC Potential | F10 | Industrial | Food Products | Existing | Space Heating | Natural Gas | Retrocommissioning | A | Cumulative Energy Savings (MWh or mTherms) | Achievable Economic TRC Potential | 0 | 0 | 0 | 0 | 0 | 0.041327 | 0.082227 | 0.12234 | 0.16192 | 0.20094 | 0.23889 | 0.27613 | 0.31273 | 0.34818 | 0.38299 | 0.4171 | 0.45072 | 0.48387 | 0.51644 | 0.54869 | 0.58055 | 0.61176 | 0.64282 | 0.67357 | 0.70405 | 0.70073 | 0.69766 | 0.69482 | 0 | 0 | 0
F11_Industrial_Food Products_Existing_Space Heating_Natural Gas_Retrocommissioning_A_Achievable Economic TRC Potential | F11 | Industrial | Food Products | Existing | Space Heating | Natural Gas | Retrocommissioning | A | Cumulative Summer Peak Savings (MW) | Achievable Economic TRC Potential | 0 | 0 | 0 | 0 | 0 | 0 | 0 | 0 | 0 | 0 | 0 | 0 | 0 | 0 | 0 | 0 | 0 | 0 | 0 | 0 | 0 | 0 | 0 | 0 | 0 | 0 | 0 | 0 | 0 | 0 | 0
F12_Industrial_Food Products_Existing_Space Heating_Natural Gas_Retrocommissioning_A_Achievable Economic TRC Potential | F12 | Industrial | Food Products | Existing | Space Heating | Natural Gas | Retrocommissioning | A | Cumulative Winter Peak Savings (MW) | Achievable Economic TRC Potential | 0 | 0 | 0 | 0 | 0 | 0 | 0 | 0 | 0 | 0 | 0 | 0 | 0 | 0 | 0 | 0 | 0 | 0 | 0 | 0 | 0 | 0 | 0 | 0 | 0 | 0 | 0 | 0 | 0 | 0 | 0
F13_Industrial_Food Products_Existing_Space Heating_Natural Gas_Retrocommissioning_A_Achievable Economic TRC Potential | F13 | Industrial | Food Products | Existing | Space Heating | Natural Gas | Retrocommissioning | A | Purchases (Incremental) | Achievable Economic TRC Potential | 0 | 0 | 0 | 0 | 0 | 27.9422 | 27.9269 | 27.7622 | 27.7772 | 27.8002 | 27.4472 | 27.3722 | 27.3166 | 26.8828 | 26.9854 | 26.7281 | 26.7316 | 26.597 | 26.3598 | 26.391 | 26.2819 | 26.1797 | 26.0843 | 25.9956 | 25.9136 | 0 | 0 | 0 | 0 | 0 | 0
F14_Industrial_Food Products_Existing_Space Heating_Natural Gas_Retrocommissioning_A_Achievable Economic TRC Potential | F14 | Industrial | Food Products | Existing | Space Heating | Natural Gas | Retrocommissioning | A | Purchases (Cumulative) | Achievable Economic TRC Potential | 0 | 0 | 0 | 0 | 0 | 27.9422 | 55.8692 | 83.6314 | 111.4086 | 139.2088 | 166.6559 | 194.0281 | 221.3447 | 248.2275 | 275.2129 | 301.941 | 328.6726 | 355.2696 | 381.6294 | 408.0204 | 434.3022 | 460.4819 | 486.5661 | 512.5618 | 538.4754 | 538.4754 | 538.4754 | 538.4754 | 538.4754 | 538.4754 | 538.4754
F1_Industrial_Food Products_Existing_Process_Natural Gas_Retrocommissioning_A_Achievable Economic TRC Potential | F1 | Industrial | Food Products | Existing | Process | Natural Gas | Retrocommissioning | A | Original Unit Energy Savings (kWh or therms) | Achievable Economic TRC Potential | 0 | 0 | 0 | 0 | 0 | 0 | 0 | 0 | 0 | 0 | 0 | 0 | 0 | 0 | 0 | 0 | 0 | 0 | 0 | 0 | 0 | 0 | 0 | 0 | 0 | 0 | 0 | 0 | 0 | 0 | 0
F2_Industrial_Food Products_Existing_Process_Natural Gas_Retrocommissioning_A_Achievable Economic TRC Potential | F2 | Industrial | Food Products | Existing | Process | Natural Gas | Retrocommissioning | A | Original Unit Summer Peak Savings (kW) | Achievable Economic TRC Potential | 0 | 0 | 0 | 0 | 0 | 0 | 0 | 0 | 0 | 0 | 0 | 0 | 0 | 0 | 0 | 0 | 0 | 0 | 0 | 0 | 0 | 0 | 0 | 0 | 0 | 0 | 0 | 0 | 0 | 0 | 0
F3_Industrial_Food Products_Existing_Process_Natural Gas_Retrocommissioning_A_Achievable Economic TRC Potential | F3 | Industrial | Food Products | Existing | Process | Natural Gas | Retrocommissioning | A | Original Unit Winter Peak Savings (kW) | Achievable Economic TRC Potential | 0 | 0 | 0 | 0 | 0 | 0 | 0 | 0 | 0 | 0 | 0 | 0 | 0 | 0 | 0 | 0 | 0 | 0 | 0 | 0 | 0 | 0 | 0 | 0 | 0 | 0 | 0 | 0 | 0 | 0 | 0
F4_Industrial_Food Products_Existing_Process_Natural Gas_Retrocommissioning_A_Achievable Economic TRC Potential | F4 | Industrial | Food Products | Existing | Process | Natural Gas | Retrocommissioning | A | Standalone Impact on Baseline Energy (%) | Achievable Economic TRC Potential | 0% | 0% | 0% | 0% | 0% | 0% | 0% | 0% | 0% | 0% | 0% | 0% | 0% | 0% | 0% | 0% | 0% | 0% | 0% | 0% | 0% | 0% | 0% | 0% | 0 | 0 | 0 | 0 | 0 | 0 | 0
F5_Industrial_Food Products_Existing_Process_Natural Gas_Retrocommissioning_A_Achievable Economic TRC Potential | F5 | Industrial | Food Products | Existing | Process | Natural Gas | Retrocommissioning | A | Standalone Impact on Baseline Summer Peak (%) | Achievable Economic TRC Potential | 0% | 0% | 0% | 0% | 0% | 0% | 0% | 0% | 0% | 0% | 0% | 0% | 0% | 0% | 0% | 0% | 0% | 0% | 0% | 0% | 0% | 0% | 0% | 0% | 0 | 0 | 0 | 0 | 0 | 0 | 0
F6_Industrial_Food Products_Existing_Process_Natural Gas_Retrocommissioning_A_Achievable Economic TRC Potential | F6 | Industrial | Food Products | Existing | Process | Natural Gas | Retrocommissioning | A | Standalone Impact on Baseline Winter Peak (%) | Achievable Economic TRC Potential | 0% | 0% | 0% | 0% | 0% | 0% | 0% | 0% | 0% | 0% | 0% | 0% | 0% | 0% | 0% | 0% | 0% | 0% | 0% | 0% | 0% | 0% | 0% | 0% | 0 | 0 | 0 | 0 | 0 | 0 | 0
F7_Industrial_Food Products_Existing_Process_Natural Gas_Retrocommissioning_A_Achievable Economic TRC Potential | F7 | Industrial | Food Products | Existing | Process | Natural Gas | Retrocommissioning | A | Incremental Energy Savings (MWh or mTherms) | Achievable Economic TRC Potential | 0 | 0 | 0 | 0 | 0 | 0 | 0 | 0 | 0 | 0 | 0 | 0 | 0 | 0 | 0 | 0 | 0 | 0 | 0 | 0 | 0 | 0 | 0 | 0 | 0 | 0 | 0 | 0 | 0 | 0 | 0
F8_Industrial_Food Products_Existing_Process_Natural Gas_Retrocommissioning_A_Achievable Economic TRC Potential | F8 | Industrial | Food Products | Existing | Process | Natural Gas | Retrocommissioning | A | Incremental Summer Peak Savings (MW) | Achievable Economic TRC Potential | 0 | 0 | 0 | 0 | 0 | 0 | 0 | 0 | 0 | 0 | 0 | 0 | 0 | 0 | 0 | 0 | 0 | 0 | 0 | 0 | 0 | 0 | 0 | 0 | 0 | 0 | 0 | 0 | 0 | 0 | 0
F9_Industrial_Food Products_Existing_Process_Natural Gas_Retrocommissioning_A_Achievable Economic TRC Potential | F9 | Industrial | Food Products | Existing | Process | Natural Gas | Retrocommissioning | A | Incremental Winter Peak Savings (MW) | Achievable Economic TRC Potential | 0 | 0 | 0 | 0 | 0 | 0 | 0 | 0 | 0 | 0 | 0 | 0 | 0 | 0 | 0 | 0 | 0 | 0 | 0 | 0 | 0 | 0 | 0 | 0 | 0 | 0 | 0 | 0 | 0 | 0 | 0
F10_Industrial_Food Products_Existing_Process_Natural Gas_Retrocommissioning_A_Achievable Economic TRC Potential | F10 | Industrial | Food Products | Existing | Process | Natural Gas | Retrocommissioning | A | Cumulative Energy Savings (MWh or mTherms) | Achievable Economic TRC Potential | 0 | 0 | 0 | 0 | 0 | 0 | 0 | 0 | 0 | 0 | 0 | 0 | 0 | 0 | 0 | 0 | 0 | 0 | 0 | 0 | 0 | 0 | 0 | 0 | 0 | 0 | 0 | 0 | 0 | 0 | 0
F11_Industrial_Food Products_Existing_Process_Natural Gas_Retrocommissioning_A_Achievable Economic TRC Potential | F11 | Industrial | Food Products | Existing | Process | Natural Gas | Retrocommissioning | A | Cumulative Summer Peak Savings (MW) | Achievable Economic TRC Potential | 0 | 0 | 0 | 0 | 0 | 0 | 0 | 0 | 0 | 0 | 0 | 0 | 0 | 0 | 0 | 0 | 0 | 0 | 0 | 0 | 0 | 0 | 0 | 0 | 0 | 0 | 0 | 0 | 0 | 0 | 0
F12_Industrial_Food Products_Existing_Process_Natural Gas_Retrocommissioning_A_Achievable Economic TRC Potential | F12 | Industrial | Food Products | Existing | Process | Natural Gas | Retrocommissioning | A | Cumulative Winter Peak Savings (MW) | Achievable Economic TRC Potential | 0 | 0 | 0 | 0 | 0 | 0 | 0 | 0 | 0 | 0 | 0 | 0 | 0 | 0 | 0 | 0 | 0 | 0 | 0 | 0 | 0 | 0 | 0 | 0 | 0 | 0 | 0 | 0 | 0 | 0 | 0
F13_Industrial_Food Products_Existing_Process_Natural Gas_Retrocommissioning_A_Achievable Economic TRC Potential | F13 | Industrial | Food Products | Existing | Process | Natural Gas | Retrocommissioning | A | Purchases (Incremental) | Achievable Economic TRC Potential | 0 | 0 | 0 | 0 | 0 | 27.9422 | 27.9269 | 27.7622 | 27.7772 | 27.8002 | 27.4472 | 27.3722 | 27.3166 | 26.8828 | 26.9854 | 26.7281 | 26.7316 | 26.597 | 26.3598 | 26.391 | 26.2819 | 26.1797 | 26.0843 | 25.9956 | 25.9136 | 0 | 0 | 0 | 0 | 0 | 0
F14_Industrial_Food Products_Existing_Process_Natural Gas_Retrocommissioning_A_Achievable Economic TRC Potential | F14 | Industrial | Food Products | Existing | Process | Natural Gas | Retrocommissioning | A | Purchases (Cumulative) | Achievable Economic TRC Potential | 0 | 0 | 0 | 0 | 0 | 27.9422 | 55.8692 | 83.6314 | 111.4086 | 139.2088 | 166.6559 | 194.0281 | 221.3447 | 248.2275 | 275.2129 | 301.941 | 328.6726 | 355.2696 | 381.6294 | 408.0204 | 434.3022 | 460.4819 | 486.5661 | 512.5618 | 538.4754 | 538.4754 | 538.4754 | 538.4754 | 538.4754 | 538.4754 | 538.4754
F1_Industrial_Food Products_New_Space Heating_Natural Gas_Insulation - Roof/Ceiling_A_Achievable Economic TRC Potential | F1 | Industrial | Food Products | New | Space Heating | Natural Gas | Insulation - Roof/Ceiling | A | Original Unit Energy Savings (kWh or therms) | Achievable Economic TRC Potential | 0 | 0 | 0 | 0 | 0 | 0.093892 | 0.092679 | 0.091794 | 0.091122 | 0.090592 | 0.090164 | 0.089662 | 0.089136 | 0.088616 | 0.088114 | 0.08772 | 0.087409 | 0.087162 | 0.08677 | 0.086483 | 0.086275 | 0.086113 | 0.086113 | 0.086113 | 0.086113 | 0.086113 | 0.086113 | 0.086113 | 0 | 0 | 0
F2_Industrial_Food Products_New_Space Heating_Natural Gas_Insulation - Roof/Ceiling_A_Achievable Economic TRC Potential | F2 | Industrial | Food Products | New | Space Heating | Natural Gas | Insulation - Roof/Ceiling | A | Original Unit Summer Peak Savings (kW) | Achievable Economic TRC Potential | 0 | 0 | 0 | 0 | 0 | 0 | 0 | 0 | 0 | 0 | 0 | 0 | 0 | 0 | 0 | 0 | 0 | 0 | 0 | 0 | 0 | 0 | 0 | 0 | 0 | 0 | 0 | 0 | 0 | 0 | 0
F3_Industrial_Food Products_New_Space Heating_Natural Gas_Insulation - Roof/Ceiling_A_Achievable Economic TRC Potential | F3 | Industrial | Food Products | New | Space Heating | Natural Gas | Insulation - Roof/Ceiling | A | Original Unit Winter Peak Savings (kW) | Achievable Economic TRC Potential | 0 | 0 | 0 | 0 | 0 | 0 | 0 | 0 | 0 | 0 | 0 | 0 | 0 | 0 | 0 | 0 | 0 | 0 | 0 | 0 | 0 | 0 | 0 | 0 | 0 | 0 | 0 | 0 | 0 | 0 | 0
F4_Industrial_Food Products_New_Space Heating_Natural Gas_Insulation - Roof/Ceiling_A_Achievable Economic TRC Potential | F4 | Industrial | Food Products | New | Space Heating | Natural Gas | Insulation - Roof/Ceiling | A | Standalone Impact on Baseline Energy (%) | Achievable Economic TRC Potential | 0% | 0% | 0% | 0% | 0% | 0% | 0% | 0% | 0% | 0% | 0% | 0% | 0% | 0% | 0% | 0% | 0% | 0% | 0% | 0% | 0% | 0% | 0% | 0% | 0 | 0 | 0 | 0 | 0 | 0 | 0
F5_Industrial_Food Products_New_Space Heating_Natural Gas_Insulation - Roof/Ceiling_A_Achievable Economic TRC Potential | F5 | Industrial | Food Products | New | Space Heating | Natural Gas | Insulation - Roof/Ceiling | A | Standalone Impact on Baseline Summer Peak (%) | Achievable Economic TRC Potential | 0% | 0% | 0% | 0% | 0% | 0% | 0% | 0% | 0% | 0% | 0% | 0% | 0% | 0% | 0% | 0% | 0% | 0% | 0% | 0% | 0% | 0% | 0% | 0% | 0 | 0 | 0 | 0 | 0 | 0 | 0
F6_Industrial_Food Products_New_Space Heating_Natural Gas_Insulation - Roof/Ceiling_A_Achievable Economic TRC Potential | F6 | Industrial | Food Products | New | Space Heating | Natural Gas | Insulation - Roof/Ceiling | A | Standalone Impact on Baseline Winter Peak (%) | Achievable Economic TRC Potential | 0% | 0% | 0% | 0% | 0% | 0% | 0% | 0% | 0% | 0% | 0% | 0% | 0% | 0% | 0% | 0% | 0% | 0% | 0% | 0% | 0% | 0% | 0% | 0% | 0 | 0 | 0 | 0 | 0 | 0 | 0
F7_Industrial_Food Products_New_Space Heating_Natural Gas_Insulation - Roof/Ceiling_A_Achievable Economic TRC Potential | F7 | Industrial | Food Products | New | Space Heating | Natural Gas | Insulation - Roof/Ceiling | A | Incremental Energy Savings (MWh or mTherms) | Achievable Economic TRC Potential | 0 | 0 | 0 | 0 | 0 | 0 | 0 | 0 | 0 | 0 | 0 | 0 | 0 | 0 | 0 | 0 | 0 | 0 | 0 | 0 | 0 | 0 | 0 | 0 | 0 | 0 | 0 | 0 | 0 | 0 | 0
F8_Industrial_Food Products_New_Space Heating_Natural Gas_Insulation - Roof/Ceiling_A_Achievable Economic TRC Potential | F8 | Industrial | Food Products | New | Space Heating | Natural Gas | Insulation - Roof/Ceiling | A | Incremental Summer Peak Savings (MW) | Achievable Economic TRC Potential | 0 | 0 | 0 | 0 | 0 | 0 | 0 | 0 | 0 | 0 | 0 | 0 | 0 | 0 | 0 | 0 | 0 | 0 | 0 | 0 | 0 | 0 | 0 | 0 | 0 | 0 | 0 | 0 | 0 | 0 | 0
F9_Industrial_Food Products_New_Space Heating_Natural Gas_Insulation - Roof/Ceiling_A_Achievable Economic TRC Potential | F9 | Industrial | Food Products | New | Space Heating | Natural Gas | Insulation - Roof/Ceiling | A | Incremental Winter Peak Savings (MW) | Achievable Economic TRC Potential | 0 | 0 | 0 | 0 | 0 | 0 | 0 | 0 | 0 | 0 | 0 | 0 | 0 | 0 | 0 | 0 | 0 | 0 | 0 | 0 | 0 | 0 | 0 | 0 | 0 | 0 | 0 | 0 | 0 | 0 | 0
F10_Industrial_Food Products_New_Space Heating_Natural Gas_Insulation - Roof/Ceiling_A_Achievable Economic TRC Potential | F10 | Industrial | Food Products | New | Space Heating | Natural Gas | Insulation - Roof/Ceiling | A | Cumulative Energy Savings (MWh or mTherms) | Achievable Economic TRC Potential | 0 | 0 | 0 | 0 | 0 | 0 | 0 | 0 | 0 | 0 | 0 | 0 | 0 | 0 | 0 | 0 | 0 | 0 | 0 | 0 | 0 | 0 | 0 | 0 | 0 | 0 | 0 | 0 | 0 | 0 | 0
F11_Industrial_Food Products_New_Space Heating_Natural Gas_Insulation - Roof/Ceiling_A_Achievable Economic TRC Potential | F11 | Industrial | Food Products | New | Space Heating | Natural Gas | Insulation - Roof/Ceiling | A | Cumulative Summer Peak Savings (MW) | Achievable Economic TRC Potential | 0 | 0 | 0 | 0 | 0 | 0 | 0 | 0 | 0 | 0 | 0 | 0 | 0 | 0 | 0 | 0 | 0 | 0 | 0 | 0 | 0 | 0 | 0 | 0 | 0 | 0 | 0 | 0 | 0 | 0 | 0
F12_Industrial_Food Products_New_Space Heating_Natural Gas_Insulation - Roof/Ceiling_A_Achievable Economic TRC Potential | F12 | Industrial | Food Products | New | Space Heating | Natural Gas | Insulation - Roof/Ceiling | A | Cumulative Winter Peak Savings (MW) | Achievable Economic TRC Potential | 0 | 0 | 0 | 0 | 0 | 0 | 0 | 0 | 0 | 0 | 0 | 0 | 0 | 0 | 0 | 0 | 0 | 0 | 0 | 0 | 0 | 0 | 0 | 0 | 0 | 0 | 0 | 0 | 0 | 0 | 0
F13_Industrial_Food Products_New_Space Heating_Natural Gas_Insulation - Roof/Ceiling_A_Achievable Economic TRC Potential | F13 | Industrial | Food Products | New | Space Heating | Natural Gas | Insulation - Roof/Ceiling | A | Purchases (Incremental) | Achievable Economic TRC Potential | 0 | 0 | 0 | 0 | 0 | 0 | 0 | 0 | 0 | 0 | 0 | 0 | 0 | 0 | 0 | 0 | 0 | 0 | 0 | 0 | 0 | 0 | 0 | 0 | 0 | 0 | 0 | 0 | 0 | 0 | 0
F14_Industrial_Food Products_New_Space Heating_Natural Gas_Insulation - Roof/Ceiling_A_Achievable Economic TRC Potential | F14 | Industrial | Food Products | New | Space Heating | Natural Gas | Insulation - Roof/Ceiling | A | Purchases (Cumulative) | Achievable Economic TRC Potential | 0 | 0 | 0 | 0 | 0 | 0 | 0 | 0 | 0 | 0 | 0 | 0 | 0 | 0 | 0 | 0 | 0 | 0 | 0 | 0 | 0 | 0 | 0 | 0 | 0 | 0 | 0 | 0 | 0 | 0 | 0
F1_Industrial_Food Products_New_Space Heating_Natural Gas_Insulation - Wall Cavity_A_Achievable Economic TRC Potential | F1 | Industrial | Food Products | New | Space Heating | Natural Gas | Insulation - Wall Cavity | A | Original Unit Energy Savings (kWh or therms) | Achievable Economic TRC Potential | 0 | 0 | 0 | 0 | 0 | 0.016909 | 0.016691 | 0.016531 | 0.01641 | 0.016315 | 0.016238 | 0.016147 | 0.016053 | 0.015959 | 0.015869 | 0.015798 | 0.015742 | 0.015697 | 0.015627 | 0.015575 | 0.015537 | 0.015508 | 0.015508 | 0.015508 | 0.015508 | 0.015508 | 0.015508 | 0.015508 | 0 | 0 | 0
F2_Industrial_Food Products_New_Space Heating_Natural Gas_Insulation - Wall Cavity_A_Achievable Economic TRC Potential | F2 | Industrial | Food Products | New | Space Heating | Natural Gas | Insulation - Wall Cavity | A | Original Unit Summer Peak Savings (kW) | Achievable Economic TRC Potential | 0 | 0 | 0 | 0 | 0 | 0 | 0 | 0 | 0 | 0 | 0 | 0 | 0 | 0 | 0 | 0 | 0 | 0 | 0 | 0 | 0 | 0 | 0 | 0 | 0 | 0 | 0 | 0 | 0 | 0 | 0
F3_Industrial_Food Products_New_Space Heating_Natural Gas_Insulation - Wall Cavity_A_Achievable Economic TRC Potential | F3 | Industrial | Food Products | New | Space Heating | Natural Gas | Insulation - Wall Cavity | A | Original Unit Winter Peak Savings (kW) | Achievable Economic TRC Potential | 0 | 0 | 0 | 0 | 0 | 0 | 0 | 0 | 0 | 0 | 0 | 0 | 0 | 0 | 0 | 0 | 0 | 0 | 0 | 0 | 0 | 0 | 0 | 0 | 0 | 0 | 0 | 0 | 0 | 0 | 0
F4_Industrial_Food Products_New_Space Heating_Natural Gas_Insulation - Wall Cavity_A_Achievable Economic TRC Potential | F4 | Industrial | Food Products | New | Space Heating | Natural Gas | Insulation - Wall Cavity | A | Standalone Impact on Baseline Energy (%) | Achievable Economic TRC Potential | 0% | 0% | 0% | 0% | 0% | 0% | 0% | 0% | 0% | 0% | 0% | 0% | 0% | 0% | 0% | 0% | 0% | 0% | 0% | 0% | 0% | 0% | 0% | 0% | 0 | 0 | 0 | 0 | 0 | 0 | 0
F5_Industrial_Food Products_New_Space Heating_Natural Gas_Insulation - Wall Cavity_A_Achievable Economic TRC Potential | F5 | Industrial | Food Products | New | Space Heating | Natural Gas | Insulation - Wall Cavity | A | Standalone Impact on Baseline Summer Peak (%) | Achievable Economic TRC Potential | 0% | 0% | 0% | 0% | 0% | 0% | 0% | 0% | 0% | 0% | 0% | 0% | 0% | 0% | 0% | 0% | 0% | 0% | 0% | 0% | 0% | 0% | 0% | 0% | 0 | 0 | 0 | 0 | 0 | 0 | 0
F6_Industrial_Food Products_New_Space Heating_Natural Gas_Insulation - Wall Cavity_A_Achievable Economic TRC Potential | F6 | Industrial | Food Products | New | Space Heating | Natural Gas | Insulation - Wall Cavity | A | Standalone Impact on Baseline Winter Peak (%) | Achievable Economic TRC Potential | 0% | 0% | 0% | 0% | 0% | 0% | 0% | 0% | 0% | 0% | 0% | 0% | 0% | 0% | 0% | 0% | 0% | 0% | 0% | 0% | 0% | 0% | 0% | 0% | 0 | 0 | 0 | 0 | 0 | 0 | 0
F7_Industrial_Food Products_New_Space Heating_Natural Gas_Insulation - Wall Cavity_A_Achievable Economic TRC Potential | F7 | Industrial | Food Products | New | Space Heating | Natural Gas | Insulation - Wall Cavity | A | Incremental Energy Savings (MWh or mTherms) | Achievable Economic TRC Potential | 0 | 0 | 0 | 0 | 0 | 0 | 0 | 0 | 0 | 0 | 0 | 0 | 0 | 0 | 0 | 0 | 0 | 0 | 0 | 0 | 0 | 0 | 0 | 0 | 0 | 0 | 0 | 0 | 0 | 0 | 0
F8_Industrial_Food Products_New_Space Heating_Natural Gas_Insulation - Wall Cavity_A_Achievable Economic TRC Potential | F8 | Industrial | Food Products | New | Space Heating | Natural Gas | Insulation - Wall Cavity | A | Incremental Summer Peak Savings (MW) | Achievable Economic TRC Potential | 0 | 0 | 0 | 0 | 0 | 0 | 0 | 0 | 0 | 0 | 0 | 0 | 0 | 0 | 0 | 0 | 0 | 0 | 0 | 0 | 0 | 0 | 0 | 0 | 0 | 0 | 0 | 0 | 0 | 0 | 0
F9_Industrial_Food Products_New_Space Heating_Natural Gas_Insulation - Wall Cavity_A_Achievable Economic TRC Potential | F9 | Industrial | Food Products | New | Space Heating | Natural Gas | Insulation - Wall Cavity | A | Incremental Winter Peak Savings (MW) | Achievable Economic TRC Potential | 0 | 0 | 0 | 0 | 0 | 0 | 0 | 0 | 0 | 0 | 0 | 0 | 0 | 0 | 0 | 0 | 0 | 0 | 0 | 0 | 0 | 0 | 0 | 0 | 0 | 0 | 0 | 0 | 0 | 0 | 0
F10_Industrial_Food Products_New_Space Heating_Natural Gas_Insulation - Wall Cavity_A_Achievable Economic TRC Potential | F10 | Industrial | Food Products | New | Space Heating | Natural Gas | Insulation - Wall Cavity | A | Cumulative Energy Savings (MWh or mTherms) | Achievable Economic TRC Potential | 0 | 0 | 0 | 0 | 0 | 0 | 0 | 0 | 0 | 0 | 0 | 0 | 0 | 0 | 0 | 0 | 0 | 0 | 0 | 0 | 0 | 0 | 0 | 0 | 0 | 0 | 0 | 0 | 0 | 0 | 0
F11_Industrial_Food Products_New_Space Heating_Natural Gas_Insulation - Wall Cavity_A_Achievable Economic TRC Potential | F11 | Industrial | Food Products | New | Space Heating | Natural Gas | Insulation - Wall Cavity | A | Cumulative Summer Peak Savings (MW) | Achievable Economic TRC Potential | 0 | 0 | 0 | 0 | 0 | 0 | 0 | 0 | 0 | 0 | 0 | 0 | 0 | 0 | 0 | 0 | 0 | 0 | 0 | 0 | 0 | 0 | 0 | 0 | 0 | 0 | 0 | 0 | 0 | 0 | 0
F12_Industrial_Food Products_New_Space Heating_Natural Gas_Insulation - Wall Cavity_A_Achievable Economic TRC Potential | F12 | Industrial | Food Products | New | Space Heating | Natural Gas | Insulation - Wall Cavity | A | Cumulative Winter Peak Savings (MW) | Achievable Economic TRC Potential | 0 | 0 | 0 | 0 | 0 | 0 | 0 | 0 | 0 | 0 | 0 | 0 | 0 | 0 | 0 | 0 | 0 | 0 | 0 | 0 | 0 | 0 | 0 | 0 | 0 | 0 | 0 | 0 | 0 | 0 | 0
F13_Industrial_Food Products_New_Space Heating_Natural Gas_Insulation - Wall Cavity_A_Achievable Economic TRC Potential | F13 | Industrial | Food Products | New | Space Heating | Natural Gas | Insulation - Wall Cavity | A | Purchases (Incremental) | Achievable Economic TRC Potential | 0 | 0 | 0 | 0 | 0 | 0 | 0 | 0 | 0 | 0 | 0 | 0 | 0 | 0 | 0 | 0 | 0 | 0 | 0 | 0 | 0 | 0 | 0 | 0 | 0 | 0 | 0 | 0 | 0 | 0 | 0
F14_Industrial_Food Products_New_Space Heating_Natural Gas_Insulation - Wall Cavity_A_Achievable Economic TRC Potential | F14 | Industrial | Food Products | New | Space Heating | Natural Gas | Insulation - Wall Cavity | A | Purchases (Cumulative) | Achievable Economic TRC Potential | 0 | 0 | 0 | 0 | 0 | 0 | 0 | 0 | 0 | 0 | 0 | 0 | 0 | 0 | 0 | 0 | 0 | 0 | 0 | 0 | 0 | 0 | 0 | 0 | 0 | 0 | 0 | 0 | 0 | 0 | 0
F1_Industrial_Food Products_New_Space Heating_Natural Gas_Insulation - Ducting_A_Achievable Economic TRC Potential | F1 | Industrial | Food Products | New | Space Heating | Natural Gas | Insulation - Ducting | A | Original Unit Energy Savings (kWh or therms) | Achievable Economic TRC Potential | 0 | 0 | 0 | 0 | 0 | 0 | 0 | 0 | 0 | 0 | 0 | 0 | 0 | 0 | 0 | 0 | 0 | 0 | 0 | 0 | 0 | 0 | 0 | 0 | 0 | 0 | 0 | 0 | 0 | 0 | 0
F2_Industrial_Food Products_New_Space Heating_Natural Gas_Insulation - Ducting_A_Achievable Economic TRC Potential | F2 | Industrial | Food Products | New | Space Heating | Natural Gas | Insulation - Ducting | A | Original Unit Summer Peak Savings (kW) | Achievable Economic TRC Potential | 0 | 0 | 0 | 0 | 0 | 0 | 0 | 0 | 0 | 0 | 0 | 0 | 0 | 0 | 0 | 0 | 0 | 0 | 0 | 0 | 0 | 0 | 0 | 0 | 0 | 0 | 0 | 0 | 0 | 0 | 0
F3_Industrial_Food Products_New_Space Heating_Natural Gas_Insulation - Ducting_A_Achievable Economic TRC Potential | F3 | Industrial | Food Products | New | Space Heating | Natural Gas | Insulation - Ducting | A | Original Unit Winter Peak Savings (kW) | Achievable Economic TRC Potential | 0 | 0 | 0 | 0 | 0 | 0 | 0 | 0 | 0 | 0 | 0 | 0 | 0 | 0 | 0 | 0 | 0 | 0 | 0 | 0 | 0 | 0 | 0 | 0 | 0 | 0 | 0 | 0 | 0 | 0 | 0
F4_Industrial_Food Products_New_Space Heating_Natural Gas_Insulation - Ducting_A_Achievable Economic TRC Potential | F4 | Industrial | Food Products | New | Space Heating | Natural Gas | Insulation - Ducting | A | Standalone Impact on Baseline Energy (%) | Achievable Economic TRC Potential | 0% | 0% | 0% | 0% | 0% | 0% | 0% | 0% | 0% | 0% | 0% | 0% | 0% | 0% | 0% | 0% | 0% | 0% | 0% | 0% | 0% | 0% | 0% | 0% | 0 | 0 | 0 | 0 | 0 | 0 | 0
F5_Industrial_Food Products_New_Space Heating_Natural Gas_Insulation - Ducting_A_Achievable Economic TRC Potential | F5 | Industrial | Food Products | New | Space Heating | Natural Gas | Insulation - Ducting | A | Standalone Impact on Baseline Summer Peak (%) | Achievable Economic TRC Potential | 0% | 0% | 0% | 0% | 0% | 0% | 0% | 0% | 0% | 0% | 0% | 0% | 0% | 0% | 0% | 0% | 0% | 0% | 0% | 0% | 0% | 0% | 0% | 0% | 0 | 0 | 0 | 0 | 0 | 0 | 0
F6_Industrial_Food Products_New_Space Heating_Natural Gas_Insulation - Ducting_A_Achievable Economic TRC Potential | F6 | Industrial | Food Products | New | Space Heating | Natural Gas | Insulation - Ducting | A | Standalone Impact on Baseline Winter Peak (%) | Achievable Economic TRC Potential | 0% | 0% | 0% | 0% | 0% | 0% | 0% | 0% | 0% | 0% | 0% | 0% | 0% | 0% | 0% | 0% | 0% | 0% | 0% | 0% | 0% | 0% | 0% | 0% | 0 | 0 | 0 | 0 | 0 | 0 | 0
F7_Industrial_Food Products_New_Space Heating_Natural Gas_Insulation - Ducting_A_Achievable Economic TRC Potential | F7 | Industrial | Food Products | New | Space Heating | Natural Gas | Insulation - Ducting | A | Incremental Energy Savings (MWh or mTherms) | Achievable Economic TRC Potential | 0 | 0 | 0 | 0 | 0 | 0 | 0 | 0 | 0 | 0 | 0 | 0 | 0 | 0 | 0 | 0 | 0 | 0 | 0 | 0 | 0 | 0 | 0 | 0 | 0 | 0 | 0 | 0 | 0 | 0 | 0
F8_Industrial_Food Products_New_Space Heating_Natural Gas_Insulation - Ducting_A_Achievable Economic TRC Potential | F8 | Industrial | Food Products | New | Space Heating | Natural Gas | Insulation - Ducting | A | Incremental Summer Peak Savings (MW) | Achievable Economic TRC Potential | 0 | 0 | 0 | 0 | 0 | 0 | 0 | 0 | 0 | 0 | 0 | 0 | 0 | 0 | 0 | 0 | 0 | 0 | 0 | 0 | 0 | 0 | 0 | 0 | 0 | 0 | 0 | 0 | 0 | 0 | 0
F9_Industrial_Food Products_New_Space Heating_Natural Gas_Insulation - Ducting_A_Achievable Economic TRC Potential | F9 | Industrial | Food Products | New | Space Heating | Natural Gas | Insulation - Ducting | A | Incremental Winter Peak Savings (MW) | Achievable Economic TRC Potential | 0 | 0 | 0 | 0 | 0 | 0 | 0 | 0 | 0 | 0 | 0 | 0 | 0 | 0 | 0 | 0 | 0 | 0 | 0 | 0 | 0 | 0 | 0 | 0 | 0 | 0 | 0 | 0 | 0 | 0 | 0
F10_Industrial_Food Products_New_Space Heating_Natural Gas_Insulation - Ducting_A_Achievable Economic TRC Potential | F10 | Industrial | Food Products | New | Space Heating | Natural Gas | Insulation - Ducting | A | Cumulative Energy Savings (MWh or mTherms) | Achievable Economic TRC Potential | 0 | 0 | 0 | 0 | 0 | 0 | 0 | 0 | 0 | 0 | 0 | 0 | 0 | 0 | 0 | 0 | 0 | 0 | 0 | 0 | 0 | 0 | 0 | 0 | 0 | 0 | 0 | 0 | 0 | 0 | 0
F11_Industrial_Food Products_New_Space Heating_Natural Gas_Insulation - Ducting_A_Achievable Economic TRC Potential | F11 | Industrial | Food Products | New | Space Heating | Natural Gas | Insulation - Ducting | A | Cumulative Summer Peak Savings (MW) | Achievable Economic TRC Potential | 0 | 0 | 0 | 0 | 0 | 0 | 0 | 0 | 0 | 0 | 0 | 0 | 0 | 0 | 0 | 0 | 0 | 0 | 0 | 0 | 0 | 0 | 0 | 0 | 0 | 0 | 0 | 0 | 0 | 0 | 0
F12_Industrial_Food Products_New_Space Heating_Natural Gas_Insulation - Ducting_A_Achievable Economic TRC Potential | F12 | Industrial | Food Products | New | Space Heating | Natural Gas | Insulation - Ducting | A | Cumulative Winter Peak Savings (MW) | Achievable Economic TRC Potential | 0 | 0 | 0 | 0 | 0 | 0 | 0 | 0 | 0 | 0 | 0 | 0 | 0 | 0 | 0 | 0 | 0 | 0 | 0 | 0 | 0 | 0 | 0 | 0 | 0 | 0 | 0 | 0 | 0 | 0 | 0
F13_Industrial_Food Products_New_Space Heating_Natural Gas_Insulation - Ducting_A_Achievable Economic TRC Potential | F13 | Industrial | Food Products | New | Space Heating | Natural Gas | Insulation - Ducting | A | Purchases (Incremental) | Achievable Economic TRC Potential | 0 | 0 | 0 | 0 | 0 | 0 | 0 | 0 | 0 | 0 | 0 | 0 | 0 | 0 | 0 | 0 | 0 | 0 | 0 | 0 | 0 | 0 | 0 | 0 | 0 | 0 | 0 | 0 | 0 | 0 | 0
F14_Industrial_Food Products_New_Space Heating_Natural Gas_Insulation - Ducting_A_Achievable Economic TRC Potential | F14 | Industrial | Food Products | New | Space Heating | Natural Gas | Insulation - Ducting | A | Purchases (Cumulative) | Achievable Economic TRC Potential | 0 | 0 | 0 | 0 | 0 | 0 | 0 | 0 | 0 | 0 | 0 | 0 | 0 | 0 | 0 | 0 | 0 | 0 | 0 | 0 | 0 | 0 | 0 | 0 | 0 | 0 | 0 | 0 | 0 | 0 | 0
F1_Industrial_Food Products_New_Space Heating_Natural Gas_HVAC - Duct Repair and Sealing_A_Achievable Economic TRC Potential | F1 | Industrial | Food Products | New | Space Heating | Natural Gas | HVAC - Duct Repair and Sealing | A | Original Unit Energy Savings (kWh or therms) | Achievable Economic TRC Potential | 0 | 0 | 0 | 0 | 0 | 0 | 0 | 0 | 0 | 0 | 0 | 0 | 0 | 0 | 0 | 0 | 0 | 0 | 0 | 0 | 0 | 0 | 0 | 0 | 0 | 0 | 0 | 0 | 0 | 0 | 0
F2_Industrial_Food Products_New_Space Heating_Natural Gas_HVAC - Duct Repair and Sealing_A_Achievable Economic TRC Potential | F2 | Industrial | Food Products | New | Space Heating | Natural Gas | HVAC - Duct Repair and Sealing | A | Original Unit Summer Peak Savings (kW) | Achievable Economic TRC Potential | 0 | 0 | 0 | 0 | 0 | 0 | 0 | 0 | 0 | 0 | 0 | 0 | 0 | 0 | 0 | 0 | 0 | 0 | 0 | 0 | 0 | 0 | 0 | 0 | 0 | 0 | 0 | 0 | 0 | 0 | 0
F3_Industrial_Food Products_New_Space Heating_Natural Gas_HVAC - Duct Repair and Sealing_A_Achievable Economic TRC Potential | F3 | Industrial | Food Products | New | Space Heating | Natural Gas | HVAC - Duct Repair and Sealing | A | Original Unit Winter Peak Savings (kW) | Achievable Economic TRC Potential | 0 | 0 | 0 | 0 | 0 | 0 | 0 | 0 | 0 | 0 | 0 | 0 | 0 | 0 | 0 | 0 | 0 | 0 | 0 | 0 | 0 | 0 | 0 | 0 | 0 | 0 | 0 | 0 | 0 | 0 | 0
F4_Industrial_Food Products_New_Space Heating_Natural Gas_HVAC - Duct Repair and Sealing_A_Achievable Economic TRC Potential | F4 | Industrial | Food Products | New | Space Heating | Natural Gas | HVAC - Duct Repair and Sealing | A | Standalone Impact on Baseline Energy (%) | Achievable Economic TRC Potential | 0% | 0% | 0% | 0% | 0% | 0% | 0% | 0% | 0% | 0% | 0% | 0% | 0% | 0% | 0% | 0% | 0% | 0% | 0% | 0% | 0% | 0% | 0% | 0% | 0 | 0 | 0 | 0 | 0 | 0 | 0
F5_Industrial_Food Products_New_Space Heating_Natural Gas_HVAC - Duct Repair and Sealing_A_Achievable Economic TRC Potential | F5 | Industrial | Food Products | New | Space Heating | Natural Gas | HVAC - Duct Repair and Sealing | A | Standalone Impact on Baseline Summer Peak (%) | Achievable Economic TRC Potential | 0% | 0% | 0% | 0% | 0% | 0% | 0% | 0% | 0% | 0% | 0% | 0% | 0% | 0% | 0% | 0% | 0% | 0% | 0% | 0% | 0% | 0% | 0% | 0% | 0 | 0 | 0 | 0 | 0 | 0 | 0
F6_Industrial_Food Products_New_Space Heating_Natural Gas_HVAC - Duct Repair and Sealing_A_Achievable Economic TRC Potential | F6 | Industrial | Food Products | New | Space Heating | Natural Gas | HVAC - Duct Repair and Sealing | A | Standalone Impact on Baseline Winter Peak (%) | Achievable Economic TRC Potential | 0% | 0% | 0% | 0% | 0% | 0% | 0% | 0% | 0% | 0% | 0% | 0% | 0% | 0% | 0% | 0% | 0% | 0% | 0% | 0% | 0% | 0% | 0% | 0% | 0 | 0 | 0 | 0 | 0 | 0 | 0
F7_Industrial_Food Products_New_Space Heating_Natural Gas_HVAC - Duct Repair and Sealing_A_Achievable Economic TRC Potential | F7 | Industrial | Food Products | New | Space Heating | Natural Gas | HVAC - Duct Repair and Sealing | A | Incremental Energy Savings (MWh or mTherms) | Achievable Economic TRC Potential | 0 | 0 | 0 | 0 | 0 | 0 | 0 | 0 | 0 | 0 | 0 | 0 | 0 | 0 | 0 | 0 | 0 | 0 | 0 | 0 | 0 | 0 | 0 | 0 | 0 | 0 | 0 | 0 | 0 | 0 | 0
F8_Industrial_Food Products_New_Space Heating_Natural Gas_HVAC - Duct Repair and Sealing_A_Achievable Economic TRC Potential | F8 | Industrial | Food Products | New | Space Heating | Natural Gas | HVAC - Duct Repair and Sealing | A | Incremental Summer Peak Savings (MW) | Achievable Economic TRC Potential | 0 | 0 | 0 | 0 | 0 | 0 | 0 | 0 | 0 | 0 | 0 | 0 | 0 | 0 | 0 | 0 | 0 | 0 | 0 | 0 | 0 | 0 | 0 | 0 | 0 | 0 | 0 | 0 | 0 | 0 | 0
F9_Industrial_Food Products_New_Space Heating_Natural Gas_HVAC - Duct Repair and Sealing_A_Achievable Economic TRC Potential | F9 | Industrial | Food Products | New | Space Heating | Natural Gas | HVAC - Duct Repair and Sealing | A | Incremental Winter Peak Savings (MW) | Achievable Economic TRC Potential | 0 | 0 | 0 | 0 | 0 | 0 | 0 | 0 | 0 | 0 | 0 | 0 | 0 | 0 | 0 | 0 | 0 | 0 | 0 | 0 | 0 | 0 | 0 | 0 | 0 | 0 | 0 | 0 | 0 | 0 | 0
F10_Industrial_Food Products_New_Space Heating_Natural Gas_HVAC - Duct Repair and Sealing_A_Achievable Economic TRC Potential | F10 | Industrial | Food Products | New | Space Heating | Natural Gas | HVAC - Duct Repair and Sealing | A | Cumulative Energy Savings (MWh or mTherms) | Achievable Economic TRC Potential | 0 | 0 | 0 | 0 | 0 | 0 | 0 | 0 | 0 | 0 | 0 | 0 | 0 | 0 | 0 | 0 | 0 | 0 | 0 | 0 | 0 | 0 | 0 | 0 | 0 | 0 | 0 | 0 | 0 | 0 | 0
F11_Industrial_Food Products_New_Space Heating_Natural Gas_HVAC - Duct Repair and Sealing_A_Achievable Economic TRC Potential | F11 | Industrial | Food Products | New | Space Heating | Natural Gas | HVAC - Duct Repair and Sealing | A | Cumulative Summer Peak Savings (MW) | Achievable Economic TRC Potential | 0 | 0 | 0 | 0 | 0 | 0 | 0 | 0 | 0 | 0 | 0 | 0 | 0 | 0 | 0 | 0 | 0 | 0 | 0 | 0 | 0 | 0 | 0 | 0 | 0 | 0 | 0 | 0 | 0 | 0 | 0
F12_Industrial_Food Products_New_Space Heating_Natural Gas_HVAC - Duct Repair and Sealing_A_Achievable Economic TRC Potential | F12 | Industrial | Food Products | New | Space Heating | Natural Gas | HVAC - Duct Repair and Sealing | A | Cumulative Winter Peak Savings (MW) | Achievable Economic TRC Potential | 0 | 0 | 0 | 0 | 0 | 0 | 0 | 0 | 0 | 0 | 0 | 0 | 0 | 0 | 0 | 0 | 0 | 0 | 0 | 0 | 0 | 0 | 0 | 0 | 0 | 0 | 0 | 0 | 0 | 0 | 0
F13_Industrial_Food Products_New_Space Heating_Natural Gas_HVAC - Duct Repair and Sealing_A_Achievable Economic TRC Potential | F13 | Industrial | Food Products | New | Space Heating | Natural Gas | HVAC - Duct Repair and Sealing | A | Purchases (Incremental) | Achievable Economic TRC Potential | 0 | 0 | 0 | 0 | 0 | 0 | 0 | 0 | 0 | 0 | 0 | 0 | 0 | 0 | 0 | 0 | 0 | 0 | 0 | 0 | 0 | 0 | 0 | 0 | 0 | 0 | 0 | 0 | 0 | 0 | 0
F14_Industrial_Food Products_New_Space Heating_Natural Gas_HVAC - Duct Repair and Sealing_A_Achievable Economic TRC Potential | F14 | Industrial | Food Products | New | Space Heating | Natural Gas | HVAC - Duct Repair and Sealing | A | Purchases (Cumulative) | Achievable Economic TRC Potential | 0 | 0 | 0 | 0 | 0 | 0 | 0 | 0 | 0 | 0 | 0 | 0 | 0 | 0 | 0 | 0 | 0 | 0 | 0 | 0 | 0 | 0 | 0 | 0 | 0 | 0 | 0 | 0 | 0 | 0 | 0
F1_Industrial_Food Products_New_Space Heating_Natural Gas_Windows - High Efficiency_A_Achievable Economic TRC Potential | F1 | Industrial | Food Products | New | Space Heating | Natural Gas | Windows - High Efficiency | A | Original Unit Energy Savings (kWh or therms) | Achievable Economic TRC Potential | 0 | 0 | 0 | 0 | 0 | 0.0053664 | 0.005297 | 0.0052464 | 0.0052081 | 0.0051778 | 0.0051533 | 0.0051246 | 0.0050945 | 0.0050648 | 0.0050361 | 0.0050136 | 0.0049958 | 0.0049817 | 0.0049593 | 0.0049429 | 0.004931 | 0.0049217 | 0.0049217 | 0.0049217 | 0.0049217 | 0.0049217 | 0.0049217 | 0.0049217 | 0 | 0 | 0
F2_Industrial_Food Products_New_Space Heating_Natural Gas_Windows - High Efficiency_A_Achievable Economic TRC Potential | F2 | Industrial | Food Products | New | Space Heating | Natural Gas | Windows - High Efficiency | A | Original Unit Summer Peak Savings (kW) | Achievable Economic TRC Potential | 0 | 0 | 0 | 0 | 0 | 0 | 0 | 0 | 0 | 0 | 0 | 0 | 0 | 0 | 0 | 0 | 0 | 0 | 0 | 0 | 0 | 0 | 0 | 0 | 0 | 0 | 0 | 0 | 0 | 0 | 0
F3_Industrial_Food Products_New_Space Heating_Natural Gas_Windows - High Efficiency_A_Achievable Economic TRC Potential | F3 | Industrial | Food Products | New | Space Heating | Natural Gas | Windows - High Efficiency | A | Original Unit Winter Peak Savings (kW) | Achievable Economic TRC Potential | 0 | 0 | 0 | 0 | 0 | 0 | 0 | 0 | 0 | 0 | 0 | 0 | 0 | 0 | 0 | 0 | 0 | 0 | 0 | 0 | 0 | 0 | 0 | 0 | 0 | 0 | 0 | 0 | 0 | 0 | 0
F4_Industrial_Food Products_New_Space Heating_Natural Gas_Windows - High Efficiency_A_Achievable Economic TRC Potential | F4 | Industrial | Food Products | New | Space Heating | Natural Gas | Windows - High Efficiency | A | Standalone Impact on Baseline Energy (%) | Achievable Economic TRC Potential | 0% | 0% | 0% | 0% | 0% | 0% | 0% | 0% | 0% | 0% | 0% | 0% | 0% | 0% | 0% | 0% | 0% | 0% | 0% | 0% | 0% | 0% | 0% | 0% | 0 | 0 | 0 | 0 | 0 | 0 | 0
F5_Industrial_Food Products_New_Space Heating_Natural Gas_Windows - High Efficiency_A_Achievable Economic TRC Potential | F5 | Industrial | Food Products | New | Space Heating | Natural Gas | Windows - High Efficiency | A | Standalone Impact on Baseline Summer Peak (%) | Achievable Economic TRC Potential | 0% | 0% | 0% | 0% | 0% | 0% | 0% | 0% | 0% | 0% | 0% | 0% | 0% | 0% | 0% | 0% | 0% | 0% | 0% | 0% | 0% | 0% | 0% | 0% | 0 | 0 | 0 | 0 | 0 | 0 | 0
F6_Industrial_Food Products_New_Space Heating_Natural Gas_Windows - High Efficiency_A_Achievable Economic TRC Potential | F6 | Industrial | Food Products | New | Space Heating | Natural Gas | Windows - High Efficiency | A | Standalone Impact on Baseline Winter Peak (%) | Achievable Economic TRC Potential | 0% | 0% | 0% | 0% | 0% | 0% | 0% | 0% | 0% | 0% | 0% | 0% | 0% | 0% | 0% | 0% | 0% | 0% | 0% | 0% | 0% | 0% | 0% | 0% | 0 | 0 | 0 | 0 | 0 | 0 | 0
F7_Industrial_Food Products_New_Space Heating_Natural Gas_Windows - High Efficiency_A_Achievable Economic TRC Potential | F7 | Industrial | Food Products | New | Space Heating | Natural Gas | Windows - High Efficiency | A | Incremental Energy Savings (MWh or mTherms) | Achievable Economic TRC Potential | 0 | 0 | 0 | 0 | 0 | 0 | 0 | 0 | 0 | 0 | 0 | 0 | 0 | 0 | 0 | 0 | 0 | 0 | 0 | 0 | 0 | 0 | 0 | 0 | 0 | 0 | 0 | 0 | 0 | 0 | 0
F8_Industrial_Food Products_New_Space Heating_Natural Gas_Windows - High Efficiency_A_Achievable Economic TRC Potential | F8 | Industrial | Food Products | New | Space Heating | Natural Gas | Windows - High Efficiency | A | Incremental Summer Peak Savings (MW) | Achievable Economic TRC Potential | 0 | 0 | 0 | 0 | 0 | 0 | 0 | 0 | 0 | 0 | 0 | 0 | 0 | 0 | 0 | 0 | 0 | 0 | 0 | 0 | 0 | 0 | 0 | 0 | 0 | 0 | 0 | 0 | 0 | 0 | 0
F9_Industrial_Food Products_New_Space Heating_Natural Gas_Windows - High Efficiency_A_Achievable Economic TRC Potential | F9 | Industrial | Food Products | New | Space Heating | Natural Gas | Windows - High Efficiency | A | Incremental Winter Peak Savings (MW) | Achievable Economic TRC Potential | 0 | 0 | 0 | 0 | 0 | 0 | 0 | 0 | 0 | 0 | 0 | 0 | 0 | 0 | 0 | 0 | 0 | 0 | 0 | 0 | 0 | 0 | 0 | 0 | 0 | 0 | 0 | 0 | 0 | 0 | 0
F10_Industrial_Food Products_New_Space Heating_Natural Gas_Windows - High Efficiency_A_Achievable Economic TRC Potential | F10 | Industrial | Food Products | New | Space Heating | Natural Gas | Windows - High Efficiency | A | Cumulative Energy Savings (MWh or mTherms) | Achievable Economic TRC Potential | 0 | 0 | 0 | 0 | 0 | 0 | 0 | 0 | 0 | 0 | 0 | 0 | 0 | 0 | 0 | 0 | 0 | 0 | 0 | 0 | 0 | 0 | 0 | 0 | 0 | 0 | 0 | 0 | 0 | 0 | 0
F11_Industrial_Food Products_New_Space Heating_Natural Gas_Windows - High Efficiency_A_Achievable Economic TRC Potential | F11 | Industrial | Food Products | New | Space Heating | Natural Gas | Windows - High Efficiency | A | Cumulative Summer Peak Savings (MW) | Achievable Economic TRC Potential | 0 | 0 | 0 | 0 | 0 | 0 | 0 | 0 | 0 | 0 | 0 | 0 | 0 | 0 | 0 | 0 | 0 | 0 | 0 | 0 | 0 | 0 | 0 | 0 | 0 | 0 | 0 | 0 | 0 | 0 | 0
F12_Industrial_Food Products_New_Space Heating_Natural Gas_Windows - High Efficiency_A_Achievable Economic TRC Potential | F12 | Industrial | Food Products | New | Space Heating | Natural Gas | Windows - High Efficiency | A | Cumulative Winter Peak Savings (MW) | Achievable Economic TRC Potential | 0 | 0 | 0 | 0 | 0 | 0 | 0 | 0 | 0 | 0 | 0 | 0 | 0 | 0 | 0 | 0 | 0 | 0 | 0 | 0 | 0 | 0 | 0 | 0 | 0 | 0 | 0 | 0 | 0 | 0 | 0
F13_Industrial_Food Products_New_Space Heating_Natural Gas_Windows - High Efficiency_A_Achievable Economic TRC Potential | F13 | Industrial | Food Products | New | Space Heating | Natural Gas | Windows - High Efficiency | A | Purchases (Incremental) | Achievable Economic TRC Potential | 0 | 0 | 0 | 0 | 0 | 0 | 0 | 0 | 0 | 0 | 0 | 0 | 0 | 0 | 0 | 0 | 0 | 0 | 0 | 0 | 0 | 0 | 0 | 0 | 0 | 0 | 0 | 0 | 0 | 0 | 0
F14_Industrial_Food Products_New_Space Heating_Natural Gas_Windows - High Efficiency_A_Achievable Economic TRC Potential | F14 | Industrial | Food Products | New | Space Heating | Natural Gas | Windows - High Efficiency | A | Purchases (Cumulative) | Achievable Economic TRC Potential | 0 | 0 | 0 | 0 | 0 | 0 | 0 | 0 | 0 | 0 | 0 | 0 | 0 | 0 | 0 | 0 | 0 | 0 | 0 | 0 | 0 | 0 | 0 | 0 | 0 | 0 | 0 | 0 | 0 | 0 | 0
F1_Industrial_Food Products_New_Space Heating_Natural Gas_Gas Boiler - Maintenance_A_Achievable Economic TRC Potential | F1 | Industrial | Food Products | New | Space Heating | Natural Gas | Gas Boiler - Maintenance | A | Original Unit Energy Savings (kWh or therms) | Achievable Economic TRC Potential | 0 | 0 | 0 | 0 | 0 | 0 | 0 | 0 | 0 | 0 | 0 | 0 | 0 | 0 | 0 | 0 | 0 | 0 | 0 | 0 | 0 | 0 | 0 | 0 | 0 | 0 | 0 | 0 | 0 | 0 | 0
F2_Industrial_Food Products_New_Space Heating_Natural Gas_Gas Boiler - Maintenance_A_Achievable Economic TRC Potential | F2 | Industrial | Food Products | New | Space Heating | Natural Gas | Gas Boiler - Maintenance | A | Original Unit Summer Peak Savings (kW) | Achievable Economic TRC Potential | 0 | 0 | 0 | 0 | 0 | 0 | 0 | 0 | 0 | 0 | 0 | 0 | 0 | 0 | 0 | 0 | 0 | 0 | 0 | 0 | 0 | 0 | 0 | 0 | 0 | 0 | 0 | 0 | 0 | 0 | 0
F3_Industrial_Food Products_New_Space Heating_Natural Gas_Gas Boiler - Maintenance_A_Achievable Economic TRC Potential | F3 | Industrial | Food Products | New | Space Heating | Natural Gas | Gas Boiler - Maintenance | A | Original Unit Winter Peak Savings (kW) | Achievable Economic TRC Potential | 0 | 0 | 0 | 0 | 0 | 0 | 0 | 0 | 0 | 0 | 0 | 0 | 0 | 0 | 0 | 0 | 0 | 0 | 0 | 0 | 0 | 0 | 0 | 0 | 0 | 0 | 0 | 0 | 0 | 0 | 0
F4_Industrial_Food Products_New_Space Heating_Natural Gas_Gas Boiler - Maintenance_A_Achievable Economic TRC Potential | F4 | Industrial | Food Products | New | Space Heating | Natural Gas | Gas Boiler - Maintenance | A | Standalone Impact on Baseline Energy (%) | Achievable Economic TRC Potential | 0% | 0% | 0% | 0% | 0% | 0% | 0% | 0% | 0% | 0% | 0% | 0% | 0% | 0% | 0% | 0% | 0% | 0% | 0% | 0% | 0% | 0% | 0% | 0% | 0 | 0 | 0 | 0 | 0 | 0 | 0
F5_Industrial_Food Products_New_Space Heating_Natural Gas_Gas Boiler - Maintenance_A_Achievable Economic TRC Potential | F5 | Industrial | Food Products | New | Space Heating | Natural Gas | Gas Boiler - Maintenance | A | Standalone Impact on Baseline Summer Peak (%) | Achievable Economic TRC Potential | 0% | 0% | 0% | 0% | 0% | 0% | 0% | 0% | 0% | 0% | 0% | 0% | 0% | 0% | 0% | 0% | 0% | 0% | 0% | 0% | 0% | 0% | 0% | 0% | 0 | 0 | 0 | 0 | 0 | 0 | 0
F6_Industrial_Food Products_New_Space Heating_Natural Gas_Gas Boiler - Maintenance_A_Achievable Economic TRC Potential | F6 | Industrial | Food Products | New | Space Heating | Natural Gas | Gas Boiler - Maintenance | A | Standalone Impact on Baseline Winter Peak (%) | Achievable Economic TRC Potential | 0% | 0% | 0% | 0% | 0% | 0% | 0% | 0% | 0% | 0% | 0% | 0% | 0% | 0% | 0% | 0% | 0% | 0% | 0% | 0% | 0% | 0% | 0% | 0% | 0 | 0 | 0 | 0 | 0 | 0 | 0
F7_Industrial_Food Products_New_Space Heating_Natural Gas_Gas Boiler - Maintenance_A_Achievable Economic TRC Potential | F7 | Industrial | Food Products | New | Space Heating | Natural Gas | Gas Boiler - Maintenance | A | Incremental Energy Savings (MWh or mTherms) | Achievable Economic TRC Potential | 0 | 0 | 0 | 0 | 0 | 0 | 0 | 0 | 0 | 0 | 0 | 0 | 0 | 0 | 0 | 0 | 0 | 0 | 0 | 0 | 0 | 0 | 0 | 0 | 0 | 0 | 0 | 0 | 0 | 0 | 0
F8_Industrial_Food Products_New_Space Heating_Natural Gas_Gas Boiler - Maintenance_A_Achievable Economic TRC Potential | F8 | Industrial | Food Products | New | Space Heating | Natural Gas | Gas Boiler - Maintenance | A | Incremental Summer Peak Savings (MW) | Achievable Economic TRC Potential | 0 | 0 | 0 | 0 | 0 | 0 | 0 | 0 | 0 | 0 | 0 | 0 | 0 | 0 | 0 | 0 | 0 | 0 | 0 | 0 | 0 | 0 | 0 | 0 | 0 | 0 | 0 | 0 | 0 | 0 | 0
F9_Industrial_Food Products_New_Space Heating_Natural Gas_Gas Boiler - Maintenance_A_Achievable Economic TRC Potential | F9 | Industrial | Food Products | New | Space Heating | Natural Gas | Gas Boiler - Maintenance | A | Incremental Winter Peak Savings (MW) | Achievable Economic TRC Potential | 0 | 0 | 0 | 0 | 0 | 0 | 0 | 0 | 0 | 0 | 0 | 0 | 0 | 0 | 0 | 0 | 0 | 0 | 0 | 0 | 0 | 0 | 0 | 0 | 0 | 0 | 0 | 0 | 0 | 0 | 0
F10_Industrial_Food Products_New_Space Heating_Natural Gas_Gas Boiler - Maintenance_A_Achievable Economic TRC Potential | F10 | Industrial | Food Products | New | Space Heating | Natural Gas | Gas Boiler - Maintenance | A | Cumulative Energy Savings (MWh or mTherms) | Achievable Economic TRC Potential | 0 | 0 | 0 | 0 | 0 | 0 | 0 | 0 | 0 | 0 | 0 | 0 | 0 | 0 | 0 | 0 | 0 | 0 | 0 | 0 | 0 | 0 | 0 | 0 | 0 | 0 | 0 | 0 | 0 | 0 | 0
F11_Industrial_Food Products_New_Space Heating_Natural Gas_Gas Boiler - Maintenance_A_Achievable Economic TRC Potential | F11 | Industrial | Food Products | New | Space Heating | Natural Gas | Gas Boiler - Maintenance | A | Cumulative Summer Peak Savings (MW) | Achievable Economic TRC Potential | 0 | 0 | 0 | 0 | 0 | 0 | 0 | 0 | 0 | 0 | 0 | 0 | 0 | 0 | 0 | 0 | 0 | 0 | 0 | 0 | 0 | 0 | 0 | 0 | 0 | 0 | 0 | 0 | 0 | 0 | 0
F12_Industrial_Food Products_New_Space Heating_Natural Gas_Gas Boiler - Maintenance_A_Achievable Economic TRC Potential | F12 | Industrial | Food Products | New | Space Heating | Natural Gas | Gas Boiler - Maintenance | A | Cumulative Winter Peak Savings (MW) | Achievable Economic TRC Potential | 0 | 0 | 0 | 0 | 0 | 0 | 0 | 0 | 0 | 0 | 0 | 0 | 0 | 0 | 0 | 0 | 0 | 0 | 0 | 0 | 0 | 0 | 0 | 0 | 0 | 0 | 0 | 0 | 0 | 0 | 0
F13_Industrial_Food Products_New_Space Heating_Natural Gas_Gas Boiler - Maintenance_A_Achievable Economic TRC Potential | F13 | Industrial | Food Products | New | Space Heating | Natural Gas | Gas Boiler - Maintenance | A | Purchases (Incremental) | Achievable Economic TRC Potential | 0 | 0 | 0 | 0 | 0 | 0 | 0 | 0 | 0 | 0 | 0 | 0 | 0 | 0 | 0 | 0 | 0 | 0 | 0 | 0 | 0 | 0 | 0 | 0 | 0 | 0 | 0 | 0 | 0 | 0 | 0
F14_Industrial_Food Products_New_Space Heating_Natural Gas_Gas Boiler - Maintenance_A_Achievable Economic TRC Potential | F14 | Industrial | Food Products | New | Space Heating | Natural Gas | Gas Boiler - Maintenance | A | Purchases (Cumulative) | Achievable Economic TRC Potential | 0 | 0 | 0 | 0 | 0 | 0 | 0 | 0 | 0 | 0 | 0 | 0 | 0 | 0 | 0 | 0 | 0 | 0 | 0 | 0 | 0 | 0 | 0 | 0 | 0 | 0 | 0 | 0 | 0 | 0 | 0
F1_Industrial_Food Products_New_Process_Natural Gas_Gas Boiler - Maintenance_A_Achievable Economic TRC Potential | F1 | Industrial | Food Products | New | Process | Natural Gas | Gas Boiler - Maintenance | A | Original Unit Energy Savings (kWh or therms) | Achievable Economic TRC Potential | 0 | 0 | 0 | 0 | 0 | 34.75 | 34.75 | 34.75 | 34.75 | 34.75 | 34.75 | 34.75 | 34.75 | 34.75 | 34.75 | 34.75 | 34.75 | 34.75 | 34.75 | 34.75 | 34.75 | 34.75 | 34.75 | 34.75 | 34.75 | 34.75 | 34.75 | 34.75 | 34.75 | 34.75 | 34.75
F2_Industrial_Food Products_New_Process_Natural Gas_Gas Boiler - Maintenance_A_Achievable Economic TRC Potential | F2 | Industrial | Food Products | New | Process | Natural Gas | Gas Boiler - Maintenance | A | Original Unit Summer Peak Savings (kW) | Achievable Economic TRC Potential | 0 | 0 | 0 | 0 | 0 | 0 | 0 | 0 | 0 | 0 | 0 | 0 | 0 | 0 | 0 | 0 | 0 | 0 | 0 | 0 | 0 | 0 | 0 | 0 | 0 | 0 | 0 | 0 | 0 | 0 | 0
F3_Industrial_Food Products_New_Process_Natural Gas_Gas Boiler - Maintenance_A_Achievable Economic TRC Potential | F3 | Industrial | Food Products | New | Process | Natural Gas | Gas Boiler - Maintenance | A | Original Unit Winter Peak Savings (kW) | Achievable Economic TRC Potential | 0 | 0 | 0 | 0 | 0 | 0 | 0 | 0 | 0 | 0 | 0 | 0 | 0 | 0 | 0 | 0 | 0 | 0 | 0 | 0 | 0 | 0 | 0 | 0 | 0 | 0 | 0 | 0 | 0 | 0 | 0
F4_Industrial_Food Products_New_Process_Natural Gas_Gas Boiler - Maintenance_A_Achievable Economic TRC Potential | F4 | Industrial | Food Products | New | Process | Natural Gas | Gas Boiler - Maintenance | A | Standalone Impact on Baseline Energy (%) | Achievable Economic TRC Potential | 0% | 0% | 0% | 0% | 0% | 0.01163% | 0.01796% | 0.02118% | 0.01868% | 0.0167% | 0.0151% | 0.0138% | 0.01271% | 0.01177% | 0.01098% | 0.01029% | 0.009681% | 0.009141% | 0.008661% | 0.008233% | 0.007844% | 0.007492% | 0.007172% | 0.006878% | 6.609e-05 | 6.3607e-05 | 6.1311e-05 | 5.9179e-05 | 0 | 0 | 0
F5_Industrial_Food Products_New_Process_Natural Gas_Gas Boiler - Maintenance_A_Achievable Economic TRC Potential | F5 | Industrial | Food Products | New | Process | Natural Gas | Gas Boiler - Maintenance | A | Standalone Impact on Baseline Summer Peak (%) | Achievable Economic TRC Potential | 0% | 0% | 0% | 0% | 0% | 0% | 0% | 0% | 0% | 0% | 0% | 0% | 0% | 0% | 0% | 0% | 0% | 0% | 0% | 0% | 0% | 0% | 0% | 0% | 0 | 0 | 0 | 0 | 0 | 0 | 0
F6_Industrial_Food Products_New_Process_Natural Gas_Gas Boiler - Maintenance_A_Achievable Economic TRC Potential | F6 | Industrial | Food Products | New | Process | Natural Gas | Gas Boiler - Maintenance | A | Standalone Impact on Baseline Winter Peak (%) | Achievable Economic TRC Potential | 0% | 0% | 0% | 0% | 0% | 0% | 0% | 0% | 0% | 0% | 0% | 0% | 0% | 0% | 0% | 0% | 0% | 0% | 0% | 0% | 0% | 0% | 0% | 0% | 0 | 0 | 0 | 0 | 0 | 0 | 0
F7_Industrial_Food Products_New_Process_Natural Gas_Gas Boiler - Maintenance_A_Achievable Economic TRC Potential | F7 | Industrial | Food Products | New | Process | Natural Gas | Gas Boiler - Maintenance | A | Incremental Energy Savings (MWh or mTherms) | Achievable Economic TRC Potential | 0 | 0 | 0 | 0 | 0 | 0.06644 | 0.055172 | 0.044146 | 0.06644 | 0.055172 | 0.044146 | 0.06644 | 0.055172 | 0.044146 | 0.06644 | 0.055172 | 0.044146 | 0.06644 | 0.055172 | 0.044146 | 0.06644 | 0.055172 | 0.044146 | 0.06644 | 0.055172 | 0.044146 | 0.06644 | 0.055172 | 0.044146 | 0.06644 | 0.055172
F8_Industrial_Food Products_New_Process_Natural Gas_Gas Boiler - Maintenance_A_Achievable Economic TRC Potential | F8 | Industrial | Food Products | New | Process | Natural Gas | Gas Boiler - Maintenance | A | Incremental Summer Peak Savings (MW) | Achievable Economic TRC Potential | 0 | 0 | 0 | 0 | 0 | 0 | 0 | 0 | 0 | 0 | 0 | 0 | 0 | 0 | 0 | 0 | 0 | 0 | 0 | 0 | 0 | 0 | 0 | 0 | 0 | 0 | 0 | 0 | 0 | 0 | 0
F9_Industrial_Food Products_New_Process_Natural Gas_Gas Boiler - Maintenance_A_Achievable Economic TRC Potential | F9 | Industrial | Food Products | New | Process | Natural Gas | Gas Boiler - Maintenance | A | Incremental Winter Peak Savings (MW) | Achievable Economic TRC Potential | 0 | 0 | 0 | 0 | 0 | 0 | 0 | 0 | 0 | 0 | 0 | 0 | 0 | 0 | 0 | 0 | 0 | 0 | 0 | 0 | 0 | 0 | 0 | 0 | 0 | 0 | 0 | 0 | 0 | 0 | 0
F10_Industrial_Food Products_New_Process_Natural Gas_Gas Boiler - Maintenance_A_Achievable Economic TRC Potential | F10 | Industrial | Food Products | New | Process | Natural Gas | Gas Boiler - Maintenance | A | Cumulative Energy Savings (MWh or mTherms) | Achievable Economic TRC Potential | 0 | 0 | 0 | 0 | 0 | 0.06644 | 0.12161 | 0.16576 | 0.16576 | 0.16576 | 0.16576 | 0.16576 | 0.16576 | 0.16576 | 0.16576 | 0.16576 | 0.16576 | 0.16576 | 0.16576 | 0.16576 | 0.16576 | 0.16576 | 0.16576 | 0.16576 | 0.16576 | 0.16576 | 0.16576 | 0.16576 | 0.16576 | 0.16576 | 0.16576
F11_Industrial_Food Products_New_Process_Natural Gas_Gas Boiler - Maintenance_A_Achievable Economic TRC Potential | F11 | Industrial | Food Products | New | Process | Natural Gas | Gas Boiler - Maintenance | A | Cumulative Summer Peak Savings (MW) | Achievable Economic TRC Potential | 0 | 0 | 0 | 0 | 0 | 0 | 0 | 0 | 0 | 0 | 0 | 0 | 0 | 0 | 0 | 0 | 0 | 0 | 0 | 0 | 0 | 0 | 0 | 0 | 0 | 0 | 0 | 0 | 0 | 0 | 0
F12_Industrial_Food Products_New_Process_Natural Gas_Gas Boiler - Maintenance_A_Achievable Economic TRC Potential | F12 | Industrial | Food Products | New | Process | Natural Gas | Gas Boiler - Maintenance | A | Cumulative Winter Peak Savings (MW) | Achievable Economic TRC Potential | 0 | 0 | 0 | 0 | 0 | 0 | 0 | 0 | 0 | 0 | 0 | 0 | 0 | 0 | 0 | 0 | 0 | 0 | 0 | 0 | 0 | 0 | 0 | 0 | 0 | 0 | 0 | 0 | 0 | 0 | 0
F13_Industrial_Food Products_New_Process_Natural Gas_Gas Boiler - Maintenance_A_Achievable Economic TRC Potential | F13 | Industrial | Food Products | New | Process | Natural Gas | Gas Boiler - Maintenance | A | Purchases (Incremental) | Achievable Economic TRC Potential | 0 | 0 | 0 | 0 | 0 | 1.9119 | 1.5877 | 1.2704 | 1.9119 | 1.5877 | 1.2704 | 1.9119 | 1.5877 | 1.2704 | 1.9119 | 1.5877 | 1.2704 | 1.9119 | 1.5877 | 1.2704 | 1.9119 | 1.5877 | 1.2704 | 1.9119 | 1.5877 | 1.2704 | 1.9119 | 1.5877 | 1.2704 | 1.9119 | 1.5877
F14_Industrial_Food Products_New_Process_Natural Gas_Gas Boiler - Maintenance_A_Achievable Economic TRC Potential | F14 | Industrial | Food Products | New | Process | Natural Gas | Gas Boiler - Maintenance | A | Purchases (Cumulative) | Achievable Economic TRC Potential | 0 | 0 | 0 | 0 | 0 | 1.9119 | 3.4996 | 4.77 | 4.77 | 4.77 | 4.77 | 4.77 | 4.77 | 4.77 | 4.77 | 4.77 | 4.77 | 4.77 | 4.77 | 4.77 | 4.77 | 4.77 | 4.77 | 4.77 | 4.77 | 4.77 | 4.77 | 4.77 | 4.77 | 4.77 | 4.77
F1_Industrial_Food Products_New_Space Heating_Natural Gas_Gas Furnace - Maintenance_A_Achievable Economic TRC Potential | F1 | Industrial | Food Products | New | Space Heating | Natural Gas | Gas Furnace - Maintenance | A | Original Unit Energy Savings (kWh or therms) | Achievable Economic TRC Potential | 0 | 0 | 0 | 0 | 0 | 0 | 0 | 0 | 0 | 0 | 0 | 0 | 0 | 0 | 0 | 0 | 0 | 0 | 0 | 0 | 0 | 0 | 0 | 0 | 0 | 0 | 0 | 0 | 0 | 0 | 0
F2_Industrial_Food Products_New_Space Heating_Natural Gas_Gas Furnace - Maintenance_A_Achievable Economic TRC Potential | F2 | Industrial | Food Products | New | Space Heating | Natural Gas | Gas Furnace - Maintenance | A | Original Unit Summer Peak Savings (kW) | Achievable Economic TRC Potential | 0 | 0 | 0 | 0 | 0 | 0 | 0 | 0 | 0 | 0 | 0 | 0 | 0 | 0 | 0 | 0 | 0 | 0 | 0 | 0 | 0 | 0 | 0 | 0 | 0 | 0 | 0 | 0 | 0 | 0 | 0
F3_Industrial_Food Products_New_Space Heating_Natural Gas_Gas Furnace - Maintenance_A_Achievable Economic TRC Potential | F3 | Industrial | Food Products | New | Space Heating | Natural Gas | Gas Furnace - Maintenance | A | Original Unit Winter Peak Savings (kW) | Achievable Economic TRC Potential | 0 | 0 | 0 | 0 | 0 | 0 | 0 | 0 | 0 | 0 | 0 | 0 | 0 | 0 | 0 | 0 | 0 | 0 | 0 | 0 | 0 | 0 | 0 | 0 | 0 | 0 | 0 | 0 | 0 | 0 | 0
F4_Industrial_Food Products_New_Space Heating_Natural Gas_Gas Furnace - Maintenance_A_Achievable Economic TRC Potential | F4 | Industrial | Food Products | New | Space Heating | Natural Gas | Gas Furnace - Maintenance | A | Standalone Impact on Baseline Energy (%) | Achievable Economic TRC Potential | 0% | 0% | 0% | 0% | 0% | 0% | 0% | 0% | 0% | 0% | 0% | 0% | 0% | 0% | 0% | 0% | 0% | 0% | 0% | 0% | 0% | 0% | 0% | 0% | 0 | 0 | 0 | 0 | 0 | 0 | 0
F5_Industrial_Food Products_New_Space Heating_Natural Gas_Gas Furnace - Maintenance_A_Achievable Economic TRC Potential | F5 | Industrial | Food Products | New | Space Heating | Natural Gas | Gas Furnace - Maintenance | A | Standalone Impact on Baseline Summer Peak (%) | Achievable Economic TRC Potential | 0% | 0% | 0% | 0% | 0% | 0% | 0% | 0% | 0% | 0% | 0% | 0% | 0% | 0% | 0% | 0% | 0% | 0% | 0% | 0% | 0% | 0% | 0% | 0% | 0 | 0 | 0 | 0 | 0 | 0 | 0
F6_Industrial_Food Products_New_Space Heating_Natural Gas_Gas Furnace - Maintenance_A_Achievable Economic TRC Potential | F6 | Industrial | Food Products | New | Space Heating | Natural Gas | Gas Furnace - Maintenance | A | Standalone Impact on Baseline Winter Peak (%) | Achievable Economic TRC Potential | 0% | 0% | 0% | 0% | 0% | 0% | 0% | 0% | 0% | 0% | 0% | 0% | 0% | 0% | 0% | 0% | 0% | 0% | 0% | 0% | 0% | 0% | 0% | 0% | 0 | 0 | 0 | 0 | 0 | 0 | 0
F7_Industrial_Food Products_New_Space Heating_Natural Gas_Gas Furnace - Maintenance_A_Achievable Economic TRC Potential | F7 | Industrial | Food Products | New | Space Heating | Natural Gas | Gas Furnace - Maintenance | A | Incremental Energy Savings (MWh or mTherms) | Achievable Economic TRC Potential | 0 | 0 | 0 | 0 | 0 | 0 | 0 | 0 | 0 | 0 | 0 | 0 | 0 | 0 | 0 | 0 | 0 | 0 | 0 | 0 | 0 | 0 | 0 | 0 | 0 | 0 | 0 | 0 | 0 | 0 | 0
F8_Industrial_Food Products_New_Space Heating_Natural Gas_Gas Furnace - Maintenance_A_Achievable Economic TRC Potential | F8 | Industrial | Food Products | New | Space Heating | Natural Gas | Gas Furnace - Maintenance | A | Incremental Summer Peak Savings (MW) | Achievable Economic TRC Potential | 0 | 0 | 0 | 0 | 0 | 0 | 0 | 0 | 0 | 0 | 0 | 0 | 0 | 0 | 0 | 0 | 0 | 0 | 0 | 0 | 0 | 0 | 0 | 0 | 0 | 0 | 0 | 0 | 0 | 0 | 0
F9_Industrial_Food Products_New_Space Heating_Natural Gas_Gas Furnace - Maintenance_A_Achievable Economic TRC Potential | F9 | Industrial | Food Products | New | Space Heating | Natural Gas | Gas Furnace - Maintenance | A | Incremental Winter Peak Savings (MW) | Achievable Economic TRC Potential | 0 | 0 | 0 | 0 | 0 | 0 | 0 | 0 | 0 | 0 | 0 | 0 | 0 | 0 | 0 | 0 | 0 | 0 | 0 | 0 | 0 | 0 | 0 | 0 | 0 | 0 | 0 | 0 | 0 | 0 | 0
F10_Industrial_Food Products_New_Space Heating_Natural Gas_Gas Furnace - Maintenance_A_Achievable Economic TRC Potential | F10 | Industrial | Food Products | New | Space Heating | Natural Gas | Gas Furnace - Maintenance | A | Cumulative Energy Savings (MWh or mTherms) | Achievable Economic TRC Potential | 0 | 0 | 0 | 0 | 0 | 0 | 0 | 0 | 0 | 0 | 0 | 0 | 0 | 0 | 0 | 0 | 0 | 0 | 0 | 0 | 0 | 0 | 0 | 0 | 0 | 0 | 0 | 0 | 0 | 0 | 0
F11_Industrial_Food Products_New_Space Heating_Natural Gas_Gas Furnace - Maintenance_A_Achievable Economic TRC Potential | F11 | Industrial | Food Products | New | Space Heating | Natural Gas | Gas Furnace - Maintenance | A | Cumulative Summer Peak Savings (MW) | Achievable Economic TRC Potential | 0 | 0 | 0 | 0 | 0 | 0 | 0 | 0 | 0 | 0 | 0 | 0 | 0 | 0 | 0 | 0 | 0 | 0 | 0 | 0 | 0 | 0 | 0 | 0 | 0 | 0 | 0 | 0 | 0 | 0 | 0
F12_Industrial_Food Products_New_Space Heating_Natural Gas_Gas Furnace - Maintenance_A_Achievable Economic TRC Potential | F12 | Industrial | Food Products | New | Space Heating | Natural Gas | Gas Furnace - Maintenance | A | Cumulative Winter Peak Savings (MW) | Achievable Economic TRC Potential | 0 | 0 | 0 | 0 | 0 | 0 | 0 | 0 | 0 | 0 | 0 | 0 | 0 | 0 | 0 | 0 | 0 | 0 | 0 | 0 | 0 | 0 | 0 | 0 | 0 | 0 | 0 | 0 | 0 | 0 | 0
F13_Industrial_Food Products_New_Space Heating_Natural Gas_Gas Furnace - Maintenance_A_Achievable Economic TRC Potential | F13 | Industrial | Food Products | New | Space Heating | Natural Gas | Gas Furnace - Maintenance | A | Purchases (Incremental) | Achievable Economic TRC Potential | 0 | 0 | 0 | 0 | 0 | 0 | 0 | 0 | 0 | 0 | 0 | 0 | 0 | 0 | 0 | 0 | 0 | 0 | 0 | 0 | 0 | 0 | 0 | 0 | 0 | 0 | 0 | 0 | 0 | 0 | 0
F14_Industrial_Food Products_New_Space Heating_Natural Gas_Gas Furnace - Maintenance_A_Achievable Economic TRC Potential | F14 | Industrial | Food Products | New | Space Heating | Natural Gas | Gas Furnace - Maintenance | A | Purchases (Cumulative) | Achievable Economic TRC Potential | 0 | 0 | 0 | 0 | 0 | 0 | 0 | 0 | 0 | 0 | 0 | 0 | 0 | 0 | 0 | 0 | 0 | 0 | 0 | 0 | 0 | 0 | 0 | 0 | 0 | 0 | 0 | 0 | 0 | 0 | 0
F1_Industrial_Food Products_New_Space Heating_Natural Gas_Gas Boiler - Hot Water Reset_A_Achievable Economic TRC Potential | F1 | Industrial | Food Products | New | Space Heating | Natural Gas | Gas Boiler - Hot Water Reset | A | Original Unit Energy Savings (kWh or therms) | Achievable Economic TRC Potential | 0 | 0 | 0 | 0 | 0 | 0 | 0 | 0 | 0 | 0 | 0 | 0 | 0 | 0 | 0 | 0 | 0 | 0 | 0 | 0 | 0 | 0 | 0 | 0 | 0 | 0 | 0 | 0 | 0 | 0 | 0
F2_Industrial_Food Products_New_Space Heating_Natural Gas_Gas Boiler - Hot Water Reset_A_Achievable Economic TRC Potential | F2 | Industrial | Food Products | New | Space Heating | Natural Gas | Gas Boiler - Hot Water Reset | A | Original Unit Summer Peak Savings (kW) | Achievable Economic TRC Potential | 0 | 0 | 0 | 0 | 0 | 0 | 0 | 0 | 0 | 0 | 0 | 0 | 0 | 0 | 0 | 0 | 0 | 0 | 0 | 0 | 0 | 0 | 0 | 0 | 0 | 0 | 0 | 0 | 0 | 0 | 0
F3_Industrial_Food Products_New_Space Heating_Natural Gas_Gas Boiler - Hot Water Reset_A_Achievable Economic TRC Potential | F3 | Industrial | Food Products | New | Space Heating | Natural Gas | Gas Boiler - Hot Water Reset | A | Original Unit Winter Peak Savings (kW) | Achievable Economic TRC Potential | 0 | 0 | 0 | 0 | 0 | 0 | 0 | 0 | 0 | 0 | 0 | 0 | 0 | 0 | 0 | 0 | 0 | 0 | 0 | 0 | 0 | 0 | 0 | 0 | 0 | 0 | 0 | 0 | 0 | 0 | 0
F4_Industrial_Food Products_New_Space Heating_Natural Gas_Gas Boiler - Hot Water Reset_A_Achievable Economic TRC Potential | F4 | Industrial | Food Products | New | Space Heating | Natural Gas | Gas Boiler - Hot Water Reset | A | Standalone Impact on Baseline Energy (%) | Achievable Economic TRC Potential | 0% | 0% | 0% | 0% | 0% | 0% | 0% | 0% | 0% | 0% | 0% | 0% | 0% | 0% | 0% | 0% | 0% | 0% | 0% | 0% | 0% | 0% | 0% | 0% | 0 | 0 | 0 | 0 | 0 | 0 | 0
F5_Industrial_Food Products_New_Space Heating_Natural Gas_Gas Boiler - Hot Water Reset_A_Achievable Economic TRC Potential | F5 | Industrial | Food Products | New | Space Heating | Natural Gas | Gas Boiler - Hot Water Reset | A | Standalone Impact on Baseline Summer Peak (%) | Achievable Economic TRC Potential | 0% | 0% | 0% | 0% | 0% | 0% | 0% | 0% | 0% | 0% | 0% | 0% | 0% | 0% | 0% | 0% | 0% | 0% | 0% | 0% | 0% | 0% | 0% | 0% | 0 | 0 | 0 | 0 | 0 | 0 | 0
F6_Industrial_Food Products_New_Space Heating_Natural Gas_Gas Boiler - Hot Water Reset_A_Achievable Economic TRC Potential | F6 | Industrial | Food Products | New | Space Heating | Natural Gas | Gas Boiler - Hot Water Reset | A | Standalone Impact on Baseline Winter Peak (%) | Achievable Economic TRC Potential | 0% | 0% | 0% | 0% | 0% | 0% | 0% | 0% | 0% | 0% | 0% | 0% | 0% | 0% | 0% | 0% | 0% | 0% | 0% | 0% | 0% | 0% | 0% | 0% | 0 | 0 | 0 | 0 | 0 | 0 | 0
F7_Industrial_Food Products_New_Space Heating_Natural Gas_Gas Boiler - Hot Water Reset_A_Achievable Economic TRC Potential | F7 | Industrial | Food Products | New | Space Heating | Natural Gas | Gas Boiler - Hot Water Reset | A | Incremental Energy Savings (MWh or mTherms) | Achievable Economic TRC Potential | 0 | 0 | 0 | 0 | 0 | 0 | 0 | 0 | 0 | 0 | 0 | 0 | 0 | 0 | 0 | 0 | 0 | 0 | 0 | 0 | 0 | 0 | 0 | 0 | 0 | 0 | 0 | 0 | 0 | 0 | 0
F8_Industrial_Food Products_New_Space Heating_Natural Gas_Gas Boiler - Hot Water Reset_A_Achievable Economic TRC Potential | F8 | Industrial | Food Products | New | Space Heating | Natural Gas | Gas Boiler - Hot Water Reset | A | Incremental Summer Peak Savings (MW) | Achievable Economic TRC Potential | 0 | 0 | 0 | 0 | 0 | 0 | 0 | 0 | 0 | 0 | 0 | 0 | 0 | 0 | 0 | 0 | 0 | 0 | 0 | 0 | 0 | 0 | 0 | 0 | 0 | 0 | 0 | 0 | 0 | 0 | 0
F9_Industrial_Food Products_New_Space Heating_Natural Gas_Gas Boiler - Hot Water Reset_A_Achievable Economic TRC Potential | F9 | Industrial | Food Products | New | Space Heating | Natural Gas | Gas Boiler - Hot Water Reset | A | Incremental Winter Peak Savings (MW) | Achievable Economic TRC Potential | 0 | 0 | 0 | 0 | 0 | 0 | 0 | 0 | 0 | 0 | 0 | 0 | 0 | 0 | 0 | 0 | 0 | 0 | 0 | 0 | 0 | 0 | 0 | 0 | 0 | 0 | 0 | 0 | 0 | 0 | 0
F10_Industrial_Food Products_New_Space Heating_Natural Gas_Gas Boiler - Hot Water Reset_A_Achievable Economic TRC Potential | F10 | Industrial | Food Products | New | Space Heating | Natural Gas | Gas Boiler - Hot Water Reset | A | Cumulative Energy Savings (MWh or mTherms) | Achievable Economic TRC Potential | 0 | 0 | 0 | 0 | 0 | 0 | 0 | 0 | 0 | 0 | 0 | 0 | 0 | 0 | 0 | 0 | 0 | 0 | 0 | 0 | 0 | 0 | 0 | 0 | 0 | 0 | 0 | 0 | 0 | 0 | 0
F11_Industrial_Food Products_New_Space Heating_Natural Gas_Gas Boiler - Hot Water Reset_A_Achievable Economic TRC Potential | F11 | Industrial | Food Products | New | Space Heating | Natural Gas | Gas Boiler - Hot Water Reset | A | Cumulative Summer Peak Savings (MW) | Achievable Economic TRC Potential | 0 | 0 | 0 | 0 | 0 | 0 | 0 | 0 | 0 | 0 | 0 | 0 | 0 | 0 | 0 | 0 | 0 | 0 | 0 | 0 | 0 | 0 | 0 | 0 | 0 | 0 | 0 | 0 | 0 | 0 | 0
F12_Industrial_Food Products_New_Space Heating_Natural Gas_Gas Boiler - Hot Water Reset_A_Achievable Economic TRC Potential | F12 | Industrial | Food Products | New | Space Heating | Natural Gas | Gas Boiler - Hot Water Reset | A | Cumulative Winter Peak Savings (MW) | Achievable Economic TRC Potential | 0 | 0 | 0 | 0 | 0 | 0 | 0 | 0 | 0 | 0 | 0 | 0 | 0 | 0 | 0 | 0 | 0 | 0 | 0 | 0 | 0 | 0 | 0 | 0 | 0 | 0 | 0 | 0 | 0 | 0 | 0
F13_Industrial_Food Products_New_Space Heating_Natural Gas_Gas Boiler - Hot Water Reset_A_Achievable Economic TRC Potential | F13 | Industrial | Food Products | New | Space Heating | Natural Gas | Gas Boiler - Hot Water Reset | A | Purchases (Incremental) | Achievable Economic TRC Potential | 0 | 0 | 0 | 0 | 0 | 0 | 0 | 0 | 0 | 0 | 0 | 0 | 0 | 0 | 0 | 0 | 0 | 0 | 0 | 0 | 0 | 0 | 0 | 0 | 0 | 0 | 0 | 0 | 0 | 0 | 0
F14_Industrial_Food Products_New_Space Heating_Natural Gas_Gas Boiler - Hot Water Reset_A_Achievable Economic TRC Potential | F14 | Industrial | Food Products | New | Space Heating | Natural Gas | Gas Boiler - Hot Water Reset | A | Purchases (Cumulative) | Achievable Economic TRC Potential | 0 | 0 | 0 | 0 | 0 | 0 | 0 | 0 | 0 | 0 | 0 | 0 | 0 | 0 | 0 | 0 | 0 | 0 | 0 | 0 | 0 | 0 | 0 | 0 | 0 | 0 | 0 | 0 | 0 | 0 | 0
F1_Industrial_Food Products_New_Process_Natural Gas_Gas Boiler - Hot Water Reset_A_Achievable Economic TRC Potential | F1 | Industrial | Food Products | New | Process | Natural Gas | Gas Boiler - Hot Water Reset | A | Original Unit Energy Savings (kWh or therms) | Achievable Economic TRC Potential | 0 | 0 | 0 | 0 | 0 | 63.1817 | 63.1817 | 63.1817 | 63.1817 | 63.1817 | 63.1817 | 63.1817 | 63.1817 | 63.1817 | 63.1817 | 63.1817 | 63.1817 | 63.1817 | 63.1817 | 63.1817 | 63.1817 | 63.1817 | 63.1817 | 63.1817 | 63.1817 | 63.1817 | 63.1817 | 63.1817 | 63.1817 | 63.1817 | 63.1817
F2_Industrial_Food Products_New_Process_Natural Gas_Gas Boiler - Hot Water Reset_A_Achievable Economic TRC Potential | F2 | Industrial | Food Products | New | Process | Natural Gas | Gas Boiler - Hot Water Reset | A | Original Unit Summer Peak Savings (kW) | Achievable Economic TRC Potential | 0 | 0 | 0 | 0 | 0 | 0 | 0 | 0 | 0 | 0 | 0 | 0 | 0 | 0 | 0 | 0 | 0 | 0 | 0 | 0 | 0 | 0 | 0 | 0 | 0 | 0 | 0 | 0 | 0 | 0 | 0
F3_Industrial_Food Products_New_Process_Natural Gas_Gas Boiler - Hot Water Reset_A_Achievable Economic TRC Potential | F3 | Industrial | Food Products | New | Process | Natural Gas | Gas Boiler - Hot Water Reset | A | Original Unit Winter Peak Savings (kW) | Achievable Economic TRC Potential | 0 | 0 | 0 | 0 | 0 | 0 | 0 | 0 | 0 | 0 | 0 | 0 | 0 | 0 | 0 | 0 | 0 | 0 | 0 | 0 | 0 | 0 | 0 | 0 | 0 | 0 | 0 | 0 | 0 | 0 | 0
F4_Industrial_Food Products_New_Process_Natural Gas_Gas Boiler - Hot Water Reset_A_Achievable Economic TRC Potential | F4 | Industrial | Food Products | New | Process | Natural Gas | Gas Boiler - Hot Water Reset | A | Standalone Impact on Baseline Energy (%) | Achievable Economic TRC Potential | 0% | 0% | 0% | 0% | 0% | 0.02055% | 0.04257% | 0.0677% | 0.09553% | 0.1263% | 0.162% | 0.2004% | 0.2381% | 0.2711% | 0.2963% | 0.3111% | 0.3149% | 0.3103% | 0.3002% | 0.288% | 0.2754% | 0.263% | 0.2518% | 0.2415% | 0.00232 | 0.0022328 | 0.0021522 | 0.0020774 | 0 | 0 | 0
F5_Industrial_Food Products_New_Process_Natural Gas_Gas Boiler - Hot Water Reset_A_Achievable Economic TRC Potential | F5 | Industrial | Food Products | New | Process | Natural Gas | Gas Boiler - Hot Water Reset | A | Standalone Impact on Baseline Summer Peak (%) | Achievable Economic TRC Potential | 0% | 0% | 0% | 0% | 0% | 0% | 0% | 0% | 0% | 0% | 0% | 0% | 0% | 0% | 0% | 0% | 0% | 0% | 0% | 0% | 0% | 0% | 0% | 0% | 0 | 0 | 0 | 0 | 0 | 0 | 0
F6_Industrial_Food Products_New_Process_Natural Gas_Gas Boiler - Hot Water Reset_A_Achievable Economic TRC Potential | F6 | Industrial | Food Products | New | Process | Natural Gas | Gas Boiler - Hot Water Reset | A | Standalone Impact on Baseline Winter Peak (%) | Achievable Economic TRC Potential | 0% | 0% | 0% | 0% | 0% | 0% | 0% | 0% | 0% | 0% | 0% | 0% | 0% | 0% | 0% | 0% | 0% | 0% | 0% | 0% | 0% | 0% | 0% | 0% | 0 | 0 | 0 | 0 | 0 | 0 | 0
F7_Industrial_Food Products_New_Process_Natural Gas_Gas Boiler - Hot Water Reset_A_Achievable Economic TRC Potential | F7 | Industrial | Food Products | New | Process | Natural Gas | Gas Boiler - Hot Water Reset | A | Incremental Energy Savings (MWh or mTherms) | Achievable Economic TRC Potential | 0 | 0 | 0 | 0 | 0 | 0.11741 | 0.1708 | 0.24158 | 0.31802 | 0.40564 | 0.52443 | 0.62967 | 0.69864 | 0.71047 | 0.65477 | 0.54092 | 0.38043 | 0.23392 | 0.11887 | 0.052908 | 0.020192 | 0.11741 | 0.1708 | 0.24158 | 0.31802 | 0.40564 | 0.52443 | 0.62967 | 0.69864 | 0.71047 | 0.65477
F8_Industrial_Food Products_New_Process_Natural Gas_Gas Boiler - Hot Water Reset_A_Achievable Economic TRC Potential | F8 | Industrial | Food Products | New | Process | Natural Gas | Gas Boiler - Hot Water Reset | A | Incremental Summer Peak Savings (MW) | Achievable Economic TRC Potential | 0 | 0 | 0 | 0 | 0 | 0 | 0 | 0 | 0 | 0 | 0 | 0 | 0 | 0 | 0 | 0 | 0 | 0 | 0 | 0 | 0 | 0 | 0 | 0 | 0 | 0 | 0 | 0 | 0 | 0 | 0
F9_Industrial_Food Products_New_Process_Natural Gas_Gas Boiler - Hot Water Reset_A_Achievable Economic TRC Potential | F9 | Industrial | Food Products | New | Process | Natural Gas | Gas Boiler - Hot Water Reset | A | Incremental Winter Peak Savings (MW) | Achievable Economic TRC Potential | 0 | 0 | 0 | 0 | 0 | 0 | 0 | 0 | 0 | 0 | 0 | 0 | 0 | 0 | 0 | 0 | 0 | 0 | 0 | 0 | 0 | 0 | 0 | 0 | 0 | 0 | 0 | 0 | 0 | 0 | 0
F10_Industrial_Food Products_New_Process_Natural Gas_Gas Boiler - Hot Water Reset_A_Achievable Economic TRC Potential | F10 | Industrial | Food Products | New | Process | Natural Gas | Gas Boiler - Hot Water Reset | A | Cumulative Energy Savings (MWh or mTherms) | Achievable Economic TRC Potential | 0 | 0 | 0 | 0 | 0 | 0.11741 | 0.28821 | 0.52979 | 0.84781 | 1.2535 | 1.7779 | 2.4076 | 3.1062 | 3.8167 | 4.4714 | 5.0124 | 5.3928 | 5.6267 | 5.7456 | 5.7985 | 5.8187 | 5.8187 | 5.8187 | 5.8187 | 5.8187 | 5.8187 | 5.8187 | 5.8187 | 5.8187 | 5.8187 | 5.8187
F11_Industrial_Food Products_New_Process_Natural Gas_Gas Boiler - Hot Water Reset_A_Achievable Economic TRC Potential | F11 | Industrial | Food Products | New | Process | Natural Gas | Gas Boiler - Hot Water Reset | A | Cumulative Summer Peak Savings (MW) | Achievable Economic TRC Potential | 0 | 0 | 0 | 0 | 0 | 0 | 0 | 0 | 0 | 0 | 0 | 0 | 0 | 0 | 0 | 0 | 0 | 0 | 0 | 0 | 0 | 0 | 0 | 0 | 0 | 0 | 0 | 0 | 0 | 0 | 0
F12_Industrial_Food Products_New_Process_Natural Gas_Gas Boiler - Hot Water Reset_A_Achievable Economic TRC Potential | F12 | Industrial | Food Products | New | Process | Natural Gas | Gas Boiler - Hot Water Reset | A | Cumulative Winter Peak Savings (MW) | Achievable Economic TRC Potential | 0 | 0 | 0 | 0 | 0 | 0 | 0 | 0 | 0 | 0 | 0 | 0 | 0 | 0 | 0 | 0 | 0 | 0 | 0 | 0 | 0 | 0 | 0 | 0 | 0 | 0 | 0 | 0 | 0 | 0 | 0
F13_Industrial_Food Products_New_Process_Natural Gas_Gas Boiler - Hot Water Reset_A_Achievable Economic TRC Potential | F13 | Industrial | Food Products | New | Process | Natural Gas | Gas Boiler - Hot Water Reset | A | Purchases (Incremental) | Achievable Economic TRC Potential | 0 | 0 | 0 | 0 | 0 | 1.8584 | 2.7033 | 3.8235 | 5.0334 | 6.4202 | 8.3004 | 9.9661 | 11.0576 | 11.2449 | 10.3633 | 8.5613 | 6.0211 | 3.7024 | 1.8814 | 0.8374 | 0.31959 | 1.8584 | 2.7033 | 3.8235 | 5.0334 | 6.4202 | 8.3004 | 9.9661 | 11.0576 | 11.2449 | 10.3633
F14_Industrial_Food Products_New_Process_Natural Gas_Gas Boiler - Hot Water Reset_A_Achievable Economic TRC Potential | F14 | Industrial | Food Products | New | Process | Natural Gas | Gas Boiler - Hot Water Reset | A | Purchases (Cumulative) | Achievable Economic TRC Potential | 0 | 0 | 0 | 0 | 0 | 1.8584 | 4.5616 | 8.3852 | 13.4186 | 19.8388 | 28.1392 | 38.1053 | 49.1629 | 60.4078 | 70.771 | 79.3323 | 85.3534 | 89.0558 | 90.9372 | 91.7746 | 92.0942 | 92.0942 | 92.0942 | 92.0942 | 92.0942 | 92.0942 | 92.0942 | 92.0942 | 92.0942 | 92.0942 | 92.0942
F1_Industrial_Food Products_New_Space Heating_Natural Gas_Steam Trap Maintenance_A_Achievable Economic TRC Potential | F1 | Industrial | Food Products | New | Space Heating | Natural Gas | Steam Trap Maintenance | A | Original Unit Energy Savings (kWh or therms) | Achievable Economic TRC Potential | 0 | 0 | 0 | 0 | 0 | 0 | 0 | 0 | 0 | 0 | 0 | 0 | 0 | 0 | 0 | 0 | 0 | 0 | 0 | 0 | 0 | 0 | 0 | 0 | 0 | 0 | 0 | 0 | 0 | 0 | 0
F2_Industrial_Food Products_New_Space Heating_Natural Gas_Steam Trap Maintenance_A_Achievable Economic TRC Potential | F2 | Industrial | Food Products | New | Space Heating | Natural Gas | Steam Trap Maintenance | A | Original Unit Summer Peak Savings (kW) | Achievable Economic TRC Potential | 0 | 0 | 0 | 0 | 0 | 0 | 0 | 0 | 0 | 0 | 0 | 0 | 0 | 0 | 0 | 0 | 0 | 0 | 0 | 0 | 0 | 0 | 0 | 0 | 0 | 0 | 0 | 0 | 0 | 0 | 0
F3_Industrial_Food Products_New_Space Heating_Natural Gas_Steam Trap Maintenance_A_Achievable Economic TRC Potential | F3 | Industrial | Food Products | New | Space Heating | Natural Gas | Steam Trap Maintenance | A | Original Unit Winter Peak Savings (kW) | Achievable Economic TRC Potential | 0 | 0 | 0 | 0 | 0 | 0 | 0 | 0 | 0 | 0 | 0 | 0 | 0 | 0 | 0 | 0 | 0 | 0 | 0 | 0 | 0 | 0 | 0 | 0 | 0 | 0 | 0 | 0 | 0 | 0 | 0
F4_Industrial_Food Products_New_Space Heating_Natural Gas_Steam Trap Maintenance_A_Achievable Economic TRC Potential | F4 | Industrial | Food Products | New | Space Heating | Natural Gas | Steam Trap Maintenance | A | Standalone Impact on Baseline Energy (%) | Achievable Economic TRC Potential | 0% | 0% | 0% | 0% | 0% | 0% | 0% | 0% | 0% | 0% | 0% | 0% | 0% | 0% | 0% | 0% | 0% | 0% | 0% | 0% | 0% | 0% | 0% | 0% | 0 | 0 | 0 | 0 | 0 | 0 | 0
F5_Industrial_Food Products_New_Space Heating_Natural Gas_Steam Trap Maintenance_A_Achievable Economic TRC Potential | F5 | Industrial | Food Products | New | Space Heating | Natural Gas | Steam Trap Maintenance | A | Standalone Impact on Baseline Summer Peak (%) | Achievable Economic TRC Potential | 0% | 0% | 0% | 0% | 0% | 0% | 0% | 0% | 0% | 0% | 0% | 0% | 0% | 0% | 0% | 0% | 0% | 0% | 0% | 0% | 0% | 0% | 0% | 0% | 0 | 0 | 0 | 0 | 0 | 0 | 0
F6_Industrial_Food Products_New_Space Heating_Natural Gas_Steam Trap Maintenance_A_Achievable Economic TRC Potential | F6 | Industrial | Food Products | New | Space Heating | Natural Gas | Steam Trap Maintenance | A | Standalone Impact on Baseline Winter Peak (%) | Achievable Economic TRC Potential | 0% | 0% | 0% | 0% | 0% | 0% | 0% | 0% | 0% | 0% | 0% | 0% | 0% | 0% | 0% | 0% | 0% | 0% | 0% | 0% | 0% | 0% | 0% | 0% | 0 | 0 | 0 | 0 | 0 | 0 | 0
F7_Industrial_Food Products_New_Space Heating_Natural Gas_Steam Trap Maintenance_A_Achievable Economic TRC Potential | F7 | Industrial | Food Products | New | Space Heating | Natural Gas | Steam Trap Maintenance | A | Incremental Energy Savings (MWh or mTherms) | Achievable Economic TRC Potential | 0 | 0 | 0 | 0 | 0 | 0 | 0 | 0 | 0 | 0 | 0 | 0 | 0 | 0 | 0 | 0 | 0 | 0 | 0 | 0 | 0 | 0 | 0 | 0 | 0 | 0 | 0 | 0 | 0 | 0 | 0
F8_Industrial_Food Products_New_Space Heating_Natural Gas_Steam Trap Maintenance_A_Achievable Economic TRC Potential | F8 | Industrial | Food Products | New | Space Heating | Natural Gas | Steam Trap Maintenance | A | Incremental Summer Peak Savings (MW) | Achievable Economic TRC Potential | 0 | 0 | 0 | 0 | 0 | 0 | 0 | 0 | 0 | 0 | 0 | 0 | 0 | 0 | 0 | 0 | 0 | 0 | 0 | 0 | 0 | 0 | 0 | 0 | 0 | 0 | 0 | 0 | 0 | 0 | 0
F9_Industrial_Food Products_New_Space Heating_Natural Gas_Steam Trap Maintenance_A_Achievable Economic TRC Potential | F9 | Industrial | Food Products | New | Space Heating | Natural Gas | Steam Trap Maintenance | A | Incremental Winter Peak Savings (MW) | Achievable Economic TRC Potential | 0 | 0 | 0 | 0 | 0 | 0 | 0 | 0 | 0 | 0 | 0 | 0 | 0 | 0 | 0 | 0 | 0 | 0 | 0 | 0 | 0 | 0 | 0 | 0 | 0 | 0 | 0 | 0 | 0 | 0 | 0
F10_Industrial_Food Products_New_Space Heating_Natural Gas_Steam Trap Maintenance_A_Achievable Economic TRC Potential | F10 | Industrial | Food Products | New | Space Heating | Natural Gas | Steam Trap Maintenance | A | Cumulative Energy Savings (MWh or mTherms) | Achievable Economic TRC Potential | 0 | 0 | 0 | 0 | 0 | 0 | 0 | 0 | 0 | 0 | 0 | 0 | 0 | 0 | 0 | 0 | 0 | 0 | 0 | 0 | 0 | 0 | 0 | 0 | 0 | 0 | 0 | 0 | 0 | 0 | 0
F11_Industrial_Food Products_New_Space Heating_Natural Gas_Steam Trap Maintenance_A_Achievable Economic TRC Potential | F11 | Industrial | Food Products | New | Space Heating | Natural Gas | Steam Trap Maintenance | A | Cumulative Summer Peak Savings (MW) | Achievable Economic TRC Potential | 0 | 0 | 0 | 0 | 0 | 0 | 0 | 0 | 0 | 0 | 0 | 0 | 0 | 0 | 0 | 0 | 0 | 0 | 0 | 0 | 0 | 0 | 0 | 0 | 0 | 0 | 0 | 0 | 0 | 0 | 0
F12_Industrial_Food Products_New_Space Heating_Natural Gas_Steam Trap Maintenance_A_Achievable Economic TRC Potential | F12 | Industrial | Food Products | New | Space Heating | Natural Gas | Steam Trap Maintenance | A | Cumulative Winter Peak Savings (MW) | Achievable Economic TRC Potential | 0 | 0 | 0 | 0 | 0 | 0 | 0 | 0 | 0 | 0 | 0 | 0 | 0 | 0 | 0 | 0 | 0 | 0 | 0 | 0 | 0 | 0 | 0 | 0 | 0 | 0 | 0 | 0 | 0 | 0 | 0
F13_Industrial_Food Products_New_Space Heating_Natural Gas_Steam Trap Maintenance_A_Achievable Economic TRC Potential | F13 | Industrial | Food Products | New | Space Heating | Natural Gas | Steam Trap Maintenance | A | Purchases (Incremental) | Achievable Economic TRC Potential | 0 | 0 | 0 | 0 | 0 | 0 | 0 | 0 | 0 | 0 | 0 | 0 | 0 | 0 | 0 | 0 | 0 | 0 | 0 | 0 | 0 | 0 | 0 | 0 | 0 | 0 | 0 | 0 | 0 | 0 | 0
F14_Industrial_Food Products_New_Space Heating_Natural Gas_Steam Trap Maintenance_A_Achievable Economic TRC Potential | F14 | Industrial | Food Products | New | Space Heating | Natural Gas | Steam Trap Maintenance | A | Purchases (Cumulative) | Achievable Economic TRC Potential | 0 | 0 | 0 | 0 | 0 | 0 | 0 | 0 | 0 | 0 | 0 | 0 | 0 | 0 | 0 | 0 | 0 | 0 | 0 | 0 | 0 | 0 | 0 | 0 | 0 | 0 | 0 | 0 | 0 | 0 | 0
F1_Industrial_Food Products_New_Process_Natural Gas_Steam Trap Maintenance_A_Achievable Economic TRC Potential | F1 | Industrial | Food Products | New | Process | Natural Gas | Steam Trap Maintenance | A | Original Unit Energy Savings (kWh or therms) | Achievable Economic TRC Potential | 0 | 0 | 0 | 0 | 0 | 44.6416 | 44.6416 | 44.6416 | 44.6416 | 44.6416 | 44.6416 | 44.6416 | 44.6416 | 44.6416 | 44.6416 | 44.6416 | 44.6416 | 44.6416 | 44.6416 | 44.6416 | 44.6416 | 44.6416 | 44.6416 | 44.6416 | 44.6416 | 44.6416 | 44.6416 | 44.6416 | 44.6416 | 44.6416 | 44.6416
F2_Industrial_Food Products_New_Process_Natural Gas_Steam Trap Maintenance_A_Achievable Economic TRC Potential | F2 | Industrial | Food Products | New | Process | Natural Gas | Steam Trap Maintenance | A | Original Unit Summer Peak Savings (kW) | Achievable Economic TRC Potential | 0 | 0 | 0 | 0 | 0 | 0 | 0 | 0 | 0 | 0 | 0 | 0 | 0 | 0 | 0 | 0 | 0 | 0 | 0 | 0 | 0 | 0 | 0 | 0 | 0 | 0 | 0 | 0 | 0 | 0 | 0
F3_Industrial_Food Products_New_Process_Natural Gas_Steam Trap Maintenance_A_Achievable Economic TRC Potential | F3 | Industrial | Food Products | New | Process | Natural Gas | Steam Trap Maintenance | A | Original Unit Winter Peak Savings (kW) | Achievable Economic TRC Potential | 0 | 0 | 0 | 0 | 0 | 0 | 0 | 0 | 0 | 0 | 0 | 0 | 0 | 0 | 0 | 0 | 0 | 0 | 0 | 0 | 0 | 0 | 0 | 0 | 0 | 0 | 0 | 0 | 0 | 0 | 0
F4_Industrial_Food Products_New_Process_Natural Gas_Steam Trap Maintenance_A_Achievable Economic TRC Potential | F4 | Industrial | Food Products | New | Process | Natural Gas | Steam Trap Maintenance | A | Standalone Impact on Baseline Energy (%) | Achievable Economic TRC Potential | 0% | 0% | 0% | 0% | 0% | 0% | 0% | 0% | 0% | 0% | 0% | 0% | 0% | 0% | 0% | 0% | 0% | 0% | 0% | 0% | 0% | 0% | 0% | 0% | 0 | 0 | 0 | 0 | 0 | 0 | 0
F5_Industrial_Food Products_New_Process_Natural Gas_Steam Trap Maintenance_A_Achievable Economic TRC Potential | F5 | Industrial | Food Products | New | Process | Natural Gas | Steam Trap Maintenance | A | Standalone Impact on Baseline Summer Peak (%) | Achievable Economic TRC Potential | 0% | 0% | 0% | 0% | 0% | 0% | 0% | 0% | 0% | 0% | 0% | 0% | 0% | 0% | 0% | 0% | 0% | 0% | 0% | 0% | 0% | 0% | 0% | 0% | 0 | 0 | 0 | 0 | 0 | 0 | 0
F6_Industrial_Food Products_New_Process_Natural Gas_Steam Trap Maintenance_A_Achievable Economic TRC Potential | F6 | Industrial | Food Products | New | Process | Natural Gas | Steam Trap Maintenance | A | Standalone Impact on Baseline Winter Peak (%) | Achievable Economic TRC Potential | 0% | 0% | 0% | 0% | 0% | 0% | 0% | 0% | 0% | 0% | 0% | 0% | 0% | 0% | 0% | 0% | 0% | 0% | 0% | 0% | 0% | 0% | 0% | 0% | 0 | 0 | 0 | 0 | 0 | 0 | 0
F7_Industrial_Food Products_New_Process_Natural Gas_Steam Trap Maintenance_A_Achievable Economic TRC Potential | F7 | Industrial | Food Products | New | Process | Natural Gas | Steam Trap Maintenance | A | Incremental Energy Savings (MWh or mTherms) | Achievable Economic TRC Potential | 0 | 0 | 0 | 0 | 0 | 0 | 0 | 0 | 0 | 0 | 0 | 0 | 0 | 0 | 0 | 0 | 0 | 0 | 0 | 0 | 0 | 0 | 0 | 0 | 0 | 0 | 0 | 0 | 0 | 0 | 0
F8_Industrial_Food Products_New_Process_Natural Gas_Steam Trap Maintenance_A_Achievable Economic TRC Potential | F8 | Industrial | Food Products | New | Process | Natural Gas | Steam Trap Maintenance | A | Incremental Summer Peak Savings (MW) | Achievable Economic TRC Potential | 0 | 0 | 0 | 0 | 0 | 0 | 0 | 0 | 0 | 0 | 0 | 0 | 0 | 0 | 0 | 0 | 0 | 0 | 0 | 0 | 0 | 0 | 0 | 0 | 0 | 0 | 0 | 0 | 0 | 0 | 0
F9_Industrial_Food Products_New_Process_Natural Gas_Steam Trap Maintenance_A_Achievable Economic TRC Potential | F9 | Industrial | Food Products | New | Process | Natural Gas | Steam Trap Maintenance | A | Incremental Winter Peak Savings (MW) | Achievable Economic TRC Potential | 0 | 0 | 0 | 0 | 0 | 0 | 0 | 0 | 0 | 0 | 0 | 0 | 0 | 0 | 0 | 0 | 0 | 0 | 0 | 0 | 0 | 0 | 0 | 0 | 0 | 0 | 0 | 0 | 0 | 0 | 0
F10_Industrial_Food Products_New_Process_Natural Gas_Steam Trap Maintenance_A_Achievable Economic TRC Potential | F10 | Industrial | Food Products | New | Process | Natural Gas | Steam Trap Maintenance | A | Cumulative Energy Savings (MWh or mTherms) | Achievable Economic TRC Potential | 0 | 0 | 0 | 0 | 0 | 0 | 0 | 0 | 0 | 0 | 0 | 0 | 0 | 0 | 0 | 0 | 0 | 0 | 0 | 0 | 0 | 0 | 0 | 0 | 0 | 0 | 0 | 0 | 0 | 0 | 0
F11_Industrial_Food Products_New_Process_Natural Gas_Steam Trap Maintenance_A_Achievable Economic TRC Potential | F11 | Industrial | Food Products | New | Process | Natural Gas | Steam Trap Maintenance | A | Cumulative Summer Peak Savings (MW) | Achievable Economic TRC Potential | 0 | 0 | 0 | 0 | 0 | 0 | 0 | 0 | 0 | 0 | 0 | 0 | 0 | 0 | 0 | 0 | 0 | 0 | 0 | 0 | 0 | 0 | 0 | 0 | 0 | 0 | 0 | 0 | 0 | 0 | 0
F12_Industrial_Food Products_New_Process_Natural Gas_Steam Trap Maintenance_A_Achievable Economic TRC Potential | F12 | Industrial | Food Products | New | Process | Natural Gas | Steam Trap Maintenance | A | Cumulative Winter Peak Savings (MW) | Achievable Economic TRC Potential | 0 | 0 | 0 | 0 | 0 | 0 | 0 | 0 | 0 | 0 | 0 | 0 | 0 | 0 | 0 | 0 | 0 | 0 | 0 | 0 | 0 | 0 | 0 | 0 | 0 | 0 | 0 | 0 | 0 | 0 | 0
F13_Industrial_Food Products_New_Process_Natural Gas_Steam Trap Maintenance_A_Achievable Economic TRC Potential | F13 | Industrial | Food Products | New | Process | Natural Gas | Steam Trap Maintenance | A | Purchases (Incremental) | Achievable Economic TRC Potential | 0 | 0 | 0 | 0 | 0 | 0 | 0 | 0 | 0 | 0 | 0 | 0 | 0 | 0 | 0 | 0 | 0 | 0 | 0 | 0 | 0 | 0 | 0 | 0 | 0 | 0 | 0 | 0 | 0 | 0 | 0
F14_Industrial_Food Products_New_Process_Natural Gas_Steam Trap Maintenance_A_Achievable Economic TRC Potential | F14 | Industrial | Food Products | New | Process | Natural Gas | Steam Trap Maintenance | A | Purchases (Cumulative) | Achievable Economic TRC Potential | 0 | 0 | 0 | 0 | 0 | 0 | 0 | 0 | 0 | 0 | 0 | 0 | 0 | 0 | 0 | 0 | 0 | 0 | 0 | 0 | 0 | 0 | 0 | 0 | 0 | 0 | 0 | 0 | 0 | 0 | 0
F1_Industrial_Food Products_New_Space Heating_Natural Gas_Gas Boiler - High Turndown_A_Achievable Economic TRC Potential | F1 | Industrial | Food Products | New | Space Heating | Natural Gas | Gas Boiler - High Turndown | A | Original Unit Energy Savings (kWh or therms) | Achievable Economic TRC Potential | 0 | 0 | 0 | 0 | 0 | 0 | 0 | 0 | 0 | 0 | 0 | 0 | 0 | 0 | 0 | 0 | 0 | 0 | 0 | 0 | 0 | 0 | 0 | 0 | 0 | 0 | 0 | 0 | 0 | 0 | 0
F2_Industrial_Food Products_New_Space Heating_Natural Gas_Gas Boiler - High Turndown_A_Achievable Economic TRC Potential | F2 | Industrial | Food Products | New | Space Heating | Natural Gas | Gas Boiler - High Turndown | A | Original Unit Summer Peak Savings (kW) | Achievable Economic TRC Potential | 0 | 0 | 0 | 0 | 0 | 0 | 0 | 0 | 0 | 0 | 0 | 0 | 0 | 0 | 0 | 0 | 0 | 0 | 0 | 0 | 0 | 0 | 0 | 0 | 0 | 0 | 0 | 0 | 0 | 0 | 0
F3_Industrial_Food Products_New_Space Heating_Natural Gas_Gas Boiler - High Turndown_A_Achievable Economic TRC Potential | F3 | Industrial | Food Products | New | Space Heating | Natural Gas | Gas Boiler - High Turndown | A | Original Unit Winter Peak Savings (kW) | Achievable Economic TRC Potential | 0 | 0 | 0 | 0 | 0 | 0 | 0 | 0 | 0 | 0 | 0 | 0 | 0 | 0 | 0 | 0 | 0 | 0 | 0 | 0 | 0 | 0 | 0 | 0 | 0 | 0 | 0 | 0 | 0 | 0 | 0
F4_Industrial_Food Products_New_Space Heating_Natural Gas_Gas Boiler - High Turndown_A_Achievable Economic TRC Potential | F4 | Industrial | Food Products | New | Space Heating | Natural Gas | Gas Boiler - High Turndown | A | Standalone Impact on Baseline Energy (%) | Achievable Economic TRC Potential | 0% | 0% | 0% | 0% | 0% | 0% | 0% | 0% | 0% | 0% | 0% | 0% | 0% | 0% | 0% | 0% | 0% | 0% | 0% | 0% | 0% | 0% | 0% | 0% | 0 | 0 | 0 | 0 | 0 | 0 | 0
F5_Industrial_Food Products_New_Space Heating_Natural Gas_Gas Boiler - High Turndown_A_Achievable Economic TRC Potential | F5 | Industrial | Food Products | New | Space Heating | Natural Gas | Gas Boiler - High Turndown | A | Standalone Impact on Baseline Summer Peak (%) | Achievable Economic TRC Potential | 0% | 0% | 0% | 0% | 0% | 0% | 0% | 0% | 0% | 0% | 0% | 0% | 0% | 0% | 0% | 0% | 0% | 0% | 0% | 0% | 0% | 0% | 0% | 0% | 0 | 0 | 0 | 0 | 0 | 0 | 0
F6_Industrial_Food Products_New_Space Heating_Natural Gas_Gas Boiler - High Turndown_A_Achievable Economic TRC Potential | F6 | Industrial | Food Products | New | Space Heating | Natural Gas | Gas Boiler - High Turndown | A | Standalone Impact on Baseline Winter Peak (%) | Achievable Economic TRC Potential | 0% | 0% | 0% | 0% | 0% | 0% | 0% | 0% | 0% | 0% | 0% | 0% | 0% | 0% | 0% | 0% | 0% | 0% | 0% | 0% | 0% | 0% | 0% | 0% | 0 | 0 | 0 | 0 | 0 | 0 | 0
F7_Industrial_Food Products_New_Space Heating_Natural Gas_Gas Boiler - High Turndown_A_Achievable Economic TRC Potential | F7 | Industrial | Food Products | New | Space Heating | Natural Gas | Gas Boiler - High Turndown | A | Incremental Energy Savings (MWh or mTherms) | Achievable Economic TRC Potential | 0 | 0 | 0 | 0 | 0 | 0 | 0 | 0 | 0 | 0 | 0 | 0 | 0 | 0 | 0 | 0 | 0 | 0 | 0 | 0 | 0 | 0 | 0 | 0 | 0 | 0 | 0 | 0 | 0 | 0 | 0
F8_Industrial_Food Products_New_Space Heating_Natural Gas_Gas Boiler - High Turndown_A_Achievable Economic TRC Potential | F8 | Industrial | Food Products | New | Space Heating | Natural Gas | Gas Boiler - High Turndown | A | Incremental Summer Peak Savings (MW) | Achievable Economic TRC Potential | 0 | 0 | 0 | 0 | 0 | 0 | 0 | 0 | 0 | 0 | 0 | 0 | 0 | 0 | 0 | 0 | 0 | 0 | 0 | 0 | 0 | 0 | 0 | 0 | 0 | 0 | 0 | 0 | 0 | 0 | 0
F9_Industrial_Food Products_New_Space Heating_Natural Gas_Gas Boiler - High Turndown_A_Achievable Economic TRC Potential | F9 | Industrial | Food Products | New | Space Heating | Natural Gas | Gas Boiler - High Turndown | A | Incremental Winter Peak Savings (MW) | Achievable Economic TRC Potential | 0 | 0 | 0 | 0 | 0 | 0 | 0 | 0 | 0 | 0 | 0 | 0 | 0 | 0 | 0 | 0 | 0 | 0 | 0 | 0 | 0 | 0 | 0 | 0 | 0 | 0 | 0 | 0 | 0 | 0 | 0
F10_Industrial_Food Products_New_Space Heating_Natural Gas_Gas Boiler - High Turndown_A_Achievable Economic TRC Potential | F10 | Industrial | Food Products | New | Space Heating | Natural Gas | Gas Boiler - High Turndown | A | Cumulative Energy Savings (MWh or mTherms) | Achievable Economic TRC Potential | 0 | 0 | 0 | 0 | 0 | 0 | 0 | 0 | 0 | 0 | 0 | 0 | 0 | 0 | 0 | 0 | 0 | 0 | 0 | 0 | 0 | 0 | 0 | 0 | 0 | 0 | 0 | 0 | 0 | 0 | 0
F11_Industrial_Food Products_New_Space Heating_Natural Gas_Gas Boiler - High Turndown_A_Achievable Economic TRC Potential | F11 | Industrial | Food Products | New | Space Heating | Natural Gas | Gas Boiler - High Turndown | A | Cumulative Summer Peak Savings (MW) | Achievable Economic TRC Potential | 0 | 0 | 0 | 0 | 0 | 0 | 0 | 0 | 0 | 0 | 0 | 0 | 0 | 0 | 0 | 0 | 0 | 0 | 0 | 0 | 0 | 0 | 0 | 0 | 0 | 0 | 0 | 0 | 0 | 0 | 0
F12_Industrial_Food Products_New_Space Heating_Natural Gas_Gas Boiler - High Turndown_A_Achievable Economic TRC Potential | F12 | Industrial | Food Products | New | Space Heating | Natural Gas | Gas Boiler - High Turndown | A | Cumulative Winter Peak Savings (MW) | Achievable Economic TRC Potential | 0 | 0 | 0 | 0 | 0 | 0 | 0 | 0 | 0 | 0 | 0 | 0 | 0 | 0 | 0 | 0 | 0 | 0 | 0 | 0 | 0 | 0 | 0 | 0 | 0 | 0 | 0 | 0 | 0 | 0 | 0
F13_Industrial_Food Products_New_Space Heating_Natural Gas_Gas Boiler - High Turndown_A_Achievable Economic TRC Potential | F13 | Industrial | Food Products | New | Space Heating | Natural Gas | Gas Boiler - High Turndown | A | Purchases (Incremental) | Achievable Economic TRC Potential | 0 | 0 | 0 | 0 | 0 | 0 | 0 | 0 | 0 | 0 | 0 | 0 | 0 | 0 | 0 | 0 | 0 | 0 | 0 | 0 | 0 | 0 | 0 | 0 | 0 | 0 | 0 | 0 | 0 | 0 | 0
F14_Industrial_Food Products_New_Space Heating_Natural Gas_Gas Boiler - High Turndown_A_Achievable Economic TRC Potential | F14 | Industrial | Food Products | New | Space Heating | Natural Gas | Gas Boiler - High Turndown | A | Purchases (Cumulative) | Achievable Economic TRC Potential | 0 | 0 | 0 | 0 | 0 | 0 | 0 | 0 | 0 | 0 | 0 | 0 | 0 | 0 | 0 | 0 | 0 | 0 | 0 | 0 | 0 | 0 | 0 | 0 | 0 | 0 | 0 | 0 | 0 | 0 | 0
F1_Industrial_Food Products_New_Process_Natural Gas_Gas Boiler - High Turndown_A_Achievable Economic TRC Potential | F1 | Industrial | Food Products | New | Process | Natural Gas | Gas Boiler - High Turndown | A | Original Unit Energy Savings (kWh or therms) | Achievable Economic TRC Potential | 0 | 0 | 0 | 0 | 0 | 47.3863 | 47.3863 | 47.3863 | 47.3863 | 47.3863 | 47.3863 | 47.3863 | 47.3863 | 47.3863 | 47.3863 | 47.3863 | 47.3863 | 47.3863 | 47.3863 | 47.3863 | 47.3863 | 47.3863 | 47.3863 | 47.3863 | 47.3863 | 47.3863 | 47.3863 | 47.3863 | 47.3863 | 47.3863 | 47.3863
F2_Industrial_Food Products_New_Process_Natural Gas_Gas Boiler - High Turndown_A_Achievable Economic TRC Potential | F2 | Industrial | Food Products | New | Process | Natural Gas | Gas Boiler - High Turndown | A | Original Unit Summer Peak Savings (kW) | Achievable Economic TRC Potential | 0 | 0 | 0 | 0 | 0 | 0 | 0 | 0 | 0 | 0 | 0 | 0 | 0 | 0 | 0 | 0 | 0 | 0 | 0 | 0 | 0 | 0 | 0 | 0 | 0 | 0 | 0 | 0 | 0 | 0 | 0
F3_Industrial_Food Products_New_Process_Natural Gas_Gas Boiler - High Turndown_A_Achievable Economic TRC Potential | F3 | Industrial | Food Products | New | Process | Natural Gas | Gas Boiler - High Turndown | A | Original Unit Winter Peak Savings (kW) | Achievable Economic TRC Potential | 0 | 0 | 0 | 0 | 0 | 0 | 0 | 0 | 0 | 0 | 0 | 0 | 0 | 0 | 0 | 0 | 0 | 0 | 0 | 0 | 0 | 0 | 0 | 0 | 0 | 0 | 0 | 0 | 0 | 0 | 0
F4_Industrial_Food Products_New_Process_Natural Gas_Gas Boiler - High Turndown_A_Achievable Economic TRC Potential | F4 | Industrial | Food Products | New | Process | Natural Gas | Gas Boiler - High Turndown | A | Standalone Impact on Baseline Energy (%) | Achievable Economic TRC Potential | 0% | 0% | 0% | 0% | 0% | 0.02352% | 0.04337% | 0.06104% | 0.07734% | 0.09268% | 0.105% | 0.1128% | 0.1174% | 0.1197% | 0.1203% | 0.1196% | 0.1181% | 0.116% | 0.1134% | 0.1107% | 0.1054% | 0.1007% | 0.09639% | 0.09245% | 0.00088829 | 0.00085492 | 0.00082405 | 0.0007954 | 0 | 0 | 0
F5_Industrial_Food Products_New_Process_Natural Gas_Gas Boiler - High Turndown_A_Achievable Economic TRC Potential | F5 | Industrial | Food Products | New | Process | Natural Gas | Gas Boiler - High Turndown | A | Standalone Impact on Baseline Summer Peak (%) | Achievable Economic TRC Potential | 0% | 0% | 0% | 0% | 0% | 0% | 0% | 0% | 0% | 0% | 0% | 0% | 0% | 0% | 0% | 0% | 0% | 0% | 0% | 0% | 0% | 0% | 0% | 0% | 0 | 0 | 0 | 0 | 0 | 0 | 0
F6_Industrial_Food Products_New_Process_Natural Gas_Gas Boiler - High Turndown_A_Achievable Economic TRC Potential | F6 | Industrial | Food Products | New | Process | Natural Gas | Gas Boiler - High Turndown | A | Standalone Impact on Baseline Winter Peak (%) | Achievable Economic TRC Potential | 0% | 0% | 0% | 0% | 0% | 0% | 0% | 0% | 0% | 0% | 0% | 0% | 0% | 0% | 0% | 0% | 0% | 0% | 0% | 0% | 0% | 0% | 0% | 0% | 0 | 0 | 0 | 0 | 0 | 0 | 0
F7_Industrial_Food Products_New_Process_Natural Gas_Gas Boiler - High Turndown_A_Achievable Economic TRC Potential | F7 | Industrial | Food Products | New | Process | Natural Gas | Gas Boiler - High Turndown | A | Incremental Energy Savings (MWh or mTherms) | Achievable Economic TRC Potential | 0 | 0 | 0 | 0 | 0 | 0.13439 | 0.15922 | 0.18403 | 0.2087 | 0.23338 | 0.23227 | 0.20338 | 0.17671 | 0.15255 | 0.13085 | 0.11175 | 0.095001 | 0.080484 | 0.067955 | 0.057193 | 0.13439 | 0.15922 | 0.18403 | 0.2087 | 0.23338 | 0.23227 | 0.20338 | 0.17671 | 0.15255 | 0.13085 | 0.11175
F8_Industrial_Food Products_New_Process_Natural Gas_Gas Boiler - High Turndown_A_Achievable Economic TRC Potential | F8 | Industrial | Food Products | New | Process | Natural Gas | Gas Boiler - High Turndown | A | Incremental Summer Peak Savings (MW) | Achievable Economic TRC Potential | 0 | 0 | 0 | 0 | 0 | 0 | 0 | 0 | 0 | 0 | 0 | 0 | 0 | 0 | 0 | 0 | 0 | 0 | 0 | 0 | 0 | 0 | 0 | 0 | 0 | 0 | 0 | 0 | 0 | 0 | 0
F9_Industrial_Food Products_New_Process_Natural Gas_Gas Boiler - High Turndown_A_Achievable Economic TRC Potential | F9 | Industrial | Food Products | New | Process | Natural Gas | Gas Boiler - High Turndown | A | Incremental Winter Peak Savings (MW) | Achievable Economic TRC Potential | 0 | 0 | 0 | 0 | 0 | 0 | 0 | 0 | 0 | 0 | 0 | 0 | 0 | 0 | 0 | 0 | 0 | 0 | 0 | 0 | 0 | 0 | 0 | 0 | 0 | 0 | 0 | 0 | 0 | 0 | 0
F10_Industrial_Food Products_New_Process_Natural Gas_Gas Boiler - High Turndown_A_Achievable Economic TRC Potential | F10 | Industrial | Food Products | New | Process | Natural Gas | Gas Boiler - High Turndown | A | Cumulative Energy Savings (MWh or mTherms) | Achievable Economic TRC Potential | 0 | 0 | 0 | 0 | 0 | 0.13439 | 0.29362 | 0.47765 | 0.68635 | 0.91973 | 1.152 | 1.3554 | 1.5321 | 1.6846 | 1.8155 | 1.9272 | 2.0222 | 2.1027 | 2.1707 | 2.2279 | 2.2279 | 2.2279 | 2.2279 | 2.2279 | 2.2279 | 2.2279 | 2.2279 | 2.2279 | 2.2279 | 2.2279 | 2.2279
F11_Industrial_Food Products_New_Process_Natural Gas_Gas Boiler - High Turndown_A_Achievable Economic TRC Potential | F11 | Industrial | Food Products | New | Process | Natural Gas | Gas Boiler - High Turndown | A | Cumulative Summer Peak Savings (MW) | Achievable Economic TRC Potential | 0 | 0 | 0 | 0 | 0 | 0 | 0 | 0 | 0 | 0 | 0 | 0 | 0 | 0 | 0 | 0 | 0 | 0 | 0 | 0 | 0 | 0 | 0 | 0 | 0 | 0 | 0 | 0 | 0 | 0 | 0
F12_Industrial_Food Products_New_Process_Natural Gas_Gas Boiler - High Turndown_A_Achievable Economic TRC Potential | F12 | Industrial | Food Products | New | Process | Natural Gas | Gas Boiler - High Turndown | A | Cumulative Winter Peak Savings (MW) | Achievable Economic TRC Potential | 0 | 0 | 0 | 0 | 0 | 0 | 0 | 0 | 0 | 0 | 0 | 0 | 0 | 0 | 0 | 0 | 0 | 0 | 0 | 0 | 0 | 0 | 0 | 0 | 0 | 0 | 0 | 0 | 0 | 0 | 0
F13_Industrial_Food Products_New_Process_Natural Gas_Gas Boiler - High Turndown_A_Achievable Economic TRC Potential | F13 | Industrial | Food Products | New | Process | Natural Gas | Gas Boiler - High Turndown | A | Purchases (Incremental) | Achievable Economic TRC Potential | 0 | 0 | 0 | 0 | 0 | 2.8362 | 3.3601 | 3.8837 | 4.4042 | 4.9251 | 4.9017 | 4.2919 | 3.7291 | 3.2193 | 2.7613 | 2.3582 | 2.0048 | 1.6985 | 1.4341 | 1.207 | 2.8362 | 3.3601 | 3.8837 | 4.4042 | 4.9251 | 4.9017 | 4.2919 | 3.7291 | 3.2193 | 2.7613 | 2.3582
F14_Industrial_Food Products_New_Process_Natural Gas_Gas Boiler - High Turndown_A_Achievable Economic TRC Potential | F14 | Industrial | Food Products | New | Process | Natural Gas | Gas Boiler - High Turndown | A | Purchases (Cumulative) | Achievable Economic TRC Potential | 0 | 0 | 0 | 0 | 0 | 2.8362 | 6.1962 | 10.0799 | 14.4842 | 19.4092 | 24.3109 | 28.6028 | 32.3319 | 35.5512 | 38.3125 | 40.6707 | 42.6755 | 44.374 | 45.8081 | 47.015 | 47.015 | 47.015 | 47.015 | 47.015 | 47.015 | 47.015 | 47.015 | 47.015 | 47.015 | 47.015 | 47.015
F1_Industrial_Food Products_New_Space Heating_Natural Gas_Gas Boiler - Burner Control Optimization_A_Achievable Economic TRC Potential | F1 | Industrial | Food Products | New | Space Heating | Natural Gas | Gas Boiler - Burner Control Optimization | A | Original Unit Energy Savings (kWh or therms) | Achievable Economic TRC Potential | 0 | 0 | 0 | 0 | 0 | 0 | 0 | 0 | 0 | 0 | 0 | 0 | 0 | 0 | 0 | 0 | 0 | 0 | 0 | 0 | 0 | 0 | 0 | 0 | 0 | 0 | 0 | 0 | 0 | 0 | 0
F2_Industrial_Food Products_New_Space Heating_Natural Gas_Gas Boiler - Burner Control Optimization_A_Achievable Economic TRC Potential | F2 | Industrial | Food Products | New | Space Heating | Natural Gas | Gas Boiler - Burner Control Optimization | A | Original Unit Summer Peak Savings (kW) | Achievable Economic TRC Potential | 0 | 0 | 0 | 0 | 0 | 0 | 0 | 0 | 0 | 0 | 0 | 0 | 0 | 0 | 0 | 0 | 0 | 0 | 0 | 0 | 0 | 0 | 0 | 0 | 0 | 0 | 0 | 0 | 0 | 0 | 0
F3_Industrial_Food Products_New_Space Heating_Natural Gas_Gas Boiler - Burner Control Optimization_A_Achievable Economic TRC Potential | F3 | Industrial | Food Products | New | Space Heating | Natural Gas | Gas Boiler - Burner Control Optimization | A | Original Unit Winter Peak Savings (kW) | Achievable Economic TRC Potential | 0 | 0 | 0 | 0 | 0 | 0 | 0 | 0 | 0 | 0 | 0 | 0 | 0 | 0 | 0 | 0 | 0 | 0 | 0 | 0 | 0 | 0 | 0 | 0 | 0 | 0 | 0 | 0 | 0 | 0 | 0
F4_Industrial_Food Products_New_Space Heating_Natural Gas_Gas Boiler - Burner Control Optimization_A_Achievable Economic TRC Potential | F4 | Industrial | Food Products | New | Space Heating | Natural Gas | Gas Boiler - Burner Control Optimization | A | Standalone Impact on Baseline Energy (%) | Achievable Economic TRC Potential | 0% | 0% | 0% | 0% | 0% | 0% | 0% | 0% | 0% | 0% | 0% | 0% | 0% | 0% | 0% | 0% | 0% | 0% | 0% | 0% | 0% | 0% | 0% | 0% | 0 | 0 | 0 | 0 | 0 | 0 | 0
F5_Industrial_Food Products_New_Space Heating_Natural Gas_Gas Boiler - Burner Control Optimization_A_Achievable Economic TRC Potential | F5 | Industrial | Food Products | New | Space Heating | Natural Gas | Gas Boiler - Burner Control Optimization | A | Standalone Impact on Baseline Summer Peak (%) | Achievable Economic TRC Potential | 0% | 0% | 0% | 0% | 0% | 0% | 0% | 0% | 0% | 0% | 0% | 0% | 0% | 0% | 0% | 0% | 0% | 0% | 0% | 0% | 0% | 0% | 0% | 0% | 0 | 0 | 0 | 0 | 0 | 0 | 0
F6_Industrial_Food Products_New_Space Heating_Natural Gas_Gas Boiler - Burner Control Optimization_A_Achievable Economic TRC Potential | F6 | Industrial | Food Products | New | Space Heating | Natural Gas | Gas Boiler - Burner Control Optimization | A | Standalone Impact on Baseline Winter Peak (%) | Achievable Economic TRC Potential | 0% | 0% | 0% | 0% | 0% | 0% | 0% | 0% | 0% | 0% | 0% | 0% | 0% | 0% | 0% | 0% | 0% | 0% | 0% | 0% | 0% | 0% | 0% | 0% | 0 | 0 | 0 | 0 | 0 | 0 | 0
F7_Industrial_Food Products_New_Space Heating_Natural Gas_Gas Boiler - Burner Control Optimization_A_Achievable Economic TRC Potential | F7 | Industrial | Food Products | New | Space Heating | Natural Gas | Gas Boiler - Burner Control Optimization | A | Incremental Energy Savings (MWh or mTherms) | Achievable Economic TRC Potential | 0 | 0 | 0 | 0 | 0 | 0 | 0 | 0 | 0 | 0 | 0 | 0 | 0 | 0 | 0 | 0 | 0 | 0 | 0 | 0 | 0 | 0 | 0 | 0 | 0 | 0 | 0 | 0 | 0 | 0 | 0
F8_Industrial_Food Products_New_Space Heating_Natural Gas_Gas Boiler - Burner Control Optimization_A_Achievable Economic TRC Potential | F8 | Industrial | Food Products | New | Space Heating | Natural Gas | Gas Boiler - Burner Control Optimization | A | Incremental Summer Peak Savings (MW) | Achievable Economic TRC Potential | 0 | 0 | 0 | 0 | 0 | 0 | 0 | 0 | 0 | 0 | 0 | 0 | 0 | 0 | 0 | 0 | 0 | 0 | 0 | 0 | 0 | 0 | 0 | 0 | 0 | 0 | 0 | 0 | 0 | 0 | 0
F9_Industrial_Food Products_New_Space Heating_Natural Gas_Gas Boiler - Burner Control Optimization_A_Achievable Economic TRC Potential | F9 | Industrial | Food Products | New | Space Heating | Natural Gas | Gas Boiler - Burner Control Optimization | A | Incremental Winter Peak Savings (MW) | Achievable Economic TRC Potential | 0 | 0 | 0 | 0 | 0 | 0 | 0 | 0 | 0 | 0 | 0 | 0 | 0 | 0 | 0 | 0 | 0 | 0 | 0 | 0 | 0 | 0 | 0 | 0 | 0 | 0 | 0 | 0 | 0 | 0 | 0
F10_Industrial_Food Products_New_Space Heating_Natural Gas_Gas Boiler - Burner Control Optimization_A_Achievable Economic TRC Potential | F10 | Industrial | Food Products | New | Space Heating | Natural Gas | Gas Boiler - Burner Control Optimization | A | Cumulative Energy Savings (MWh or mTherms) | Achievable Economic TRC Potential | 0 | 0 | 0 | 0 | 0 | 0 | 0 | 0 | 0 | 0 | 0 | 0 | 0 | 0 | 0 | 0 | 0 | 0 | 0 | 0 | 0 | 0 | 0 | 0 | 0 | 0 | 0 | 0 | 0 | 0 | 0
F11_Industrial_Food Products_New_Space Heating_Natural Gas_Gas Boiler - Burner Control Optimization_A_Achievable Economic TRC Potential | F11 | Industrial | Food Products | New | Space Heating | Natural Gas | Gas Boiler - Burner Control Optimization | A | Cumulative Summer Peak Savings (MW) | Achievable Economic TRC Potential | 0 | 0 | 0 | 0 | 0 | 0 | 0 | 0 | 0 | 0 | 0 | 0 | 0 | 0 | 0 | 0 | 0 | 0 | 0 | 0 | 0 | 0 | 0 | 0 | 0 | 0 | 0 | 0 | 0 | 0 | 0
F12_Industrial_Food Products_New_Space Heating_Natural Gas_Gas Boiler - Burner Control Optimization_A_Achievable Economic TRC Potential | F12 | Industrial | Food Products | New | Space Heating | Natural Gas | Gas Boiler - Burner Control Optimization | A | Cumulative Winter Peak Savings (MW) | Achievable Economic TRC Potential | 0 | 0 | 0 | 0 | 0 | 0 | 0 | 0 | 0 | 0 | 0 | 0 | 0 | 0 | 0 | 0 | 0 | 0 | 0 | 0 | 0 | 0 | 0 | 0 | 0 | 0 | 0 | 0 | 0 | 0 | 0
F13_Industrial_Food Products_New_Space Heating_Natural Gas_Gas Boiler - Burner Control Optimization_A_Achievable Economic TRC Potential | F13 | Industrial | Food Products | New | Space Heating | Natural Gas | Gas Boiler - Burner Control Optimization | A | Purchases (Incremental) | Achievable Economic TRC Potential | 0 | 0 | 0 | 0 | 0 | 0 | 0 | 0 | 0 | 0 | 0 | 0 | 0 | 0 | 0 | 0 | 0 | 0 | 0 | 0 | 0 | 0 | 0 | 0 | 0 | 0 | 0 | 0 | 0 | 0 | 0
F14_Industrial_Food Products_New_Space Heating_Natural Gas_Gas Boiler - Burner Control Optimization_A_Achievable Economic TRC Potential | F14 | Industrial | Food Products | New | Space Heating | Natural Gas | Gas Boiler - Burner Control Optimization | A | Purchases (Cumulative) | Achievable Economic TRC Potential | 0 | 0 | 0 | 0 | 0 | 0 | 0 | 0 | 0 | 0 | 0 | 0 | 0 | 0 | 0 | 0 | 0 | 0 | 0 | 0 | 0 | 0 | 0 | 0 | 0 | 0 | 0 | 0 | 0 | 0 | 0
F1_Industrial_Food Products_New_Process_Natural Gas_Gas Boiler - Burner Control Optimization_A_Achievable Economic TRC Potential | F1 | Industrial | Food Products | New | Process | Natural Gas | Gas Boiler - Burner Control Optimization | A | Original Unit Energy Savings (kWh or therms) | Achievable Economic TRC Potential | 0 | 0 | 0 | 0 | 0 | 13.742 | 13.742 | 13.742 | 13.742 | 13.742 | 13.742 | 13.742 | 13.742 | 13.742 | 13.742 | 13.742 | 13.742 | 13.742 | 13.742 | 13.742 | 13.742 | 13.742 | 13.742 | 13.742 | 13.742 | 13.742 | 13.742 | 13.742 | 13.742 | 13.742 | 13.742
F2_Industrial_Food Products_New_Process_Natural Gas_Gas Boiler - Burner Control Optimization_A_Achievable Economic TRC Potential | F2 | Industrial | Food Products | New | Process | Natural Gas | Gas Boiler - Burner Control Optimization | A | Original Unit Summer Peak Savings (kW) | Achievable Economic TRC Potential | 0 | 0 | 0 | 0 | 0 | 0 | 0 | 0 | 0 | 0 | 0 | 0 | 0 | 0 | 0 | 0 | 0 | 0 | 0 | 0 | 0 | 0 | 0 | 0 | 0 | 0 | 0 | 0 | 0 | 0 | 0
F3_Industrial_Food Products_New_Process_Natural Gas_Gas Boiler - Burner Control Optimization_A_Achievable Economic TRC Potential | F3 | Industrial | Food Products | New | Process | Natural Gas | Gas Boiler - Burner Control Optimization | A | Original Unit Winter Peak Savings (kW) | Achievable Economic TRC Potential | 0 | 0 | 0 | 0 | 0 | 0 | 0 | 0 | 0 | 0 | 0 | 0 | 0 | 0 | 0 | 0 | 0 | 0 | 0 | 0 | 0 | 0 | 0 | 0 | 0 | 0 | 0 | 0 | 0 | 0 | 0
F4_Industrial_Food Products_New_Process_Natural Gas_Gas Boiler - Burner Control Optimization_A_Achievable Economic TRC Potential | F4 | Industrial | Food Products | New | Process | Natural Gas | Gas Boiler - Burner Control Optimization | A | Standalone Impact on Baseline Energy (%) | Achievable Economic TRC Potential | 0% | 0% | 0% | 0% | 0% | 0.00184% | 0.004445% | 0.009629% | 0.01861% | 0.03239% | 0.05133% | 0.07495% | 0.1017% | 0.1295% | 0.1561% | 0.1791% | 0.1973% | 0.21% | 0.2174% | 0.2203% | 0.2194% | 0.2159% | 0.2107% | 0.2041% | 0.0019696 | 0.0018956 | 0.0018271 | 0.0017636 | 0 | 0 | 0
F5_Industrial_Food Products_New_Process_Natural Gas_Gas Boiler - Burner Control Optimization_A_Achievable Economic TRC Potential | F5 | Industrial | Food Products | New | Process | Natural Gas | Gas Boiler - Burner Control Optimization | A | Standalone Impact on Baseline Summer Peak (%) | Achievable Economic TRC Potential | 0% | 0% | 0% | 0% | 0% | 0% | 0% | 0% | 0% | 0% | 0% | 0% | 0% | 0% | 0% | 0% | 0% | 0% | 0% | 0% | 0% | 0% | 0% | 0% | 0 | 0 | 0 | 0 | 0 | 0 | 0
F6_Industrial_Food Products_New_Process_Natural Gas_Gas Boiler - Burner Control Optimization_A_Achievable Economic TRC Potential | F6 | Industrial | Food Products | New | Process | Natural Gas | Gas Boiler - Burner Control Optimization | A | Standalone Impact on Baseline Winter Peak (%) | Achievable Economic TRC Potential | 0% | 0% | 0% | 0% | 0% | 0% | 0% | 0% | 0% | 0% | 0% | 0% | 0% | 0% | 0% | 0% | 0% | 0% | 0% | 0% | 0% | 0% | 0% | 0% | 0 | 0 | 0 | 0 | 0 | 0 | 0
F7_Industrial_Food Products_New_Process_Natural Gas_Gas Boiler - Burner Control Optimization_A_Achievable Economic TRC Potential | F7 | Industrial | Food Products | New | Process | Natural Gas | Gas Boiler - Burner Control Optimization | A | Incremental Energy Savings (MWh or mTherms) | Achievable Economic TRC Potential | 0 | 0 | 0 | 0 | 0 | 0.010514 | 0.019579 | 0.045261 | 0.089822 | 0.15625 | 0.2419 | 0.33696 | 0.42697 | 0.49619 | 0.53199 | 0.53006 | 0.49287 | 0.42983 | 0.35284 | 0.27352 | 0.20095 | 0.14026 | 0.093246 | 0.059179 | 0.041702 | 0.045261 | 0.089822 | 0.15625 | 0.2419 | 0.33696 | 0.42697
F8_Industrial_Food Products_New_Process_Natural Gas_Gas Boiler - Burner Control Optimization_A_Achievable Economic TRC Potential | F8 | Industrial | Food Products | New | Process | Natural Gas | Gas Boiler - Burner Control Optimization | A | Incremental Summer Peak Savings (MW) | Achievable Economic TRC Potential | 0 | 0 | 0 | 0 | 0 | 0 | 0 | 0 | 0 | 0 | 0 | 0 | 0 | 0 | 0 | 0 | 0 | 0 | 0 | 0 | 0 | 0 | 0 | 0 | 0 | 0 | 0 | 0 | 0 | 0 | 0
F9_Industrial_Food Products_New_Process_Natural Gas_Gas Boiler - Burner Control Optimization_A_Achievable Economic TRC Potential | F9 | Industrial | Food Products | New | Process | Natural Gas | Gas Boiler - Burner Control Optimization | A | Incremental Winter Peak Savings (MW) | Achievable Economic TRC Potential | 0 | 0 | 0 | 0 | 0 | 0 | 0 | 0 | 0 | 0 | 0 | 0 | 0 | 0 | 0 | 0 | 0 | 0 | 0 | 0 | 0 | 0 | 0 | 0 | 0 | 0 | 0 | 0 | 0 | 0 | 0
F10_Industrial_Food Products_New_Process_Natural Gas_Gas Boiler - Burner Control Optimization_A_Achievable Economic TRC Potential | F10 | Industrial | Food Products | New | Process | Natural Gas | Gas Boiler - Burner Control Optimization | A | Cumulative Energy Savings (MWh or mTherms) | Achievable Economic TRC Potential | 0 | 0 | 0 | 0 | 0 | 0.010514 | 0.030093 | 0.075353 | 0.16518 | 0.32142 | 0.56332 | 0.90028 | 1.3272 | 1.8234 | 2.3554 | 2.8855 | 3.3783 | 3.8082 | 4.161 | 4.4345 | 4.6355 | 4.7757 | 4.869 | 4.9177 | 4.9398 | 4.9398 | 4.9398 | 4.9398 | 4.9398 | 4.9398 | 4.9398
F11_Industrial_Food Products_New_Process_Natural Gas_Gas Boiler - Burner Control Optimization_A_Achievable Economic TRC Potential | F11 | Industrial | Food Products | New | Process | Natural Gas | Gas Boiler - Burner Control Optimization | A | Cumulative Summer Peak Savings (MW) | Achievable Economic TRC Potential | 0 | 0 | 0 | 0 | 0 | 0 | 0 | 0 | 0 | 0 | 0 | 0 | 0 | 0 | 0 | 0 | 0 | 0 | 0 | 0 | 0 | 0 | 0 | 0 | 0 | 0 | 0 | 0 | 0 | 0 | 0
F12_Industrial_Food Products_New_Process_Natural Gas_Gas Boiler - Burner Control Optimization_A_Achievable Economic TRC Potential | F12 | Industrial | Food Products | New | Process | Natural Gas | Gas Boiler - Burner Control Optimization | A | Cumulative Winter Peak Savings (MW) | Achievable Economic TRC Potential | 0 | 0 | 0 | 0 | 0 | 0 | 0 | 0 | 0 | 0 | 0 | 0 | 0 | 0 | 0 | 0 | 0 | 0 | 0 | 0 | 0 | 0 | 0 | 0 | 0 | 0 | 0 | 0 | 0 | 0 | 0
F13_Industrial_Food Products_New_Process_Natural Gas_Gas Boiler - Burner Control Optimization_A_Achievable Economic TRC Potential | F13 | Industrial | Food Products | New | Process | Natural Gas | Gas Boiler - Burner Control Optimization | A | Purchases (Incremental) | Achievable Economic TRC Potential | 0 | 0 | 0 | 0 | 0 | 0.76507 | 1.4248 | 3.2936 | 6.5363 | 11.37 | 17.6027 | 24.5204 | 31.0701 | 36.1072 | 38.7123 | 38.5721 | 35.8659 | 31.2788 | 25.6761 | 19.9038 | 14.6227 | 10.2065 | 6.7855 | 4.3064 | 3.0346 | 3.2936 | 6.5363 | 11.37 | 17.6027 | 24.5204 | 31.0701
F14_Industrial_Food Products_New_Process_Natural Gas_Gas Boiler - Burner Control Optimization_A_Achievable Economic TRC Potential | F14 | Industrial | Food Products | New | Process | Natural Gas | Gas Boiler - Burner Control Optimization | A | Purchases (Cumulative) | Achievable Economic TRC Potential | 0 | 0 | 0 | 0 | 0 | 0.76507 | 2.1898 | 5.4834 | 12.0198 | 23.3898 | 40.9925 | 65.5128 | 96.583 | 132.6902 | 171.4025 | 209.9747 | 245.8405 | 277.1193 | 302.7954 | 322.6992 | 337.3219 | 347.5284 | 354.3139 | 357.8552 | 359.4651 | 359.4651 | 359.4651 | 359.4651 | 359.4651 | 359.4651 | 359.4651
F1_Industrial_Food Products_New_Space Heating_Natural Gas_HVAC - Demand Controlled Ventilation_A_Achievable Economic TRC Potential | F1 | Industrial | Food Products | New | Space Heating | Natural Gas | HVAC - Demand Controlled Ventilation | A | Original Unit Energy Savings (kWh or therms) | Achievable Economic TRC Potential | 0 | 0 | 0 | 0 | 0 | 0 | 0 | 0 | 0 | 0 | 0 | 0 | 0 | 0 | 0 | 0 | 0 | 0 | 0 | 0 | 0 | 0 | 0 | 0 | 0 | 0 | 0 | 0 | 0 | 0 | 0
F2_Industrial_Food Products_New_Space Heating_Natural Gas_HVAC - Demand Controlled Ventilation_A_Achievable Economic TRC Potential | F2 | Industrial | Food Products | New | Space Heating | Natural Gas | HVAC - Demand Controlled Ventilation | A | Original Unit Summer Peak Savings (kW) | Achievable Economic TRC Potential | 0 | 0 | 0 | 0 | 0 | 0 | 0 | 0 | 0 | 0 | 0 | 0 | 0 | 0 | 0 | 0 | 0 | 0 | 0 | 0 | 0 | 0 | 0 | 0 | 0 | 0 | 0 | 0 | 0 | 0 | 0
F3_Industrial_Food Products_New_Space Heating_Natural Gas_HVAC - Demand Controlled Ventilation_A_Achievable Economic TRC Potential | F3 | Industrial | Food Products | New | Space Heating | Natural Gas | HVAC - Demand Controlled Ventilation | A | Original Unit Winter Peak Savings (kW) | Achievable Economic TRC Potential | 0 | 0 | 0 | 0 | 0 | 0 | 0 | 0 | 0 | 0 | 0 | 0 | 0 | 0 | 0 | 0 | 0 | 0 | 0 | 0 | 0 | 0 | 0 | 0 | 0 | 0 | 0 | 0 | 0 | 0 | 0
F4_Industrial_Food Products_New_Space Heating_Natural Gas_HVAC - Demand Controlled Ventilation_A_Achievable Economic TRC Potential | F4 | Industrial | Food Products | New | Space Heating | Natural Gas | HVAC - Demand Controlled Ventilation | A | Standalone Impact on Baseline Energy (%) | Achievable Economic TRC Potential | 0% | 0% | 0% | 0% | 0% | 0% | 0% | 0% | 0% | 0% | 0% | 0% | 0% | 0% | 0% | 0% | 0% | 0% | 0% | 0% | 0% | 0% | 0% | 0% | 0 | 0 | 0 | 0 | 0 | 0 | 0
F5_Industrial_Food Products_New_Space Heating_Natural Gas_HVAC - Demand Controlled Ventilation_A_Achievable Economic TRC Potential | F5 | Industrial | Food Products | New | Space Heating | Natural Gas | HVAC - Demand Controlled Ventilation | A | Standalone Impact on Baseline Summer Peak (%) | Achievable Economic TRC Potential | 0% | 0% | 0% | 0% | 0% | 0% | 0% | 0% | 0% | 0% | 0% | 0% | 0% | 0% | 0% | 0% | 0% | 0% | 0% | 0% | 0% | 0% | 0% | 0% | 0 | 0 | 0 | 0 | 0 | 0 | 0
F6_Industrial_Food Products_New_Space Heating_Natural Gas_HVAC - Demand Controlled Ventilation_A_Achievable Economic TRC Potential | F6 | Industrial | Food Products | New | Space Heating | Natural Gas | HVAC - Demand Controlled Ventilation | A | Standalone Impact on Baseline Winter Peak (%) | Achievable Economic TRC Potential | 0% | 0% | 0% | 0% | 0% | 0% | 0% | 0% | 0% | 0% | 0% | 0% | 0% | 0% | 0% | 0% | 0% | 0% | 0% | 0% | 0% | 0% | 0% | 0% | 0 | 0 | 0 | 0 | 0 | 0 | 0
F7_Industrial_Food Products_New_Space Heating_Natural Gas_HVAC - Demand Controlled Ventilation_A_Achievable Economic TRC Potential | F7 | Industrial | Food Products | New | Space Heating | Natural Gas | HVAC - Demand Controlled Ventilation | A | Incremental Energy Savings (MWh or mTherms) | Achievable Economic TRC Potential | 0 | 0 | 0 | 0 | 0 | 0 | 0 | 0 | 0 | 0 | 0 | 0 | 0 | 0 | 0 | 0 | 0 | 0 | 0 | 0 | 0 | 0 | 0 | 0 | 0 | 0 | 0 | 0 | 0 | 0 | 0
F8_Industrial_Food Products_New_Space Heating_Natural Gas_HVAC - Demand Controlled Ventilation_A_Achievable Economic TRC Potential | F8 | Industrial | Food Products | New | Space Heating | Natural Gas | HVAC - Demand Controlled Ventilation | A | Incremental Summer Peak Savings (MW) | Achievable Economic TRC Potential | 0 | 0 | 0 | 0 | 0 | 0 | 0 | 0 | 0 | 0 | 0 | 0 | 0 | 0 | 0 | 0 | 0 | 0 | 0 | 0 | 0 | 0 | 0 | 0 | 0 | 0 | 0 | 0 | 0 | 0 | 0
F9_Industrial_Food Products_New_Space Heating_Natural Gas_HVAC - Demand Controlled Ventilation_A_Achievable Economic TRC Potential | F9 | Industrial | Food Products | New | Space Heating | Natural Gas | HVAC - Demand Controlled Ventilation | A | Incremental Winter Peak Savings (MW) | Achievable Economic TRC Potential | 0 | 0 | 0 | 0 | 0 | 0 | 0 | 0 | 0 | 0 | 0 | 0 | 0 | 0 | 0 | 0 | 0 | 0 | 0 | 0 | 0 | 0 | 0 | 0 | 0 | 0 | 0 | 0 | 0 | 0 | 0
F10_Industrial_Food Products_New_Space Heating_Natural Gas_HVAC - Demand Controlled Ventilation_A_Achievable Economic TRC Potential | F10 | Industrial | Food Products | New | Space Heating | Natural Gas | HVAC - Demand Controlled Ventilation | A | Cumulative Energy Savings (MWh or mTherms) | Achievable Economic TRC Potential | 0 | 0 | 0 | 0 | 0 | 0 | 0 | 0 | 0 | 0 | 0 | 0 | 0 | 0 | 0 | 0 | 0 | 0 | 0 | 0 | 0 | 0 | 0 | 0 | 0 | 0 | 0 | 0 | 0 | 0 | 0
F11_Industrial_Food Products_New_Space Heating_Natural Gas_HVAC - Demand Controlled Ventilation_A_Achievable Economic TRC Potential | F11 | Industrial | Food Products | New | Space Heating | Natural Gas | HVAC - Demand Controlled Ventilation | A | Cumulative Summer Peak Savings (MW) | Achievable Economic TRC Potential | 0 | 0 | 0 | 0 | 0 | 0 | 0 | 0 | 0 | 0 | 0 | 0 | 0 | 0 | 0 | 0 | 0 | 0 | 0 | 0 | 0 | 0 | 0 | 0 | 0 | 0 | 0 | 0 | 0 | 0 | 0
F12_Industrial_Food Products_New_Space Heating_Natural Gas_HVAC - Demand Controlled Ventilation_A_Achievable Economic TRC Potential | F12 | Industrial | Food Products | New | Space Heating | Natural Gas | HVAC - Demand Controlled Ventilation | A | Cumulative Winter Peak Savings (MW) | Achievable Economic TRC Potential | 0 | 0 | 0 | 0 | 0 | 0 | 0 | 0 | 0 | 0 | 0 | 0 | 0 | 0 | 0 | 0 | 0 | 0 | 0 | 0 | 0 | 0 | 0 | 0 | 0 | 0 | 0 | 0 | 0 | 0 | 0
F13_Industrial_Food Products_New_Space Heating_Natural Gas_HVAC - Demand Controlled Ventilation_A_Achievable Economic TRC Potential | F13 | Industrial | Food Products | New | Space Heating | Natural Gas | HVAC - Demand Controlled Ventilation | A | Purchases (Incremental) | Achievable Economic TRC Potential | 0 | 0 | 0 | 0 | 0 | 0 | 0 | 0 | 0 | 0 | 0 | 0 | 0 | 0 | 0 | 0 | 0 | 0 | 0 | 0 | 0 | 0 | 0 | 0 | 0 | 0 | 0 | 0 | 0 | 0 | 0
F14_Industrial_Food Products_New_Space Heating_Natural Gas_HVAC - Demand Controlled Ventilation_A_Achievable Economic TRC Potential | F14 | Industrial | Food Products | New | Space Heating | Natural Gas | HVAC - Demand Controlled Ventilation | A | Purchases (Cumulative) | Achievable Economic TRC Potential | 0 | 0 | 0 | 0 | 0 | 0 | 0 | 0 | 0 | 0 | 0 | 0 | 0 | 0 | 0 | 0 | 0 | 0 | 0 | 0 | 0 | 0 | 0 | 0 | 0 | 0 | 0 | 0 | 0 | 0 | 0
F1_Industrial_Food Products_New_Space Heating_Natural Gas_Gas Boiler - Stack Economizer_A_Achievable Economic TRC Potential | F1 | Industrial | Food Products | New | Space Heating | Natural Gas | Gas Boiler - Stack Economizer | A | Original Unit Energy Savings (kWh or therms) | Achievable Economic TRC Potential | 0 | 0 | 0 | 0 | 0 | 0 | 0 | 0 | 0 | 0 | 0 | 0 | 0 | 0 | 0 | 0 | 0 | 0 | 0 | 0 | 0 | 0 | 0 | 0 | 0 | 0 | 0 | 0 | 0 | 0 | 0
F2_Industrial_Food Products_New_Space Heating_Natural Gas_Gas Boiler - Stack Economizer_A_Achievable Economic TRC Potential | F2 | Industrial | Food Products | New | Space Heating | Natural Gas | Gas Boiler - Stack Economizer | A | Original Unit Summer Peak Savings (kW) | Achievable Economic TRC Potential | 0 | 0 | 0 | 0 | 0 | 0 | 0 | 0 | 0 | 0 | 0 | 0 | 0 | 0 | 0 | 0 | 0 | 0 | 0 | 0 | 0 | 0 | 0 | 0 | 0 | 0 | 0 | 0 | 0 | 0 | 0
F3_Industrial_Food Products_New_Space Heating_Natural Gas_Gas Boiler - Stack Economizer_A_Achievable Economic TRC Potential | F3 | Industrial | Food Products | New | Space Heating | Natural Gas | Gas Boiler - Stack Economizer | A | Original Unit Winter Peak Savings (kW) | Achievable Economic TRC Potential | 0 | 0 | 0 | 0 | 0 | 0 | 0 | 0 | 0 | 0 | 0 | 0 | 0 | 0 | 0 | 0 | 0 | 0 | 0 | 0 | 0 | 0 | 0 | 0 | 0 | 0 | 0 | 0 | 0 | 0 | 0
F4_Industrial_Food Products_New_Space Heating_Natural Gas_Gas Boiler - Stack Economizer_A_Achievable Economic TRC Potential | F4 | Industrial | Food Products | New | Space Heating | Natural Gas | Gas Boiler - Stack Economizer | A | Standalone Impact on Baseline Energy (%) | Achievable Economic TRC Potential | 0% | 0% | 0% | 0% | 0% | 0% | 0% | 0% | 0% | 0% | 0% | 0% | 0% | 0% | 0% | 0% | 0% | 0% | 0% | 0% | 0% | 0% | 0% | 0% | 0 | 0 | 0 | 0 | 0 | 0 | 0
F5_Industrial_Food Products_New_Space Heating_Natural Gas_Gas Boiler - Stack Economizer_A_Achievable Economic TRC Potential | F5 | Industrial | Food Products | New | Space Heating | Natural Gas | Gas Boiler - Stack Economizer | A | Standalone Impact on Baseline Summer Peak (%) | Achievable Economic TRC Potential | 0% | 0% | 0% | 0% | 0% | 0% | 0% | 0% | 0% | 0% | 0% | 0% | 0% | 0% | 0% | 0% | 0% | 0% | 0% | 0% | 0% | 0% | 0% | 0% | 0 | 0 | 0 | 0 | 0 | 0 | 0
F6_Industrial_Food Products_New_Space Heating_Natural Gas_Gas Boiler - Stack Economizer_A_Achievable Economic TRC Potential | F6 | Industrial | Food Products | New | Space Heating | Natural Gas | Gas Boiler - Stack Economizer | A | Standalone Impact on Baseline Winter Peak (%) | Achievable Economic TRC Potential | 0% | 0% | 0% | 0% | 0% | 0% | 0% | 0% | 0% | 0% | 0% | 0% | 0% | 0% | 0% | 0% | 0% | 0% | 0% | 0% | 0% | 0% | 0% | 0% | 0 | 0 | 0 | 0 | 0 | 0 | 0
F7_Industrial_Food Products_New_Space Heating_Natural Gas_Gas Boiler - Stack Economizer_A_Achievable Economic TRC Potential | F7 | Industrial | Food Products | New | Space Heating | Natural Gas | Gas Boiler - Stack Economizer | A | Incremental Energy Savings (MWh or mTherms) | Achievable Economic TRC Potential | 0 | 0 | 0 | 0 | 0 | 0 | 0 | 0 | 0 | 0 | 0 | 0 | 0 | 0 | 0 | 0 | 0 | 0 | 0 | 0 | 0 | 0 | 0 | 0 | 0 | 0 | 0 | 0 | 0 | 0 | 0
F8_Industrial_Food Products_New_Space Heating_Natural Gas_Gas Boiler - Stack Economizer_A_Achievable Economic TRC Potential | F8 | Industrial | Food Products | New | Space Heating | Natural Gas | Gas Boiler - Stack Economizer | A | Incremental Summer Peak Savings (MW) | Achievable Economic TRC Potential | 0 | 0 | 0 | 0 | 0 | 0 | 0 | 0 | 0 | 0 | 0 | 0 | 0 | 0 | 0 | 0 | 0 | 0 | 0 | 0 | 0 | 0 | 0 | 0 | 0 | 0 | 0 | 0 | 0 | 0 | 0
F9_Industrial_Food Products_New_Space Heating_Natural Gas_Gas Boiler - Stack Economizer_A_Achievable Economic TRC Potential | F9 | Industrial | Food Products | New | Space Heating | Natural Gas | Gas Boiler - Stack Economizer | A | Incremental Winter Peak Savings (MW) | Achievable Economic TRC Potential | 0 | 0 | 0 | 0 | 0 | 0 | 0 | 0 | 0 | 0 | 0 | 0 | 0 | 0 | 0 | 0 | 0 | 0 | 0 | 0 | 0 | 0 | 0 | 0 | 0 | 0 | 0 | 0 | 0 | 0 | 0
F10_Industrial_Food Products_New_Space Heating_Natural Gas_Gas Boiler - Stack Economizer_A_Achievable Economic TRC Potential | F10 | Industrial | Food Products | New | Space Heating | Natural Gas | Gas Boiler - Stack Economizer | A | Cumulative Energy Savings (MWh or mTherms) | Achievable Economic TRC Potential | 0 | 0 | 0 | 0 | 0 | 0 | 0 | 0 | 0 | 0 | 0 | 0 | 0 | 0 | 0 | 0 | 0 | 0 | 0 | 0 | 0 | 0 | 0 | 0 | 0 | 0 | 0 | 0 | 0 | 0 | 0
F11_Industrial_Food Products_New_Space Heating_Natural Gas_Gas Boiler - Stack Economizer_A_Achievable Economic TRC Potential | F11 | Industrial | Food Products | New | Space Heating | Natural Gas | Gas Boiler - Stack Economizer | A | Cumulative Summer Peak Savings (MW) | Achievable Economic TRC Potential | 0 | 0 | 0 | 0 | 0 | 0 | 0 | 0 | 0 | 0 | 0 | 0 | 0 | 0 | 0 | 0 | 0 | 0 | 0 | 0 | 0 | 0 | 0 | 0 | 0 | 0 | 0 | 0 | 0 | 0 | 0
F12_Industrial_Food Products_New_Space Heating_Natural Gas_Gas Boiler - Stack Economizer_A_Achievable Economic TRC Potential | F12 | Industrial | Food Products | New | Space Heating | Natural Gas | Gas Boiler - Stack Economizer | A | Cumulative Winter Peak Savings (MW) | Achievable Economic TRC Potential | 0 | 0 | 0 | 0 | 0 | 0 | 0 | 0 | 0 | 0 | 0 | 0 | 0 | 0 | 0 | 0 | 0 | 0 | 0 | 0 | 0 | 0 | 0 | 0 | 0 | 0 | 0 | 0 | 0 | 0 | 0
F13_Industrial_Food Products_New_Space Heating_Natural Gas_Gas Boiler - Stack Economizer_A_Achievable Economic TRC Potential | F13 | Industrial | Food Products | New | Space Heating | Natural Gas | Gas Boiler - Stack Economizer | A | Purchases (Incremental) | Achievable Economic TRC Potential | 0 | 0 | 0 | 0 | 0 | 0 | 0 | 0 | 0 | 0 | 0 | 0 | 0 | 0 | 0 | 0 | 0 | 0 | 0 | 0 | 0 | 0 | 0 | 0 | 0 | 0 | 0 | 0 | 0 | 0 | 0
F14_Industrial_Food Products_New_Space Heating_Natural Gas_Gas Boiler - Stack Economizer_A_Achievable Economic TRC Potential | F14 | Industrial | Food Products | New | Space Heating | Natural Gas | Gas Boiler - Stack Economizer | A | Purchases (Cumulative) | Achievable Economic TRC Potential | 0 | 0 | 0 | 0 | 0 | 0 | 0 | 0 | 0 | 0 | 0 | 0 | 0 | 0 | 0 | 0 | 0 | 0 | 0 | 0 | 0 | 0 | 0 | 0 | 0 | 0 | 0 | 0 | 0 | 0 | 0
F1_Industrial_Food Products_New_Process_Natural Gas_Gas Boiler - Stack Economizer_A_Achievable Economic TRC Potential | F1 | Industrial | Food Products | New | Process | Natural Gas | Gas Boiler - Stack Economizer | A | Original Unit Energy Savings (kWh or therms) | Achievable Economic TRC Potential | 0 | 0 | 0 | 0 | 0 | 45.4909 | 45.4909 | 45.4909 | 45.4909 | 45.4909 | 45.4909 | 45.4909 | 45.4909 | 45.4909 | 45.4909 | 45.4909 | 45.4909 | 45.4909 | 45.4909 | 45.4909 | 45.4909 | 45.4909 | 45.4909 | 45.4909 | 45.4909 | 45.4909 | 45.4909 | 45.4909 | 45.4909 | 45.4909 | 45.4909
F2_Industrial_Food Products_New_Process_Natural Gas_Gas Boiler - Stack Economizer_A_Achievable Economic TRC Potential | F2 | Industrial | Food Products | New | Process | Natural Gas | Gas Boiler - Stack Economizer | A | Original Unit Summer Peak Savings (kW) | Achievable Economic TRC Potential | 0 | 0 | 0 | 0 | 0 | 0 | 0 | 0 | 0 | 0 | 0 | 0 | 0 | 0 | 0 | 0 | 0 | 0 | 0 | 0 | 0 | 0 | 0 | 0 | 0 | 0 | 0 | 0 | 0 | 0 | 0
F3_Industrial_Food Products_New_Process_Natural Gas_Gas Boiler - Stack Economizer_A_Achievable Economic TRC Potential | F3 | Industrial | Food Products | New | Process | Natural Gas | Gas Boiler - Stack Economizer | A | Original Unit Winter Peak Savings (kW) | Achievable Economic TRC Potential | 0 | 0 | 0 | 0 | 0 | 0 | 0 | 0 | 0 | 0 | 0 | 0 | 0 | 0 | 0 | 0 | 0 | 0 | 0 | 0 | 0 | 0 | 0 | 0 | 0 | 0 | 0 | 0 | 0 | 0 | 0
F4_Industrial_Food Products_New_Process_Natural Gas_Gas Boiler - Stack Economizer_A_Achievable Economic TRC Potential | F4 | Industrial | Food Products | New | Process | Natural Gas | Gas Boiler - Stack Economizer | A | Standalone Impact on Baseline Energy (%) | Achievable Economic TRC Potential | 0% | 0% | 0% | 0% | 0% | 0.0602% | 0.111% | 0.1563% | 0.198% | 0.2373% | 0.2687% | 0.2889% | 0.3006% | 0.3063% | 0.3079% | 0.3062% | 0.3023% | 0.2969% | 0.2904% | 0.2833% | 0.2699% | 0.2578% | 0.2468% | 0.2367% | 0.002274 | 0.0021886 | 0.0021096 | 0.0020362 | 0 | 0 | 0
F5_Industrial_Food Products_New_Process_Natural Gas_Gas Boiler - Stack Economizer_A_Achievable Economic TRC Potential | F5 | Industrial | Food Products | New | Process | Natural Gas | Gas Boiler - Stack Economizer | A | Standalone Impact on Baseline Summer Peak (%) | Achievable Economic TRC Potential | 0% | 0% | 0% | 0% | 0% | 0% | 0% | 0% | 0% | 0% | 0% | 0% | 0% | 0% | 0% | 0% | 0% | 0% | 0% | 0% | 0% | 0% | 0% | 0% | 0 | 0 | 0 | 0 | 0 | 0 | 0
F6_Industrial_Food Products_New_Process_Natural Gas_Gas Boiler - Stack Economizer_A_Achievable Economic TRC Potential | F6 | Industrial | Food Products | New | Process | Natural Gas | Gas Boiler - Stack Economizer | A | Standalone Impact on Baseline Winter Peak (%) | Achievable Economic TRC Potential | 0% | 0% | 0% | 0% | 0% | 0% | 0% | 0% | 0% | 0% | 0% | 0% | 0% | 0% | 0% | 0% | 0% | 0% | 0% | 0% | 0% | 0% | 0% | 0% | 0 | 0 | 0 | 0 | 0 | 0 | 0
F7_Industrial_Food Products_New_Process_Natural Gas_Gas Boiler - Stack Economizer_A_Achievable Economic TRC Potential | F7 | Industrial | Food Products | New | Process | Natural Gas | Gas Boiler - Stack Economizer | A | Incremental Energy Savings (MWh or mTherms) | Achievable Economic TRC Potential | 0 | 0 | 0 | 0 | 0 | 0.34405 | 0.40761 | 0.47113 | 0.53427 | 0.59745 | 0.59462 | 0.52064 | 0.45238 | 0.39053 | 0.33497 | 0.28607 | 0.2432 | 0.20604 | 0.17396 | 0.14641 | 0.34405 | 0.40761 | 0.47113 | 0.53427 | 0.59745 | 0.59462 | 0.52064 | 0.45238 | 0.39053 | 0.33497 | 0.28607
F8_Industrial_Food Products_New_Process_Natural Gas_Gas Boiler - Stack Economizer_A_Achievable Economic TRC Potential | F8 | Industrial | Food Products | New | Process | Natural Gas | Gas Boiler - Stack Economizer | A | Incremental Summer Peak Savings (MW) | Achievable Economic TRC Potential | 0 | 0 | 0 | 0 | 0 | 0 | 0 | 0 | 0 | 0 | 0 | 0 | 0 | 0 | 0 | 0 | 0 | 0 | 0 | 0 | 0 | 0 | 0 | 0 | 0 | 0 | 0 | 0 | 0 | 0 | 0
F9_Industrial_Food Products_New_Process_Natural Gas_Gas Boiler - Stack Economizer_A_Achievable Economic TRC Potential | F9 | Industrial | Food Products | New | Process | Natural Gas | Gas Boiler - Stack Economizer | A | Incremental Winter Peak Savings (MW) | Achievable Economic TRC Potential | 0 | 0 | 0 | 0 | 0 | 0 | 0 | 0 | 0 | 0 | 0 | 0 | 0 | 0 | 0 | 0 | 0 | 0 | 0 | 0 | 0 | 0 | 0 | 0 | 0 | 0 | 0 | 0 | 0 | 0 | 0
F10_Industrial_Food Products_New_Process_Natural Gas_Gas Boiler - Stack Economizer_A_Achievable Economic TRC Potential | F10 | Industrial | Food Products | New | Process | Natural Gas | Gas Boiler - Stack Economizer | A | Cumulative Energy Savings (MWh or mTherms) | Achievable Economic TRC Potential | 0 | 0 | 0 | 0 | 0 | 0.34405 | 0.75166 | 1.2228 | 1.7571 | 2.3545 | 2.9491 | 3.4698 | 3.9221 | 4.3127 | 4.6476 | 4.9337 | 5.1769 | 5.383 | 5.5569 | 5.7033 | 5.7033 | 5.7033 | 5.7033 | 5.7033 | 5.7033 | 5.7033 | 5.7033 | 5.7033 | 5.7033 | 5.7033 | 5.7033
F11_Industrial_Food Products_New_Process_Natural Gas_Gas Boiler - Stack Economizer_A_Achievable Economic TRC Potential | F11 | Industrial | Food Products | New | Process | Natural Gas | Gas Boiler - Stack Economizer | A | Cumulative Summer Peak Savings (MW) | Achievable Economic TRC Potential | 0 | 0 | 0 | 0 | 0 | 0 | 0 | 0 | 0 | 0 | 0 | 0 | 0 | 0 | 0 | 0 | 0 | 0 | 0 | 0 | 0 | 0 | 0 | 0 | 0 | 0 | 0 | 0 | 0 | 0 | 0
F12_Industrial_Food Products_New_Process_Natural Gas_Gas Boiler - Stack Economizer_A_Achievable Economic TRC Potential | F12 | Industrial | Food Products | New | Process | Natural Gas | Gas Boiler - Stack Economizer | A | Cumulative Winter Peak Savings (MW) | Achievable Economic TRC Potential | 0 | 0 | 0 | 0 | 0 | 0 | 0 | 0 | 0 | 0 | 0 | 0 | 0 | 0 | 0 | 0 | 0 | 0 | 0 | 0 | 0 | 0 | 0 | 0 | 0 | 0 | 0 | 0 | 0 | 0 | 0
F13_Industrial_Food Products_New_Process_Natural Gas_Gas Boiler - Stack Economizer_A_Achievable Economic TRC Potential | F13 | Industrial | Food Products | New | Process | Natural Gas | Gas Boiler - Stack Economizer | A | Purchases (Incremental) | Achievable Economic TRC Potential | 0 | 0 | 0 | 0 | 0 | 7.5631 | 8.9602 | 10.3565 | 11.7446 | 13.1335 | 13.0711 | 11.445 | 9.9443 | 8.5848 | 7.3634 | 6.2886 | 5.3462 | 4.5292 | 3.8242 | 3.2185 | 7.5631 | 8.9602 | 10.3565 | 11.7446 | 13.1335 | 13.0711 | 11.445 | 9.9443 | 8.5848 | 7.3634 | 6.2886
F14_Industrial_Food Products_New_Process_Natural Gas_Gas Boiler - Stack Economizer_A_Achievable Economic TRC Potential | F14 | Industrial | Food Products | New | Process | Natural Gas | Gas Boiler - Stack Economizer | A | Purchases (Cumulative) | Achievable Economic TRC Potential | 0 | 0 | 0 | 0 | 0 | 7.5631 | 16.5233 | 26.8798 | 38.6244 | 51.7579 | 64.8291 | 76.2741 | 86.2184 | 94.8033 | 102.1666 | 108.4552 | 113.8014 | 118.3306 | 122.1548 | 125.3733 | 125.3733 | 125.3733 | 125.3733 | 125.3733 | 125.3733 | 125.3733 | 125.3733 | 125.3733 | 125.3733 | 125.3733 | 125.3733
F1_Industrial_Food Products_New_Space Heating_Natural Gas_Gas Furnace Tube Inserts_A_Achievable Economic TRC Potential | F1 | Industrial | Food Products | New | Space Heating | Natural Gas | Gas Furnace Tube Inserts | A | Original Unit Energy Savings (kWh or therms) | Achievable Economic TRC Potential | 0 | 0 | 0 | 0 | 0 | 0 | 0 | 0 | 0 | 0 | 0 | 0 | 0 | 0 | 0 | 0 | 0 | 0 | 0 | 0 | 0 | 0 | 0 | 0 | 0 | 0 | 0 | 0 | 0 | 0 | 0
F2_Industrial_Food Products_New_Space Heating_Natural Gas_Gas Furnace Tube Inserts_A_Achievable Economic TRC Potential | F2 | Industrial | Food Products | New | Space Heating | Natural Gas | Gas Furnace Tube Inserts | A | Original Unit Summer Peak Savings (kW) | Achievable Economic TRC Potential | 0 | 0 | 0 | 0 | 0 | 0 | 0 | 0 | 0 | 0 | 0 | 0 | 0 | 0 | 0 | 0 | 0 | 0 | 0 | 0 | 0 | 0 | 0 | 0 | 0 | 0 | 0 | 0 | 0 | 0 | 0
F3_Industrial_Food Products_New_Space Heating_Natural Gas_Gas Furnace Tube Inserts_A_Achievable Economic TRC Potential | F3 | Industrial | Food Products | New | Space Heating | Natural Gas | Gas Furnace Tube Inserts | A | Original Unit Winter Peak Savings (kW) | Achievable Economic TRC Potential | 0 | 0 | 0 | 0 | 0 | 0 | 0 | 0 | 0 | 0 | 0 | 0 | 0 | 0 | 0 | 0 | 0 | 0 | 0 | 0 | 0 | 0 | 0 | 0 | 0 | 0 | 0 | 0 | 0 | 0 | 0
F4_Industrial_Food Products_New_Space Heating_Natural Gas_Gas Furnace Tube Inserts_A_Achievable Economic TRC Potential | F4 | Industrial | Food Products | New | Space Heating | Natural Gas | Gas Furnace Tube Inserts | A | Standalone Impact on Baseline Energy (%) | Achievable Economic TRC Potential | 0% | 0% | 0% | 0% | 0% | 0% | 0% | 0% | 0% | 0% | 0% | 0% | 0% | 0% | 0% | 0% | 0% | 0% | 0% | 0% | 0% | 0% | 0% | 0% | 0 | 0 | 0 | 0 | 0 | 0 | 0
F5_Industrial_Food Products_New_Space Heating_Natural Gas_Gas Furnace Tube Inserts_A_Achievable Economic TRC Potential | F5 | Industrial | Food Products | New | Space Heating | Natural Gas | Gas Furnace Tube Inserts | A | Standalone Impact on Baseline Summer Peak (%) | Achievable Economic TRC Potential | 0% | 0% | 0% | 0% | 0% | 0% | 0% | 0% | 0% | 0% | 0% | 0% | 0% | 0% | 0% | 0% | 0% | 0% | 0% | 0% | 0% | 0% | 0% | 0% | 0 | 0 | 0 | 0 | 0 | 0 | 0
F6_Industrial_Food Products_New_Space Heating_Natural Gas_Gas Furnace Tube Inserts_A_Achievable Economic TRC Potential | F6 | Industrial | Food Products | New | Space Heating | Natural Gas | Gas Furnace Tube Inserts | A | Standalone Impact on Baseline Winter Peak (%) | Achievable Economic TRC Potential | 0% | 0% | 0% | 0% | 0% | 0% | 0% | 0% | 0% | 0% | 0% | 0% | 0% | 0% | 0% | 0% | 0% | 0% | 0% | 0% | 0% | 0% | 0% | 0% | 0 | 0 | 0 | 0 | 0 | 0 | 0
F7_Industrial_Food Products_New_Space Heating_Natural Gas_Gas Furnace Tube Inserts_A_Achievable Economic TRC Potential | F7 | Industrial | Food Products | New | Space Heating | Natural Gas | Gas Furnace Tube Inserts | A | Incremental Energy Savings (MWh or mTherms) | Achievable Economic TRC Potential | 0 | 0 | 0 | 0 | 0 | 0 | 0 | 0 | 0 | 0 | 0 | 0 | 0 | 0 | 0 | 0 | 0 | 0 | 0 | 0 | 0 | 0 | 0 | 0 | 0 | 0 | 0 | 0 | 0 | 0 | 0
F8_Industrial_Food Products_New_Space Heating_Natural Gas_Gas Furnace Tube Inserts_A_Achievable Economic TRC Potential | F8 | Industrial | Food Products | New | Space Heating | Natural Gas | Gas Furnace Tube Inserts | A | Incremental Summer Peak Savings (MW) | Achievable Economic TRC Potential | 0 | 0 | 0 | 0 | 0 | 0 | 0 | 0 | 0 | 0 | 0 | 0 | 0 | 0 | 0 | 0 | 0 | 0 | 0 | 0 | 0 | 0 | 0 | 0 | 0 | 0 | 0 | 0 | 0 | 0 | 0
F9_Industrial_Food Products_New_Space Heating_Natural Gas_Gas Furnace Tube Inserts_A_Achievable Economic TRC Potential | F9 | Industrial | Food Products | New | Space Heating | Natural Gas | Gas Furnace Tube Inserts | A | Incremental Winter Peak Savings (MW) | Achievable Economic TRC Potential | 0 | 0 | 0 | 0 | 0 | 0 | 0 | 0 | 0 | 0 | 0 | 0 | 0 | 0 | 0 | 0 | 0 | 0 | 0 | 0 | 0 | 0 | 0 | 0 | 0 | 0 | 0 | 0 | 0 | 0 | 0
F10_Industrial_Food Products_New_Space Heating_Natural Gas_Gas Furnace Tube Inserts_A_Achievable Economic TRC Potential | F10 | Industrial | Food Products | New | Space Heating | Natural Gas | Gas Furnace Tube Inserts | A | Cumulative Energy Savings (MWh or mTherms) | Achievable Economic TRC Potential | 0 | 0 | 0 | 0 | 0 | 0 | 0 | 0 | 0 | 0 | 0 | 0 | 0 | 0 | 0 | 0 | 0 | 0 | 0 | 0 | 0 | 0 | 0 | 0 | 0 | 0 | 0 | 0 | 0 | 0 | 0
F11_Industrial_Food Products_New_Space Heating_Natural Gas_Gas Furnace Tube Inserts_A_Achievable Economic TRC Potential | F11 | Industrial | Food Products | New | Space Heating | Natural Gas | Gas Furnace Tube Inserts | A | Cumulative Summer Peak Savings (MW) | Achievable Economic TRC Potential | 0 | 0 | 0 | 0 | 0 | 0 | 0 | 0 | 0 | 0 | 0 | 0 | 0 | 0 | 0 | 0 | 0 | 0 | 0 | 0 | 0 | 0 | 0 | 0 | 0 | 0 | 0 | 0 | 0 | 0 | 0
F12_Industrial_Food Products_New_Space Heating_Natural Gas_Gas Furnace Tube Inserts_A_Achievable Economic TRC Potential | F12 | Industrial | Food Products | New | Space Heating | Natural Gas | Gas Furnace Tube Inserts | A | Cumulative Winter Peak Savings (MW) | Achievable Economic TRC Potential | 0 | 0 | 0 | 0 | 0 | 0 | 0 | 0 | 0 | 0 | 0 | 0 | 0 | 0 | 0 | 0 | 0 | 0 | 0 | 0 | 0 | 0 | 0 | 0 | 0 | 0 | 0 | 0 | 0 | 0 | 0
F13_Industrial_Food Products_New_Space Heating_Natural Gas_Gas Furnace Tube Inserts_A_Achievable Economic TRC Potential | F13 | Industrial | Food Products | New | Space Heating | Natural Gas | Gas Furnace Tube Inserts | A | Purchases (Incremental) | Achievable Economic TRC Potential | 0 | 0 | 0 | 0 | 0 | 0 | 0 | 0 | 0 | 0 | 0 | 0 | 0 | 0 | 0 | 0 | 0 | 0 | 0 | 0 | 0 | 0 | 0 | 0 | 0 | 0 | 0 | 0 | 0 | 0 | 0
F14_Industrial_Food Products_New_Space Heating_Natural Gas_Gas Furnace Tube Inserts_A_Achievable Economic TRC Potential | F14 | Industrial | Food Products | New | Space Heating | Natural Gas | Gas Furnace Tube Inserts | A | Purchases (Cumulative) | Achievable Economic TRC Potential | 0 | 0 | 0 | 0 | 0 | 0 | 0 | 0 | 0 | 0 | 0 | 0 | 0 | 0 | 0 | 0 | 0 | 0 | 0 | 0 | 0 | 0 | 0 | 0 | 0 | 0 | 0 | 0 | 0 | 0 | 0
F1_Industrial_Food Products_New_Space Heating_Natural Gas_Space Heating - Heat Recovery Ventilator_A_Achievable Economic TRC Potential | F1 | Industrial | Food Products | New | Space Heating | Natural Gas | Space Heating - Heat Recovery Ventilator | A | Original Unit Energy Savings (kWh or therms) | Achievable Economic TRC Potential | 0 | 0 | 0 | 0 | 0 | 0.012468 | 0.012307 | 0.01219 | 0.0121 | 0.01203 | 0.011973 | 0.011906 | 0.011837 | 0.011768 | 0.011701 | 0.011649 | 0.011607 | 0.011574 | 0.011522 | 0.011484 | 0.011457 | 0.011435 | 0.011435 | 0.011435 | 0.011435 | 0.011435 | 0.011435 | 0.011435 | 0 | 0 | 0
F2_Industrial_Food Products_New_Space Heating_Natural Gas_Space Heating - Heat Recovery Ventilator_A_Achievable Economic TRC Potential | F2 | Industrial | Food Products | New | Space Heating | Natural Gas | Space Heating - Heat Recovery Ventilator | A | Original Unit Summer Peak Savings (kW) | Achievable Economic TRC Potential | 0 | 0 | 0 | 0 | 0 | 0 | 0 | 0 | 0 | 0 | 0 | 0 | 0 | 0 | 0 | 0 | 0 | 0 | 0 | 0 | 0 | 0 | 0 | 0 | 0 | 0 | 0 | 0 | 0 | 0 | 0
F3_Industrial_Food Products_New_Space Heating_Natural Gas_Space Heating - Heat Recovery Ventilator_A_Achievable Economic TRC Potential | F3 | Industrial | Food Products | New | Space Heating | Natural Gas | Space Heating - Heat Recovery Ventilator | A | Original Unit Winter Peak Savings (kW) | Achievable Economic TRC Potential | 0 | 0 | 0 | 0 | 0 | 0 | 0 | 0 | 0 | 0 | 0 | 0 | 0 | 0 | 0 | 0 | 0 | 0 | 0 | 0 | 0 | 0 | 0 | 0 | 0 | 0 | 0 | 0 | 0 | 0 | 0
F4_Industrial_Food Products_New_Space Heating_Natural Gas_Space Heating - Heat Recovery Ventilator_A_Achievable Economic TRC Potential | F4 | Industrial | Food Products | New | Space Heating | Natural Gas | Space Heating - Heat Recovery Ventilator | A | Standalone Impact on Baseline Energy (%) | Achievable Economic TRC Potential | 0% | 0% | 0% | 0% | 0% | 0% | 0% | 0% | 0% | 0% | 0% | 0% | 0% | 0% | 0% | 0% | 0% | 0% | 0% | 0% | 0% | 0% | 0% | 0% | 0 | 0 | 0 | 0 | 0 | 0 | 0
F5_Industrial_Food Products_New_Space Heating_Natural Gas_Space Heating - Heat Recovery Ventilator_A_Achievable Economic TRC Potential | F5 | Industrial | Food Products | New | Space Heating | Natural Gas | Space Heating - Heat Recovery Ventilator | A | Standalone Impact on Baseline Summer Peak (%) | Achievable Economic TRC Potential | 0% | 0% | 0% | 0% | 0% | 0% | 0% | 0% | 0% | 0% | 0% | 0% | 0% | 0% | 0% | 0% | 0% | 0% | 0% | 0% | 0% | 0% | 0% | 0% | 0 | 0 | 0 | 0 | 0 | 0 | 0
F6_Industrial_Food Products_New_Space Heating_Natural Gas_Space Heating - Heat Recovery Ventilator_A_Achievable Economic TRC Potential | F6 | Industrial | Food Products | New | Space Heating | Natural Gas | Space Heating - Heat Recovery Ventilator | A | Standalone Impact on Baseline Winter Peak (%) | Achievable Economic TRC Potential | 0% | 0% | 0% | 0% | 0% | 0% | 0% | 0% | 0% | 0% | 0% | 0% | 0% | 0% | 0% | 0% | 0% | 0% | 0% | 0% | 0% | 0% | 0% | 0% | 0 | 0 | 0 | 0 | 0 | 0 | 0
F7_Industrial_Food Products_New_Space Heating_Natural Gas_Space Heating - Heat Recovery Ventilator_A_Achievable Economic TRC Potential | F7 | Industrial | Food Products | New | Space Heating | Natural Gas | Space Heating - Heat Recovery Ventilator | A | Incremental Energy Savings (MWh or mTherms) | Achievable Economic TRC Potential | 0 | 0 | 0 | 0 | 0 | 0 | 0 | 0 | 0 | 0 | 0 | 0 | 0 | 0 | 0 | 0 | 0 | 0 | 0 | 0 | 0 | 0 | 0 | 0 | 0 | 0 | 0 | 0 | 0 | 0 | 0
F8_Industrial_Food Products_New_Space Heating_Natural Gas_Space Heating - Heat Recovery Ventilator_A_Achievable Economic TRC Potential | F8 | Industrial | Food Products | New | Space Heating | Natural Gas | Space Heating - Heat Recovery Ventilator | A | Incremental Summer Peak Savings (MW) | Achievable Economic TRC Potential | 0 | 0 | 0 | 0 | 0 | 0 | 0 | 0 | 0 | 0 | 0 | 0 | 0 | 0 | 0 | 0 | 0 | 0 | 0 | 0 | 0 | 0 | 0 | 0 | 0 | 0 | 0 | 0 | 0 | 0 | 0
F9_Industrial_Food Products_New_Space Heating_Natural Gas_Space Heating - Heat Recovery Ventilator_A_Achievable Economic TRC Potential | F9 | Industrial | Food Products | New | Space Heating | Natural Gas | Space Heating - Heat Recovery Ventilator | A | Incremental Winter Peak Savings (MW) | Achievable Economic TRC Potential | 0 | 0 | 0 | 0 | 0 | 0 | 0 | 0 | 0 | 0 | 0 | 0 | 0 | 0 | 0 | 0 | 0 | 0 | 0 | 0 | 0 | 0 | 0 | 0 | 0 | 0 | 0 | 0 | 0 | 0 | 0
F10_Industrial_Food Products_New_Space Heating_Natural Gas_Space Heating - Heat Recovery Ventilator_A_Achievable Economic TRC Potential | F10 | Industrial | Food Products | New | Space Heating | Natural Gas | Space Heating - Heat Recovery Ventilator | A | Cumulative Energy Savings (MWh or mTherms) | Achievable Economic TRC Potential | 0 | 0 | 0 | 0 | 0 | 0 | 0 | 0 | 0 | 0 | 0 | 0 | 0 | 0 | 0 | 0 | 0 | 0 | 0 | 0 | 0 | 0 | 0 | 0 | 0 | 0 | 0 | 0 | 0 | 0 | 0
F11_Industrial_Food Products_New_Space Heating_Natural Gas_Space Heating - Heat Recovery Ventilator_A_Achievable Economic TRC Potential | F11 | Industrial | Food Products | New | Space Heating | Natural Gas | Space Heating - Heat Recovery Ventilator | A | Cumulative Summer Peak Savings (MW) | Achievable Economic TRC Potential | 0 | 0 | 0 | 0 | 0 | 0 | 0 | 0 | 0 | 0 | 0 | 0 | 0 | 0 | 0 | 0 | 0 | 0 | 0 | 0 | 0 | 0 | 0 | 0 | 0 | 0 | 0 | 0 | 0 | 0 | 0
F12_Industrial_Food Products_New_Space Heating_Natural Gas_Space Heating - Heat Recovery Ventilator_A_Achievable Economic TRC Potential | F12 | Industrial | Food Products | New | Space Heating | Natural Gas | Space Heating - Heat Recovery Ventilator | A | Cumulative Winter Peak Savings (MW) | Achievable Economic TRC Potential | 0 | 0 | 0 | 0 | 0 | 0 | 0 | 0 | 0 | 0 | 0 | 0 | 0 | 0 | 0 | 0 | 0 | 0 | 0 | 0 | 0 | 0 | 0 | 0 | 0 | 0 | 0 | 0 | 0 | 0 | 0
F13_Industrial_Food Products_New_Space Heating_Natural Gas_Space Heating - Heat Recovery Ventilator_A_Achievable Economic TRC Potential | F13 | Industrial | Food Products | New | Space Heating | Natural Gas | Space Heating - Heat Recovery Ventilator | A | Purchases (Incremental) | Achievable Economic TRC Potential | 0 | 0 | 0 | 0 | 0 | 0 | 0 | 0 | 0 | 0 | 0 | 0 | 0 | 0 | 0 | 0 | 0 | 0 | 0 | 0 | 0 | 0 | 0 | 0 | 0 | 0 | 0 | 0 | 0 | 0 | 0
F14_Industrial_Food Products_New_Space Heating_Natural Gas_Space Heating - Heat Recovery Ventilator_A_Achievable Economic TRC Potential | F14 | Industrial | Food Products | New | Space Heating | Natural Gas | Space Heating - Heat Recovery Ventilator | A | Purchases (Cumulative) | Achievable Economic TRC Potential | 0 | 0 | 0 | 0 | 0 | 0 | 0 | 0 | 0 | 0 | 0 | 0 | 0 | 0 | 0 | 0 | 0 | 0 | 0 | 0 | 0 | 0 | 0 | 0 | 0 | 0 | 0 | 0 | 0 | 0 | 0
F1_Industrial_Food Products_New_Space Heating_Natural Gas_Thermostat - Programmable_A_Achievable Economic TRC Potential | F1 | Industrial | Food Products | New | Space Heating | Natural Gas | Thermostat - Programmable | A | Original Unit Energy Savings (kWh or therms) | Achievable Economic TRC Potential | 0 | 0 | 0 | 0 | 0 | 0.006194 | 0.006114 | 0.0060556 | 0.0060113 | 0.0059764 | 0.0059481 | 0.005915 | 0.0058802 | 0.005846 | 0.0058129 | 0.0057868 | 0.0057663 | 0.00575 | 0.0057242 | 0.0057053 | 0.0056915 | 0.0056808 | 0.0056808 | 0.0056808 | 0.0056808 | 0.0056808 | 0.0056808 | 0.0056808 | 0 | 0 | 0
F2_Industrial_Food Products_New_Space Heating_Natural Gas_Thermostat - Programmable_A_Achievable Economic TRC Potential | F2 | Industrial | Food Products | New | Space Heating | Natural Gas | Thermostat - Programmable | A | Original Unit Summer Peak Savings (kW) | Achievable Economic TRC Potential | 0 | 0 | 0 | 0 | 0 | 0 | 0 | 0 | 0 | 0 | 0 | 0 | 0 | 0 | 0 | 0 | 0 | 0 | 0 | 0 | 0 | 0 | 0 | 0 | 0 | 0 | 0 | 0 | 0 | 0 | 0
F3_Industrial_Food Products_New_Space Heating_Natural Gas_Thermostat - Programmable_A_Achievable Economic TRC Potential | F3 | Industrial | Food Products | New | Space Heating | Natural Gas | Thermostat - Programmable | A | Original Unit Winter Peak Savings (kW) | Achievable Economic TRC Potential | 0 | 0 | 0 | 0 | 0 | 0 | 0 | 0 | 0 | 0 | 0 | 0 | 0 | 0 | 0 | 0 | 0 | 0 | 0 | 0 | 0 | 0 | 0 | 0 | 0 | 0 | 0 | 0 | 0 | 0 | 0
F4_Industrial_Food Products_New_Space Heating_Natural Gas_Thermostat - Programmable_A_Achievable Economic TRC Potential | F4 | Industrial | Food Products | New | Space Heating | Natural Gas | Thermostat - Programmable | A | Standalone Impact on Baseline Energy (%) | Achievable Economic TRC Potential | 0% | 0% | 0% | 0% | 0% | 0% | 0% | 0% | 0% | 0% | 0% | 0% | 0% | 0% | 0% | 0% | 0% | 0% | 0% | 0% | 0% | 0% | 0% | 0% | 0 | 0 | 0 | 0 | 0 | 0 | 0
F5_Industrial_Food Products_New_Space Heating_Natural Gas_Thermostat - Programmable_A_Achievable Economic TRC Potential | F5 | Industrial | Food Products | New | Space Heating | Natural Gas | Thermostat - Programmable | A | Standalone Impact on Baseline Summer Peak (%) | Achievable Economic TRC Potential | 0% | 0% | 0% | 0% | 0% | 0% | 0% | 0% | 0% | 0% | 0% | 0% | 0% | 0% | 0% | 0% | 0% | 0% | 0% | 0% | 0% | 0% | 0% | 0% | 0 | 0 | 0 | 0 | 0 | 0 | 0
F6_Industrial_Food Products_New_Space Heating_Natural Gas_Thermostat - Programmable_A_Achievable Economic TRC Potential | F6 | Industrial | Food Products | New | Space Heating | Natural Gas | Thermostat - Programmable | A | Standalone Impact on Baseline Winter Peak (%) | Achievable Economic TRC Potential | 0% | 0% | 0% | 0% | 0% | 0% | 0% | 0% | 0% | 0% | 0% | 0% | 0% | 0% | 0% | 0% | 0% | 0% | 0% | 0% | 0% | 0% | 0% | 0% | 0 | 0 | 0 | 0 | 0 | 0 | 0
F7_Industrial_Food Products_New_Space Heating_Natural Gas_Thermostat - Programmable_A_Achievable Economic TRC Potential | F7 | Industrial | Food Products | New | Space Heating | Natural Gas | Thermostat - Programmable | A | Incremental Energy Savings (MWh or mTherms) | Achievable Economic TRC Potential | 0 | 0 | 0 | 0 | 0 | 0 | 0 | 0 | 0 | 0 | 0 | 0 | 0 | 0 | 0 | 0 | 0 | 0 | 0 | 0 | 0 | 0 | 0 | 0 | 0 | 0 | 0 | 0 | 0 | 0 | 0
F8_Industrial_Food Products_New_Space Heating_Natural Gas_Thermostat - Programmable_A_Achievable Economic TRC Potential | F8 | Industrial | Food Products | New | Space Heating | Natural Gas | Thermostat - Programmable | A | Incremental Summer Peak Savings (MW) | Achievable Economic TRC Potential | 0 | 0 | 0 | 0 | 0 | 0 | 0 | 0 | 0 | 0 | 0 | 0 | 0 | 0 | 0 | 0 | 0 | 0 | 0 | 0 | 0 | 0 | 0 | 0 | 0 | 0 | 0 | 0 | 0 | 0 | 0
F9_Industrial_Food Products_New_Space Heating_Natural Gas_Thermostat - Programmable_A_Achievable Economic TRC Potential | F9 | Industrial | Food Products | New | Space Heating | Natural Gas | Thermostat - Programmable | A | Incremental Winter Peak Savings (MW) | Achievable Economic TRC Potential | 0 | 0 | 0 | 0 | 0 | 0 | 0 | 0 | 0 | 0 | 0 | 0 | 0 | 0 | 0 | 0 | 0 | 0 | 0 | 0 | 0 | 0 | 0 | 0 | 0 | 0 | 0 | 0 | 0 | 0 | 0
F10_Industrial_Food Products_New_Space Heating_Natural Gas_Thermostat - Programmable_A_Achievable Economic TRC Potential | F10 | Industrial | Food Products | New | Space Heating | Natural Gas | Thermostat - Programmable | A | Cumulative Energy Savings (MWh or mTherms) | Achievable Economic TRC Potential | 0 | 0 | 0 | 0 | 0 | 0 | 0 | 0 | 0 | 0 | 0 | 0 | 0 | 0 | 0 | 0 | 0 | 0 | 0 | 0 | 0 | 0 | 0 | 0 | 0 | 0 | 0 | 0 | 0 | 0 | 0
F11_Industrial_Food Products_New_Space Heating_Natural Gas_Thermostat - Programmable_A_Achievable Economic TRC Potential | F11 | Industrial | Food Products | New | Space Heating | Natural Gas | Thermostat - Programmable | A | Cumulative Summer Peak Savings (MW) | Achievable Economic TRC Potential | 0 | 0 | 0 | 0 | 0 | 0 | 0 | 0 | 0 | 0 | 0 | 0 | 0 | 0 | 0 | 0 | 0 | 0 | 0 | 0 | 0 | 0 | 0 | 0 | 0 | 0 | 0 | 0 | 0 | 0 | 0
F12_Industrial_Food Products_New_Space Heating_Natural Gas_Thermostat - Programmable_A_Achievable Economic TRC Potential | F12 | Industrial | Food Products | New | Space Heating | Natural Gas | Thermostat - Programmable | A | Cumulative Winter Peak Savings (MW) | Achievable Economic TRC Potential | 0 | 0 | 0 | 0 | 0 | 0 | 0 | 0 | 0 | 0 | 0 | 0 | 0 | 0 | 0 | 0 | 0 | 0 | 0 | 0 | 0 | 0 | 0 | 0 | 0 | 0 | 0 | 0 | 0 | 0 | 0
F13_Industrial_Food Products_New_Space Heating_Natural Gas_Thermostat - Programmable_A_Achievable Economic TRC Potential | F13 | Industrial | Food Products | New | Space Heating | Natural Gas | Thermostat - Programmable | A | Purchases (Incremental) | Achievable Economic TRC Potential | 0 | 0 | 0 | 0 | 0 | 0 | 0 | 0 | 0 | 0 | 0 | 0 | 0 | 0 | 0 | 0 | 0 | 0 | 0 | 0 | 0 | 0 | 0 | 0 | 0 | 0 | 0 | 0 | 0 | 0 | 0
F14_Industrial_Food Products_New_Space Heating_Natural Gas_Thermostat - Programmable_A_Achievable Economic TRC Potential | F14 | Industrial | Food Products | New | Space Heating | Natural Gas | Thermostat - Programmable | A | Purchases (Cumulative) | Achievable Economic TRC Potential | 0 | 0 | 0 | 0 | 0 | 0 | 0 | 0 | 0 | 0 | 0 | 0 | 0 | 0 | 0 | 0 | 0 | 0 | 0 | 0 | 0 | 0 | 0 | 0 | 0 | 0 | 0 | 0 | 0 | 0 | 0
F1_Industrial_Food Products_New_Space Heating_Natural Gas_ENERGY STAR Connected Thermostat_A_Achievable Economic TRC Potential | F1 | Industrial | Food Products | New | Space Heating | Natural Gas | ENERGY STAR Connected Thermostat | A | Original Unit Energy Savings (kWh or therms) | Achievable Economic TRC Potential | 0 | 0 | 0 | 0 | 0 | 0.014581 | 0.014392 | 0.014255 | 0.014151 | 0.014068 | 0.014002 | 0.013924 | 0.013842 | 0.013762 | 0.013684 | 0.013622 | 0.013574 | 0.013536 | 0.013475 | 0.01343 | 0.013398 | 0.013373 | 0.013373 | 0.013373 | 0.013373 | 0.013373 | 0.013373 | 0.013373 | 0 | 0 | 0
F2_Industrial_Food Products_New_Space Heating_Natural Gas_ENERGY STAR Connected Thermostat_A_Achievable Economic TRC Potential | F2 | Industrial | Food Products | New | Space Heating | Natural Gas | ENERGY STAR Connected Thermostat | A | Original Unit Summer Peak Savings (kW) | Achievable Economic TRC Potential | 0 | 0 | 0 | 0 | 0 | 0 | 0 | 0 | 0 | 0 | 0 | 0 | 0 | 0 | 0 | 0 | 0 | 0 | 0 | 0 | 0 | 0 | 0 | 0 | 0 | 0 | 0 | 0 | 0 | 0 | 0
F3_Industrial_Food Products_New_Space Heating_Natural Gas_ENERGY STAR Connected Thermostat_A_Achievable Economic TRC Potential | F3 | Industrial | Food Products | New | Space Heating | Natural Gas | ENERGY STAR Connected Thermostat | A | Original Unit Winter Peak Savings (kW) | Achievable Economic TRC Potential | 0 | 0 | 0 | 0 | 0 | 0 | 0 | 0 | 0 | 0 | 0 | 0 | 0 | 0 | 0 | 0 | 0 | 0 | 0 | 0 | 0 | 0 | 0 | 0 | 0 | 0 | 0 | 0 | 0 | 0 | 0
F4_Industrial_Food Products_New_Space Heating_Natural Gas_ENERGY STAR Connected Thermostat_A_Achievable Economic TRC Potential | F4 | Industrial | Food Products | New | Space Heating | Natural Gas | ENERGY STAR Connected Thermostat | A | Standalone Impact on Baseline Energy (%) | Achievable Economic TRC Potential | 0% | 0% | 0% | 0% | 0% | 0% | 0% | 0% | 0% | 0% | 0% | 0% | 0% | 0% | 0% | 0% | 0% | 0% | 0% | 0% | 0% | 0% | 0% | 0% | 0 | 0 | 0 | 0 | 0 | 0 | 0
F5_Industrial_Food Products_New_Space Heating_Natural Gas_ENERGY STAR Connected Thermostat_A_Achievable Economic TRC Potential | F5 | Industrial | Food Products | New | Space Heating | Natural Gas | ENERGY STAR Connected Thermostat | A | Standalone Impact on Baseline Summer Peak (%) | Achievable Economic TRC Potential | 0% | 0% | 0% | 0% | 0% | 0% | 0% | 0% | 0% | 0% | 0% | 0% | 0% | 0% | 0% | 0% | 0% | 0% | 0% | 0% | 0% | 0% | 0% | 0% | 0 | 0 | 0 | 0 | 0 | 0 | 0
F6_Industrial_Food Products_New_Space Heating_Natural Gas_ENERGY STAR Connected Thermostat_A_Achievable Economic TRC Potential | F6 | Industrial | Food Products | New | Space Heating | Natural Gas | ENERGY STAR Connected Thermostat | A | Standalone Impact on Baseline Winter Peak (%) | Achievable Economic TRC Potential | 0% | 0% | 0% | 0% | 0% | 0% | 0% | 0% | 0% | 0% | 0% | 0% | 0% | 0% | 0% | 0% | 0% | 0% | 0% | 0% | 0% | 0% | 0% | 0% | 0 | 0 | 0 | 0 | 0 | 0 | 0
F7_Industrial_Food Products_New_Space Heating_Natural Gas_ENERGY STAR Connected Thermostat_A_Achievable Economic TRC Potential | F7 | Industrial | Food Products | New | Space Heating | Natural Gas | ENERGY STAR Connected Thermostat | A | Incremental Energy Savings (MWh or mTherms) | Achievable Economic TRC Potential | 0 | 0 | 0 | 0 | 0 | 0 | 0 | 0 | 0 | 0 | 0 | 0 | 0 | 0 | 0 | 0 | 0 | 0 | 0 | 0 | 0 | 0 | 0 | 0 | 0 | 0 | 0 | 0 | 0 | 0 | 0
F8_Industrial_Food Products_New_Space Heating_Natural Gas_ENERGY STAR Connected Thermostat_A_Achievable Economic TRC Potential | F8 | Industrial | Food Products | New | Space Heating | Natural Gas | ENERGY STAR Connected Thermostat | A | Incremental Summer Peak Savings (MW) | Achievable Economic TRC Potential | 0 | 0 | 0 | 0 | 0 | 0 | 0 | 0 | 0 | 0 | 0 | 0 | 0 | 0 | 0 | 0 | 0 | 0 | 0 | 0 | 0 | 0 | 0 | 0 | 0 | 0 | 0 | 0 | 0 | 0 | 0
F9_Industrial_Food Products_New_Space Heating_Natural Gas_ENERGY STAR Connected Thermostat_A_Achievable Economic TRC Potential | F9 | Industrial | Food Products | New | Space Heating | Natural Gas | ENERGY STAR Connected Thermostat | A | Incremental Winter Peak Savings (MW) | Achievable Economic TRC Potential | 0 | 0 | 0 | 0 | 0 | 0 | 0 | 0 | 0 | 0 | 0 | 0 | 0 | 0 | 0 | 0 | 0 | 0 | 0 | 0 | 0 | 0 | 0 | 0 | 0 | 0 | 0 | 0 | 0 | 0 | 0
F10_Industrial_Food Products_New_Space Heating_Natural Gas_ENERGY STAR Connected Thermostat_A_Achievable Economic TRC Potential | F10 | Industrial | Food Products | New | Space Heating | Natural Gas | ENERGY STAR Connected Thermostat | A | Cumulative Energy Savings (MWh or mTherms) | Achievable Economic TRC Potential | 0 | 0 | 0 | 0 | 0 | 0 | 0 | 0 | 0 | 0 | 0 | 0 | 0 | 0 | 0 | 0 | 0 | 0 | 0 | 0 | 0 | 0 | 0 | 0 | 0 | 0 | 0 | 0 | 0 | 0 | 0
F11_Industrial_Food Products_New_Space Heating_Natural Gas_ENERGY STAR Connected Thermostat_A_Achievable Economic TRC Potential | F11 | Industrial | Food Products | New | Space Heating | Natural Gas | ENERGY STAR Connected Thermostat | A | Cumulative Summer Peak Savings (MW) | Achievable Economic TRC Potential | 0 | 0 | 0 | 0 | 0 | 0 | 0 | 0 | 0 | 0 | 0 | 0 | 0 | 0 | 0 | 0 | 0 | 0 | 0 | 0 | 0 | 0 | 0 | 0 | 0 | 0 | 0 | 0 | 0 | 0 | 0
F12_Industrial_Food Products_New_Space Heating_Natural Gas_ENERGY STAR Connected Thermostat_A_Achievable Economic TRC Potential | F12 | Industrial | Food Products | New | Space Heating | Natural Gas | ENERGY STAR Connected Thermostat | A | Cumulative Winter Peak Savings (MW) | Achievable Economic TRC Potential | 0 | 0 | 0 | 0 | 0 | 0 | 0 | 0 | 0 | 0 | 0 | 0 | 0 | 0 | 0 | 0 | 0 | 0 | 0 | 0 | 0 | 0 | 0 | 0 | 0 | 0 | 0 | 0 | 0 | 0 | 0
F13_Industrial_Food Products_New_Space Heating_Natural Gas_ENERGY STAR Connected Thermostat_A_Achievable Economic TRC Potential | F13 | Industrial | Food Products | New | Space Heating | Natural Gas | ENERGY STAR Connected Thermostat | A | Purchases (Incremental) | Achievable Economic TRC Potential | 0 | 0 | 0 | 0 | 0 | 0 | 0 | 0 | 0 | 0 | 0 | 0 | 0 | 0 | 0 | 0 | 0 | 0 | 0 | 0 | 0 | 0 | 0 | 0 | 0 | 0 | 0 | 0 | 0 | 0 | 0
F14_Industrial_Food Products_New_Space Heating_Natural Gas_ENERGY STAR Connected Thermostat_A_Achievable Economic TRC Potential | F14 | Industrial | Food Products | New | Space Heating | Natural Gas | ENERGY STAR Connected Thermostat | A | Purchases (Cumulative) | Achievable Economic TRC Potential | 0 | 0 | 0 | 0 | 0 | 0 | 0 | 0 | 0 | 0 | 0 | 0 | 0 | 0 | 0 | 0 | 0 | 0 | 0 | 0 | 0 | 0 | 0 | 0 | 0 | 0 | 0 | 0 | 0 | 0 | 0
F1_Industrial_Food Products_New_Space Heating_Natural Gas_Destratification Fans (HVLS)_A_Achievable Economic TRC Potential | F1 | Industrial | Food Products | New | Space Heating | Natural Gas | Destratification Fans (HVLS) | A | Original Unit Energy Savings (kWh or therms) | Achievable Economic TRC Potential | 0 | 0 | 0 | 0 | 0 | 0.014581 | 0.014392 | 0.014255 | 0.014151 | 0.014068 | 0.014002 | 0.013924 | 0.013842 | 0.013762 | 0.013684 | 0.013622 | 0.013574 | 0.013536 | 0.013475 | 0.01343 | 0.013398 | 0.013373 | 0.013373 | 0.013373 | 0.013373 | 0.013373 | 0.013373 | 0.013373 | 0 | 0 | 0
F2_Industrial_Food Products_New_Space Heating_Natural Gas_Destratification Fans (HVLS)_A_Achievable Economic TRC Potential | F2 | Industrial | Food Products | New | Space Heating | Natural Gas | Destratification Fans (HVLS) | A | Original Unit Summer Peak Savings (kW) | Achievable Economic TRC Potential | 0 | 0 | 0 | 0 | 0 | 0 | 0 | 0 | 0 | 0 | 0 | 0 | 0 | 0 | 0 | 0 | 0 | 0 | 0 | 0 | 0 | 0 | 0 | 0 | 0 | 0 | 0 | 0 | 0 | 0 | 0
F3_Industrial_Food Products_New_Space Heating_Natural Gas_Destratification Fans (HVLS)_A_Achievable Economic TRC Potential | F3 | Industrial | Food Products | New | Space Heating | Natural Gas | Destratification Fans (HVLS) | A | Original Unit Winter Peak Savings (kW) | Achievable Economic TRC Potential | 0 | 0 | 0 | 0 | 0 | 0 | 0 | 0 | 0 | 0 | 0 | 0 | 0 | 0 | 0 | 0 | 0 | 0 | 0 | 0 | 0 | 0 | 0 | 0 | 0 | 0 | 0 | 0 | 0 | 0 | 0
F4_Industrial_Food Products_New_Space Heating_Natural Gas_Destratification Fans (HVLS)_A_Achievable Economic TRC Potential | F4 | Industrial | Food Products | New | Space Heating | Natural Gas | Destratification Fans (HVLS) | A | Standalone Impact on Baseline Energy (%) | Achievable Economic TRC Potential | 0% | 0% | 0% | 0% | 0% | 0% | 0% | 0% | 0% | 0% | 0% | 0% | 0% | 0% | 0% | 0% | 0% | 0% | 0% | 0% | 0% | 0% | 0% | 0% | 0 | 0 | 0 | 0 | 0 | 0 | 0
F5_Industrial_Food Products_New_Space Heating_Natural Gas_Destratification Fans (HVLS)_A_Achievable Economic TRC Potential | F5 | Industrial | Food Products | New | Space Heating | Natural Gas | Destratification Fans (HVLS) | A | Standalone Impact on Baseline Summer Peak (%) | Achievable Economic TRC Potential | 0% | 0% | 0% | 0% | 0% | 0% | 0% | 0% | 0% | 0% | 0% | 0% | 0% | 0% | 0% | 0% | 0% | 0% | 0% | 0% | 0% | 0% | 0% | 0% | 0 | 0 | 0 | 0 | 0 | 0 | 0
F6_Industrial_Food Products_New_Space Heating_Natural Gas_Destratification Fans (HVLS)_A_Achievable Economic TRC Potential | F6 | Industrial | Food Products | New | Space Heating | Natural Gas | Destratification Fans (HVLS) | A | Standalone Impact on Baseline Winter Peak (%) | Achievable Economic TRC Potential | 0% | 0% | 0% | 0% | 0% | 0% | 0% | 0% | 0% | 0% | 0% | 0% | 0% | 0% | 0% | 0% | 0% | 0% | 0% | 0% | 0% | 0% | 0% | 0% | 0 | 0 | 0 | 0 | 0 | 0 | 0
F7_Industrial_Food Products_New_Space Heating_Natural Gas_Destratification Fans (HVLS)_A_Achievable Economic TRC Potential | F7 | Industrial | Food Products | New | Space Heating | Natural Gas | Destratification Fans (HVLS) | A | Incremental Energy Savings (MWh or mTherms) | Achievable Economic TRC Potential | 0 | 0 | 0 | 0 | 0 | 0 | 0 | 0 | 0 | 0 | 0 | 0 | 0 | 0 | 0 | 0 | 0 | 0 | 0 | 0 | 0 | 0 | 0 | 0 | 0 | 0 | 0 | 0 | 0 | 0 | 0
F8_Industrial_Food Products_New_Space Heating_Natural Gas_Destratification Fans (HVLS)_A_Achievable Economic TRC Potential | F8 | Industrial | Food Products | New | Space Heating | Natural Gas | Destratification Fans (HVLS) | A | Incremental Summer Peak Savings (MW) | Achievable Economic TRC Potential | 0 | 0 | 0 | 0 | 0 | 0 | 0 | 0 | 0 | 0 | 0 | 0 | 0 | 0 | 0 | 0 | 0 | 0 | 0 | 0 | 0 | 0 | 0 | 0 | 0 | 0 | 0 | 0 | 0 | 0 | 0
F9_Industrial_Food Products_New_Space Heating_Natural Gas_Destratification Fans (HVLS)_A_Achievable Economic TRC Potential | F9 | Industrial | Food Products | New | Space Heating | Natural Gas | Destratification Fans (HVLS) | A | Incremental Winter Peak Savings (MW) | Achievable Economic TRC Potential | 0 | 0 | 0 | 0 | 0 | 0 | 0 | 0 | 0 | 0 | 0 | 0 | 0 | 0 | 0 | 0 | 0 | 0 | 0 | 0 | 0 | 0 | 0 | 0 | 0 | 0 | 0 | 0 | 0 | 0 | 0
F10_Industrial_Food Products_New_Space Heating_Natural Gas_Destratification Fans (HVLS)_A_Achievable Economic TRC Potential | F10 | Industrial | Food Products | New | Space Heating | Natural Gas | Destratification Fans (HVLS) | A | Cumulative Energy Savings (MWh or mTherms) | Achievable Economic TRC Potential | 0 | 0 | 0 | 0 | 0 | 0 | 0 | 0 | 0 | 0 | 0 | 0 | 0 | 0 | 0 | 0 | 0 | 0 | 0 | 0 | 0 | 0 | 0 | 0 | 0 | 0 | 0 | 0 | 0 | 0 | 0
F11_Industrial_Food Products_New_Space Heating_Natural Gas_Destratification Fans (HVLS)_A_Achievable Economic TRC Potential | F11 | Industrial | Food Products | New | Space Heating | Natural Gas | Destratification Fans (HVLS) | A | Cumulative Summer Peak Savings (MW) | Achievable Economic TRC Potential | 0 | 0 | 0 | 0 | 0 | 0 | 0 | 0 | 0 | 0 | 0 | 0 | 0 | 0 | 0 | 0 | 0 | 0 | 0 | 0 | 0 | 0 | 0 | 0 | 0 | 0 | 0 | 0 | 0 | 0 | 0
F12_Industrial_Food Products_New_Space Heating_Natural Gas_Destratification Fans (HVLS)_A_Achievable Economic TRC Potential | F12 | Industrial | Food Products | New | Space Heating | Natural Gas | Destratification Fans (HVLS) | A | Cumulative Winter Peak Savings (MW) | Achievable Economic TRC Potential | 0 | 0 | 0 | 0 | 0 | 0 | 0 | 0 | 0 | 0 | 0 | 0 | 0 | 0 | 0 | 0 | 0 | 0 | 0 | 0 | 0 | 0 | 0 | 0 | 0 | 0 | 0 | 0 | 0 | 0 | 0
F13_Industrial_Food Products_New_Space Heating_Natural Gas_Destratification Fans (HVLS)_A_Achievable Economic TRC Potential | F13 | Industrial | Food Products | New | Space Heating | Natural Gas | Destratification Fans (HVLS) | A | Purchases (Incremental) | Achievable Economic TRC Potential | 0 | 0 | 0 | 0 | 0 | 0 | 0 | 0 | 0 | 0 | 0 | 0 | 0 | 0 | 0 | 0 | 0 | 0 | 0 | 0 | 0 | 0 | 0 | 0 | 0 | 0 | 0 | 0 | 0 | 0 | 0
F14_Industrial_Food Products_New_Space Heating_Natural Gas_Destratification Fans (HVLS)_A_Achievable Economic TRC Potential | F14 | Industrial | Food Products | New | Space Heating | Natural Gas | Destratification Fans (HVLS) | A | Purchases (Cumulative) | Achievable Economic TRC Potential | 0 | 0 | 0 | 0 | 0 | 0 | 0 | 0 | 0 | 0 | 0 | 0 | 0 | 0 | 0 | 0 | 0 | 0 | 0 | 0 | 0 | 0 | 0 | 0 | 0 | 0 | 0 | 0 | 0 | 0 | 0
F1_Industrial_Food Products_New_Space Heating_Natural Gas_Gas Boiler - Insulate Steam Lines/Condensate Tank_A_Achievable Economic TRC Potential | F1 | Industrial | Food Products | New | Space Heating | Natural Gas | Gas Boiler - Insulate Steam Lines/Condensate Tank | A | Original Unit Energy Savings (kWh or therms) | Achievable Economic TRC Potential | 0 | 0 | 0 | 0 | 0 | 0 | 0 | 0 | 0 | 0 | 0 | 0 | 0 | 0 | 0 | 0 | 0 | 0 | 0 | 0 | 0 | 0 | 0 | 0 | 0 | 0 | 0 | 0 | 0 | 0 | 0
F2_Industrial_Food Products_New_Space Heating_Natural Gas_Gas Boiler - Insulate Steam Lines/Condensate Tank_A_Achievable Economic TRC Potential | F2 | Industrial | Food Products | New | Space Heating | Natural Gas | Gas Boiler - Insulate Steam Lines/Condensate Tank | A | Original Unit Summer Peak Savings (kW) | Achievable Economic TRC Potential | 0 | 0 | 0 | 0 | 0 | 0 | 0 | 0 | 0 | 0 | 0 | 0 | 0 | 0 | 0 | 0 | 0 | 0 | 0 | 0 | 0 | 0 | 0 | 0 | 0 | 0 | 0 | 0 | 0 | 0 | 0
F3_Industrial_Food Products_New_Space Heating_Natural Gas_Gas Boiler - Insulate Steam Lines/Condensate Tank_A_Achievable Economic TRC Potential | F3 | Industrial | Food Products | New | Space Heating | Natural Gas | Gas Boiler - Insulate Steam Lines/Condensate Tank | A | Original Unit Winter Peak Savings (kW) | Achievable Economic TRC Potential | 0 | 0 | 0 | 0 | 0 | 0 | 0 | 0 | 0 | 0 | 0 | 0 | 0 | 0 | 0 | 0 | 0 | 0 | 0 | 0 | 0 | 0 | 0 | 0 | 0 | 0 | 0 | 0 | 0 | 0 | 0
F4_Industrial_Food Products_New_Space Heating_Natural Gas_Gas Boiler - Insulate Steam Lines/Condensate Tank_A_Achievable Economic TRC Potential | F4 | Industrial | Food Products | New | Space Heating | Natural Gas | Gas Boiler - Insulate Steam Lines/Condensate Tank | A | Standalone Impact on Baseline Energy (%) | Achievable Economic TRC Potential | 0% | 0% | 0% | 0% | 0% | 0% | 0% | 0% | 0% | 0% | 0% | 0% | 0% | 0% | 0% | 0% | 0% | 0% | 0% | 0% | 0% | 0% | 0% | 0% | 0 | 0 | 0 | 0 | 0 | 0 | 0
F5_Industrial_Food Products_New_Space Heating_Natural Gas_Gas Boiler - Insulate Steam Lines/Condensate Tank_A_Achievable Economic TRC Potential | F5 | Industrial | Food Products | New | Space Heating | Natural Gas | Gas Boiler - Insulate Steam Lines/Condensate Tank | A | Standalone Impact on Baseline Summer Peak (%) | Achievable Economic TRC Potential | 0% | 0% | 0% | 0% | 0% | 0% | 0% | 0% | 0% | 0% | 0% | 0% | 0% | 0% | 0% | 0% | 0% | 0% | 0% | 0% | 0% | 0% | 0% | 0% | 0 | 0 | 0 | 0 | 0 | 0 | 0
F6_Industrial_Food Products_New_Space Heating_Natural Gas_Gas Boiler - Insulate Steam Lines/Condensate Tank_A_Achievable Economic TRC Potential | F6 | Industrial | Food Products | New | Space Heating | Natural Gas | Gas Boiler - Insulate Steam Lines/Condensate Tank | A | Standalone Impact on Baseline Winter Peak (%) | Achievable Economic TRC Potential | 0% | 0% | 0% | 0% | 0% | 0% | 0% | 0% | 0% | 0% | 0% | 0% | 0% | 0% | 0% | 0% | 0% | 0% | 0% | 0% | 0% | 0% | 0% | 0% | 0 | 0 | 0 | 0 | 0 | 0 | 0
F7_Industrial_Food Products_New_Space Heating_Natural Gas_Gas Boiler - Insulate Steam Lines/Condensate Tank_A_Achievable Economic TRC Potential | F7 | Industrial | Food Products | New | Space Heating | Natural Gas | Gas Boiler - Insulate Steam Lines/Condensate Tank | A | Incremental Energy Savings (MWh or mTherms) | Achievable Economic TRC Potential | 0 | 0 | 0 | 0 | 0 | 0 | 0 | 0 | 0 | 0 | 0 | 0 | 0 | 0 | 0 | 0 | 0 | 0 | 0 | 0 | 0 | 0 | 0 | 0 | 0 | 0 | 0 | 0 | 0 | 0 | 0
F8_Industrial_Food Products_New_Space Heating_Natural Gas_Gas Boiler - Insulate Steam Lines/Condensate Tank_A_Achievable Economic TRC Potential | F8 | Industrial | Food Products | New | Space Heating | Natural Gas | Gas Boiler - Insulate Steam Lines/Condensate Tank | A | Incremental Summer Peak Savings (MW) | Achievable Economic TRC Potential | 0 | 0 | 0 | 0 | 0 | 0 | 0 | 0 | 0 | 0 | 0 | 0 | 0 | 0 | 0 | 0 | 0 | 0 | 0 | 0 | 0 | 0 | 0 | 0 | 0 | 0 | 0 | 0 | 0 | 0 | 0
F9_Industrial_Food Products_New_Space Heating_Natural Gas_Gas Boiler - Insulate Steam Lines/Condensate Tank_A_Achievable Economic TRC Potential | F9 | Industrial | Food Products | New | Space Heating | Natural Gas | Gas Boiler - Insulate Steam Lines/Condensate Tank | A | Incremental Winter Peak Savings (MW) | Achievable Economic TRC Potential | 0 | 0 | 0 | 0 | 0 | 0 | 0 | 0 | 0 | 0 | 0 | 0 | 0 | 0 | 0 | 0 | 0 | 0 | 0 | 0 | 0 | 0 | 0 | 0 | 0 | 0 | 0 | 0 | 0 | 0 | 0
F10_Industrial_Food Products_New_Space Heating_Natural Gas_Gas Boiler - Insulate Steam Lines/Condensate Tank_A_Achievable Economic TRC Potential | F10 | Industrial | Food Products | New | Space Heating | Natural Gas | Gas Boiler - Insulate Steam Lines/Condensate Tank | A | Cumulative Energy Savings (MWh or mTherms) | Achievable Economic TRC Potential | 0 | 0 | 0 | 0 | 0 | 0 | 0 | 0 | 0 | 0 | 0 | 0 | 0 | 0 | 0 | 0 | 0 | 0 | 0 | 0 | 0 | 0 | 0 | 0 | 0 | 0 | 0 | 0 | 0 | 0 | 0
F11_Industrial_Food Products_New_Space Heating_Natural Gas_Gas Boiler - Insulate Steam Lines/Condensate Tank_A_Achievable Economic TRC Potential | F11 | Industrial | Food Products | New | Space Heating | Natural Gas | Gas Boiler - Insulate Steam Lines/Condensate Tank | A | Cumulative Summer Peak Savings (MW) | Achievable Economic TRC Potential | 0 | 0 | 0 | 0 | 0 | 0 | 0 | 0 | 0 | 0 | 0 | 0 | 0 | 0 | 0 | 0 | 0 | 0 | 0 | 0 | 0 | 0 | 0 | 0 | 0 | 0 | 0 | 0 | 0 | 0 | 0
F12_Industrial_Food Products_New_Space Heating_Natural Gas_Gas Boiler - Insulate Steam Lines/Condensate Tank_A_Achievable Economic TRC Potential | F12 | Industrial | Food Products | New | Space Heating | Natural Gas | Gas Boiler - Insulate Steam Lines/Condensate Tank | A | Cumulative Winter Peak Savings (MW) | Achievable Economic TRC Potential | 0 | 0 | 0 | 0 | 0 | 0 | 0 | 0 | 0 | 0 | 0 | 0 | 0 | 0 | 0 | 0 | 0 | 0 | 0 | 0 | 0 | 0 | 0 | 0 | 0 | 0 | 0 | 0 | 0 | 0 | 0
F13_Industrial_Food Products_New_Space Heating_Natural Gas_Gas Boiler - Insulate Steam Lines/Condensate Tank_A_Achievable Economic TRC Potential | F13 | Industrial | Food Products | New | Space Heating | Natural Gas | Gas Boiler - Insulate Steam Lines/Condensate Tank | A | Purchases (Incremental) | Achievable Economic TRC Potential | 0 | 0 | 0 | 0 | 0 | 0 | 0 | 0 | 0 | 0 | 0 | 0 | 0 | 0 | 0 | 0 | 0 | 0 | 0 | 0 | 0 | 0 | 0 | 0 | 0 | 0 | 0 | 0 | 0 | 0 | 0
F14_Industrial_Food Products_New_Space Heating_Natural Gas_Gas Boiler - Insulate Steam Lines/Condensate Tank_A_Achievable Economic TRC Potential | F14 | Industrial | Food Products | New | Space Heating | Natural Gas | Gas Boiler - Insulate Steam Lines/Condensate Tank | A | Purchases (Cumulative) | Achievable Economic TRC Potential | 0 | 0 | 0 | 0 | 0 | 0 | 0 | 0 | 0 | 0 | 0 | 0 | 0 | 0 | 0 | 0 | 0 | 0 | 0 | 0 | 0 | 0 | 0 | 0 | 0 | 0 | 0 | 0 | 0 | 0 | 0
F1_Industrial_Food Products_New_Process_Natural Gas_Gas Boiler - Insulate Steam Lines/Condensate Tank_A_Achievable Economic TRC Potential | F1 | Industrial | Food Products | New | Process | Natural Gas | Gas Boiler - Insulate Steam Lines/Condensate Tank | A | Original Unit Energy Savings (kWh or therms) | Achievable Economic TRC Potential | 0 | 0 | 0 | 0 | 0 | 376.3371 | 376.3371 | 376.3371 | 376.3371 | 376.3371 | 376.3371 | 376.3371 | 376.3371 | 376.3371 | 376.3371 | 376.3371 | 376.3371 | 376.3371 | 376.3371 | 376.3371 | 376.3371 | 376.3371 | 376.3371 | 376.3371 | 376.3371 | 376.3371 | 376.3371 | 376.3371 | 376.3371 | 376.3371 | 376.3371
F2_Industrial_Food Products_New_Process_Natural Gas_Gas Boiler - Insulate Steam Lines/Condensate Tank_A_Achievable Economic TRC Potential | F2 | Industrial | Food Products | New | Process | Natural Gas | Gas Boiler - Insulate Steam Lines/Condensate Tank | A | Original Unit Summer Peak Savings (kW) | Achievable Economic TRC Potential | 0 | 0 | 0 | 0 | 0 | 0 | 0 | 0 | 0 | 0 | 0 | 0 | 0 | 0 | 0 | 0 | 0 | 0 | 0 | 0 | 0 | 0 | 0 | 0 | 0 | 0 | 0 | 0 | 0 | 0 | 0
F3_Industrial_Food Products_New_Process_Natural Gas_Gas Boiler - Insulate Steam Lines/Condensate Tank_A_Achievable Economic TRC Potential | F3 | Industrial | Food Products | New | Process | Natural Gas | Gas Boiler - Insulate Steam Lines/Condensate Tank | A | Original Unit Winter Peak Savings (kW) | Achievable Economic TRC Potential | 0 | 0 | 0 | 0 | 0 | 0 | 0 | 0 | 0 | 0 | 0 | 0 | 0 | 0 | 0 | 0 | 0 | 0 | 0 | 0 | 0 | 0 | 0 | 0 | 0 | 0 | 0 | 0 | 0 | 0 | 0
F4_Industrial_Food Products_New_Process_Natural Gas_Gas Boiler - Insulate Steam Lines/Condensate Tank_A_Achievable Economic TRC Potential | F4 | Industrial | Food Products | New | Process | Natural Gas | Gas Boiler - Insulate Steam Lines/Condensate Tank | A | Standalone Impact on Baseline Energy (%) | Achievable Economic TRC Potential | 0% | 0% | 0% | 0% | 0% | 0.02846% | 0.05248% | 0.07386% | 0.09359% | 0.1122% | 0.1299% | 0.1471% | 0.1639% | 0.1804% | 0.1967% | 0.2127% | 0.2286% | 0.2443% | 0.26% | 0.2756% | 0.291% | 0.3064% | 0.3218% | 0.3371% | 0.0035233 | 0.0033909 | 0.0032685 | 0.0031549 | 0 | 0 | 0
F5_Industrial_Food Products_New_Process_Natural Gas_Gas Boiler - Insulate Steam Lines/Condensate Tank_A_Achievable Economic TRC Potential | F5 | Industrial | Food Products | New | Process | Natural Gas | Gas Boiler - Insulate Steam Lines/Condensate Tank | A | Standalone Impact on Baseline Summer Peak (%) | Achievable Economic TRC Potential | 0% | 0% | 0% | 0% | 0% | 0% | 0% | 0% | 0% | 0% | 0% | 0% | 0% | 0% | 0% | 0% | 0% | 0% | 0% | 0% | 0% | 0% | 0% | 0% | 0 | 0 | 0 | 0 | 0 | 0 | 0
F6_Industrial_Food Products_New_Process_Natural Gas_Gas Boiler - Insulate Steam Lines/Condensate Tank_A_Achievable Economic TRC Potential | F6 | Industrial | Food Products | New | Process | Natural Gas | Gas Boiler - Insulate Steam Lines/Condensate Tank | A | Standalone Impact on Baseline Winter Peak (%) | Achievable Economic TRC Potential | 0% | 0% | 0% | 0% | 0% | 0% | 0% | 0% | 0% | 0% | 0% | 0% | 0% | 0% | 0% | 0% | 0% | 0% | 0% | 0% | 0% | 0% | 0% | 0% | 0 | 0 | 0 | 0 | 0 | 0 | 0
F7_Industrial_Food Products_New_Process_Natural Gas_Gas Boiler - Insulate Steam Lines/Condensate Tank_A_Achievable Economic TRC Potential | F7 | Industrial | Food Products | New | Process | Natural Gas | Gas Boiler - Insulate Steam Lines/Condensate Tank | A | Incremental Energy Savings (MWh or mTherms) | Achievable Economic TRC Potential | 0 | 0 | 0 | 0 | 0 | 0.16264 | 0.19269 | 0.22272 | 0.25257 | 0.28244 | 0.31233 | 0.34184 | 0.37127 | 0.40065 | 0.42955 | 0.45857 | 0.48731 | 0.51605 | 0.54465 | 0.57299 | 0.60137 | 0.62963 | 0.65778 | 0.68582 | 0.71378 | 0.16264 | 0.19269 | 0.22272 | 0.25257 | 0.28244 | 0.31233
F8_Industrial_Food Products_New_Process_Natural Gas_Gas Boiler - Insulate Steam Lines/Condensate Tank_A_Achievable Economic TRC Potential | F8 | Industrial | Food Products | New | Process | Natural Gas | Gas Boiler - Insulate Steam Lines/Condensate Tank | A | Incremental Summer Peak Savings (MW) | Achievable Economic TRC Potential | 0 | 0 | 0 | 0 | 0 | 0 | 0 | 0 | 0 | 0 | 0 | 0 | 0 | 0 | 0 | 0 | 0 | 0 | 0 | 0 | 0 | 0 | 0 | 0 | 0 | 0 | 0 | 0 | 0 | 0 | 0
F9_Industrial_Food Products_New_Process_Natural Gas_Gas Boiler - Insulate Steam Lines/Condensate Tank_A_Achievable Economic TRC Potential | F9 | Industrial | Food Products | New | Process | Natural Gas | Gas Boiler - Insulate Steam Lines/Condensate Tank | A | Incremental Winter Peak Savings (MW) | Achievable Economic TRC Potential | 0 | 0 | 0 | 0 | 0 | 0 | 0 | 0 | 0 | 0 | 0 | 0 | 0 | 0 | 0 | 0 | 0 | 0 | 0 | 0 | 0 | 0 | 0 | 0 | 0 | 0 | 0 | 0 | 0 | 0 | 0
F10_Industrial_Food Products_New_Process_Natural Gas_Gas Boiler - Insulate Steam Lines/Condensate Tank_A_Achievable Economic TRC Potential | F10 | Industrial | Food Products | New | Process | Natural Gas | Gas Boiler - Insulate Steam Lines/Condensate Tank | A | Cumulative Energy Savings (MWh or mTherms) | Achievable Economic TRC Potential | 0 | 0 | 0 | 0 | 0 | 0.16264 | 0.35533 | 0.57805 | 0.83062 | 1.1131 | 1.4254 | 1.7672 | 2.1385 | 2.5391 | 2.9687 | 3.4273 | 3.9146 | 4.4306 | 4.9753 | 5.5483 | 6.1496 | 6.7793 | 7.437 | 8.1229 | 8.8366 | 8.8366 | 8.8366 | 8.8366 | 8.8366 | 8.8366 | 8.8366
F11_Industrial_Food Products_New_Process_Natural Gas_Gas Boiler - Insulate Steam Lines/Condensate Tank_A_Achievable Economic TRC Potential | F11 | Industrial | Food Products | New | Process | Natural Gas | Gas Boiler - Insulate Steam Lines/Condensate Tank | A | Cumulative Summer Peak Savings (MW) | Achievable Economic TRC Potential | 0 | 0 | 0 | 0 | 0 | 0 | 0 | 0 | 0 | 0 | 0 | 0 | 0 | 0 | 0 | 0 | 0 | 0 | 0 | 0 | 0 | 0 | 0 | 0 | 0 | 0 | 0 | 0 | 0 | 0 | 0
F12_Industrial_Food Products_New_Process_Natural Gas_Gas Boiler - Insulate Steam Lines/Condensate Tank_A_Achievable Economic TRC Potential | F12 | Industrial | Food Products | New | Process | Natural Gas | Gas Boiler - Insulate Steam Lines/Condensate Tank | A | Cumulative Winter Peak Savings (MW) | Achievable Economic TRC Potential | 0 | 0 | 0 | 0 | 0 | 0 | 0 | 0 | 0 | 0 | 0 | 0 | 0 | 0 | 0 | 0 | 0 | 0 | 0 | 0 | 0 | 0 | 0 | 0 | 0 | 0 | 0 | 0 | 0 | 0 | 0
F13_Industrial_Food Products_New_Process_Natural Gas_Gas Boiler - Insulate Steam Lines/Condensate Tank_A_Achievable Economic TRC Potential | F13 | Industrial | Food Products | New | Process | Natural Gas | Gas Boiler - Insulate Steam Lines/Condensate Tank | A | Purchases (Incremental) | Achievable Economic TRC Potential | 0 | 0 | 0 | 0 | 0 | 0.43218 | 0.51201 | 0.5918 | 0.67112 | 0.75049 | 0.82992 | 0.90834 | 0.98654 | 1.0646 | 1.1414 | 1.2185 | 1.2949 | 1.3712 | 1.4472 | 1.5225 | 1.598 | 1.673 | 1.7478 | 1.8224 | 1.8966 | 0.43218 | 0.51201 | 0.5918 | 0.67112 | 0.75049 | 0.82992
F14_Industrial_Food Products_New_Process_Natural Gas_Gas Boiler - Insulate Steam Lines/Condensate Tank_A_Achievable Economic TRC Potential | F14 | Industrial | Food Products | New | Process | Natural Gas | Gas Boiler - Insulate Steam Lines/Condensate Tank | A | Purchases (Cumulative) | Achievable Economic TRC Potential | 0 | 0 | 0 | 0 | 0 | 0.43218 | 0.94419 | 1.536 | 2.2071 | 2.9576 | 3.7875 | 4.6959 | 5.6824 | 6.747 | 7.8884 | 9.1069 | 10.4018 | 11.773 | 13.2202 | 14.7428 | 16.3407 | 18.0138 | 19.7616 | 21.584 | 23.4806 | 23.4806 | 23.4806 | 23.4806 | 23.4806 | 23.4806 | 23.4806
F1_Industrial_Food Products_New_Space Heating_Natural Gas_Gas Boiler - Insulate Hot Water Lines_A_Achievable Economic TRC Potential | F1 | Industrial | Food Products | New | Space Heating | Natural Gas | Gas Boiler - Insulate Hot Water Lines | A | Original Unit Energy Savings (kWh or therms) | Achievable Economic TRC Potential | 0 | 0 | 0 | 0 | 0 | 0 | 0 | 0 | 0 | 0 | 0 | 0 | 0 | 0 | 0 | 0 | 0 | 0 | 0 | 0 | 0 | 0 | 0 | 0 | 0 | 0 | 0 | 0 | 0 | 0 | 0
F2_Industrial_Food Products_New_Space Heating_Natural Gas_Gas Boiler - Insulate Hot Water Lines_A_Achievable Economic TRC Potential | F2 | Industrial | Food Products | New | Space Heating | Natural Gas | Gas Boiler - Insulate Hot Water Lines | A | Original Unit Summer Peak Savings (kW) | Achievable Economic TRC Potential | 0 | 0 | 0 | 0 | 0 | 0 | 0 | 0 | 0 | 0 | 0 | 0 | 0 | 0 | 0 | 0 | 0 | 0 | 0 | 0 | 0 | 0 | 0 | 0 | 0 | 0 | 0 | 0 | 0 | 0 | 0
F3_Industrial_Food Products_New_Space Heating_Natural Gas_Gas Boiler - Insulate Hot Water Lines_A_Achievable Economic TRC Potential | F3 | Industrial | Food Products | New | Space Heating | Natural Gas | Gas Boiler - Insulate Hot Water Lines | A | Original Unit Winter Peak Savings (kW) | Achievable Economic TRC Potential | 0 | 0 | 0 | 0 | 0 | 0 | 0 | 0 | 0 | 0 | 0 | 0 | 0 | 0 | 0 | 0 | 0 | 0 | 0 | 0 | 0 | 0 | 0 | 0 | 0 | 0 | 0 | 0 | 0 | 0 | 0
F4_Industrial_Food Products_New_Space Heating_Natural Gas_Gas Boiler - Insulate Hot Water Lines_A_Achievable Economic TRC Potential | F4 | Industrial | Food Products | New | Space Heating | Natural Gas | Gas Boiler - Insulate Hot Water Lines | A | Standalone Impact on Baseline Energy (%) | Achievable Economic TRC Potential | 0% | 0% | 0% | 0% | 0% | 0% | 0% | 0% | 0% | 0% | 0% | 0% | 0% | 0% | 0% | 0% | 0% | 0% | 0% | 0% | 0% | 0% | 0% | 0% | 0 | 0 | 0 | 0 | 0 | 0 | 0
F5_Industrial_Food Products_New_Space Heating_Natural Gas_Gas Boiler - Insulate Hot Water Lines_A_Achievable Economic TRC Potential | F5 | Industrial | Food Products | New | Space Heating | Natural Gas | Gas Boiler - Insulate Hot Water Lines | A | Standalone Impact on Baseline Summer Peak (%) | Achievable Economic TRC Potential | 0% | 0% | 0% | 0% | 0% | 0% | 0% | 0% | 0% | 0% | 0% | 0% | 0% | 0% | 0% | 0% | 0% | 0% | 0% | 0% | 0% | 0% | 0% | 0% | 0 | 0 | 0 | 0 | 0 | 0 | 0
F6_Industrial_Food Products_New_Space Heating_Natural Gas_Gas Boiler - Insulate Hot Water Lines_A_Achievable Economic TRC Potential | F6 | Industrial | Food Products | New | Space Heating | Natural Gas | Gas Boiler - Insulate Hot Water Lines | A | Standalone Impact on Baseline Winter Peak (%) | Achievable Economic TRC Potential | 0% | 0% | 0% | 0% | 0% | 0% | 0% | 0% | 0% | 0% | 0% | 0% | 0% | 0% | 0% | 0% | 0% | 0% | 0% | 0% | 0% | 0% | 0% | 0% | 0 | 0 | 0 | 0 | 0 | 0 | 0
F7_Industrial_Food Products_New_Space Heating_Natural Gas_Gas Boiler - Insulate Hot Water Lines_A_Achievable Economic TRC Potential | F7 | Industrial | Food Products | New | Space Heating | Natural Gas | Gas Boiler - Insulate Hot Water Lines | A | Incremental Energy Savings (MWh or mTherms) | Achievable Economic TRC Potential | 0 | 0 | 0 | 0 | 0 | 0 | 0 | 0 | 0 | 0 | 0 | 0 | 0 | 0 | 0 | 0 | 0 | 0 | 0 | 0 | 0 | 0 | 0 | 0 | 0 | 0 | 0 | 0 | 0 | 0 | 0
F8_Industrial_Food Products_New_Space Heating_Natural Gas_Gas Boiler - Insulate Hot Water Lines_A_Achievable Economic TRC Potential | F8 | Industrial | Food Products | New | Space Heating | Natural Gas | Gas Boiler - Insulate Hot Water Lines | A | Incremental Summer Peak Savings (MW) | Achievable Economic TRC Potential | 0 | 0 | 0 | 0 | 0 | 0 | 0 | 0 | 0 | 0 | 0 | 0 | 0 | 0 | 0 | 0 | 0 | 0 | 0 | 0 | 0 | 0 | 0 | 0 | 0 | 0 | 0 | 0 | 0 | 0 | 0
F9_Industrial_Food Products_New_Space Heating_Natural Gas_Gas Boiler - Insulate Hot Water Lines_A_Achievable Economic TRC Potential | F9 | Industrial | Food Products | New | Space Heating | Natural Gas | Gas Boiler - Insulate Hot Water Lines | A | Incremental Winter Peak Savings (MW) | Achievable Economic TRC Potential | 0 | 0 | 0 | 0 | 0 | 0 | 0 | 0 | 0 | 0 | 0 | 0 | 0 | 0 | 0 | 0 | 0 | 0 | 0 | 0 | 0 | 0 | 0 | 0 | 0 | 0 | 0 | 0 | 0 | 0 | 0
F10_Industrial_Food Products_New_Space Heating_Natural Gas_Gas Boiler - Insulate Hot Water Lines_A_Achievable Economic TRC Potential | F10 | Industrial | Food Products | New | Space Heating | Natural Gas | Gas Boiler - Insulate Hot Water Lines | A | Cumulative Energy Savings (MWh or mTherms) | Achievable Economic TRC Potential | 0 | 0 | 0 | 0 | 0 | 0 | 0 | 0 | 0 | 0 | 0 | 0 | 0 | 0 | 0 | 0 | 0 | 0 | 0 | 0 | 0 | 0 | 0 | 0 | 0 | 0 | 0 | 0 | 0 | 0 | 0
F11_Industrial_Food Products_New_Space Heating_Natural Gas_Gas Boiler - Insulate Hot Water Lines_A_Achievable Economic TRC Potential | F11 | Industrial | Food Products | New | Space Heating | Natural Gas | Gas Boiler - Insulate Hot Water Lines | A | Cumulative Summer Peak Savings (MW) | Achievable Economic TRC Potential | 0 | 0 | 0 | 0 | 0 | 0 | 0 | 0 | 0 | 0 | 0 | 0 | 0 | 0 | 0 | 0 | 0 | 0 | 0 | 0 | 0 | 0 | 0 | 0 | 0 | 0 | 0 | 0 | 0 | 0 | 0
F12_Industrial_Food Products_New_Space Heating_Natural Gas_Gas Boiler - Insulate Hot Water Lines_A_Achievable Economic TRC Potential | F12 | Industrial | Food Products | New | Space Heating | Natural Gas | Gas Boiler - Insulate Hot Water Lines | A | Cumulative Winter Peak Savings (MW) | Achievable Economic TRC Potential | 0 | 0 | 0 | 0 | 0 | 0 | 0 | 0 | 0 | 0 | 0 | 0 | 0 | 0 | 0 | 0 | 0 | 0 | 0 | 0 | 0 | 0 | 0 | 0 | 0 | 0 | 0 | 0 | 0 | 0 | 0
F13_Industrial_Food Products_New_Space Heating_Natural Gas_Gas Boiler - Insulate Hot Water Lines_A_Achievable Economic TRC Potential | F13 | Industrial | Food Products | New | Space Heating | Natural Gas | Gas Boiler - Insulate Hot Water Lines | A | Purchases (Incremental) | Achievable Economic TRC Potential | 0 | 0 | 0 | 0 | 0 | 0 | 0 | 0 | 0 | 0 | 0 | 0 | 0 | 0 | 0 | 0 | 0 | 0 | 0 | 0 | 0 | 0 | 0 | 0 | 0 | 0 | 0 | 0 | 0 | 0 | 0
F14_Industrial_Food Products_New_Space Heating_Natural Gas_Gas Boiler - Insulate Hot Water Lines_A_Achievable Economic TRC Potential | F14 | Industrial | Food Products | New | Space Heating | Natural Gas | Gas Boiler - Insulate Hot Water Lines | A | Purchases (Cumulative) | Achievable Economic TRC Potential | 0 | 0 | 0 | 0 | 0 | 0 | 0 | 0 | 0 | 0 | 0 | 0 | 0 | 0 | 0 | 0 | 0 | 0 | 0 | 0 | 0 | 0 | 0 | 0 | 0 | 0 | 0 | 0 | 0 | 0 | 0
F1_Industrial_Food Products_New_Process_Natural Gas_Gas Boiler - Insulate Hot Water Lines_A_Achievable Economic TRC Potential | F1 | Industrial | Food Products | New | Process | Natural Gas | Gas Boiler - Insulate Hot Water Lines | A | Original Unit Energy Savings (kWh or therms) | Achievable Economic TRC Potential | 0 | 0 | 0 | 0 | 0 | 425.3792 | 425.3792 | 425.3792 | 425.3792 | 425.3792 | 425.3792 | 425.3792 | 425.3792 | 425.3792 | 425.3792 | 425.3792 | 425.3792 | 425.3792 | 425.3792 | 425.3792 | 425.3792 | 425.3792 | 425.3792 | 425.3792 | 425.3792 | 425.3792 | 425.3792 | 425.3792 | 425.3792 | 425.3792 | 425.3792
F2_Industrial_Food Products_New_Process_Natural Gas_Gas Boiler - Insulate Hot Water Lines_A_Achievable Economic TRC Potential | F2 | Industrial | Food Products | New | Process | Natural Gas | Gas Boiler - Insulate Hot Water Lines | A | Original Unit Summer Peak Savings (kW) | Achievable Economic TRC Potential | 0 | 0 | 0 | 0 | 0 | 0 | 0 | 0 | 0 | 0 | 0 | 0 | 0 | 0 | 0 | 0 | 0 | 0 | 0 | 0 | 0 | 0 | 0 | 0 | 0 | 0 | 0 | 0 | 0 | 0 | 0
F3_Industrial_Food Products_New_Process_Natural Gas_Gas Boiler - Insulate Hot Water Lines_A_Achievable Economic TRC Potential | F3 | Industrial | Food Products | New | Process | Natural Gas | Gas Boiler - Insulate Hot Water Lines | A | Original Unit Winter Peak Savings (kW) | Achievable Economic TRC Potential | 0 | 0 | 0 | 0 | 0 | 0 | 0 | 0 | 0 | 0 | 0 | 0 | 0 | 0 | 0 | 0 | 0 | 0 | 0 | 0 | 0 | 0 | 0 | 0 | 0 | 0 | 0 | 0 | 0 | 0 | 0
F4_Industrial_Food Products_New_Process_Natural Gas_Gas Boiler - Insulate Hot Water Lines_A_Achievable Economic TRC Potential | F4 | Industrial | Food Products | New | Process | Natural Gas | Gas Boiler - Insulate Hot Water Lines | A | Standalone Impact on Baseline Energy (%) | Achievable Economic TRC Potential | 0% | 0% | 0% | 0% | 0% | 0.03217% | 0.05932% | 0.08349% | 0.1058% | 0.1268% | 0.1468% | 0.1663% | 0.1853% | 0.2039% | 0.2223% | 0.2404% | 0.2584% | 0.2762% | 0.2939% | 0.3115% | 0.329% | 0.3464% | 0.3637% | 0.381% | 0.0039825 | 0.0038328 | 0.0036944 | 0.003566 | 0 | 0 | 0
F5_Industrial_Food Products_New_Process_Natural Gas_Gas Boiler - Insulate Hot Water Lines_A_Achievable Economic TRC Potential | F5 | Industrial | Food Products | New | Process | Natural Gas | Gas Boiler - Insulate Hot Water Lines | A | Standalone Impact on Baseline Summer Peak (%) | Achievable Economic TRC Potential | 0% | 0% | 0% | 0% | 0% | 0% | 0% | 0% | 0% | 0% | 0% | 0% | 0% | 0% | 0% | 0% | 0% | 0% | 0% | 0% | 0% | 0% | 0% | 0% | 0 | 0 | 0 | 0 | 0 | 0 | 0
F6_Industrial_Food Products_New_Process_Natural Gas_Gas Boiler - Insulate Hot Water Lines_A_Achievable Economic TRC Potential | F6 | Industrial | Food Products | New | Process | Natural Gas | Gas Boiler - Insulate Hot Water Lines | A | Standalone Impact on Baseline Winter Peak (%) | Achievable Economic TRC Potential | 0% | 0% | 0% | 0% | 0% | 0% | 0% | 0% | 0% | 0% | 0% | 0% | 0% | 0% | 0% | 0% | 0% | 0% | 0% | 0% | 0% | 0% | 0% | 0% | 0 | 0 | 0 | 0 | 0 | 0 | 0
F7_Industrial_Food Products_New_Process_Natural Gas_Gas Boiler - Insulate Hot Water Lines_A_Achievable Economic TRC Potential | F7 | Industrial | Food Products | New | Process | Natural Gas | Gas Boiler - Insulate Hot Water Lines | A | Incremental Energy Savings (MWh or mTherms) | Achievable Economic TRC Potential | 0 | 0 | 0 | 0 | 0 | 0.18384 | 0.2178 | 0.25174 | 0.28548 | 0.31924 | 0.35303 | 0.38639 | 0.41966 | 0.45285 | 0.48553 | 0.51832 | 0.55081 | 0.5833 | 0.61562 | 0.64766 | 0.67973 | 0.71168 | 0.7435 | 0.7752 | 0.80679 | 0.18384 | 0.2178 | 0.25174 | 0.28548 | 0.31924 | 0.35303
F8_Industrial_Food Products_New_Process_Natural Gas_Gas Boiler - Insulate Hot Water Lines_A_Achievable Economic TRC Potential | F8 | Industrial | Food Products | New | Process | Natural Gas | Gas Boiler - Insulate Hot Water Lines | A | Incremental Summer Peak Savings (MW) | Achievable Economic TRC Potential | 0 | 0 | 0 | 0 | 0 | 0 | 0 | 0 | 0 | 0 | 0 | 0 | 0 | 0 | 0 | 0 | 0 | 0 | 0 | 0 | 0 | 0 | 0 | 0 | 0 | 0 | 0 | 0 | 0 | 0 | 0
F9_Industrial_Food Products_New_Process_Natural Gas_Gas Boiler - Insulate Hot Water Lines_A_Achievable Economic TRC Potential | F9 | Industrial | Food Products | New | Process | Natural Gas | Gas Boiler - Insulate Hot Water Lines | A | Incremental Winter Peak Savings (MW) | Achievable Economic TRC Potential | 0 | 0 | 0 | 0 | 0 | 0 | 0 | 0 | 0 | 0 | 0 | 0 | 0 | 0 | 0 | 0 | 0 | 0 | 0 | 0 | 0 | 0 | 0 | 0 | 0 | 0 | 0 | 0 | 0 | 0 | 0
F10_Industrial_Food Products_New_Process_Natural Gas_Gas Boiler - Insulate Hot Water Lines_A_Achievable Economic TRC Potential | F10 | Industrial | Food Products | New | Process | Natural Gas | Gas Boiler - Insulate Hot Water Lines | A | Cumulative Energy Savings (MWh or mTherms) | Achievable Economic TRC Potential | 0 | 0 | 0 | 0 | 0 | 0.18384 | 0.40164 | 0.65338 | 0.93886 | 1.2581 | 1.6111 | 1.9975 | 2.4172 | 2.87 | 3.3556 | 3.8739 | 4.4247 | 5.008 | 5.6236 | 6.2713 | 6.951 | 7.6627 | 8.4062 | 9.1814 | 9.9882 | 9.9882 | 9.9882 | 9.9882 | 9.9882 | 9.9882 | 9.9882
F11_Industrial_Food Products_New_Process_Natural Gas_Gas Boiler - Insulate Hot Water Lines_A_Achievable Economic TRC Potential | F11 | Industrial | Food Products | New | Process | Natural Gas | Gas Boiler - Insulate Hot Water Lines | A | Cumulative Summer Peak Savings (MW) | Achievable Economic TRC Potential | 0 | 0 | 0 | 0 | 0 | 0 | 0 | 0 | 0 | 0 | 0 | 0 | 0 | 0 | 0 | 0 | 0 | 0 | 0 | 0 | 0 | 0 | 0 | 0 | 0 | 0 | 0 | 0 | 0 | 0 | 0
F12_Industrial_Food Products_New_Process_Natural Gas_Gas Boiler - Insulate Hot Water Lines_A_Achievable Economic TRC Potential | F12 | Industrial | Food Products | New | Process | Natural Gas | Gas Boiler - Insulate Hot Water Lines | A | Cumulative Winter Peak Savings (MW) | Achievable Economic TRC Potential | 0 | 0 | 0 | 0 | 0 | 0 | 0 | 0 | 0 | 0 | 0 | 0 | 0 | 0 | 0 | 0 | 0 | 0 | 0 | 0 | 0 | 0 | 0 | 0 | 0 | 0 | 0 | 0 | 0 | 0 | 0
F13_Industrial_Food Products_New_Process_Natural Gas_Gas Boiler - Insulate Hot Water Lines_A_Achievable Economic TRC Potential | F13 | Industrial | Food Products | New | Process | Natural Gas | Gas Boiler - Insulate Hot Water Lines | A | Purchases (Incremental) | Achievable Economic TRC Potential | 0 | 0 | 0 | 0 | 0 | 0.43218 | 0.51201 | 0.5918 | 0.67112 | 0.75049 | 0.82992 | 0.90834 | 0.98654 | 1.0646 | 1.1414 | 1.2185 | 1.2949 | 1.3712 | 1.4472 | 1.5225 | 1.598 | 1.673 | 1.7478 | 1.8224 | 1.8966 | 0.43218 | 0.51201 | 0.5918 | 0.67112 | 0.75049 | 0.82992
F14_Industrial_Food Products_New_Process_Natural Gas_Gas Boiler - Insulate Hot Water Lines_A_Achievable Economic TRC Potential | F14 | Industrial | Food Products | New | Process | Natural Gas | Gas Boiler - Insulate Hot Water Lines | A | Purchases (Cumulative) | Achievable Economic TRC Potential | 0 | 0 | 0 | 0 | 0 | 0.43218 | 0.94419 | 1.536 | 2.2071 | 2.9576 | 3.7875 | 4.6959 | 5.6824 | 6.747 | 7.8884 | 9.1069 | 10.4018 | 11.773 | 13.2202 | 14.7428 | 16.3407 | 18.0138 | 19.7616 | 21.584 | 23.4806 | 23.4806 | 23.4806 | 23.4806 | 23.4806 | 23.4806 | 23.4806
F1_Industrial_Food Products_New_Process_Natural Gas_Process - Insulate Heated Process Fluids_A_Achievable Economic TRC Potential | F1 | Industrial | Food Products | New | Process | Natural Gas | Process - Insulate Heated Process Fluids | A | Original Unit Energy Savings (kWh or therms) | Achievable Economic TRC Potential | 0 | 0 | 0 | 0 | 0 | 275.607 | 275.607 | 275.607 | 275.607 | 275.607 | 275.607 | 275.607 | 275.607 | 275.607 | 275.607 | 275.607 | 275.607 | 275.607 | 275.607 | 275.607 | 275.607 | 275.607 | 275.607 | 275.607 | 275.607 | 275.607 | 275.607 | 275.607 | 275.607 | 275.607 | 275.607
F2_Industrial_Food Products_New_Process_Natural Gas_Process - Insulate Heated Process Fluids_A_Achievable Economic TRC Potential | F2 | Industrial | Food Products | New | Process | Natural Gas | Process - Insulate Heated Process Fluids | A | Original Unit Summer Peak Savings (kW) | Achievable Economic TRC Potential | 0 | 0 | 0 | 0 | 0 | 0 | 0 | 0 | 0 | 0 | 0 | 0 | 0 | 0 | 0 | 0 | 0 | 0 | 0 | 0 | 0 | 0 | 0 | 0 | 0 | 0 | 0 | 0 | 0 | 0 | 0
F3_Industrial_Food Products_New_Process_Natural Gas_Process - Insulate Heated Process Fluids_A_Achievable Economic TRC Potential | F3 | Industrial | Food Products | New | Process | Natural Gas | Process - Insulate Heated Process Fluids | A | Original Unit Winter Peak Savings (kW) | Achievable Economic TRC Potential | 0 | 0 | 0 | 0 | 0 | 0 | 0 | 0 | 0 | 0 | 0 | 0 | 0 | 0 | 0 | 0 | 0 | 0 | 0 | 0 | 0 | 0 | 0 | 0 | 0 | 0 | 0 | 0 | 0 | 0 | 0
F4_Industrial_Food Products_New_Process_Natural Gas_Process - Insulate Heated Process Fluids_A_Achievable Economic TRC Potential | F4 | Industrial | Food Products | New | Process | Natural Gas | Process - Insulate Heated Process Fluids | A | Standalone Impact on Baseline Energy (%) | Achievable Economic TRC Potential | 0% | 0% | 0% | 0% | 0% | 0.04559% | 0.08407% | 0.1183% | 0.1499% | 0.1797% | 0.2035% | 0.2188% | 0.2277% | 0.232% | 0.2332% | 0.2319% | 0.229% | 0.2248% | 0.2199% | 0.2145% | 0.2088% | 0.1995% | 0.1909% | 0.1831% | 0.0017597 | 0.0016936 | 0.0016324 | 0.0015757 | 0 | 0 | 0
F5_Industrial_Food Products_New_Process_Natural Gas_Process - Insulate Heated Process Fluids_A_Achievable Economic TRC Potential | F5 | Industrial | Food Products | New | Process | Natural Gas | Process - Insulate Heated Process Fluids | A | Standalone Impact on Baseline Summer Peak (%) | Achievable Economic TRC Potential | 0% | 0% | 0% | 0% | 0% | 0% | 0% | 0% | 0% | 0% | 0% | 0% | 0% | 0% | 0% | 0% | 0% | 0% | 0% | 0% | 0% | 0% | 0% | 0% | 0 | 0 | 0 | 0 | 0 | 0 | 0
F6_Industrial_Food Products_New_Process_Natural Gas_Process - Insulate Heated Process Fluids_A_Achievable Economic TRC Potential | F6 | Industrial | Food Products | New | Process | Natural Gas | Process - Insulate Heated Process Fluids | A | Standalone Impact on Baseline Winter Peak (%) | Achievable Economic TRC Potential | 0% | 0% | 0% | 0% | 0% | 0% | 0% | 0% | 0% | 0% | 0% | 0% | 0% | 0% | 0% | 0% | 0% | 0% | 0% | 0% | 0% | 0% | 0% | 0% | 0 | 0 | 0 | 0 | 0 | 0 | 0
F7_Industrial_Food Products_New_Process_Natural Gas_Process - Insulate Heated Process Fluids_A_Achievable Economic TRC Potential | F7 | Industrial | Food Products | New | Process | Natural Gas | Process - Insulate Heated Process Fluids | A | Incremental Energy Savings (MWh or mTherms) | Achievable Economic TRC Potential | 0 | 0 | 0 | 0 | 0 | 0.26055 | 0.30869 | 0.35679 | 0.40461 | 0.45246 | 0.45031 | 0.39429 | 0.34259 | 0.29575 | 0.25367 | 0.21665 | 0.18418 | 0.15604 | 0.13175 | 0.11088 | 0.093098 | 0.00066484 | 0.00024806 | 8.8172e-05 | 2.9923e-05 | 0.26055 | 0.30869 | 0.35679 | 0.40461 | 0.45246 | 0.45031
F8_Industrial_Food Products_New_Process_Natural Gas_Process - Insulate Heated Process Fluids_A_Achievable Economic TRC Potential | F8 | Industrial | Food Products | New | Process | Natural Gas | Process - Insulate Heated Process Fluids | A | Incremental Summer Peak Savings (MW) | Achievable Economic TRC Potential | 0 | 0 | 0 | 0 | 0 | 0 | 0 | 0 | 0 | 0 | 0 | 0 | 0 | 0 | 0 | 0 | 0 | 0 | 0 | 0 | 0 | 0 | 0 | 0 | 0 | 0 | 0 | 0 | 0 | 0 | 0
F9_Industrial_Food Products_New_Process_Natural Gas_Process - Insulate Heated Process Fluids_A_Achievable Economic TRC Potential | F9 | Industrial | Food Products | New | Process | Natural Gas | Process - Insulate Heated Process Fluids | A | Incremental Winter Peak Savings (MW) | Achievable Economic TRC Potential | 0 | 0 | 0 | 0 | 0 | 0 | 0 | 0 | 0 | 0 | 0 | 0 | 0 | 0 | 0 | 0 | 0 | 0 | 0 | 0 | 0 | 0 | 0 | 0 | 0 | 0 | 0 | 0 | 0 | 0 | 0
F10_Industrial_Food Products_New_Process_Natural Gas_Process - Insulate Heated Process Fluids_A_Achievable Economic TRC Potential | F10 | Industrial | Food Products | New | Process | Natural Gas | Process - Insulate Heated Process Fluids | A | Cumulative Energy Savings (MWh or mTherms) | Achievable Economic TRC Potential | 0 | 0 | 0 | 0 | 0 | 0.26055 | 0.56924 | 0.92603 | 1.3306 | 1.7831 | 2.2334 | 2.6277 | 2.9703 | 3.2661 | 3.5197 | 3.7364 | 3.9206 | 4.0766 | 4.2083 | 4.3192 | 4.4123 | 4.413 | 4.4132 | 4.4133 | 4.4134 | 4.4134 | 4.4134 | 4.4134 | 4.4134 | 4.4134 | 4.4134
F11_Industrial_Food Products_New_Process_Natural Gas_Process - Insulate Heated Process Fluids_A_Achievable Economic TRC Potential | F11 | Industrial | Food Products | New | Process | Natural Gas | Process - Insulate Heated Process Fluids | A | Cumulative Summer Peak Savings (MW) | Achievable Economic TRC Potential | 0 | 0 | 0 | 0 | 0 | 0 | 0 | 0 | 0 | 0 | 0 | 0 | 0 | 0 | 0 | 0 | 0 | 0 | 0 | 0 | 0 | 0 | 0 | 0 | 0 | 0 | 0 | 0 | 0 | 0 | 0
F12_Industrial_Food Products_New_Process_Natural Gas_Process - Insulate Heated Process Fluids_A_Achievable Economic TRC Potential | F12 | Industrial | Food Products | New | Process | Natural Gas | Process - Insulate Heated Process Fluids | A | Cumulative Winter Peak Savings (MW) | Achievable Economic TRC Potential | 0 | 0 | 0 | 0 | 0 | 0 | 0 | 0 | 0 | 0 | 0 | 0 | 0 | 0 | 0 | 0 | 0 | 0 | 0 | 0 | 0 | 0 | 0 | 0 | 0 | 0 | 0 | 0 | 0 | 0 | 0
F13_Industrial_Food Products_New_Process_Natural Gas_Process - Insulate Heated Process Fluids_A_Achievable Economic TRC Potential | F13 | Industrial | Food Products | New | Process | Natural Gas | Process - Insulate Heated Process Fluids | A | Purchases (Incremental) | Achievable Economic TRC Potential | 0 | 0 | 0 | 0 | 0 | 0.94539 | 1.12 | 1.2946 | 1.4681 | 1.6417 | 1.6339 | 1.4306 | 1.243 | 1.0731 | 0.92042 | 0.78608 | 0.66827 | 0.56615 | 0.47802 | 0.40232 | 0.33779 | 0.0024123 | 0.00090005 | 0.00031992 | 0.00010857 | 0.94539 | 1.12 | 1.2946 | 1.4681 | 1.6417 | 1.6339
F14_Industrial_Food Products_New_Process_Natural Gas_Process - Insulate Heated Process Fluids_A_Achievable Economic TRC Potential | F14 | Industrial | Food Products | New | Process | Natural Gas | Process - Insulate Heated Process Fluids | A | Purchases (Cumulative) | Achievable Economic TRC Potential | 0 | 0 | 0 | 0 | 0 | 0.94539 | 2.0654 | 3.36 | 4.8281 | 6.4697 | 8.1036 | 9.5343 | 10.7773 | 11.8504 | 12.7708 | 13.5569 | 14.2252 | 14.7913 | 15.2694 | 15.6717 | 16.0095 | 16.0119 | 16.0128 | 16.0131 | 16.0132 | 16.0132 | 16.0132 | 16.0132 | 16.0132 | 16.0132 | 16.0132
F1_Industrial_Food Products_New_Process_Natural Gas_Process Heat Recovery_A_Achievable Economic TRC Potential | F1 | Industrial | Food Products | New | Process | Natural Gas | Process Heat Recovery | A | Original Unit Energy Savings (kWh or therms) | Achievable Economic TRC Potential | 0 | 0 | 0 | 0 | 0 | 3.2358 | 3.2358 | 3.2358 | 3.2358 | 3.2358 | 3.2358 | 3.2358 | 3.2358 | 3.2358 | 3.2358 | 3.2358 | 3.2358 | 3.2358 | 3.2358 | 3.2358 | 3.2358 | 3.2358 | 3.2358 | 3.2358 | 3.2358 | 3.2358 | 3.2358 | 3.2358 | 0 | 0 | 0
F2_Industrial_Food Products_New_Process_Natural Gas_Process Heat Recovery_A_Achievable Economic TRC Potential | F2 | Industrial | Food Products | New | Process | Natural Gas | Process Heat Recovery | A | Original Unit Summer Peak Savings (kW) | Achievable Economic TRC Potential | 0 | 0 | 0 | 0 | 0 | 0 | 0 | 0 | 0 | 0 | 0 | 0 | 0 | 0 | 0 | 0 | 0 | 0 | 0 | 0 | 0 | 0 | 0 | 0 | 0 | 0 | 0 | 0 | 0 | 0 | 0
F3_Industrial_Food Products_New_Process_Natural Gas_Process Heat Recovery_A_Achievable Economic TRC Potential | F3 | Industrial | Food Products | New | Process | Natural Gas | Process Heat Recovery | A | Original Unit Winter Peak Savings (kW) | Achievable Economic TRC Potential | 0 | 0 | 0 | 0 | 0 | 0 | 0 | 0 | 0 | 0 | 0 | 0 | 0 | 0 | 0 | 0 | 0 | 0 | 0 | 0 | 0 | 0 | 0 | 0 | 0 | 0 | 0 | 0 | 0 | 0 | 0
F4_Industrial_Food Products_New_Process_Natural Gas_Process Heat Recovery_A_Achievable Economic TRC Potential | F4 | Industrial | Food Products | New | Process | Natural Gas | Process Heat Recovery | A | Standalone Impact on Baseline Energy (%) | Achievable Economic TRC Potential | 0% | 0% | 0% | 0% | 0% | 0% | 0% | 0% | 0% | 0% | 0% | 0% | 0% | 0% | 0% | 0% | 0% | 0% | 0% | 0% | 0% | 0% | 0% | 0% | 0 | 0 | 0 | 0 | 0 | 0 | 0
F5_Industrial_Food Products_New_Process_Natural Gas_Process Heat Recovery_A_Achievable Economic TRC Potential | F5 | Industrial | Food Products | New | Process | Natural Gas | Process Heat Recovery | A | Standalone Impact on Baseline Summer Peak (%) | Achievable Economic TRC Potential | 0% | 0% | 0% | 0% | 0% | 0% | 0% | 0% | 0% | 0% | 0% | 0% | 0% | 0% | 0% | 0% | 0% | 0% | 0% | 0% | 0% | 0% | 0% | 0% | 0 | 0 | 0 | 0 | 0 | 0 | 0
F6_Industrial_Food Products_New_Process_Natural Gas_Process Heat Recovery_A_Achievable Economic TRC Potential | F6 | Industrial | Food Products | New | Process | Natural Gas | Process Heat Recovery | A | Standalone Impact on Baseline Winter Peak (%) | Achievable Economic TRC Potential | 0% | 0% | 0% | 0% | 0% | 0% | 0% | 0% | 0% | 0% | 0% | 0% | 0% | 0% | 0% | 0% | 0% | 0% | 0% | 0% | 0% | 0% | 0% | 0% | 0 | 0 | 0 | 0 | 0 | 0 | 0
F7_Industrial_Food Products_New_Process_Natural Gas_Process Heat Recovery_A_Achievable Economic TRC Potential | F7 | Industrial | Food Products | New | Process | Natural Gas | Process Heat Recovery | A | Incremental Energy Savings (MWh or mTherms) | Achievable Economic TRC Potential | 0 | 0 | 0 | 0 | 0 | 0 | 0 | 0 | 0 | 0 | 0 | 0 | 0 | 0 | 0 | 0 | 0 | 0 | 0 | 0 | 0 | 0 | 0 | 0 | 0 | 0 | 0 | 0 | 0 | 0 | 0
F8_Industrial_Food Products_New_Process_Natural Gas_Process Heat Recovery_A_Achievable Economic TRC Potential | F8 | Industrial | Food Products | New | Process | Natural Gas | Process Heat Recovery | A | Incremental Summer Peak Savings (MW) | Achievable Economic TRC Potential | 0 | 0 | 0 | 0 | 0 | 0 | 0 | 0 | 0 | 0 | 0 | 0 | 0 | 0 | 0 | 0 | 0 | 0 | 0 | 0 | 0 | 0 | 0 | 0 | 0 | 0 | 0 | 0 | 0 | 0 | 0
F9_Industrial_Food Products_New_Process_Natural Gas_Process Heat Recovery_A_Achievable Economic TRC Potential | F9 | Industrial | Food Products | New | Process | Natural Gas | Process Heat Recovery | A | Incremental Winter Peak Savings (MW) | Achievable Economic TRC Potential | 0 | 0 | 0 | 0 | 0 | 0 | 0 | 0 | 0 | 0 | 0 | 0 | 0 | 0 | 0 | 0 | 0 | 0 | 0 | 0 | 0 | 0 | 0 | 0 | 0 | 0 | 0 | 0 | 0 | 0 | 0
F10_Industrial_Food Products_New_Process_Natural Gas_Process Heat Recovery_A_Achievable Economic TRC Potential | F10 | Industrial | Food Products | New | Process | Natural Gas | Process Heat Recovery | A | Cumulative Energy Savings (MWh or mTherms) | Achievable Economic TRC Potential | 0 | 0 | 0 | 0 | 0 | 0 | 0 | 0 | 0 | 0 | 0 | 0 | 0 | 0 | 0 | 0 | 0 | 0 | 0 | 0 | 0 | 0 | 0 | 0 | 0 | 0 | 0 | 0 | 0 | 0 | 0
F11_Industrial_Food Products_New_Process_Natural Gas_Process Heat Recovery_A_Achievable Economic TRC Potential | F11 | Industrial | Food Products | New | Process | Natural Gas | Process Heat Recovery | A | Cumulative Summer Peak Savings (MW) | Achievable Economic TRC Potential | 0 | 0 | 0 | 0 | 0 | 0 | 0 | 0 | 0 | 0 | 0 | 0 | 0 | 0 | 0 | 0 | 0 | 0 | 0 | 0 | 0 | 0 | 0 | 0 | 0 | 0 | 0 | 0 | 0 | 0 | 0
F12_Industrial_Food Products_New_Process_Natural Gas_Process Heat Recovery_A_Achievable Economic TRC Potential | F12 | Industrial | Food Products | New | Process | Natural Gas | Process Heat Recovery | A | Cumulative Winter Peak Savings (MW) | Achievable Economic TRC Potential | 0 | 0 | 0 | 0 | 0 | 0 | 0 | 0 | 0 | 0 | 0 | 0 | 0 | 0 | 0 | 0 | 0 | 0 | 0 | 0 | 0 | 0 | 0 | 0 | 0 | 0 | 0 | 0 | 0 | 0 | 0
F13_Industrial_Food Products_New_Process_Natural Gas_Process Heat Recovery_A_Achievable Economic TRC Potential | F13 | Industrial | Food Products | New | Process | Natural Gas | Process Heat Recovery | A | Purchases (Incremental) | Achievable Economic TRC Potential | 0 | 0 | 0 | 0 | 0 | 0 | 0 | 0 | 0 | 0 | 0 | 0 | 0 | 0 | 0 | 0 | 0 | 0 | 0 | 0 | 0 | 0 | 0 | 0 | 0 | 0 | 0 | 0 | 0 | 0 | 0
F14_Industrial_Food Products_New_Process_Natural Gas_Process Heat Recovery_A_Achievable Economic TRC Potential | F14 | Industrial | Food Products | New | Process | Natural Gas | Process Heat Recovery | A | Purchases (Cumulative) | Achievable Economic TRC Potential | 0 | 0 | 0 | 0 | 0 | 0 | 0 | 0 | 0 | 0 | 0 | 0 | 0 | 0 | 0 | 0 | 0 | 0 | 0 | 0 | 0 | 0 | 0 | 0 | 0 | 0 | 0 | 0 | 0 | 0 | 0
F1_Industrial_Food Products_New_Space Heating_Natural Gas_Building Automation System_A_Achievable Economic TRC Potential | F1 | Industrial | Food Products | New | Space Heating | Natural Gas | Building Automation System | A | Original Unit Energy Savings (kWh or therms) | Achievable Economic TRC Potential | 0 | 0 | 0 | 0 | 0 | 0.014581 | 0.014392 | 0.014255 | 0.014151 | 0.014068 | 0.014002 | 0.013924 | 0.013842 | 0.013762 | 0.013684 | 0.013622 | 0.013574 | 0.013536 | 0.013475 | 0.01343 | 0.013398 | 0.013373 | 0.013373 | 0.013373 | 0.013373 | 0.013373 | 0.013373 | 0.013373 | 0 | 0 | 0
F2_Industrial_Food Products_New_Space Heating_Natural Gas_Building Automation System_A_Achievable Economic TRC Potential | F2 | Industrial | Food Products | New | Space Heating | Natural Gas | Building Automation System | A | Original Unit Summer Peak Savings (kW) | Achievable Economic TRC Potential | 0 | 0 | 0 | 0 | 0 | 0 | 0 | 0 | 0 | 0 | 0 | 0 | 0 | 0 | 0 | 0 | 0 | 0 | 0 | 0 | 0 | 0 | 0 | 0 | 0 | 0 | 0 | 0 | 0 | 0 | 0
F3_Industrial_Food Products_New_Space Heating_Natural Gas_Building Automation System_A_Achievable Economic TRC Potential | F3 | Industrial | Food Products | New | Space Heating | Natural Gas | Building Automation System | A | Original Unit Winter Peak Savings (kW) | Achievable Economic TRC Potential | 0 | 0 | 0 | 0 | 0 | 0 | 0 | 0 | 0 | 0 | 0 | 0 | 0 | 0 | 0 | 0 | 0 | 0 | 0 | 0 | 0 | 0 | 0 | 0 | 0 | 0 | 0 | 0 | 0 | 0 | 0
F4_Industrial_Food Products_New_Space Heating_Natural Gas_Building Automation System_A_Achievable Economic TRC Potential | F4 | Industrial | Food Products | New | Space Heating | Natural Gas | Building Automation System | A | Standalone Impact on Baseline Energy (%) | Achievable Economic TRC Potential | 0% | 0% | 0% | 0% | 0% | 0.005426% | 0.01543% | 0.0326% | 0.06007% | 0.1013% | 0.1597% | 0.2385% | 0.3397% | 0.4633% | 0.6073% | 0.7653% | 0.9292% | 1.087% | 1.228% | 1.341% | 1.421% | 1.463% | 1.47% | 1.447% | 0.014037 | 0.01351 | 0.013022 | 0.012569 | 0 | 0 | 0
F5_Industrial_Food Products_New_Space Heating_Natural Gas_Building Automation System_A_Achievable Economic TRC Potential | F5 | Industrial | Food Products | New | Space Heating | Natural Gas | Building Automation System | A | Standalone Impact on Baseline Summer Peak (%) | Achievable Economic TRC Potential | 0% | 0% | 0% | 0% | 0% | 0% | 0% | 0% | 0% | 0% | 0% | 0% | 0% | 0% | 0% | 0% | 0% | 0% | 0% | 0% | 0% | 0% | 0% | 0% | 0 | 0 | 0 | 0 | 0 | 0 | 0
F6_Industrial_Food Products_New_Space Heating_Natural Gas_Building Automation System_A_Achievable Economic TRC Potential | F6 | Industrial | Food Products | New | Space Heating | Natural Gas | Building Automation System | A | Standalone Impact on Baseline Winter Peak (%) | Achievable Economic TRC Potential | 0% | 0% | 0% | 0% | 0% | 0% | 0% | 0% | 0% | 0% | 0% | 0% | 0% | 0% | 0% | 0% | 0% | 0% | 0% | 0% | 0% | 0% | 0% | 0% | 0 | 0 | 0 | 0 | 0 | 0 | 0
F7_Industrial_Food Products_New_Space Heating_Natural Gas_Building Automation System_A_Achievable Economic TRC Potential | F7 | Industrial | Food Products | New | Space Heating | Natural Gas | Building Automation System | A | Incremental Energy Savings (MWh or mTherms) | Achievable Economic TRC Potential | 0 | 0 | 0 | 0 | 0 | 0.00019987 | 0.00046722 | 0.00094968 | 0.001739 | 0.0029346 | 0.0046258 | 0.0068486 | 0.009586 | 0.01272 | 0.015991 | 0.019067 | 0.021478 | 0.022775 | 0.022558 | 0.020796 | 0.018007 | 0.01439 | 0.010407 | 0.0069327 | 0.0047056 | 0.0044179 | 0.0065775 | 0.0092609 | 0 | 0 | 0
F8_Industrial_Food Products_New_Space Heating_Natural Gas_Building Automation System_A_Achievable Economic TRC Potential | F8 | Industrial | Food Products | New | Space Heating | Natural Gas | Building Automation System | A | Incremental Summer Peak Savings (MW) | Achievable Economic TRC Potential | 0 | 0 | 0 | 0 | 0 | 0 | 0 | 0 | 0 | 0 | 0 | 0 | 0 | 0 | 0 | 0 | 0 | 0 | 0 | 0 | 0 | 0 | 0 | 0 | 0 | 0 | 0 | 0 | 0 | 0 | 0
F9_Industrial_Food Products_New_Space Heating_Natural Gas_Building Automation System_A_Achievable Economic TRC Potential | F9 | Industrial | Food Products | New | Space Heating | Natural Gas | Building Automation System | A | Incremental Winter Peak Savings (MW) | Achievable Economic TRC Potential | 0 | 0 | 0 | 0 | 0 | 0 | 0 | 0 | 0 | 0 | 0 | 0 | 0 | 0 | 0 | 0 | 0 | 0 | 0 | 0 | 0 | 0 | 0 | 0 | 0 | 0 | 0 | 0 | 0 | 0 | 0
F10_Industrial_Food Products_New_Space Heating_Natural Gas_Building Automation System_A_Achievable Economic TRC Potential | F10 | Industrial | Food Products | New | Space Heating | Natural Gas | Building Automation System | A | Cumulative Energy Savings (MWh or mTherms) | Achievable Economic TRC Potential | 0 | 0 | 0 | 0 | 0 | 0.00019987 | 0.0006645 | 0.0016078 | 0.0033351 | 0.0062503 | 0.010846 | 0.017635 | 0.027117 | 0.039679 | 0.055445 | 0.074263 | 0.095478 | 0.11798 | 0.14001 | 0.16034 | 0.17778 | 0.1914 | 0.20092 | 0.20621 | 0.20812 | 0.20812 | 0.20812 | 0.20812 | 0 | 0 | 0
F11_Industrial_Food Products_New_Space Heating_Natural Gas_Building Automation System_A_Achievable Economic TRC Potential | F11 | Industrial | Food Products | New | Space Heating | Natural Gas | Building Automation System | A | Cumulative Summer Peak Savings (MW) | Achievable Economic TRC Potential | 0 | 0 | 0 | 0 | 0 | 0 | 0 | 0 | 0 | 0 | 0 | 0 | 0 | 0 | 0 | 0 | 0 | 0 | 0 | 0 | 0 | 0 | 0 | 0 | 0 | 0 | 0 | 0 | 0 | 0 | 0
F12_Industrial_Food Products_New_Space Heating_Natural Gas_Building Automation System_A_Achievable Economic TRC Potential | F12 | Industrial | Food Products | New | Space Heating | Natural Gas | Building Automation System | A | Cumulative Winter Peak Savings (MW) | Achievable Economic TRC Potential | 0 | 0 | 0 | 0 | 0 | 0 | 0 | 0 | 0 | 0 | 0 | 0 | 0 | 0 | 0 | 0 | 0 | 0 | 0 | 0 | 0 | 0 | 0 | 0 | 0 | 0 | 0 | 0 | 0 | 0 | 0
F13_Industrial_Food Products_New_Space Heating_Natural Gas_Building Automation System_A_Achievable Economic TRC Potential | F13 | Industrial | Food Products | New | Space Heating | Natural Gas | Building Automation System | A | Purchases (Incremental) | Achievable Economic TRC Potential | 0 | 0 | 0 | 0 | 0 | 13.7077 | 32.4625 | 66.621 | 122.893 | 208.593 | 330.3684 | 491.8557 | 692.5207 | 924.2903 | 1168.596 | 1399.6525 | 1582.2835 | 1682.6077 | 1674.0423 | 1548.4527 | 1343.9716 | 1076.0388 | 778.2554 | 518.4197 | 351.8796 | 330.3684 | 491.8557 | 692.5207 | 924.2903 | 1168.596 | 1399.6525
F14_Industrial_Food Products_New_Space Heating_Natural Gas_Building Automation System_A_Achievable Economic TRC Potential | F14 | Industrial | Food Products | New | Space Heating | Natural Gas | Building Automation System | A | Purchases (Cumulative) | Achievable Economic TRC Potential | 0 | 0 | 0 | 0 | 0 | 13.7077 | 46.1703 | 112.7913 | 235.6844 | 444.2774 | 774.6458 | 1266.5014 | 1959.0221 | 2883.3124 | 4051.9085 | 5451.561 | 7033.8444 | 8716.4522 | 10390.4945 | 11938.9471 | 13269.211 | 14312.7872 | 15024.4216 | 15419.9483 | 15563.2349 | 15563.2349 | 15563.2349 | 15563.2349 | 15563.2349 | 15563.2349 | 15563.2349
F1_Industrial_Food Products_New_Space Heating_Natural Gas_Steam System Efficiency Improvements_A_Achievable Economic TRC Potential | F1 | Industrial | Food Products | New | Space Heating | Natural Gas | Steam System Efficiency Improvements | A | Original Unit Energy Savings (kWh or therms) | Achievable Economic TRC Potential | 0 | 0 | 0 | 0 | 0 | 0 | 0 | 0 | 0 | 0 | 0 | 0 | 0 | 0 | 0 | 0 | 0 | 0 | 0 | 0 | 0 | 0 | 0 | 0 | 0 | 0 | 0 | 0 | 0 | 0 | 0
F2_Industrial_Food Products_New_Space Heating_Natural Gas_Steam System Efficiency Improvements_A_Achievable Economic TRC Potential | F2 | Industrial | Food Products | New | Space Heating | Natural Gas | Steam System Efficiency Improvements | A | Original Unit Summer Peak Savings (kW) | Achievable Economic TRC Potential | 0 | 0 | 0 | 0 | 0 | 0 | 0 | 0 | 0 | 0 | 0 | 0 | 0 | 0 | 0 | 0 | 0 | 0 | 0 | 0 | 0 | 0 | 0 | 0 | 0 | 0 | 0 | 0 | 0 | 0 | 0
F3_Industrial_Food Products_New_Space Heating_Natural Gas_Steam System Efficiency Improvements_A_Achievable Economic TRC Potential | F3 | Industrial | Food Products | New | Space Heating | Natural Gas | Steam System Efficiency Improvements | A | Original Unit Winter Peak Savings (kW) | Achievable Economic TRC Potential | 0 | 0 | 0 | 0 | 0 | 0 | 0 | 0 | 0 | 0 | 0 | 0 | 0 | 0 | 0 | 0 | 0 | 0 | 0 | 0 | 0 | 0 | 0 | 0 | 0 | 0 | 0 | 0 | 0 | 0 | 0
F4_Industrial_Food Products_New_Space Heating_Natural Gas_Steam System Efficiency Improvements_A_Achievable Economic TRC Potential | F4 | Industrial | Food Products | New | Space Heating | Natural Gas | Steam System Efficiency Improvements | A | Standalone Impact on Baseline Energy (%) | Achievable Economic TRC Potential | 0% | 0% | 0% | 0% | 0% | 0% | 0% | 0% | 0% | 0% | 0% | 0% | 0% | 0% | 0% | 0% | 0% | 0% | 0% | 0% | 0% | 0% | 0% | 0% | 0 | 0 | 0 | 0 | 0 | 0 | 0
F5_Industrial_Food Products_New_Space Heating_Natural Gas_Steam System Efficiency Improvements_A_Achievable Economic TRC Potential | F5 | Industrial | Food Products | New | Space Heating | Natural Gas | Steam System Efficiency Improvements | A | Standalone Impact on Baseline Summer Peak (%) | Achievable Economic TRC Potential | 0% | 0% | 0% | 0% | 0% | 0% | 0% | 0% | 0% | 0% | 0% | 0% | 0% | 0% | 0% | 0% | 0% | 0% | 0% | 0% | 0% | 0% | 0% | 0% | 0 | 0 | 0 | 0 | 0 | 0 | 0
F6_Industrial_Food Products_New_Space Heating_Natural Gas_Steam System Efficiency Improvements_A_Achievable Economic TRC Potential | F6 | Industrial | Food Products | New | Space Heating | Natural Gas | Steam System Efficiency Improvements | A | Standalone Impact on Baseline Winter Peak (%) | Achievable Economic TRC Potential | 0% | 0% | 0% | 0% | 0% | 0% | 0% | 0% | 0% | 0% | 0% | 0% | 0% | 0% | 0% | 0% | 0% | 0% | 0% | 0% | 0% | 0% | 0% | 0% | 0 | 0 | 0 | 0 | 0 | 0 | 0
F7_Industrial_Food Products_New_Space Heating_Natural Gas_Steam System Efficiency Improvements_A_Achievable Economic TRC Potential | F7 | Industrial | Food Products | New | Space Heating | Natural Gas | Steam System Efficiency Improvements | A | Incremental Energy Savings (MWh or mTherms) | Achievable Economic TRC Potential | 0 | 0 | 0 | 0 | 0 | 0 | 0 | 0 | 0 | 0 | 0 | 0 | 0 | 0 | 0 | 0 | 0 | 0 | 0 | 0 | 0 | 0 | 0 | 0 | 0 | 0 | 0 | 0 | 0 | 0 | 0
F8_Industrial_Food Products_New_Space Heating_Natural Gas_Steam System Efficiency Improvements_A_Achievable Economic TRC Potential | F8 | Industrial | Food Products | New | Space Heating | Natural Gas | Steam System Efficiency Improvements | A | Incremental Summer Peak Savings (MW) | Achievable Economic TRC Potential | 0 | 0 | 0 | 0 | 0 | 0 | 0 | 0 | 0 | 0 | 0 | 0 | 0 | 0 | 0 | 0 | 0 | 0 | 0 | 0 | 0 | 0 | 0 | 0 | 0 | 0 | 0 | 0 | 0 | 0 | 0
F9_Industrial_Food Products_New_Space Heating_Natural Gas_Steam System Efficiency Improvements_A_Achievable Economic TRC Potential | F9 | Industrial | Food Products | New | Space Heating | Natural Gas | Steam System Efficiency Improvements | A | Incremental Winter Peak Savings (MW) | Achievable Economic TRC Potential | 0 | 0 | 0 | 0 | 0 | 0 | 0 | 0 | 0 | 0 | 0 | 0 | 0 | 0 | 0 | 0 | 0 | 0 | 0 | 0 | 0 | 0 | 0 | 0 | 0 | 0 | 0 | 0 | 0 | 0 | 0
F10_Industrial_Food Products_New_Space Heating_Natural Gas_Steam System Efficiency Improvements_A_Achievable Economic TRC Potential | F10 | Industrial | Food Products | New | Space Heating | Natural Gas | Steam System Efficiency Improvements | A | Cumulative Energy Savings (MWh or mTherms) | Achievable Economic TRC Potential | 0 | 0 | 0 | 0 | 0 | 0 | 0 | 0 | 0 | 0 | 0 | 0 | 0 | 0 | 0 | 0 | 0 | 0 | 0 | 0 | 0 | 0 | 0 | 0 | 0 | 0 | 0 | 0 | 0 | 0 | 0
F11_Industrial_Food Products_New_Space Heating_Natural Gas_Steam System Efficiency Improvements_A_Achievable Economic TRC Potential | F11 | Industrial | Food Products | New | Space Heating | Natural Gas | Steam System Efficiency Improvements | A | Cumulative Summer Peak Savings (MW) | Achievable Economic TRC Potential | 0 | 0 | 0 | 0 | 0 | 0 | 0 | 0 | 0 | 0 | 0 | 0 | 0 | 0 | 0 | 0 | 0 | 0 | 0 | 0 | 0 | 0 | 0 | 0 | 0 | 0 | 0 | 0 | 0 | 0 | 0
F12_Industrial_Food Products_New_Space Heating_Natural Gas_Steam System Efficiency Improvements_A_Achievable Economic TRC Potential | F12 | Industrial | Food Products | New | Space Heating | Natural Gas | Steam System Efficiency Improvements | A | Cumulative Winter Peak Savings (MW) | Achievable Economic TRC Potential | 0 | 0 | 0 | 0 | 0 | 0 | 0 | 0 | 0 | 0 | 0 | 0 | 0 | 0 | 0 | 0 | 0 | 0 | 0 | 0 | 0 | 0 | 0 | 0 | 0 | 0 | 0 | 0 | 0 | 0 | 0
F13_Industrial_Food Products_New_Space Heating_Natural Gas_Steam System Efficiency Improvements_A_Achievable Economic TRC Potential | F13 | Industrial | Food Products | New | Space Heating | Natural Gas | Steam System Efficiency Improvements | A | Purchases (Incremental) | Achievable Economic TRC Potential | 0 | 0 | 0 | 0 | 0 | 0 | 0 | 0 | 0 | 0 | 0 | 0 | 0 | 0 | 0 | 0 | 0 | 0 | 0 | 0 | 0 | 0 | 0 | 0 | 0 | 0 | 0 | 0 | 0 | 0 | 0
F14_Industrial_Food Products_New_Space Heating_Natural Gas_Steam System Efficiency Improvements_A_Achievable Economic TRC Potential | F14 | Industrial | Food Products | New | Space Heating | Natural Gas | Steam System Efficiency Improvements | A | Purchases (Cumulative) | Achievable Economic TRC Potential | 0 | 0 | 0 | 0 | 0 | 0 | 0 | 0 | 0 | 0 | 0 | 0 | 0 | 0 | 0 | 0 | 0 | 0 | 0 | 0 | 0 | 0 | 0 | 0 | 0 | 0 | 0 | 0 | 0 | 0 | 0
F1_Industrial_Food Products_New_Process_Natural Gas_Steam System Efficiency Improvements_A_Achievable Economic TRC Potential | F1 | Industrial | Food Products | New | Process | Natural Gas | Steam System Efficiency Improvements | A | Original Unit Energy Savings (kWh or therms) | Achievable Economic TRC Potential | 0 | 0 | 0 | 0 | 0 | 5.0908 | 5.0908 | 5.0908 | 5.0908 | 5.0908 | 5.0908 | 5.0908 | 5.0908 | 5.0908 | 5.0908 | 5.0908 | 5.0908 | 5.0908 | 5.0908 | 5.0908 | 5.0908 | 5.0908 | 5.0908 | 5.0908 | 5.0908 | 5.0908 | 5.0908 | 5.0908 | 5.0908 | 5.0908 | 5.0908
F2_Industrial_Food Products_New_Process_Natural Gas_Steam System Efficiency Improvements_A_Achievable Economic TRC Potential | F2 | Industrial | Food Products | New | Process | Natural Gas | Steam System Efficiency Improvements | A | Original Unit Summer Peak Savings (kW) | Achievable Economic TRC Potential | 0 | 0 | 0 | 0 | 0 | 0 | 0 | 0 | 0 | 0 | 0 | 0 | 0 | 0 | 0 | 0 | 0 | 0 | 0 | 0 | 0 | 0 | 0 | 0 | 0 | 0 | 0 | 0 | 0 | 0 | 0
F3_Industrial_Food Products_New_Process_Natural Gas_Steam System Efficiency Improvements_A_Achievable Economic TRC Potential | F3 | Industrial | Food Products | New | Process | Natural Gas | Steam System Efficiency Improvements | A | Original Unit Winter Peak Savings (kW) | Achievable Economic TRC Potential | 0 | 0 | 0 | 0 | 0 | 0 | 0 | 0 | 0 | 0 | 0 | 0 | 0 | 0 | 0 | 0 | 0 | 0 | 0 | 0 | 0 | 0 | 0 | 0 | 0 | 0 | 0 | 0 | 0 | 0 | 0
F4_Industrial_Food Products_New_Process_Natural Gas_Steam System Efficiency Improvements_A_Achievable Economic TRC Potential | F4 | Industrial | Food Products | New | Process | Natural Gas | Steam System Efficiency Improvements | A | Standalone Impact on Baseline Energy (%) | Achievable Economic TRC Potential | 0% | 0% | 0% | 0% | 0% | 0.0001185% | 0.0003368% | 0.0007119% | 0.001312% | 0.002211% | 0.003425% | 0.005018% | 0.00699% | 0.009289% | 0.01181% | 0.01434% | 0.01664% | 0.01841% | 0.01937% | 0.01935% | 0.01844% | 0.01761% | 0.01685% | 0.01617% | 0.00015532 | 0.00014949 | 0.00014409 | 0.00013908 | 0 | 0 | 0
F5_Industrial_Food Products_New_Process_Natural Gas_Steam System Efficiency Improvements_A_Achievable Economic TRC Potential | F5 | Industrial | Food Products | New | Process | Natural Gas | Steam System Efficiency Improvements | A | Standalone Impact on Baseline Summer Peak (%) | Achievable Economic TRC Potential | 0% | 0% | 0% | 0% | 0% | 0% | 0% | 0% | 0% | 0% | 0% | 0% | 0% | 0% | 0% | 0% | 0% | 0% | 0% | 0% | 0% | 0% | 0% | 0% | 0 | 0 | 0 | 0 | 0 | 0 | 0
F6_Industrial_Food Products_New_Process_Natural Gas_Steam System Efficiency Improvements_A_Achievable Economic TRC Potential | F6 | Industrial | Food Products | New | Process | Natural Gas | Steam System Efficiency Improvements | A | Standalone Impact on Baseline Winter Peak (%) | Achievable Economic TRC Potential | 0% | 0% | 0% | 0% | 0% | 0% | 0% | 0% | 0% | 0% | 0% | 0% | 0% | 0% | 0% | 0% | 0% | 0% | 0% | 0% | 0% | 0% | 0% | 0% | 0 | 0 | 0 | 0 | 0 | 0 | 0
F7_Industrial_Food Products_New_Process_Natural Gas_Steam System Efficiency Improvements_A_Achievable Economic TRC Potential | F7 | Industrial | Food Products | New | Process | Natural Gas | Steam System Efficiency Improvements | A | Incremental Energy Savings (MWh or mTherms) | Achievable Economic TRC Potential | 0 | 0 | 0 | 0 | 0 | 0.00067704 | 0.0016034 | 0.0032905 | 0.0060699 | 0.010303 | 0.016317 | 0.024293 | 0.034205 | 0.045652 | 0.057719 | 0.069131 | 0.078151 | 0.083106 | 0.082683 | 0.07648 | 0.069131 | 0.078151 | 0.083106 | 0.082683 | 0.07648 | 0.069131 | 0.078151 | 0.083106 | 0.082683 | 0.07648 | 0.069131
F8_Industrial_Food Products_New_Process_Natural Gas_Steam System Efficiency Improvements_A_Achievable Economic TRC Potential | F8 | Industrial | Food Products | New | Process | Natural Gas | Steam System Efficiency Improvements | A | Incremental Summer Peak Savings (MW) | Achievable Economic TRC Potential | 0 | 0 | 0 | 0 | 0 | 0 | 0 | 0 | 0 | 0 | 0 | 0 | 0 | 0 | 0 | 0 | 0 | 0 | 0 | 0 | 0 | 0 | 0 | 0 | 0 | 0 | 0 | 0 | 0 | 0 | 0
F9_Industrial_Food Products_New_Process_Natural Gas_Steam System Efficiency Improvements_A_Achievable Economic TRC Potential | F9 | Industrial | Food Products | New | Process | Natural Gas | Steam System Efficiency Improvements | A | Incremental Winter Peak Savings (MW) | Achievable Economic TRC Potential | 0 | 0 | 0 | 0 | 0 | 0 | 0 | 0 | 0 | 0 | 0 | 0 | 0 | 0 | 0 | 0 | 0 | 0 | 0 | 0 | 0 | 0 | 0 | 0 | 0 | 0 | 0 | 0 | 0 | 0 | 0
F10_Industrial_Food Products_New_Process_Natural Gas_Steam System Efficiency Improvements_A_Achievable Economic TRC Potential | F10 | Industrial | Food Products | New | Process | Natural Gas | Steam System Efficiency Improvements | A | Cumulative Energy Savings (MWh or mTherms) | Achievable Economic TRC Potential | 0 | 0 | 0 | 0 | 0 | 0.00067704 | 0.0022804 | 0.0055709 | 0.011641 | 0.021943 | 0.037584 | 0.060274 | 0.091188 | 0.13077 | 0.17819 | 0.231 | 0.28486 | 0.33376 | 0.37079 | 0.38955 | 0.38955 | 0.38955 | 0.38955 | 0.38955 | 0.38955 | 0.38955 | 0.38955 | 0.38955 | 0.38955 | 0.38955 | 0.38955
F11_Industrial_Food Products_New_Process_Natural Gas_Steam System Efficiency Improvements_A_Achievable Economic TRC Potential | F11 | Industrial | Food Products | New | Process | Natural Gas | Steam System Efficiency Improvements | A | Cumulative Summer Peak Savings (MW) | Achievable Economic TRC Potential | 0 | 0 | 0 | 0 | 0 | 0 | 0 | 0 | 0 | 0 | 0 | 0 | 0 | 0 | 0 | 0 | 0 | 0 | 0 | 0 | 0 | 0 | 0 | 0 | 0 | 0 | 0 | 0 | 0 | 0 | 0
F12_Industrial_Food Products_New_Process_Natural Gas_Steam System Efficiency Improvements_A_Achievable Economic TRC Potential | F12 | Industrial | Food Products | New | Process | Natural Gas | Steam System Efficiency Improvements | A | Cumulative Winter Peak Savings (MW) | Achievable Economic TRC Potential | 0 | 0 | 0 | 0 | 0 | 0 | 0 | 0 | 0 | 0 | 0 | 0 | 0 | 0 | 0 | 0 | 0 | 0 | 0 | 0 | 0 | 0 | 0 | 0 | 0 | 0 | 0 | 0 | 0 | 0 | 0
F13_Industrial_Food Products_New_Process_Natural Gas_Steam System Efficiency Improvements_A_Achievable Economic TRC Potential | F13 | Industrial | Food Products | New | Process | Natural Gas | Steam System Efficiency Improvements | A | Purchases (Incremental) | Achievable Economic TRC Potential | 0 | 0 | 0 | 0 | 0 | 0.13299 | 0.31495 | 0.64636 | 1.1923 | 2.0238 | 3.2052 | 4.772 | 6.7189 | 8.9675 | 11.3378 | 13.5795 | 15.3514 | 16.3247 | 16.2416 | 15.0232 | 13.5795 | 15.3514 | 16.3247 | 16.2416 | 15.0232 | 13.5795 | 15.3514 | 16.3247 | 16.2416 | 15.0232 | 13.5795
F14_Industrial_Food Products_New_Process_Natural Gas_Steam System Efficiency Improvements_A_Achievable Economic TRC Potential | F14 | Industrial | Food Products | New | Process | Natural Gas | Steam System Efficiency Improvements | A | Purchases (Cumulative) | Achievable Economic TRC Potential | 0 | 0 | 0 | 0 | 0 | 0.13299 | 0.44795 | 1.0943 | 2.2866 | 4.3104 | 7.3827 | 11.8397 | 17.9122 | 25.6874 | 35.0014 | 45.3756 | 55.955 | 65.5609 | 72.835 | 76.5204 | 76.5204 | 76.5204 | 76.5204 | 76.5204 | 76.5204 | 76.5204 | 76.5204 | 76.5204 | 76.5204 | 76.5204 | 76.5204
F1_Industrial_Food Products_New_Space Heating_Natural Gas_Strategic Energy Management_A_Achievable Economic TRC Potential | F1 | Industrial | Food Products | New | Space Heating | Natural Gas | Strategic Energy Management | A | Original Unit Energy Savings (kWh or therms) | Achievable Economic TRC Potential | 0 | 0 | 0 | 0 | 0 | 7.3995 | 7.3039 | 7.2342 | 7.1813 | 7.1395 | 7.1057 | 7.0662 | 7.0247 | 6.9838 | 6.9442 | 6.9131 | 6.8886 | 6.8691 | 6.8383 | 6.8156 | 6.7993 | 6.7865 | 6.7865 | 6.7865 | 6.7865 | 6.7865 | 6.7865 | 6.7865 | 0 | 0 | 0
F2_Industrial_Food Products_New_Space Heating_Natural Gas_Strategic Energy Management_A_Achievable Economic TRC Potential | F2 | Industrial | Food Products | New | Space Heating | Natural Gas | Strategic Energy Management | A | Original Unit Summer Peak Savings (kW) | Achievable Economic TRC Potential | 0 | 0 | 0 | 0 | 0 | 0 | 0 | 0 | 0 | 0 | 0 | 0 | 0 | 0 | 0 | 0 | 0 | 0 | 0 | 0 | 0 | 0 | 0 | 0 | 0 | 0 | 0 | 0 | 0 | 0 | 0
F3_Industrial_Food Products_New_Space Heating_Natural Gas_Strategic Energy Management_A_Achievable Economic TRC Potential | F3 | Industrial | Food Products | New | Space Heating | Natural Gas | Strategic Energy Management | A | Original Unit Winter Peak Savings (kW) | Achievable Economic TRC Potential | 0 | 0 | 0 | 0 | 0 | 0 | 0 | 0 | 0 | 0 | 0 | 0 | 0 | 0 | 0 | 0 | 0 | 0 | 0 | 0 | 0 | 0 | 0 | 0 | 0 | 0 | 0 | 0 | 0 | 0 | 0
F4_Industrial_Food Products_New_Space Heating_Natural Gas_Strategic Energy Management_A_Achievable Economic TRC Potential | F4 | Industrial | Food Products | New | Space Heating | Natural Gas | Strategic Energy Management | A | Standalone Impact on Baseline Energy (%) | Achievable Economic TRC Potential | 0% | 0% | 0% | 0% | 0% | 0.03412% | 0.06292% | 0.08855% | 0.1122% | 0.1345% | 0.1379% | 0.1409% | 0.1434% | 0.1455% | 0.1474% | 0.1489% | 0.1503% | 0.1515% | 0.1526% | 0.1536% | 0.1544% | 0.1552% | 0.1559% | 0.1566% | 0.0015718 | 0.0015128 | 0.0014581 | 0.0014074 | 0 | 0 | 0
F5_Industrial_Food Products_New_Space Heating_Natural Gas_Strategic Energy Management_A_Achievable Economic TRC Potential | F5 | Industrial | Food Products | New | Space Heating | Natural Gas | Strategic Energy Management | A | Standalone Impact on Baseline Summer Peak (%) | Achievable Economic TRC Potential | 0% | 0% | 0% | 0% | 0% | 0% | 0% | 0% | 0% | 0% | 0% | 0% | 0% | 0% | 0% | 0% | 0% | 0% | 0% | 0% | 0% | 0% | 0% | 0% | 0 | 0 | 0 | 0 | 0 | 0 | 0
F6_Industrial_Food Products_New_Space Heating_Natural Gas_Strategic Energy Management_A_Achievable Economic TRC Potential | F6 | Industrial | Food Products | New | Space Heating | Natural Gas | Strategic Energy Management | A | Standalone Impact on Baseline Winter Peak (%) | Achievable Economic TRC Potential | 0% | 0% | 0% | 0% | 0% | 0% | 0% | 0% | 0% | 0% | 0% | 0% | 0% | 0% | 0% | 0% | 0% | 0% | 0% | 0% | 0% | 0% | 0% | 0% | 0 | 0 | 0 | 0 | 0 | 0 | 0
F7_Industrial_Food Products_New_Space Heating_Natural Gas_Strategic Energy Management_A_Achievable Economic TRC Potential | F7 | Industrial | Food Products | New | Space Heating | Natural Gas | Strategic Energy Management | A | Incremental Energy Savings (MWh or mTherms) | Achievable Economic TRC Potential | 0 | 0 | 0 | 0 | 0 | 0.0012568 | 0.0014697 | 0.0016825 | 0.0018941 | 0.0021058 | 0.0023176 | 0.0025225 | 0.0027236 | 0.0029219 | 0.003115 | 0.0033105 | 0.0035055 | 0.0037018 | 0.0038894 | 0.0040782 | 0.0042699 | 0.0044622 | 0.0046617 | 0.0048604 | 0.0050585 | 0.0042619 | 0.0044622 | 0.0046617 | 0 | 0 | 0
F8_Industrial_Food Products_New_Space Heating_Natural Gas_Strategic Energy Management_A_Achievable Economic TRC Potential | F8 | Industrial | Food Products | New | Space Heating | Natural Gas | Strategic Energy Management | A | Incremental Summer Peak Savings (MW) | Achievable Economic TRC Potential | 0 | 0 | 0 | 0 | 0 | 0 | 0 | 0 | 0 | 0 | 0 | 0 | 0 | 0 | 0 | 0 | 0 | 0 | 0 | 0 | 0 | 0 | 0 | 0 | 0 | 0 | 0 | 0 | 0 | 0 | 0
F9_Industrial_Food Products_New_Space Heating_Natural Gas_Strategic Energy Management_A_Achievable Economic TRC Potential | F9 | Industrial | Food Products | New | Space Heating | Natural Gas | Strategic Energy Management | A | Incremental Winter Peak Savings (MW) | Achievable Economic TRC Potential | 0 | 0 | 0 | 0 | 0 | 0 | 0 | 0 | 0 | 0 | 0 | 0 | 0 | 0 | 0 | 0 | 0 | 0 | 0 | 0 | 0 | 0 | 0 | 0 | 0 | 0 | 0 | 0 | 0 | 0 | 0
F10_Industrial_Food Products_New_Space Heating_Natural Gas_Strategic Energy Management_A_Achievable Economic TRC Potential | F10 | Industrial | Food Products | New | Space Heating | Natural Gas | Strategic Energy Management | A | Cumulative Energy Savings (MWh or mTherms) | Achievable Economic TRC Potential | 0 | 0 | 0 | 0 | 0 | 0.0012568 | 0.0027103 | 0.0043669 | 0.006229 | 0.0082986 | 0.00937 | 0.010419 | 0.011447 | 0.01246 | 0.013457 | 0.014452 | 0.015447 | 0.016442 | 0.017397 | 0.01836 | 0.01933 | 0.020302 | 0.021306 | 0.022307 | 0.023305 | 0.023305 | 0.023305 | 0.023305 | 0 | 0 | 0
F11_Industrial_Food Products_New_Space Heating_Natural Gas_Strategic Energy Management_A_Achievable Economic TRC Potential | F11 | Industrial | Food Products | New | Space Heating | Natural Gas | Strategic Energy Management | A | Cumulative Summer Peak Savings (MW) | Achievable Economic TRC Potential | 0 | 0 | 0 | 0 | 0 | 0 | 0 | 0 | 0 | 0 | 0 | 0 | 0 | 0 | 0 | 0 | 0 | 0 | 0 | 0 | 0 | 0 | 0 | 0 | 0 | 0 | 0 | 0 | 0 | 0 | 0
F12_Industrial_Food Products_New_Space Heating_Natural Gas_Strategic Energy Management_A_Achievable Economic TRC Potential | F12 | Industrial | Food Products | New | Space Heating | Natural Gas | Strategic Energy Management | A | Cumulative Winter Peak Savings (MW) | Achievable Economic TRC Potential | 0 | 0 | 0 | 0 | 0 | 0 | 0 | 0 | 0 | 0 | 0 | 0 | 0 | 0 | 0 | 0 | 0 | 0 | 0 | 0 | 0 | 0 | 0 | 0 | 0 | 0 | 0 | 0 | 0 | 0 | 0
F13_Industrial_Food Products_New_Space Heating_Natural Gas_Strategic Energy Management_A_Achievable Economic TRC Potential | F13 | Industrial | Food Products | New | Space Heating | Natural Gas | Strategic Energy Management | A | Purchases (Incremental) | Achievable Economic TRC Potential | 0 | 0 | 0 | 0 | 0 | 0.16985 | 0.20122 | 0.23258 | 0.26375 | 0.29494 | 0.32616 | 0.35698 | 0.38771 | 0.41839 | 0.44857 | 0.47887 | 0.50889 | 0.5389 | 0.56877 | 0.59836 | 0.628 | 0.65751 | 0.68691 | 0.71619 | 0.74538 | 0.628 | 0.65751 | 0.68691 | 0.71619 | 0.74538 | 0.628
F14_Industrial_Food Products_New_Space Heating_Natural Gas_Strategic Energy Management_A_Achievable Economic TRC Potential | F14 | Industrial | Food Products | New | Space Heating | Natural Gas | Strategic Energy Management | A | Purchases (Cumulative) | Achievable Economic TRC Potential | 0 | 0 | 0 | 0 | 0 | 0.16985 | 0.37107 | 0.60365 | 0.8674 | 1.1623 | 1.3187 | 1.4744 | 1.6295 | 1.7842 | 1.9378 | 2.0905 | 2.2424 | 2.3936 | 2.544 | 2.6938 | 2.8429 | 2.9915 | 3.1395 | 3.287 | 3.434 | 3.434 | 3.434 | 3.434 | 3.434 | 3.434 | 3.434
F1_Industrial_Food Products_New_Process_Natural Gas_Strategic Energy Management_A_Achievable Economic TRC Potential | F1 | Industrial | Food Products | New | Process | Natural Gas | Strategic Energy Management | A | Original Unit Energy Savings (kWh or therms) | Achievable Economic TRC Potential | 0 | 0 | 0 | 0 | 0 | 30.2077 | 30.2077 | 30.2077 | 30.2077 | 30.2077 | 30.2077 | 30.2077 | 30.2077 | 30.2077 | 30.2077 | 30.2077 | 30.2077 | 30.2077 | 30.2077 | 30.2077 | 30.2077 | 30.2077 | 30.2077 | 30.2077 | 30.2077 | 30.2077 | 30.2077 | 30.2077 | 0 | 0 | 0
F2_Industrial_Food Products_New_Process_Natural Gas_Strategic Energy Management_A_Achievable Economic TRC Potential | F2 | Industrial | Food Products | New | Process | Natural Gas | Strategic Energy Management | A | Original Unit Summer Peak Savings (kW) | Achievable Economic TRC Potential | 0 | 0 | 0 | 0 | 0 | 0 | 0 | 0 | 0 | 0 | 0 | 0 | 0 | 0 | 0 | 0 | 0 | 0 | 0 | 0 | 0 | 0 | 0 | 0 | 0 | 0 | 0 | 0 | 0 | 0 | 0
F3_Industrial_Food Products_New_Process_Natural Gas_Strategic Energy Management_A_Achievable Economic TRC Potential | F3 | Industrial | Food Products | New | Process | Natural Gas | Strategic Energy Management | A | Original Unit Winter Peak Savings (kW) | Achievable Economic TRC Potential | 0 | 0 | 0 | 0 | 0 | 0 | 0 | 0 | 0 | 0 | 0 | 0 | 0 | 0 | 0 | 0 | 0 | 0 | 0 | 0 | 0 | 0 | 0 | 0 | 0 | 0 | 0 | 0 | 0 | 0 | 0
F4_Industrial_Food Products_New_Process_Natural Gas_Strategic Energy Management_A_Achievable Economic TRC Potential | F4 | Industrial | Food Products | New | Process | Natural Gas | Strategic Energy Management | A | Standalone Impact on Baseline Energy (%) | Achievable Economic TRC Potential | 0% | 0% | 0% | 0% | 0% | 0.08224% | 0.1517% | 0.2134% | 0.2705% | 0.3241% | 0.3325% | 0.3397% | 0.3456% | 0.3507% | 0.3553% | 0.359% | 0.3624% | 0.3653% | 0.3678% | 0.3702% | 0.3723% | 0.3742% | 0.3759% | 0.3774% | 0.0037887 | 0.0036463 | 0.0035147 | 0.0033925 | 0 | 0 | 0
F5_Industrial_Food Products_New_Process_Natural Gas_Strategic Energy Management_A_Achievable Economic TRC Potential | F5 | Industrial | Food Products | New | Process | Natural Gas | Strategic Energy Management | A | Standalone Impact on Baseline Summer Peak (%) | Achievable Economic TRC Potential | 0% | 0% | 0% | 0% | 0% | 0% | 0% | 0% | 0% | 0% | 0% | 0% | 0% | 0% | 0% | 0% | 0% | 0% | 0% | 0% | 0% | 0% | 0% | 0% | 0 | 0 | 0 | 0 | 0 | 0 | 0
F6_Industrial_Food Products_New_Process_Natural Gas_Strategic Energy Management_A_Achievable Economic TRC Potential | F6 | Industrial | Food Products | New | Process | Natural Gas | Strategic Energy Management | A | Standalone Impact on Baseline Winter Peak (%) | Achievable Economic TRC Potential | 0% | 0% | 0% | 0% | 0% | 0% | 0% | 0% | 0% | 0% | 0% | 0% | 0% | 0% | 0% | 0% | 0% | 0% | 0% | 0% | 0% | 0% | 0% | 0% | 0 | 0 | 0 | 0 | 0 | 0 | 0
F7_Industrial_Food Products_New_Process_Natural Gas_Strategic Energy Management_A_Achievable Economic TRC Potential | F7 | Industrial | Food Products | New | Process | Natural Gas | Strategic Energy Management | A | Incremental Energy Savings (MWh or mTherms) | Achievable Economic TRC Potential | 0 | 0 | 0 | 0 | 0 | 0.46998 | 0.5568 | 0.64357 | 0.72983 | 0.81614 | 0.90252 | 0.9878 | 1.0728 | 1.1577 | 1.2412 | 1.3251 | 1.4081 | 1.4912 | 1.5738 | 1.6557 | 1.7377 | 1.8194 | 1.9007 | 1.9818 | 2.0626 | 1.7377 | 1.8194 | 1.9007 | 0 | 0 | 0
F8_Industrial_Food Products_New_Process_Natural Gas_Strategic Energy Management_A_Achievable Economic TRC Potential | F8 | Industrial | Food Products | New | Process | Natural Gas | Strategic Energy Management | A | Incremental Summer Peak Savings (MW) | Achievable Economic TRC Potential | 0 | 0 | 0 | 0 | 0 | 0 | 0 | 0 | 0 | 0 | 0 | 0 | 0 | 0 | 0 | 0 | 0 | 0 | 0 | 0 | 0 | 0 | 0 | 0 | 0 | 0 | 0 | 0 | 0 | 0 | 0
F9_Industrial_Food Products_New_Process_Natural Gas_Strategic Energy Management_A_Achievable Economic TRC Potential | F9 | Industrial | Food Products | New | Process | Natural Gas | Strategic Energy Management | A | Incremental Winter Peak Savings (MW) | Achievable Economic TRC Potential | 0 | 0 | 0 | 0 | 0 | 0 | 0 | 0 | 0 | 0 | 0 | 0 | 0 | 0 | 0 | 0 | 0 | 0 | 0 | 0 | 0 | 0 | 0 | 0 | 0 | 0 | 0 | 0 | 0 | 0 | 0
F10_Industrial_Food Products_New_Process_Natural Gas_Strategic Energy Management_A_Achievable Economic TRC Potential | F10 | Industrial | Food Products | New | Process | Natural Gas | Strategic Energy Management | A | Cumulative Energy Savings (MWh or mTherms) | Achievable Economic TRC Potential | 0 | 0 | 0 | 0 | 0 | 0.46998 | 1.0268 | 1.6704 | 2.4002 | 3.2163 | 3.6489 | 4.0799 | 4.5091 | 4.937 | 5.3621 | 5.7847 | 6.205 | 6.6234 | 7.0395 | 7.454 | 7.8666 | 8.2779 | 8.6874 | 9.0954 | 9.5022 | 9.5022 | 9.5022 | 9.5022 | 0 | 0 | 0
F11_Industrial_Food Products_New_Process_Natural Gas_Strategic Energy Management_A_Achievable Economic TRC Potential | F11 | Industrial | Food Products | New | Process | Natural Gas | Strategic Energy Management | A | Cumulative Summer Peak Savings (MW) | Achievable Economic TRC Potential | 0 | 0 | 0 | 0 | 0 | 0 | 0 | 0 | 0 | 0 | 0 | 0 | 0 | 0 | 0 | 0 | 0 | 0 | 0 | 0 | 0 | 0 | 0 | 0 | 0 | 0 | 0 | 0 | 0 | 0 | 0
F12_Industrial_Food Products_New_Process_Natural Gas_Strategic Energy Management_A_Achievable Economic TRC Potential | F12 | Industrial | Food Products | New | Process | Natural Gas | Strategic Energy Management | A | Cumulative Winter Peak Savings (MW) | Achievable Economic TRC Potential | 0 | 0 | 0 | 0 | 0 | 0 | 0 | 0 | 0 | 0 | 0 | 0 | 0 | 0 | 0 | 0 | 0 | 0 | 0 | 0 | 0 | 0 | 0 | 0 | 0 | 0 | 0 | 0 | 0 | 0 | 0
F13_Industrial_Food Products_New_Process_Natural Gas_Strategic Energy Management_A_Achievable Economic TRC Potential | F13 | Industrial | Food Products | New | Process | Natural Gas | Strategic Energy Management | A | Purchases (Incremental) | Achievable Economic TRC Potential | 0 | 0 | 0 | 0 | 0 | 15.5584 | 18.4325 | 21.3049 | 24.1605 | 27.0176 | 29.877 | 32.7002 | 35.5156 | 38.3253 | 41.0904 | 43.866 | 46.6152 | 49.3647 | 52.1004 | 54.8117 | 57.5262 | 60.2295 | 62.9223 | 65.6052 | 68.279 | 57.5262 | 60.2295 | 62.9223 | 65.6052 | 68.279 | 57.5262
F14_Industrial_Food Products_New_Process_Natural Gas_Strategic Energy Management_A_Achievable Economic TRC Potential | F14 | Industrial | Food Products | New | Process | Natural Gas | Strategic Energy Management | A | Purchases (Cumulative) | Achievable Economic TRC Potential | 0 | 0 | 0 | 0 | 0 | 15.5584 | 33.9909 | 55.2958 | 79.4563 | 106.4739 | 120.7925 | 135.0602 | 149.2708 | 163.4356 | 177.5084 | 191.4974 | 205.4124 | 219.2616 | 233.0367 | 246.7581 | 260.4182 | 274.0325 | 287.5901 | 301.0949 | 314.5622 | 314.5622 | 314.5622 | 314.5622 | 314.5622 | 314.5622 | 314.5622
F1_Industrial_Food Products_New_Miscellaneous_Natural Gas_Strategic Energy Management_A_Achievable Economic TRC Potential | F1 | Industrial | Food Products | New | Miscellaneous | Natural Gas | Strategic Energy Management | A | Original Unit Energy Savings (kWh or therms) | Achievable Economic TRC Potential | 0 | 0 | 0 | 0 | 0 | 2.7925 | 2.7925 | 2.7925 | 2.7925 | 2.7925 | 2.7925 | 2.7925 | 2.7925 | 2.7925 | 2.7925 | 2.7925 | 2.7925 | 2.7925 | 2.7925 | 2.7925 | 2.7925 | 2.7925 | 2.7925 | 2.7925 | 2.7925 | 2.7925 | 2.7925 | 2.7925 | 0 | 0 | 0
F2_Industrial_Food Products_New_Miscellaneous_Natural Gas_Strategic Energy Management_A_Achievable Economic TRC Potential | F2 | Industrial | Food Products | New | Miscellaneous | Natural Gas | Strategic Energy Management | A | Original Unit Summer Peak Savings (kW) | Achievable Economic TRC Potential | 0 | 0 | 0 | 0 | 0 | 0 | 0 | 0 | 0 | 0 | 0 | 0 | 0 | 0 | 0 | 0 | 0 | 0 | 0 | 0 | 0 | 0 | 0 | 0 | 0 | 0 | 0 | 0 | 0 | 0 | 0
F3_Industrial_Food Products_New_Miscellaneous_Natural Gas_Strategic Energy Management_A_Achievable Economic TRC Potential | F3 | Industrial | Food Products | New | Miscellaneous | Natural Gas | Strategic Energy Management | A | Original Unit Winter Peak Savings (kW) | Achievable Economic TRC Potential | 0 | 0 | 0 | 0 | 0 | 0 | 0 | 0 | 0 | 0 | 0 | 0 | 0 | 0 | 0 | 0 | 0 | 0 | 0 | 0 | 0 | 0 | 0 | 0 | 0 | 0 | 0 | 0 | 0 | 0 | 0
F4_Industrial_Food Products_New_Miscellaneous_Natural Gas_Strategic Energy Management_A_Achievable Economic TRC Potential | F4 | Industrial | Food Products | New | Miscellaneous | Natural Gas | Strategic Energy Management | A | Standalone Impact on Baseline Energy (%) | Achievable Economic TRC Potential | 0% | 0% | 0% | 0% | 0% | 0.08224% | 0.1517% | 0.2134% | 0.2705% | 0.3241% | 0.3325% | 0.3397% | 0.3456% | 0.3507% | 0.3553% | 0.359% | 0.3624% | 0.3653% | 0.3678% | 0.3702% | 0.3723% | 0.3742% | 0.3759% | 0.3774% | 0.0037887 | 0.0036463 | 0.0035147 | 0.0033925 | 0 | 0 | 0
F5_Industrial_Food Products_New_Miscellaneous_Natural Gas_Strategic Energy Management_A_Achievable Economic TRC Potential | F5 | Industrial | Food Products | New | Miscellaneous | Natural Gas | Strategic Energy Management | A | Standalone Impact on Baseline Summer Peak (%) | Achievable Economic TRC Potential | 0% | 0% | 0% | 0% | 0% | 0% | 0% | 0% | 0% | 0% | 0% | 0% | 0% | 0% | 0% | 0% | 0% | 0% | 0% | 0% | 0% | 0% | 0% | 0% | 0 | 0 | 0 | 0 | 0 | 0 | 0
F6_Industrial_Food Products_New_Miscellaneous_Natural Gas_Strategic Energy Management_A_Achievable Economic TRC Potential | F6 | Industrial | Food Products | New | Miscellaneous | Natural Gas | Strategic Energy Management | A | Standalone Impact on Baseline Winter Peak (%) | Achievable Economic TRC Potential | 0% | 0% | 0% | 0% | 0% | 0% | 0% | 0% | 0% | 0% | 0% | 0% | 0% | 0% | 0% | 0% | 0% | 0% | 0% | 0% | 0% | 0% | 0% | 0% | 0 | 0 | 0 | 0 | 0 | 0 | 0
F7_Industrial_Food Products_New_Miscellaneous_Natural Gas_Strategic Energy Management_A_Achievable Economic TRC Potential | F7 | Industrial | Food Products | New | Miscellaneous | Natural Gas | Strategic Energy Management | A | Incremental Energy Savings (MWh or mTherms) | Achievable Economic TRC Potential | 0 | 0 | 0 | 0 | 0 | 0.010862 | 0.012868 | 0.014873 | 0.016867 | 0.018862 | 0.020858 | 0.022829 | 0.024794 | 0.026756 | 0.028686 | 0.030624 | 0.032543 | 0.034463 | 0.036372 | 0.038265 | 0.04016 | 0.042048 | 0.043927 | 0.0458 | 0.047667 | 0.04016 | 0.042048 | 0.043927 | 0 | 0 | 0
F8_Industrial_Food Products_New_Miscellaneous_Natural Gas_Strategic Energy Management_A_Achievable Economic TRC Potential | F8 | Industrial | Food Products | New | Miscellaneous | Natural Gas | Strategic Energy Management | A | Incremental Summer Peak Savings (MW) | Achievable Economic TRC Potential | 0 | 0 | 0 | 0 | 0 | 0 | 0 | 0 | 0 | 0 | 0 | 0 | 0 | 0 | 0 | 0 | 0 | 0 | 0 | 0 | 0 | 0 | 0 | 0 | 0 | 0 | 0 | 0 | 0 | 0 | 0
F9_Industrial_Food Products_New_Miscellaneous_Natural Gas_Strategic Energy Management_A_Achievable Economic TRC Potential | F9 | Industrial | Food Products | New | Miscellaneous | Natural Gas | Strategic Energy Management | A | Incremental Winter Peak Savings (MW) | Achievable Economic TRC Potential | 0 | 0 | 0 | 0 | 0 | 0 | 0 | 0 | 0 | 0 | 0 | 0 | 0 | 0 | 0 | 0 | 0 | 0 | 0 | 0 | 0 | 0 | 0 | 0 | 0 | 0 | 0 | 0 | 0 | 0 | 0
F10_Industrial_Food Products_New_Miscellaneous_Natural Gas_Strategic Energy Management_A_Achievable Economic TRC Potential | F10 | Industrial | Food Products | New | Miscellaneous | Natural Gas | Strategic Energy Management | A | Cumulative Energy Savings (MWh or mTherms) | Achievable Economic TRC Potential | 0 | 0 | 0 | 0 | 0 | 0.010862 | 0.02373 | 0.038603 | 0.05547 | 0.074332 | 0.084328 | 0.094288 | 0.10421 | 0.1141 | 0.12392 | 0.13369 | 0.1434 | 0.15307 | 0.16269 | 0.17227 | 0.1818 | 0.19131 | 0.20077 | 0.2102 | 0.2196 | 0.2196 | 0.2196 | 0.2196 | 0 | 0 | 0
F11_Industrial_Food Products_New_Miscellaneous_Natural Gas_Strategic Energy Management_A_Achievable Economic TRC Potential | F11 | Industrial | Food Products | New | Miscellaneous | Natural Gas | Strategic Energy Management | A | Cumulative Summer Peak Savings (MW) | Achievable Economic TRC Potential | 0 | 0 | 0 | 0 | 0 | 0 | 0 | 0 | 0 | 0 | 0 | 0 | 0 | 0 | 0 | 0 | 0 | 0 | 0 | 0 | 0 | 0 | 0 | 0 | 0 | 0 | 0 | 0 | 0 | 0 | 0
F12_Industrial_Food Products_New_Miscellaneous_Natural Gas_Strategic Energy Management_A_Achievable Economic TRC Potential | F12 | Industrial | Food Products | New | Miscellaneous | Natural Gas | Strategic Energy Management | A | Cumulative Winter Peak Savings (MW) | Achievable Economic TRC Potential | 0 | 0 | 0 | 0 | 0 | 0 | 0 | 0 | 0 | 0 | 0 | 0 | 0 | 0 | 0 | 0 | 0 | 0 | 0 | 0 | 0 | 0 | 0 | 0 | 0 | 0 | 0 | 0 | 0 | 0 | 0
F13_Industrial_Food Products_New_Miscellaneous_Natural Gas_Strategic Energy Management_A_Achievable Economic TRC Potential | F13 | Industrial | Food Products | New | Miscellaneous | Natural Gas | Strategic Energy Management | A | Purchases (Incremental) | Achievable Economic TRC Potential | 0 | 0 | 0 | 0 | 0 | 3.8896 | 4.6081 | 5.3262 | 6.0401 | 6.7544 | 7.4693 | 8.175 | 8.8789 | 9.5813 | 10.2726 | 10.9665 | 11.6538 | 12.3412 | 13.0251 | 13.7029 | 14.3816 | 15.0574 | 15.7306 | 16.4013 | 17.0698 | 14.3816 | 15.0574 | 15.7306 | 16.4013 | 17.0698 | 14.3816
F14_Industrial_Food Products_New_Miscellaneous_Natural Gas_Strategic Energy Management_A_Achievable Economic TRC Potential | F14 | Industrial | Food Products | New | Miscellaneous | Natural Gas | Strategic Energy Management | A | Purchases (Cumulative) | Achievable Economic TRC Potential | 0 | 0 | 0 | 0 | 0 | 3.8896 | 8.4977 | 13.824 | 19.8641 | 26.6185 | 30.1981 | 33.765 | 37.3177 | 40.8589 | 44.3771 | 47.8743 | 51.3531 | 54.8154 | 58.2592 | 61.6895 | 65.1046 | 68.5081 | 71.8975 | 75.2737 | 78.6406 | 78.6406 | 78.6406 | 78.6406 | 78.6406 | 78.6406 | 78.6406
F1_Industrial_Food Products_New_Space Heating_Natural Gas_Commissioning_A_Achievable Economic TRC Potential | F1 | Industrial | Food Products | New | Space Heating | Natural Gas | Commissioning | A | Original Unit Energy Savings (kWh or therms) | Achievable Economic TRC Potential | 0 | 0 | 0 | 0 | 0 | 10.0392 | 9.9095 | 9.8148 | 9.7431 | 9.6864 | 9.6406 | 9.5869 | 9.5306 | 9.4751 | 9.4214 | 9.3793 | 9.346 | 9.3196 | 9.2777 | 9.247 | 9.2248 | 9.2074 | 9.2074 | 9.2074 | 9.2074 | 9.2074 | 9.2074 | 9.2074 | 0 | 0 | 0
F2_Industrial_Food Products_New_Space Heating_Natural Gas_Commissioning_A_Achievable Economic TRC Potential | F2 | Industrial | Food Products | New | Space Heating | Natural Gas | Commissioning | A | Original Unit Summer Peak Savings (kW) | Achievable Economic TRC Potential | 0 | 0 | 0 | 0 | 0 | 0 | 0 | 0 | 0 | 0 | 0 | 0 | 0 | 0 | 0 | 0 | 0 | 0 | 0 | 0 | 0 | 0 | 0 | 0 | 0 | 0 | 0 | 0 | 0 | 0 | 0
F3_Industrial_Food Products_New_Space Heating_Natural Gas_Commissioning_A_Achievable Economic TRC Potential | F3 | Industrial | Food Products | New | Space Heating | Natural Gas | Commissioning | A | Original Unit Winter Peak Savings (kW) | Achievable Economic TRC Potential | 0 | 0 | 0 | 0 | 0 | 0 | 0 | 0 | 0 | 0 | 0 | 0 | 0 | 0 | 0 | 0 | 0 | 0 | 0 | 0 | 0 | 0 | 0 | 0 | 0 | 0 | 0 | 0 | 0 | 0 | 0
F4_Industrial_Food Products_New_Space Heating_Natural Gas_Commissioning_A_Achievable Economic TRC Potential | F4 | Industrial | Food Products | New | Space Heating | Natural Gas | Commissioning | A | Standalone Impact on Baseline Energy (%) | Achievable Economic TRC Potential | 0% | 0% | 0% | 0% | 0% | 0% | 0% | 0% | 0% | 0% | 0% | 0% | 0% | 0% | 0% | 0% | 0% | 0% | 0% | 0% | 0% | 0% | 0% | 0% | 0 | 0 | 0 | 0 | 0 | 0 | 0
F5_Industrial_Food Products_New_Space Heating_Natural Gas_Commissioning_A_Achievable Economic TRC Potential | F5 | Industrial | Food Products | New | Space Heating | Natural Gas | Commissioning | A | Standalone Impact on Baseline Summer Peak (%) | Achievable Economic TRC Potential | 0% | 0% | 0% | 0% | 0% | 0% | 0% | 0% | 0% | 0% | 0% | 0% | 0% | 0% | 0% | 0% | 0% | 0% | 0% | 0% | 0% | 0% | 0% | 0% | 0 | 0 | 0 | 0 | 0 | 0 | 0
F6_Industrial_Food Products_New_Space Heating_Natural Gas_Commissioning_A_Achievable Economic TRC Potential | F6 | Industrial | Food Products | New | Space Heating | Natural Gas | Commissioning | A | Standalone Impact on Baseline Winter Peak (%) | Achievable Economic TRC Potential | 0% | 0% | 0% | 0% | 0% | 0% | 0% | 0% | 0% | 0% | 0% | 0% | 0% | 0% | 0% | 0% | 0% | 0% | 0% | 0% | 0% | 0% | 0% | 0% | 0 | 0 | 0 | 0 | 0 | 0 | 0
F7_Industrial_Food Products_New_Space Heating_Natural Gas_Commissioning_A_Achievable Economic TRC Potential | F7 | Industrial | Food Products | New | Space Heating | Natural Gas | Commissioning | A | Incremental Energy Savings (MWh or mTherms) | Achievable Economic TRC Potential | 0 | 0 | 0 | 0 | 0 | 0 | 0 | 0 | 0 | 0 | 0 | 0 | 0 | 0 | 0 | 0 | 0 | 0 | 0 | 0 | 0 | 0 | 0 | 0 | 0 | 0 | 0 | 0 | 0 | 0 | 0
F8_Industrial_Food Products_New_Space Heating_Natural Gas_Commissioning_A_Achievable Economic TRC Potential | F8 | Industrial | Food Products | New | Space Heating | Natural Gas | Commissioning | A | Incremental Summer Peak Savings (MW) | Achievable Economic TRC Potential | 0 | 0 | 0 | 0 | 0 | 0 | 0 | 0 | 0 | 0 | 0 | 0 | 0 | 0 | 0 | 0 | 0 | 0 | 0 | 0 | 0 | 0 | 0 | 0 | 0 | 0 | 0 | 0 | 0 | 0 | 0
F9_Industrial_Food Products_New_Space Heating_Natural Gas_Commissioning_A_Achievable Economic TRC Potential | F9 | Industrial | Food Products | New | Space Heating | Natural Gas | Commissioning | A | Incremental Winter Peak Savings (MW) | Achievable Economic TRC Potential | 0 | 0 | 0 | 0 | 0 | 0 | 0 | 0 | 0 | 0 | 0 | 0 | 0 | 0 | 0 | 0 | 0 | 0 | 0 | 0 | 0 | 0 | 0 | 0 | 0 | 0 | 0 | 0 | 0 | 0 | 0
F10_Industrial_Food Products_New_Space Heating_Natural Gas_Commissioning_A_Achievable Economic TRC Potential | F10 | Industrial | Food Products | New | Space Heating | Natural Gas | Commissioning | A | Cumulative Energy Savings (MWh or mTherms) | Achievable Economic TRC Potential | 0 | 0 | 0 | 0 | 0 | 0 | 0 | 0 | 0 | 0 | 0 | 0 | 0 | 0 | 0 | 0 | 0 | 0 | 0 | 0 | 0 | 0 | 0 | 0 | 0 | 0 | 0 | 0 | 0 | 0 | 0
F11_Industrial_Food Products_New_Space Heating_Natural Gas_Commissioning_A_Achievable Economic TRC Potential | F11 | Industrial | Food Products | New | Space Heating | Natural Gas | Commissioning | A | Cumulative Summer Peak Savings (MW) | Achievable Economic TRC Potential | 0 | 0 | 0 | 0 | 0 | 0 | 0 | 0 | 0 | 0 | 0 | 0 | 0 | 0 | 0 | 0 | 0 | 0 | 0 | 0 | 0 | 0 | 0 | 0 | 0 | 0 | 0 | 0 | 0 | 0 | 0
F12_Industrial_Food Products_New_Space Heating_Natural Gas_Commissioning_A_Achievable Economic TRC Potential | F12 | Industrial | Food Products | New | Space Heating | Natural Gas | Commissioning | A | Cumulative Winter Peak Savings (MW) | Achievable Economic TRC Potential | 0 | 0 | 0 | 0 | 0 | 0 | 0 | 0 | 0 | 0 | 0 | 0 | 0 | 0 | 0 | 0 | 0 | 0 | 0 | 0 | 0 | 0 | 0 | 0 | 0 | 0 | 0 | 0 | 0 | 0 | 0
F13_Industrial_Food Products_New_Space Heating_Natural Gas_Commissioning_A_Achievable Economic TRC Potential | F13 | Industrial | Food Products | New | Space Heating | Natural Gas | Commissioning | A | Purchases (Incremental) | Achievable Economic TRC Potential | 0 | 0 | 0 | 0 | 0 | 0 | 0 | 0 | 0 | 0 | 0 | 0 | 0 | 0 | 0 | 0 | 0 | 0 | 0 | 0 | 0 | 0 | 0 | 0 | 0 | 0 | 0 | 0 | 0 | 0 | 0
F14_Industrial_Food Products_New_Space Heating_Natural Gas_Commissioning_A_Achievable Economic TRC Potential | F14 | Industrial | Food Products | New | Space Heating | Natural Gas | Commissioning | A | Purchases (Cumulative) | Achievable Economic TRC Potential | 0 | 0 | 0 | 0 | 0 | 0 | 0 | 0 | 0 | 0 | 0 | 0 | 0 | 0 | 0 | 0 | 0 | 0 | 0 | 0 | 0 | 0 | 0 | 0 | 0 | 0 | 0 | 0 | 0 | 0 | 0
F1_Industrial_Food Products_New_Process_Natural Gas_Commissioning_A_Achievable Economic TRC Potential | F1 | Industrial | Food Products | New | Process | Natural Gas | Commissioning | A | Original Unit Energy Savings (kWh or therms) | Achievable Economic TRC Potential | 0 | 0 | 0 | 0 | 0 | 168.6012 | 168.6012 | 168.6012 | 168.6012 | 168.6012 | 168.6012 | 168.6012 | 168.6012 | 168.6012 | 168.6012 | 168.6012 | 168.6012 | 168.6012 | 168.6012 | 168.6012 | 168.6012 | 168.6012 | 168.6012 | 168.6012 | 168.6012 | 168.6012 | 168.6012 | 168.6012 | 0 | 0 | 0
F2_Industrial_Food Products_New_Process_Natural Gas_Commissioning_A_Achievable Economic TRC Potential | F2 | Industrial | Food Products | New | Process | Natural Gas | Commissioning | A | Original Unit Summer Peak Savings (kW) | Achievable Economic TRC Potential | 0 | 0 | 0 | 0 | 0 | 0 | 0 | 0 | 0 | 0 | 0 | 0 | 0 | 0 | 0 | 0 | 0 | 0 | 0 | 0 | 0 | 0 | 0 | 0 | 0 | 0 | 0 | 0 | 0 | 0 | 0
F3_Industrial_Food Products_New_Process_Natural Gas_Commissioning_A_Achievable Economic TRC Potential | F3 | Industrial | Food Products | New | Process | Natural Gas | Commissioning | A | Original Unit Winter Peak Savings (kW) | Achievable Economic TRC Potential | 0 | 0 | 0 | 0 | 0 | 0 | 0 | 0 | 0 | 0 | 0 | 0 | 0 | 0 | 0 | 0 | 0 | 0 | 0 | 0 | 0 | 0 | 0 | 0 | 0 | 0 | 0 | 0 | 0 | 0 | 0
F4_Industrial_Food Products_New_Process_Natural Gas_Commissioning_A_Achievable Economic TRC Potential | F4 | Industrial | Food Products | New | Process | Natural Gas | Commissioning | A | Standalone Impact on Baseline Energy (%) | Achievable Economic TRC Potential | 0% | 0% | 0% | 0% | 0% | 0% | 0% | 0% | 0% | 0% | 0% | 0% | 0% | 0% | 0% | 0% | 0% | 0% | 0% | 0% | 0% | 0% | 0% | 0% | 0 | 0 | 0 | 0 | 0 | 0 | 0
F5_Industrial_Food Products_New_Process_Natural Gas_Commissioning_A_Achievable Economic TRC Potential | F5 | Industrial | Food Products | New | Process | Natural Gas | Commissioning | A | Standalone Impact on Baseline Summer Peak (%) | Achievable Economic TRC Potential | 0% | 0% | 0% | 0% | 0% | 0% | 0% | 0% | 0% | 0% | 0% | 0% | 0% | 0% | 0% | 0% | 0% | 0% | 0% | 0% | 0% | 0% | 0% | 0% | 0 | 0 | 0 | 0 | 0 | 0 | 0
F6_Industrial_Food Products_New_Process_Natural Gas_Commissioning_A_Achievable Economic TRC Potential | F6 | Industrial | Food Products | New | Process | Natural Gas | Commissioning | A | Standalone Impact on Baseline Winter Peak (%) | Achievable Economic TRC Potential | 0% | 0% | 0% | 0% | 0% | 0% | 0% | 0% | 0% | 0% | 0% | 0% | 0% | 0% | 0% | 0% | 0% | 0% | 0% | 0% | 0% | 0% | 0% | 0% | 0 | 0 | 0 | 0 | 0 | 0 | 0
F7_Industrial_Food Products_New_Process_Natural Gas_Commissioning_A_Achievable Economic TRC Potential | F7 | Industrial | Food Products | New | Process | Natural Gas | Commissioning | A | Incremental Energy Savings (MWh or mTherms) | Achievable Economic TRC Potential | 0 | 0 | 0 | 0 | 0 | 0 | 0 | 0 | 0 | 0 | 0 | 0 | 0 | 0 | 0 | 0 | 0 | 0 | 0 | 0 | 0 | 0 | 0 | 0 | 0 | 0 | 0 | 0 | 0 | 0 | 0
F8_Industrial_Food Products_New_Process_Natural Gas_Commissioning_A_Achievable Economic TRC Potential | F8 | Industrial | Food Products | New | Process | Natural Gas | Commissioning | A | Incremental Summer Peak Savings (MW) | Achievable Economic TRC Potential | 0 | 0 | 0 | 0 | 0 | 0 | 0 | 0 | 0 | 0 | 0 | 0 | 0 | 0 | 0 | 0 | 0 | 0 | 0 | 0 | 0 | 0 | 0 | 0 | 0 | 0 | 0 | 0 | 0 | 0 | 0
F9_Industrial_Food Products_New_Process_Natural Gas_Commissioning_A_Achievable Economic TRC Potential | F9 | Industrial | Food Products | New | Process | Natural Gas | Commissioning | A | Incremental Winter Peak Savings (MW) | Achievable Economic TRC Potential | 0 | 0 | 0 | 0 | 0 | 0 | 0 | 0 | 0 | 0 | 0 | 0 | 0 | 0 | 0 | 0 | 0 | 0 | 0 | 0 | 0 | 0 | 0 | 0 | 0 | 0 | 0 | 0 | 0 | 0 | 0
F10_Industrial_Food Products_New_Process_Natural Gas_Commissioning_A_Achievable Economic TRC Potential | F10 | Industrial | Food Products | New | Process | Natural Gas | Commissioning | A | Cumulative Energy Savings (MWh or mTherms) | Achievable Economic TRC Potential | 0 | 0 | 0 | 0 | 0 | 0 | 0 | 0 | 0 | 0 | 0 | 0 | 0 | 0 | 0 | 0 | 0 | 0 | 0 | 0 | 0 | 0 | 0 | 0 | 0 | 0 | 0 | 0 | 0 | 0 | 0
F11_Industrial_Food Products_New_Process_Natural Gas_Commissioning_A_Achievable Economic TRC Potential | F11 | Industrial | Food Products | New | Process | Natural Gas | Commissioning | A | Cumulative Summer Peak Savings (MW) | Achievable Economic TRC Potential | 0 | 0 | 0 | 0 | 0 | 0 | 0 | 0 | 0 | 0 | 0 | 0 | 0 | 0 | 0 | 0 | 0 | 0 | 0 | 0 | 0 | 0 | 0 | 0 | 0 | 0 | 0 | 0 | 0 | 0 | 0
F12_Industrial_Food Products_New_Process_Natural Gas_Commissioning_A_Achievable Economic TRC Potential | F12 | Industrial | Food Products | New | Process | Natural Gas | Commissioning | A | Cumulative Winter Peak Savings (MW) | Achievable Economic TRC Potential | 0 | 0 | 0 | 0 | 0 | 0 | 0 | 0 | 0 | 0 | 0 | 0 | 0 | 0 | 0 | 0 | 0 | 0 | 0 | 0 | 0 | 0 | 0 | 0 | 0 | 0 | 0 | 0 | 0 | 0 | 0
F13_Industrial_Food Products_New_Process_Natural Gas_Commissioning_A_Achievable Economic TRC Potential | F13 | Industrial | Food Products | New | Process | Natural Gas | Commissioning | A | Purchases (Incremental) | Achievable Economic TRC Potential | 0 | 0 | 0 | 0 | 0 | 0 | 0 | 0 | 0 | 0 | 0 | 0 | 0 | 0 | 0 | 0 | 0 | 0 | 0 | 0 | 0 | 0 | 0 | 0 | 0 | 0 | 0 | 0 | 0 | 0 | 0
F14_Industrial_Food Products_New_Process_Natural Gas_Commissioning_A_Achievable Economic TRC Potential | F14 | Industrial | Food Products | New | Process | Natural Gas | Commissioning | A | Purchases (Cumulative) | Achievable Economic TRC Potential | 0 | 0 | 0 | 0 | 0 | 0 | 0 | 0 | 0 | 0 | 0 | 0 | 0 | 0 | 0 | 0 | 0 | 0 | 0 | 0 | 0 | 0 | 0 | 0 | 0 | 0 | 0 | 0 | 0 | 0 | 0
F1_Industrial_Food Products_New_Space Heating_Natural Gas_Retrocommissioning_A_Achievable Economic TRC Potential | F1 | Industrial | Food Products | New | Space Heating | Natural Gas | Retrocommissioning | A | Original Unit Energy Savings (kWh or therms) | Achievable Economic TRC Potential | 0 | 0 | 0 | 0 | 0 | 0 | 0 | 0 | 0 | 0 | 0 | 0 | 0 | 0 | 0 | 0 | 0 | 0 | 0 | 0 | 0 | 0 | 0 | 0 | 0 | 0 | 0 | 0 | 0 | 0 | 0
F2_Industrial_Food Products_New_Space Heating_Natural Gas_Retrocommissioning_A_Achievable Economic TRC Potential | F2 | Industrial | Food Products | New | Space Heating | Natural Gas | Retrocommissioning | A | Original Unit Summer Peak Savings (kW) | Achievable Economic TRC Potential | 0 | 0 | 0 | 0 | 0 | 0 | 0 | 0 | 0 | 0 | 0 | 0 | 0 | 0 | 0 | 0 | 0 | 0 | 0 | 0 | 0 | 0 | 0 | 0 | 0 | 0 | 0 | 0 | 0 | 0 | 0
F3_Industrial_Food Products_New_Space Heating_Natural Gas_Retrocommissioning_A_Achievable Economic TRC Potential | F3 | Industrial | Food Products | New | Space Heating | Natural Gas | Retrocommissioning | A | Original Unit Winter Peak Savings (kW) | Achievable Economic TRC Potential | 0 | 0 | 0 | 0 | 0 | 0 | 0 | 0 | 0 | 0 | 0 | 0 | 0 | 0 | 0 | 0 | 0 | 0 | 0 | 0 | 0 | 0 | 0 | 0 | 0 | 0 | 0 | 0 | 0 | 0 | 0
F4_Industrial_Food Products_New_Space Heating_Natural Gas_Retrocommissioning_A_Achievable Economic TRC Potential | F4 | Industrial | Food Products | New | Space Heating | Natural Gas | Retrocommissioning | A | Standalone Impact on Baseline Energy (%) | Achievable Economic TRC Potential | 0% | 0% | 0% | 0% | 0% | 0% | 0% | 0% | 0% | 0% | 0% | 0% | 0% | 0% | 0% | 0% | 0% | 0% | 0% | 0% | 0% | 0% | 0% | 0% | 0 | 0 | 0 | 0 | 0 | 0 | 0
F5_Industrial_Food Products_New_Space Heating_Natural Gas_Retrocommissioning_A_Achievable Economic TRC Potential | F5 | Industrial | Food Products | New | Space Heating | Natural Gas | Retrocommissioning | A | Standalone Impact on Baseline Summer Peak (%) | Achievable Economic TRC Potential | 0% | 0% | 0% | 0% | 0% | 0% | 0% | 0% | 0% | 0% | 0% | 0% | 0% | 0% | 0% | 0% | 0% | 0% | 0% | 0% | 0% | 0% | 0% | 0% | 0 | 0 | 0 | 0 | 0 | 0 | 0
F6_Industrial_Food Products_New_Space Heating_Natural Gas_Retrocommissioning_A_Achievable Economic TRC Potential | F6 | Industrial | Food Products | New | Space Heating | Natural Gas | Retrocommissioning | A | Standalone Impact on Baseline Winter Peak (%) | Achievable Economic TRC Potential | 0% | 0% | 0% | 0% | 0% | 0% | 0% | 0% | 0% | 0% | 0% | 0% | 0% | 0% | 0% | 0% | 0% | 0% | 0% | 0% | 0% | 0% | 0% | 0% | 0 | 0 | 0 | 0 | 0 | 0 | 0
F7_Industrial_Food Products_New_Space Heating_Natural Gas_Retrocommissioning_A_Achievable Economic TRC Potential | F7 | Industrial | Food Products | New | Space Heating | Natural Gas | Retrocommissioning | A | Incremental Energy Savings (MWh or mTherms) | Achievable Economic TRC Potential | 0 | 0 | 0 | 0 | 0 | 0 | 0 | 0 | 0 | 0 | 0 | 0 | 0 | 0 | 0 | 0 | 0 | 0 | 0 | 0 | 0 | 0 | 0 | 0 | 0 | 0 | 0 | 0 | 0 | 0 | 0
F8_Industrial_Food Products_New_Space Heating_Natural Gas_Retrocommissioning_A_Achievable Economic TRC Potential | F8 | Industrial | Food Products | New | Space Heating | Natural Gas | Retrocommissioning | A | Incremental Summer Peak Savings (MW) | Achievable Economic TRC Potential | 0 | 0 | 0 | 0 | 0 | 0 | 0 | 0 | 0 | 0 | 0 | 0 | 0 | 0 | 0 | 0 | 0 | 0 | 0 | 0 | 0 | 0 | 0 | 0 | 0 | 0 | 0 | 0 | 0 | 0 | 0
F9_Industrial_Food Products_New_Space Heating_Natural Gas_Retrocommissioning_A_Achievable Economic TRC Potential | F9 | Industrial | Food Products | New | Space Heating | Natural Gas | Retrocommissioning | A | Incremental Winter Peak Savings (MW) | Achievable Economic TRC Potential | 0 | 0 | 0 | 0 | 0 | 0 | 0 | 0 | 0 | 0 | 0 | 0 | 0 | 0 | 0 | 0 | 0 | 0 | 0 | 0 | 0 | 0 | 0 | 0 | 0 | 0 | 0 | 0 | 0 | 0 | 0
F10_Industrial_Food Products_New_Space Heating_Natural Gas_Retrocommissioning_A_Achievable Economic TRC Potential | F10 | Industrial | Food Products | New | Space Heating | Natural Gas | Retrocommissioning | A | Cumulative Energy Savings (MWh or mTherms) | Achievable Economic TRC Potential | 0 | 0 | 0 | 0 | 0 | 0 | 0 | 0 | 0 | 0 | 0 | 0 | 0 | 0 | 0 | 0 | 0 | 0 | 0 | 0 | 0 | 0 | 0 | 0 | 0 | 0 | 0 | 0 | 0 | 0 | 0
F11_Industrial_Food Products_New_Space Heating_Natural Gas_Retrocommissioning_A_Achievable Economic TRC Potential | F11 | Industrial | Food Products | New | Space Heating | Natural Gas | Retrocommissioning | A | Cumulative Summer Peak Savings (MW) | Achievable Economic TRC Potential | 0 | 0 | 0 | 0 | 0 | 0 | 0 | 0 | 0 | 0 | 0 | 0 | 0 | 0 | 0 | 0 | 0 | 0 | 0 | 0 | 0 | 0 | 0 | 0 | 0 | 0 | 0 | 0 | 0 | 0 | 0
F12_Industrial_Food Products_New_Space Heating_Natural Gas_Retrocommissioning_A_Achievable Economic TRC Potential | F12 | Industrial | Food Products | New | Space Heating | Natural Gas | Retrocommissioning | A | Cumulative Winter Peak Savings (MW) | Achievable Economic TRC Potential | 0 | 0 | 0 | 0 | 0 | 0 | 0 | 0 | 0 | 0 | 0 | 0 | 0 | 0 | 0 | 0 | 0 | 0 | 0 | 0 | 0 | 0 | 0 | 0 | 0 | 0 | 0 | 0 | 0 | 0 | 0
F13_Industrial_Food Products_New_Space Heating_Natural Gas_Retrocommissioning_A_Achievable Economic TRC Potential | F13 | Industrial | Food Products | New | Space Heating | Natural Gas | Retrocommissioning | A | Purchases (Incremental) | Achievable Economic TRC Potential | 0 | 0 | 0 | 0 | 0 | 0 | 0 | 0 | 0 | 0 | 0 | 0 | 0 | 0 | 0 | 0 | 0 | 0 | 0 | 0 | 0 | 0 | 0 | 0 | 0 | 0 | 0 | 0 | 0 | 0 | 0
F14_Industrial_Food Products_New_Space Heating_Natural Gas_Retrocommissioning_A_Achievable Economic TRC Potential | F14 | Industrial | Food Products | New | Space Heating | Natural Gas | Retrocommissioning | A | Purchases (Cumulative) | Achievable Economic TRC Potential | 0 | 0 | 0 | 0 | 0 | 0 | 0 | 0 | 0 | 0 | 0 | 0 | 0 | 0 | 0 | 0 | 0 | 0 | 0 | 0 | 0 | 0 | 0 | 0 | 0 | 0 | 0 | 0 | 0 | 0 | 0
F1_Industrial_Food Products_New_Process_Natural Gas_Retrocommissioning_A_Achievable Economic TRC Potential | F1 | Industrial | Food Products | New | Process | Natural Gas | Retrocommissioning | A | Original Unit Energy Savings (kWh or therms) | Achievable Economic TRC Potential | 0 | 0 | 0 | 0 | 0 | 0 | 0 | 0 | 0 | 0 | 0 | 0 | 0 | 0 | 0 | 0 | 0 | 0 | 0 | 0 | 0 | 0 | 0 | 0 | 0 | 0 | 0 | 0 | 0 | 0 | 0
F2_Industrial_Food Products_New_Process_Natural Gas_Retrocommissioning_A_Achievable Economic TRC Potential | F2 | Industrial | Food Products | New | Process | Natural Gas | Retrocommissioning | A | Original Unit Summer Peak Savings (kW) | Achievable Economic TRC Potential | 0 | 0 | 0 | 0 | 0 | 0 | 0 | 0 | 0 | 0 | 0 | 0 | 0 | 0 | 0 | 0 | 0 | 0 | 0 | 0 | 0 | 0 | 0 | 0 | 0 | 0 | 0 | 0 | 0 | 0 | 0
F3_Industrial_Food Products_New_Process_Natural Gas_Retrocommissioning_A_Achievable Economic TRC Potential | F3 | Industrial | Food Products | New | Process | Natural Gas | Retrocommissioning | A | Original Unit Winter Peak Savings (kW) | Achievable Economic TRC Potential | 0 | 0 | 0 | 0 | 0 | 0 | 0 | 0 | 0 | 0 | 0 | 0 | 0 | 0 | 0 | 0 | 0 | 0 | 0 | 0 | 0 | 0 | 0 | 0 | 0 | 0 | 0 | 0 | 0 | 0 | 0
F4_Industrial_Food Products_New_Process_Natural Gas_Retrocommissioning_A_Achievable Economic TRC Potential | F4 | Industrial | Food Products | New | Process | Natural Gas | Retrocommissioning | A | Standalone Impact on Baseline Energy (%) | Achievable Economic TRC Potential | 0% | 0% | 0% | 0% | 0% | 0% | 0% | 0% | 0% | 0% | 0% | 0% | 0% | 0% | 0% | 0% | 0% | 0% | 0% | 0% | 0% | 0% | 0% | 0% | 0 | 0 | 0 | 0 | 0 | 0 | 0
F5_Industrial_Food Products_New_Process_Natural Gas_Retrocommissioning_A_Achievable Economic TRC Potential | F5 | Industrial | Food Products | New | Process | Natural Gas | Retrocommissioning | A | Standalone Impact on Baseline Summer Peak (%) | Achievable Economic TRC Potential | 0% | 0% | 0% | 0% | 0% | 0% | 0% | 0% | 0% | 0% | 0% | 0% | 0% | 0% | 0% | 0% | 0% | 0% | 0% | 0% | 0% | 0% | 0% | 0% | 0 | 0 | 0 | 0 | 0 | 0 | 0
F6_Industrial_Food Products_New_Process_Natural Gas_Retrocommissioning_A_Achievable Economic TRC Potential | F6 | Industrial | Food Products | New | Process | Natural Gas | Retrocommissioning | A | Standalone Impact on Baseline Winter Peak (%) | Achievable Economic TRC Potential | 0% | 0% | 0% | 0% | 0% | 0% | 0% | 0% | 0% | 0% | 0% | 0% | 0% | 0% | 0% | 0% | 0% | 0% | 0% | 0% | 0% | 0% | 0% | 0% | 0 | 0 | 0 | 0 | 0 | 0 | 0
F7_Industrial_Food Products_New_Process_Natural Gas_Retrocommissioning_A_Achievable Economic TRC Potential | F7 | Industrial | Food Products | New | Process | Natural Gas | Retrocommissioning | A | Incremental Energy Savings (MWh or mTherms) | Achievable Economic TRC Potential | 0 | 0 | 0 | 0 | 0 | 0 | 0 | 0 | 0 | 0 | 0 | 0 | 0 | 0 | 0 | 0 | 0 | 0 | 0 | 0 | 0 | 0 | 0 | 0 | 0 | 0 | 0 | 0 | 0 | 0 | 0
F8_Industrial_Food Products_New_Process_Natural Gas_Retrocommissioning_A_Achievable Economic TRC Potential | F8 | Industrial | Food Products | New | Process | Natural Gas | Retrocommissioning | A | Incremental Summer Peak Savings (MW) | Achievable Economic TRC Potential | 0 | 0 | 0 | 0 | 0 | 0 | 0 | 0 | 0 | 0 | 0 | 0 | 0 | 0 | 0 | 0 | 0 | 0 | 0 | 0 | 0 | 0 | 0 | 0 | 0 | 0 | 0 | 0 | 0 | 0 | 0
F9_Industrial_Food Products_New_Process_Natural Gas_Retrocommissioning_A_Achievable Economic TRC Potential | F9 | Industrial | Food Products | New | Process | Natural Gas | Retrocommissioning | A | Incremental Winter Peak Savings (MW) | Achievable Economic TRC Potential | 0 | 0 | 0 | 0 | 0 | 0 | 0 | 0 | 0 | 0 | 0 | 0 | 0 | 0 | 0 | 0 | 0 | 0 | 0 | 0 | 0 | 0 | 0 | 0 | 0 | 0 | 0 | 0 | 0 | 0 | 0
F10_Industrial_Food Products_New_Process_Natural Gas_Retrocommissioning_A_Achievable Economic TRC Potential | F10 | Industrial | Food Products | New | Process | Natural Gas | Retrocommissioning | A | Cumulative Energy Savings (MWh or mTherms) | Achievable Economic TRC Potential | 0 | 0 | 0 | 0 | 0 | 0 | 0 | 0 | 0 | 0 | 0 | 0 | 0 | 0 | 0 | 0 | 0 | 0 | 0 | 0 | 0 | 0 | 0 | 0 | 0 | 0 | 0 | 0 | 0 | 0 | 0
F11_Industrial_Food Products_New_Process_Natural Gas_Retrocommissioning_A_Achievable Economic TRC Potential | F11 | Industrial | Food Products | New | Process | Natural Gas | Retrocommissioning | A | Cumulative Summer Peak Savings (MW) | Achievable Economic TRC Potential | 0 | 0 | 0 | 0 | 0 | 0 | 0 | 0 | 0 | 0 | 0 | 0 | 0 | 0 | 0 | 0 | 0 | 0 | 0 | 0 | 0 | 0 | 0 | 0 | 0 | 0 | 0 | 0 | 0 | 0 | 0
F12_Industrial_Food Products_New_Process_Natural Gas_Retrocommissioning_A_Achievable Economic TRC Potential | F12 | Industrial | Food Products | New | Process | Natural Gas | Retrocommissioning | A | Cumulative Winter Peak Savings (MW) | Achievable Economic TRC Potential | 0 | 0 | 0 | 0 | 0 | 0 | 0 | 0 | 0 | 0 | 0 | 0 | 0 | 0 | 0 | 0 | 0 | 0 | 0 | 0 | 0 | 0 | 0 | 0 | 0 | 0 | 0 | 0 | 0 | 0 | 0
F13_Industrial_Food Products_New_Process_Natural Gas_Retrocommissioning_A_Achievable Economic TRC Potential | F13 | Industrial | Food Products | New | Process | Natural Gas | Retrocommissioning | A | Purchases (Incremental) | Achievable Economic TRC Potential | 0 | 0 | 0 | 0 | 0 | 0 | 0 | 0 | 0 | 0 | 0 | 0 | 0 | 0 | 0 | 0 | 0 | 0 | 0 | 0 | 0 | 0 | 0 | 0 | 0 | 0 | 0 | 0 | 0 | 0 | 0
F14_Industrial_Food Products_New_Process_Natural Gas_Retrocommissioning_A_Achievable Economic TRC Potential | F14 | Industrial | Food Products | New | Process | Natural Gas | Retrocommissioning | A | Purchases (Cumulative) | Achievable Economic TRC Potential | 0 | 0 | 0 | 0 | 0 | 0 | 0 | 0 | 0 | 0 | 0 | 0 | 0 | 0 | 0 | 0 | 0 | 0 | 0 | 0 | 0 | 0 | 0 | 0 | 0 | 0 | 0 | 0 | 0 | 0 | 0
F1_Industrial_Agriculture_Existing_Space Heating_Natural Gas_Insulation - Roof/Ceiling_A_Achievable Economic TRC Potential | F1 | Industrial | Agriculture | Existing | Space Heating | Natural Gas | Insulation - Roof/Ceiling | A | Original Unit Energy Savings (kWh or therms) | Achievable Economic TRC Potential | 0 | 0 | 0 | 0 | 0 | 0.099591 | 0.099104 | 0.098502 | 0.097865 | 0.097198 | 0.096522 | 0.095828 | 0.095137 | 0.094449 | 0.093706 | 0.093019 | 0.09234 | 0.09171 | 0.091123 | 0.090551 | 0.090011 | 0.089458 | 0.08896 | 0.088489 | 0.088041 | 0.087626 | 0.087242 | 0.086887 | 0 | 0 | 0
F2_Industrial_Agriculture_Existing_Space Heating_Natural Gas_Insulation - Roof/Ceiling_A_Achievable Economic TRC Potential | F2 | Industrial | Agriculture | Existing | Space Heating | Natural Gas | Insulation - Roof/Ceiling | A | Original Unit Summer Peak Savings (kW) | Achievable Economic TRC Potential | 0 | 0 | 0 | 0 | 0 | 0 | 0 | 0 | 0 | 0 | 0 | 0 | 0 | 0 | 0 | 0 | 0 | 0 | 0 | 0 | 0 | 0 | 0 | 0 | 0 | 0 | 0 | 0 | 0 | 0 | 0
F3_Industrial_Agriculture_Existing_Space Heating_Natural Gas_Insulation - Roof/Ceiling_A_Achievable Economic TRC Potential | F3 | Industrial | Agriculture | Existing | Space Heating | Natural Gas | Insulation - Roof/Ceiling | A | Original Unit Winter Peak Savings (kW) | Achievable Economic TRC Potential | 0 | 0 | 0 | 0 | 0 | 0 | 0 | 0 | 0 | 0 | 0 | 0 | 0 | 0 | 0 | 0 | 0 | 0 | 0 | 0 | 0 | 0 | 0 | 0 | 0 | 0 | 0 | 0 | 0 | 0 | 0
F4_Industrial_Agriculture_Existing_Space Heating_Natural Gas_Insulation - Roof/Ceiling_A_Achievable Economic TRC Potential | F4 | Industrial | Agriculture | Existing | Space Heating | Natural Gas | Insulation - Roof/Ceiling | A | Standalone Impact on Baseline Energy (%) | Achievable Economic TRC Potential | 0% | 0% | 0% | 0% | 0% | 0.1142% | 0.3142% | 0.627% | 1.062% | 1.615% | 2.282% | 2.985% | 3.687% | 4.396% | 4.948% | 5.464% | 5.827% | 6.125% | 6.368% | 6.486% | 6.592% | 6.667% | 6.724% | 6.747% | 0.067682 | 0.06788 | 0.068061 | 0.068227 | 0 | 0 | 0
F5_Industrial_Agriculture_Existing_Space Heating_Natural Gas_Insulation - Roof/Ceiling_A_Achievable Economic TRC Potential | F5 | Industrial | Agriculture | Existing | Space Heating | Natural Gas | Insulation - Roof/Ceiling | A | Standalone Impact on Baseline Summer Peak (%) | Achievable Economic TRC Potential | 0% | 0% | 0% | 0% | 0% | 0% | 0% | 0% | 0% | 0% | 0% | 0% | 0% | 0% | 0% | 0% | 0% | 0% | 0% | 0% | 0% | 0% | 0% | 0% | 0 | 0 | 0 | 0 | 0 | 0 | 0
F6_Industrial_Agriculture_Existing_Space Heating_Natural Gas_Insulation - Roof/Ceiling_A_Achievable Economic TRC Potential | F6 | Industrial | Agriculture | Existing | Space Heating | Natural Gas | Insulation - Roof/Ceiling | A | Standalone Impact on Baseline Winter Peak (%) | Achievable Economic TRC Potential | 0% | 0% | 0% | 0% | 0% | 0% | 0% | 0% | 0% | 0% | 0% | 0% | 0% | 0% | 0% | 0% | 0% | 0% | 0% | 0% | 0% | 0% | 0% | 0% | 0 | 0 | 0 | 0 | 0 | 0 | 0
F7_Industrial_Agriculture_Existing_Space Heating_Natural Gas_Insulation - Roof/Ceiling_A_Achievable Economic TRC Potential | F7 | Industrial | Agriculture | Existing | Space Heating | Natural Gas | Insulation - Roof/Ceiling | A | Incremental Energy Savings (MWh or mTherms) | Achievable Economic TRC Potential | 0 | 0 | 0 | 0 | 0 | 0.98071 | 1.7069 | 2.6235 | 3.6511 | 4.619 | 5.2835 | 5.6335 | 5.5815 | 5.0896 | 4.4352 | 3.5912 | 2.7731 | 2.0192 | 1.3919 | 0.92318 | 0.58156 | 0.35045 | 0.2351 | 0 | 0 | 0 | 0 | 0 | 0 | 0 | 0
F8_Industrial_Agriculture_Existing_Space Heating_Natural Gas_Insulation - Roof/Ceiling_A_Achievable Economic TRC Potential | F8 | Industrial | Agriculture | Existing | Space Heating | Natural Gas | Insulation - Roof/Ceiling | A | Incremental Summer Peak Savings (MW) | Achievable Economic TRC Potential | 0 | 0 | 0 | 0 | 0 | 0 | 0 | 0 | 0 | 0 | 0 | 0 | 0 | 0 | 0 | 0 | 0 | 0 | 0 | 0 | 0 | 0 | 0 | 0 | 0 | 0 | 0 | 0 | 0 | 0 | 0
F9_Industrial_Agriculture_Existing_Space Heating_Natural Gas_Insulation - Roof/Ceiling_A_Achievable Economic TRC Potential | F9 | Industrial | Agriculture | Existing | Space Heating | Natural Gas | Insulation - Roof/Ceiling | A | Incremental Winter Peak Savings (MW) | Achievable Economic TRC Potential | 0 | 0 | 0 | 0 | 0 | 0 | 0 | 0 | 0 | 0 | 0 | 0 | 0 | 0 | 0 | 0 | 0 | 0 | 0 | 0 | 0 | 0 | 0 | 0 | 0 | 0 | 0 | 0 | 0 | 0 | 0
F10_Industrial_Agriculture_Existing_Space Heating_Natural Gas_Insulation - Roof/Ceiling_A_Achievable Economic TRC Potential | F10 | Industrial | Agriculture | Existing | Space Heating | Natural Gas | Insulation - Roof/Ceiling | A | Cumulative Energy Savings (MWh or mTherms) | Achievable Economic TRC Potential | 0 | 0 | 0 | 0 | 0 | 0.98071 | 2.6828 | 5.29 | 8.9069 | 13.4653 | 18.6551 | 24.1543 | 29.5617 | 34.4376 | 38.6018 | 41.91 | 44.3773 | 46.0939 | 47.1907 | 47.8176 | 48.1137 | 48.169 | 48.1356 | 47.8808 | 47.6383 | 47.414 | 47.2063 | 47.014 | 0 | 0 | 0
F11_Industrial_Agriculture_Existing_Space Heating_Natural Gas_Insulation - Roof/Ceiling_A_Achievable Economic TRC Potential | F11 | Industrial | Agriculture | Existing | Space Heating | Natural Gas | Insulation - Roof/Ceiling | A | Cumulative Summer Peak Savings (MW) | Achievable Economic TRC Potential | 0 | 0 | 0 | 0 | 0 | 0 | 0 | 0 | 0 | 0 | 0 | 0 | 0 | 0 | 0 | 0 | 0 | 0 | 0 | 0 | 0 | 0 | 0 | 0 | 0 | 0 | 0 | 0 | 0 | 0 | 0
F12_Industrial_Agriculture_Existing_Space Heating_Natural Gas_Insulation - Roof/Ceiling_A_Achievable Economic TRC Potential | F12 | Industrial | Agriculture | Existing | Space Heating | Natural Gas | Insulation - Roof/Ceiling | A | Cumulative Winter Peak Savings (MW) | Achievable Economic TRC Potential | 0 | 0 | 0 | 0 | 0 | 0 | 0 | 0 | 0 | 0 | 0 | 0 | 0 | 0 | 0 | 0 | 0 | 0 | 0 | 0 | 0 | 0 | 0 | 0 | 0 | 0 | 0 | 0 | 0 | 0 | 0
F13_Industrial_Agriculture_Existing_Space Heating_Natural Gas_Insulation - Roof/Ceiling_A_Achievable Economic TRC Potential | F13 | Industrial | Agriculture | Existing | Space Heating | Natural Gas | Insulation - Roof/Ceiling | A | Purchases (Incremental) | Achievable Economic TRC Potential | 0 | 0 | 0 | 0 | 0 | 9847.3552 | 17223.4135 | 26633.9747 | 37307.7237 | 47521.8199 | 54738.0652 | 58787.5983 | 58668.2342 | 53887.496 | 47331.5852 | 38607.2374 | 30031.7482 | 22017.2821 | 15274.6225 | 10195.1441 | 6460.9903 | 3917.4808 | 2642.7978 | 0 | 0 | 0 | 0 | 0 | 0 | 0 | 0
F14_Industrial_Agriculture_Existing_Space Heating_Natural Gas_Insulation - Roof/Ceiling_A_Achievable Economic TRC Potential | F14 | Industrial | Agriculture | Existing | Space Heating | Natural Gas | Insulation - Roof/Ceiling | A | Purchases (Cumulative) | Achievable Economic TRC Potential | 0 | 0 | 0 | 0 | 0 | 9847.3552 | 27070.7687 | 53704.7433 | 91012.4671 | 138534.287 | 193272.3522 | 252059.9505 | 310728.1847 | 364615.6806 | 411947.2659 | 450554.5033 | 480586.2515 | 502603.5336 | 517878.1561 | 528073.3001 | 534534.2904 | 538451.7712 | 541094.569 | 541094.569 | 541094.569 | 541094.569 | 541094.569 | 541094.569 | 541094.569 | 541094.569 | 541094.569
F1_Industrial_Agriculture_Existing_Space Heating_Natural Gas_Insulation - Wall Cavity_A_Achievable Economic TRC Potential | F1 | Industrial | Agriculture | Existing | Space Heating | Natural Gas | Insulation - Wall Cavity | A | Original Unit Energy Savings (kWh or therms) | Achievable Economic TRC Potential | 0 | 0 | 0 | 0 | 0 | 0.017935 | 0.017848 | 0.017739 | 0.017625 | 0.017505 | 0.017383 | 0.017258 | 0.017133 | 0.017009 | 0.016876 | 0.016752 | 0.01663 | 0.016516 | 0.01641 | 0.016307 | 0.01621 | 0.016111 | 0.016021 | 0.015936 | 0.015855 | 0.015781 | 0.015712 | 0.015648 | 0 | 0 | 0
F2_Industrial_Agriculture_Existing_Space Heating_Natural Gas_Insulation - Wall Cavity_A_Achievable Economic TRC Potential | F2 | Industrial | Agriculture | Existing | Space Heating | Natural Gas | Insulation - Wall Cavity | A | Original Unit Summer Peak Savings (kW) | Achievable Economic TRC Potential | 0 | 0 | 0 | 0 | 0 | 0 | 0 | 0 | 0 | 0 | 0 | 0 | 0 | 0 | 0 | 0 | 0 | 0 | 0 | 0 | 0 | 0 | 0 | 0 | 0 | 0 | 0 | 0 | 0 | 0 | 0
F3_Industrial_Agriculture_Existing_Space Heating_Natural Gas_Insulation - Wall Cavity_A_Achievable Economic TRC Potential | F3 | Industrial | Agriculture | Existing | Space Heating | Natural Gas | Insulation - Wall Cavity | A | Original Unit Winter Peak Savings (kW) | Achievable Economic TRC Potential | 0 | 0 | 0 | 0 | 0 | 0 | 0 | 0 | 0 | 0 | 0 | 0 | 0 | 0 | 0 | 0 | 0 | 0 | 0 | 0 | 0 | 0 | 0 | 0 | 0 | 0 | 0 | 0 | 0 | 0 | 0
F4_Industrial_Agriculture_Existing_Space Heating_Natural Gas_Insulation - Wall Cavity_A_Achievable Economic TRC Potential | F4 | Industrial | Agriculture | Existing | Space Heating | Natural Gas | Insulation - Wall Cavity | A | Standalone Impact on Baseline Energy (%) | Achievable Economic TRC Potential | 0% | 0% | 0% | 0% | 0% | 0.02057% | 0.05658% | 0.1129% | 0.1913% | 0.2909% | 0.4111% | 0.5375% | 0.664% | 0.7917% | 0.8911% | 0.984% | 1.049% | 1.103% | 1.147% | 1.168% | 1.187% | 1.201% | 1.211% | 1.215% | 0.012189 | 0.012225 | 0.012257 | 0.012287 | 0 | 0 | 0
F5_Industrial_Agriculture_Existing_Space Heating_Natural Gas_Insulation - Wall Cavity_A_Achievable Economic TRC Potential | F5 | Industrial | Agriculture | Existing | Space Heating | Natural Gas | Insulation - Wall Cavity | A | Standalone Impact on Baseline Summer Peak (%) | Achievable Economic TRC Potential | 0% | 0% | 0% | 0% | 0% | 0% | 0% | 0% | 0% | 0% | 0% | 0% | 0% | 0% | 0% | 0% | 0% | 0% | 0% | 0% | 0% | 0% | 0% | 0% | 0 | 0 | 0 | 0 | 0 | 0 | 0
F6_Industrial_Agriculture_Existing_Space Heating_Natural Gas_Insulation - Wall Cavity_A_Achievable Economic TRC Potential | F6 | Industrial | Agriculture | Existing | Space Heating | Natural Gas | Insulation - Wall Cavity | A | Standalone Impact on Baseline Winter Peak (%) | Achievable Economic TRC Potential | 0% | 0% | 0% | 0% | 0% | 0% | 0% | 0% | 0% | 0% | 0% | 0% | 0% | 0% | 0% | 0% | 0% | 0% | 0% | 0% | 0% | 0% | 0% | 0% | 0 | 0 | 0 | 0 | 0 | 0 | 0
F7_Industrial_Agriculture_Existing_Space Heating_Natural Gas_Insulation - Wall Cavity_A_Achievable Economic TRC Potential | F7 | Industrial | Agriculture | Existing | Space Heating | Natural Gas | Insulation - Wall Cavity | A | Incremental Energy Savings (MWh or mTherms) | Achievable Economic TRC Potential | 0 | 0 | 0 | 0 | 0 | 0.17662 | 0.3074 | 0.47247 | 0.65754 | 0.83185 | 0.9515 | 1.0145 | 1.0052 | 0.9166 | 0.79875 | 0.64674 | 0.49942 | 0.36364 | 0.25066 | 0.16626 | 0.10473 | 0.063113 | 0.04234 | 0 | 0 | 0 | 0 | 0 | 0 | 0 | 0
F8_Industrial_Agriculture_Existing_Space Heating_Natural Gas_Insulation - Wall Cavity_A_Achievable Economic TRC Potential | F8 | Industrial | Agriculture | Existing | Space Heating | Natural Gas | Insulation - Wall Cavity | A | Incremental Summer Peak Savings (MW) | Achievable Economic TRC Potential | 0 | 0 | 0 | 0 | 0 | 0 | 0 | 0 | 0 | 0 | 0 | 0 | 0 | 0 | 0 | 0 | 0 | 0 | 0 | 0 | 0 | 0 | 0 | 0 | 0 | 0 | 0 | 0 | 0 | 0 | 0
F9_Industrial_Agriculture_Existing_Space Heating_Natural Gas_Insulation - Wall Cavity_A_Achievable Economic TRC Potential | F9 | Industrial | Agriculture | Existing | Space Heating | Natural Gas | Insulation - Wall Cavity | A | Incremental Winter Peak Savings (MW) | Achievable Economic TRC Potential | 0 | 0 | 0 | 0 | 0 | 0 | 0 | 0 | 0 | 0 | 0 | 0 | 0 | 0 | 0 | 0 | 0 | 0 | 0 | 0 | 0 | 0 | 0 | 0 | 0 | 0 | 0 | 0 | 0 | 0 | 0
F10_Industrial_Agriculture_Existing_Space Heating_Natural Gas_Insulation - Wall Cavity_A_Achievable Economic TRC Potential | F10 | Industrial | Agriculture | Existing | Space Heating | Natural Gas | Insulation - Wall Cavity | A | Cumulative Energy Savings (MWh or mTherms) | Achievable Economic TRC Potential | 0 | 0 | 0 | 0 | 0 | 0.17662 | 0.48315 | 0.95269 | 1.6041 | 2.425 | 3.3596 | 4.35 | 5.3238 | 6.2019 | 6.9519 | 7.5476 | 7.992 | 8.3011 | 8.4986 | 8.6115 | 8.6649 | 8.6748 | 8.6688 | 8.6229 | 8.5792 | 8.5388 | 8.5014 | 8.4668 | 0 | 0 | 0
F11_Industrial_Agriculture_Existing_Space Heating_Natural Gas_Insulation - Wall Cavity_A_Achievable Economic TRC Potential | F11 | Industrial | Agriculture | Existing | Space Heating | Natural Gas | Insulation - Wall Cavity | A | Cumulative Summer Peak Savings (MW) | Achievable Economic TRC Potential | 0 | 0 | 0 | 0 | 0 | 0 | 0 | 0 | 0 | 0 | 0 | 0 | 0 | 0 | 0 | 0 | 0 | 0 | 0 | 0 | 0 | 0 | 0 | 0 | 0 | 0 | 0 | 0 | 0 | 0 | 0
F12_Industrial_Agriculture_Existing_Space Heating_Natural Gas_Insulation - Wall Cavity_A_Achievable Economic TRC Potential | F12 | Industrial | Agriculture | Existing | Space Heating | Natural Gas | Insulation - Wall Cavity | A | Cumulative Winter Peak Savings (MW) | Achievable Economic TRC Potential | 0 | 0 | 0 | 0 | 0 | 0 | 0 | 0 | 0 | 0 | 0 | 0 | 0 | 0 | 0 | 0 | 0 | 0 | 0 | 0 | 0 | 0 | 0 | 0 | 0 | 0 | 0 | 0 | 0 | 0 | 0
F13_Industrial_Agriculture_Existing_Space Heating_Natural Gas_Insulation - Wall Cavity_A_Achievable Economic TRC Potential | F13 | Industrial | Agriculture | Existing | Space Heating | Natural Gas | Insulation - Wall Cavity | A | Purchases (Incremental) | Achievable Economic TRC Potential | 0 | 0 | 0 | 0 | 0 | 9847.3552 | 17223.4135 | 26633.9747 | 37307.7237 | 47521.8199 | 54738.0652 | 58787.5983 | 58668.2342 | 53887.496 | 47331.5852 | 38607.2374 | 30031.7482 | 22017.2821 | 15274.6225 | 10195.1441 | 6460.9903 | 3917.4808 | 2642.7978 | 0 | 0 | 0 | 0 | 0 | 0 | 0 | 0
F14_Industrial_Agriculture_Existing_Space Heating_Natural Gas_Insulation - Wall Cavity_A_Achievable Economic TRC Potential | F14 | Industrial | Agriculture | Existing | Space Heating | Natural Gas | Insulation - Wall Cavity | A | Purchases (Cumulative) | Achievable Economic TRC Potential | 0 | 0 | 0 | 0 | 0 | 9847.3552 | 27070.7687 | 53704.7433 | 91012.4671 | 138534.287 | 193272.3522 | 252059.9505 | 310728.1847 | 364615.6806 | 411947.2659 | 450554.5033 | 480586.2515 | 502603.5336 | 517878.1561 | 528073.3001 | 534534.2904 | 538451.7712 | 541094.569 | 541094.569 | 541094.569 | 541094.569 | 541094.569 | 541094.569 | 541094.569 | 541094.569 | 541094.569
F1_Industrial_Agriculture_Existing_Space Heating_Natural Gas_Insulation - Ducting_A_Achievable Economic TRC Potential | F1 | Industrial | Agriculture | Existing | Space Heating | Natural Gas | Insulation - Ducting | A | Original Unit Energy Savings (kWh or therms) | Achievable Economic TRC Potential | 0 | 0 | 0 | 0 | 0 | 0.0016309 | 0.0016162 | 0.0015975 | 0.0015784 | 0.0015594 | 0.0015407 | 0.0015222 | 0.0015048 | 0.0014884 | 0.0014718 | 0.0014574 | 0.0014437 | 0.0014309 | 0.0014188 | 0.0014066 | 0.0013948 | 0.001383 | 0.0013709 | 0.0013593 | 0.0013481 | 0.0013376 | 0.0013278 | 0.0013186 | 0.00131 | 0.0013019 | 0.0012943
F2_Industrial_Agriculture_Existing_Space Heating_Natural Gas_Insulation - Ducting_A_Achievable Economic TRC Potential | F2 | Industrial | Agriculture | Existing | Space Heating | Natural Gas | Insulation - Ducting | A | Original Unit Summer Peak Savings (kW) | Achievable Economic TRC Potential | 0 | 0 | 0 | 0 | 0 | 0 | 0 | 0 | 0 | 0 | 0 | 0 | 0 | 0 | 0 | 0 | 0 | 0 | 0 | 0 | 0 | 0 | 0 | 0 | 0 | 0 | 0 | 0 | 0 | 0 | 0
F3_Industrial_Agriculture_Existing_Space Heating_Natural Gas_Insulation - Ducting_A_Achievable Economic TRC Potential | F3 | Industrial | Agriculture | Existing | Space Heating | Natural Gas | Insulation - Ducting | A | Original Unit Winter Peak Savings (kW) | Achievable Economic TRC Potential | 0 | 0 | 0 | 0 | 0 | 0 | 0 | 0 | 0 | 0 | 0 | 0 | 0 | 0 | 0 | 0 | 0 | 0 | 0 | 0 | 0 | 0 | 0 | 0 | 0 | 0 | 0 | 0 | 0 | 0 | 0
F4_Industrial_Agriculture_Existing_Space Heating_Natural Gas_Insulation - Ducting_A_Achievable Economic TRC Potential | F4 | Industrial | Agriculture | Existing | Space Heating | Natural Gas | Insulation - Ducting | A | Standalone Impact on Baseline Energy (%) | Achievable Economic TRC Potential | 0% | 0% | 0% | 0% | 0% | 0% | 0% | 0% | 0% | 0% | 0% | 0% | 0% | 0% | 0% | 0% | 0% | 0% | 0% | 0% | 0% | 0% | 0% | 0% | 0 | 0 | 0 | 0 | 0 | 0 | 0
F5_Industrial_Agriculture_Existing_Space Heating_Natural Gas_Insulation - Ducting_A_Achievable Economic TRC Potential | F5 | Industrial | Agriculture | Existing | Space Heating | Natural Gas | Insulation - Ducting | A | Standalone Impact on Baseline Summer Peak (%) | Achievable Economic TRC Potential | 0% | 0% | 0% | 0% | 0% | 0% | 0% | 0% | 0% | 0% | 0% | 0% | 0% | 0% | 0% | 0% | 0% | 0% | 0% | 0% | 0% | 0% | 0% | 0% | 0 | 0 | 0 | 0 | 0 | 0 | 0
F6_Industrial_Agriculture_Existing_Space Heating_Natural Gas_Insulation - Ducting_A_Achievable Economic TRC Potential | F6 | Industrial | Agriculture | Existing | Space Heating | Natural Gas | Insulation - Ducting | A | Standalone Impact on Baseline Winter Peak (%) | Achievable Economic TRC Potential | 0% | 0% | 0% | 0% | 0% | 0% | 0% | 0% | 0% | 0% | 0% | 0% | 0% | 0% | 0% | 0% | 0% | 0% | 0% | 0% | 0% | 0% | 0% | 0% | 0 | 0 | 0 | 0 | 0 | 0 | 0
F7_Industrial_Agriculture_Existing_Space Heating_Natural Gas_Insulation - Ducting_A_Achievable Economic TRC Potential | F7 | Industrial | Agriculture | Existing | Space Heating | Natural Gas | Insulation - Ducting | A | Incremental Energy Savings (MWh or mTherms) | Achievable Economic TRC Potential | 0 | 0 | 0 | 0 | 0 | 0 | 0 | 0 | 0 | 0 | 0 | 0 | 0 | 0 | 0 | 0 | 0 | 0 | 0 | 0 | 0 | 0 | 0 | 0 | 0 | 0 | 0 | 0 | 0 | 0 | 0
F8_Industrial_Agriculture_Existing_Space Heating_Natural Gas_Insulation - Ducting_A_Achievable Economic TRC Potential | F8 | Industrial | Agriculture | Existing | Space Heating | Natural Gas | Insulation - Ducting | A | Incremental Summer Peak Savings (MW) | Achievable Economic TRC Potential | 0 | 0 | 0 | 0 | 0 | 0 | 0 | 0 | 0 | 0 | 0 | 0 | 0 | 0 | 0 | 0 | 0 | 0 | 0 | 0 | 0 | 0 | 0 | 0 | 0 | 0 | 0 | 0 | 0 | 0 | 0
F9_Industrial_Agriculture_Existing_Space Heating_Natural Gas_Insulation - Ducting_A_Achievable Economic TRC Potential | F9 | Industrial | Agriculture | Existing | Space Heating | Natural Gas | Insulation - Ducting | A | Incremental Winter Peak Savings (MW) | Achievable Economic TRC Potential | 0 | 0 | 0 | 0 | 0 | 0 | 0 | 0 | 0 | 0 | 0 | 0 | 0 | 0 | 0 | 0 | 0 | 0 | 0 | 0 | 0 | 0 | 0 | 0 | 0 | 0 | 0 | 0 | 0 | 0 | 0
F10_Industrial_Agriculture_Existing_Space Heating_Natural Gas_Insulation - Ducting_A_Achievable Economic TRC Potential | F10 | Industrial | Agriculture | Existing | Space Heating | Natural Gas | Insulation - Ducting | A | Cumulative Energy Savings (MWh or mTherms) | Achievable Economic TRC Potential | 0 | 0 | 0 | 0 | 0 | 0 | 0 | 0 | 0 | 0 | 0 | 0 | 0 | 0 | 0 | 0 | 0 | 0 | 0 | 0 | 0 | 0 | 0 | 0 | 0 | 0 | 0 | 0 | 0 | 0 | 0
F11_Industrial_Agriculture_Existing_Space Heating_Natural Gas_Insulation - Ducting_A_Achievable Economic TRC Potential | F11 | Industrial | Agriculture | Existing | Space Heating | Natural Gas | Insulation - Ducting | A | Cumulative Summer Peak Savings (MW) | Achievable Economic TRC Potential | 0 | 0 | 0 | 0 | 0 | 0 | 0 | 0 | 0 | 0 | 0 | 0 | 0 | 0 | 0 | 0 | 0 | 0 | 0 | 0 | 0 | 0 | 0 | 0 | 0 | 0 | 0 | 0 | 0 | 0 | 0
F12_Industrial_Agriculture_Existing_Space Heating_Natural Gas_Insulation - Ducting_A_Achievable Economic TRC Potential | F12 | Industrial | Agriculture | Existing | Space Heating | Natural Gas | Insulation - Ducting | A | Cumulative Winter Peak Savings (MW) | Achievable Economic TRC Potential | 0 | 0 | 0 | 0 | 0 | 0 | 0 | 0 | 0 | 0 | 0 | 0 | 0 | 0 | 0 | 0 | 0 | 0 | 0 | 0 | 0 | 0 | 0 | 0 | 0 | 0 | 0 | 0 | 0 | 0 | 0
F13_Industrial_Agriculture_Existing_Space Heating_Natural Gas_Insulation - Ducting_A_Achievable Economic TRC Potential | F13 | Industrial | Agriculture | Existing | Space Heating | Natural Gas | Insulation - Ducting | A | Purchases (Incremental) | Achievable Economic TRC Potential | 0 | 0 | 0 | 0 | 0 | 0 | 0 | 0 | 0 | 0 | 0 | 0 | 0 | 0 | 0 | 0 | 0 | 0 | 0 | 0 | 0 | 0 | 0 | 0 | 0 | 0 | 0 | 0 | 0 | 0 | 0
F14_Industrial_Agriculture_Existing_Space Heating_Natural Gas_Insulation - Ducting_A_Achievable Economic TRC Potential | F14 | Industrial | Agriculture | Existing | Space Heating | Natural Gas | Insulation - Ducting | A | Purchases (Cumulative) | Achievable Economic TRC Potential | 0 | 0 | 0 | 0 | 0 | 0 | 0 | 0 | 0 | 0 | 0 | 0 | 0 | 0 | 0 | 0 | 0 | 0 | 0 | 0 | 0 | 0 | 0 | 0 | 0 | 0 | 0 | 0 | 0 | 0 | 0
F1_Industrial_Agriculture_Existing_Space Heating_Natural Gas_HVAC - Duct Repair and Sealing_A_Achievable Economic TRC Potential | F1 | Industrial | Agriculture | Existing | Space Heating | Natural Gas | HVAC - Duct Repair and Sealing | A | Original Unit Energy Savings (kWh or therms) | Achievable Economic TRC Potential | 0 | 0 | 0 | 0 | 0 | 0.0038394 | 0.0038048 | 0.0037607 | 0.003716 | 0.0036711 | 0.0036271 | 0.0035835 | 0.0035425 | 0.0035039 | 0.003465 | 0.0034309 | 0.0033988 | 0.0033686 | 0.0033402 | 0.0033115 | 0.0032836 | 0.003256 | 0.0032274 | 0.0032 | 0.0031737 | 0.003149 | 0.0031259 | 0.0031042 | 0.0030839 | 0.0030649 | 0.0030471
F2_Industrial_Agriculture_Existing_Space Heating_Natural Gas_HVAC - Duct Repair and Sealing_A_Achievable Economic TRC Potential | F2 | Industrial | Agriculture | Existing | Space Heating | Natural Gas | HVAC - Duct Repair and Sealing | A | Original Unit Summer Peak Savings (kW) | Achievable Economic TRC Potential | 0 | 0 | 0 | 0 | 0 | 0 | 0 | 0 | 0 | 0 | 0 | 0 | 0 | 0 | 0 | 0 | 0 | 0 | 0 | 0 | 0 | 0 | 0 | 0 | 0 | 0 | 0 | 0 | 0 | 0 | 0
F3_Industrial_Agriculture_Existing_Space Heating_Natural Gas_HVAC - Duct Repair and Sealing_A_Achievable Economic TRC Potential | F3 | Industrial | Agriculture | Existing | Space Heating | Natural Gas | HVAC - Duct Repair and Sealing | A | Original Unit Winter Peak Savings (kW) | Achievable Economic TRC Potential | 0 | 0 | 0 | 0 | 0 | 0 | 0 | 0 | 0 | 0 | 0 | 0 | 0 | 0 | 0 | 0 | 0 | 0 | 0 | 0 | 0 | 0 | 0 | 0 | 0 | 0 | 0 | 0 | 0 | 0 | 0
F4_Industrial_Agriculture_Existing_Space Heating_Natural Gas_HVAC - Duct Repair and Sealing_A_Achievable Economic TRC Potential | F4 | Industrial | Agriculture | Existing | Space Heating | Natural Gas | HVAC - Duct Repair and Sealing | A | Standalone Impact on Baseline Energy (%) | Achievable Economic TRC Potential | 0% | 0% | 0% | 0% | 0% | 0% | 0% | 0% | 0% | 0% | 0% | 0% | 0% | 0% | 0% | 0% | 0% | 0% | 0% | 0% | 0% | 0% | 0% | 0% | 0 | 0 | 0 | 0 | 0 | 0 | 0
F5_Industrial_Agriculture_Existing_Space Heating_Natural Gas_HVAC - Duct Repair and Sealing_A_Achievable Economic TRC Potential | F5 | Industrial | Agriculture | Existing | Space Heating | Natural Gas | HVAC - Duct Repair and Sealing | A | Standalone Impact on Baseline Summer Peak (%) | Achievable Economic TRC Potential | 0% | 0% | 0% | 0% | 0% | 0% | 0% | 0% | 0% | 0% | 0% | 0% | 0% | 0% | 0% | 0% | 0% | 0% | 0% | 0% | 0% | 0% | 0% | 0% | 0 | 0 | 0 | 0 | 0 | 0 | 0
F6_Industrial_Agriculture_Existing_Space Heating_Natural Gas_HVAC - Duct Repair and Sealing_A_Achievable Economic TRC Potential | F6 | Industrial | Agriculture | Existing | Space Heating | Natural Gas | HVAC - Duct Repair and Sealing | A | Standalone Impact on Baseline Winter Peak (%) | Achievable Economic TRC Potential | 0% | 0% | 0% | 0% | 0% | 0% | 0% | 0% | 0% | 0% | 0% | 0% | 0% | 0% | 0% | 0% | 0% | 0% | 0% | 0% | 0% | 0% | 0% | 0% | 0 | 0 | 0 | 0 | 0 | 0 | 0
F7_Industrial_Agriculture_Existing_Space Heating_Natural Gas_HVAC - Duct Repair and Sealing_A_Achievable Economic TRC Potential | F7 | Industrial | Agriculture | Existing | Space Heating | Natural Gas | HVAC - Duct Repair and Sealing | A | Incremental Energy Savings (MWh or mTherms) | Achievable Economic TRC Potential | 0 | 0 | 0 | 0 | 0 | 0 | 0 | 0 | 0 | 0 | 0 | 0 | 0 | 0 | 0 | 0 | 0 | 0 | 0 | 0 | 0 | 0 | 0 | 0 | 0 | 0 | 0 | 0 | 0 | 0 | 0
F8_Industrial_Agriculture_Existing_Space Heating_Natural Gas_HVAC - Duct Repair and Sealing_A_Achievable Economic TRC Potential | F8 | Industrial | Agriculture | Existing | Space Heating | Natural Gas | HVAC - Duct Repair and Sealing | A | Incremental Summer Peak Savings (MW) | Achievable Economic TRC Potential | 0 | 0 | 0 | 0 | 0 | 0 | 0 | 0 | 0 | 0 | 0 | 0 | 0 | 0 | 0 | 0 | 0 | 0 | 0 | 0 | 0 | 0 | 0 | 0 | 0 | 0 | 0 | 0 | 0 | 0 | 0
F9_Industrial_Agriculture_Existing_Space Heating_Natural Gas_HVAC - Duct Repair and Sealing_A_Achievable Economic TRC Potential | F9 | Industrial | Agriculture | Existing | Space Heating | Natural Gas | HVAC - Duct Repair and Sealing | A | Incremental Winter Peak Savings (MW) | Achievable Economic TRC Potential | 0 | 0 | 0 | 0 | 0 | 0 | 0 | 0 | 0 | 0 | 0 | 0 | 0 | 0 | 0 | 0 | 0 | 0 | 0 | 0 | 0 | 0 | 0 | 0 | 0 | 0 | 0 | 0 | 0 | 0 | 0
F10_Industrial_Agriculture_Existing_Space Heating_Natural Gas_HVAC - Duct Repair and Sealing_A_Achievable Economic TRC Potential | F10 | Industrial | Agriculture | Existing | Space Heating | Natural Gas | HVAC - Duct Repair and Sealing | A | Cumulative Energy Savings (MWh or mTherms) | Achievable Economic TRC Potential | 0 | 0 | 0 | 0 | 0 | 0 | 0 | 0 | 0 | 0 | 0 | 0 | 0 | 0 | 0 | 0 | 0 | 0 | 0 | 0 | 0 | 0 | 0 | 0 | 0 | 0 | 0 | 0 | 0 | 0 | 0
F11_Industrial_Agriculture_Existing_Space Heating_Natural Gas_HVAC - Duct Repair and Sealing_A_Achievable Economic TRC Potential | F11 | Industrial | Agriculture | Existing | Space Heating | Natural Gas | HVAC - Duct Repair and Sealing | A | Cumulative Summer Peak Savings (MW) | Achievable Economic TRC Potential | 0 | 0 | 0 | 0 | 0 | 0 | 0 | 0 | 0 | 0 | 0 | 0 | 0 | 0 | 0 | 0 | 0 | 0 | 0 | 0 | 0 | 0 | 0 | 0 | 0 | 0 | 0 | 0 | 0 | 0 | 0
F12_Industrial_Agriculture_Existing_Space Heating_Natural Gas_HVAC - Duct Repair and Sealing_A_Achievable Economic TRC Potential | F12 | Industrial | Agriculture | Existing | Space Heating | Natural Gas | HVAC - Duct Repair and Sealing | A | Cumulative Winter Peak Savings (MW) | Achievable Economic TRC Potential | 0 | 0 | 0 | 0 | 0 | 0 | 0 | 0 | 0 | 0 | 0 | 0 | 0 | 0 | 0 | 0 | 0 | 0 | 0 | 0 | 0 | 0 | 0 | 0 | 0 | 0 | 0 | 0 | 0 | 0 | 0
F13_Industrial_Agriculture_Existing_Space Heating_Natural Gas_HVAC - Duct Repair and Sealing_A_Achievable Economic TRC Potential | F13 | Industrial | Agriculture | Existing | Space Heating | Natural Gas | HVAC - Duct Repair and Sealing | A | Purchases (Incremental) | Achievable Economic TRC Potential | 0 | 0 | 0 | 0 | 0 | 0 | 0 | 0 | 0 | 0 | 0 | 0 | 0 | 0 | 0 | 0 | 0 | 0 | 0 | 0 | 0 | 0 | 0 | 0 | 0 | 0 | 0 | 0 | 0 | 0 | 0
F14_Industrial_Agriculture_Existing_Space Heating_Natural Gas_HVAC - Duct Repair and Sealing_A_Achievable Economic TRC Potential | F14 | Industrial | Agriculture | Existing | Space Heating | Natural Gas | HVAC - Duct Repair and Sealing | A | Purchases (Cumulative) | Achievable Economic TRC Potential | 0 | 0 | 0 | 0 | 0 | 0 | 0 | 0 | 0 | 0 | 0 | 0 | 0 | 0 | 0 | 0 | 0 | 0 | 0 | 0 | 0 | 0 | 0 | 0 | 0 | 0 | 0 | 0 | 0 | 0 | 0
F1_Industrial_Agriculture_Existing_Space Heating_Natural Gas_Windows - High Efficiency_A_Achievable Economic TRC Potential | F1 | Industrial | Agriculture | Existing | Space Heating | Natural Gas | Windows - High Efficiency | A | Original Unit Energy Savings (kWh or therms) | Achievable Economic TRC Potential | 0 | 0 | 0 | 0 | 0 | 0.0056921 | 0.0056642 | 0.0056298 | 0.0055934 | 0.0055553 | 0.0055167 | 0.005477 | 0.0054375 | 0.0053982 | 0.0053557 | 0.0053164 | 0.0052777 | 0.0052417 | 0.0052081 | 0.0051754 | 0.0051445 | 0.005113 | 0.0050845 | 0.0050575 | 0.0050319 | 0.0050082 | 0.0049863 | 0.004966 | 0 | 0 | 0
F2_Industrial_Agriculture_Existing_Space Heating_Natural Gas_Windows - High Efficiency_A_Achievable Economic TRC Potential | F2 | Industrial | Agriculture | Existing | Space Heating | Natural Gas | Windows - High Efficiency | A | Original Unit Summer Peak Savings (kW) | Achievable Economic TRC Potential | 0 | 0 | 0 | 0 | 0 | 0 | 0 | 0 | 0 | 0 | 0 | 0 | 0 | 0 | 0 | 0 | 0 | 0 | 0 | 0 | 0 | 0 | 0 | 0 | 0 | 0 | 0 | 0 | 0 | 0 | 0
F3_Industrial_Agriculture_Existing_Space Heating_Natural Gas_Windows - High Efficiency_A_Achievable Economic TRC Potential | F3 | Industrial | Agriculture | Existing | Space Heating | Natural Gas | Windows - High Efficiency | A | Original Unit Winter Peak Savings (kW) | Achievable Economic TRC Potential | 0 | 0 | 0 | 0 | 0 | 0 | 0 | 0 | 0 | 0 | 0 | 0 | 0 | 0 | 0 | 0 | 0 | 0 | 0 | 0 | 0 | 0 | 0 | 0 | 0 | 0 | 0 | 0 | 0 | 0 | 0
F4_Industrial_Agriculture_Existing_Space Heating_Natural Gas_Windows - High Efficiency_A_Achievable Economic TRC Potential | F4 | Industrial | Agriculture | Existing | Space Heating | Natural Gas | Windows - High Efficiency | A | Standalone Impact on Baseline Energy (%) | Achievable Economic TRC Potential | 0% | 0% | 0% | 0% | 0% | 0% | 0% | 0% | 0% | 0% | 0% | 0% | 0% | 0% | 0% | 0% | 0% | 0% | 0% | 0% | 0% | 0% | 0% | 0% | 0 | 0 | 0 | 0 | 0 | 0 | 0
F5_Industrial_Agriculture_Existing_Space Heating_Natural Gas_Windows - High Efficiency_A_Achievable Economic TRC Potential | F5 | Industrial | Agriculture | Existing | Space Heating | Natural Gas | Windows - High Efficiency | A | Standalone Impact on Baseline Summer Peak (%) | Achievable Economic TRC Potential | 0% | 0% | 0% | 0% | 0% | 0% | 0% | 0% | 0% | 0% | 0% | 0% | 0% | 0% | 0% | 0% | 0% | 0% | 0% | 0% | 0% | 0% | 0% | 0% | 0 | 0 | 0 | 0 | 0 | 0 | 0
F6_Industrial_Agriculture_Existing_Space Heating_Natural Gas_Windows - High Efficiency_A_Achievable Economic TRC Potential | F6 | Industrial | Agriculture | Existing | Space Heating | Natural Gas | Windows - High Efficiency | A | Standalone Impact on Baseline Winter Peak (%) | Achievable Economic TRC Potential | 0% | 0% | 0% | 0% | 0% | 0% | 0% | 0% | 0% | 0% | 0% | 0% | 0% | 0% | 0% | 0% | 0% | 0% | 0% | 0% | 0% | 0% | 0% | 0% | 0 | 0 | 0 | 0 | 0 | 0 | 0
F7_Industrial_Agriculture_Existing_Space Heating_Natural Gas_Windows - High Efficiency_A_Achievable Economic TRC Potential | F7 | Industrial | Agriculture | Existing | Space Heating | Natural Gas | Windows - High Efficiency | A | Incremental Energy Savings (MWh or mTherms) | Achievable Economic TRC Potential | 0 | 0 | 0 | 0 | 0 | 0 | 0 | 0 | 0 | 0 | 0 | 0 | 0 | 0 | 0 | 0 | 0 | 0 | 0 | 0 | 0 | 0 | 0 | 0 | 0 | 0 | 0 | 0 | 0 | 0 | 0
F8_Industrial_Agriculture_Existing_Space Heating_Natural Gas_Windows - High Efficiency_A_Achievable Economic TRC Potential | F8 | Industrial | Agriculture | Existing | Space Heating | Natural Gas | Windows - High Efficiency | A | Incremental Summer Peak Savings (MW) | Achievable Economic TRC Potential | 0 | 0 | 0 | 0 | 0 | 0 | 0 | 0 | 0 | 0 | 0 | 0 | 0 | 0 | 0 | 0 | 0 | 0 | 0 | 0 | 0 | 0 | 0 | 0 | 0 | 0 | 0 | 0 | 0 | 0 | 0
F9_Industrial_Agriculture_Existing_Space Heating_Natural Gas_Windows - High Efficiency_A_Achievable Economic TRC Potential | F9 | Industrial | Agriculture | Existing | Space Heating | Natural Gas | Windows - High Efficiency | A | Incremental Winter Peak Savings (MW) | Achievable Economic TRC Potential | 0 | 0 | 0 | 0 | 0 | 0 | 0 | 0 | 0 | 0 | 0 | 0 | 0 | 0 | 0 | 0 | 0 | 0 | 0 | 0 | 0 | 0 | 0 | 0 | 0 | 0 | 0 | 0 | 0 | 0 | 0
F10_Industrial_Agriculture_Existing_Space Heating_Natural Gas_Windows - High Efficiency_A_Achievable Economic TRC Potential | F10 | Industrial | Agriculture | Existing | Space Heating | Natural Gas | Windows - High Efficiency | A | Cumulative Energy Savings (MWh or mTherms) | Achievable Economic TRC Potential | 0 | 0 | 0 | 0 | 0 | 0 | 0 | 0 | 0 | 0 | 0 | 0 | 0 | 0 | 0 | 0 | 0 | 0 | 0 | 0 | 0 | 0 | 0 | 0 | 0 | 0 | 0 | 0 | 0 | 0 | 0
F11_Industrial_Agriculture_Existing_Space Heating_Natural Gas_Windows - High Efficiency_A_Achievable Economic TRC Potential | F11 | Industrial | Agriculture | Existing | Space Heating | Natural Gas | Windows - High Efficiency | A | Cumulative Summer Peak Savings (MW) | Achievable Economic TRC Potential | 0 | 0 | 0 | 0 | 0 | 0 | 0 | 0 | 0 | 0 | 0 | 0 | 0 | 0 | 0 | 0 | 0 | 0 | 0 | 0 | 0 | 0 | 0 | 0 | 0 | 0 | 0 | 0 | 0 | 0 | 0
F12_Industrial_Agriculture_Existing_Space Heating_Natural Gas_Windows - High Efficiency_A_Achievable Economic TRC Potential | F12 | Industrial | Agriculture | Existing | Space Heating | Natural Gas | Windows - High Efficiency | A | Cumulative Winter Peak Savings (MW) | Achievable Economic TRC Potential | 0 | 0 | 0 | 0 | 0 | 0 | 0 | 0 | 0 | 0 | 0 | 0 | 0 | 0 | 0 | 0 | 0 | 0 | 0 | 0 | 0 | 0 | 0 | 0 | 0 | 0 | 0 | 0 | 0 | 0 | 0
F13_Industrial_Agriculture_Existing_Space Heating_Natural Gas_Windows - High Efficiency_A_Achievable Economic TRC Potential | F13 | Industrial | Agriculture | Existing | Space Heating | Natural Gas | Windows - High Efficiency | A | Purchases (Incremental) | Achievable Economic TRC Potential | 0 | 0 | 0 | 0 | 0 | 0 | 0 | 0 | 0 | 0 | 0 | 0 | 0 | 0 | 0 | 0 | 0 | 0 | 0 | 0 | 0 | 0 | 0 | 0 | 0 | 0 | 0 | 0 | 0 | 0 | 0
F14_Industrial_Agriculture_Existing_Space Heating_Natural Gas_Windows - High Efficiency_A_Achievable Economic TRC Potential | F14 | Industrial | Agriculture | Existing | Space Heating | Natural Gas | Windows - High Efficiency | A | Purchases (Cumulative) | Achievable Economic TRC Potential | 0 | 0 | 0 | 0 | 0 | 0 | 0 | 0 | 0 | 0 | 0 | 0 | 0 | 0 | 0 | 0 | 0 | 0 | 0 | 0 | 0 | 0 | 0 | 0 | 0 | 0 | 0 | 0 | 0 | 0 | 0
F1_Industrial_Agriculture_Existing_Space Heating_Natural Gas_Gas Boiler - Maintenance_A_Achievable Economic TRC Potential | F1 | Industrial | Agriculture | Existing | Space Heating | Natural Gas | Gas Boiler - Maintenance | A | Original Unit Energy Savings (kWh or therms) | Achievable Economic TRC Potential | 0 | 0 | 0 | 0 | 0 | 1.153 | 1.1452 | 1.1374 | 1.1296 | 1.1218 | 1.1143 | 1.1068 | 1.0994 | 1.092 | 1.0843 | 1.0772 | 1.0701 | 1.0632 | 1.0564 | 1.0496 | 1.043 | 1.0361 | 1.0295 | 1.0231 | 1.0166 | 1.0107 | 1.0053 | 1.0004 | 0.99593 | 0.99184 | 0.9881
F2_Industrial_Agriculture_Existing_Space Heating_Natural Gas_Gas Boiler - Maintenance_A_Achievable Economic TRC Potential | F2 | Industrial | Agriculture | Existing | Space Heating | Natural Gas | Gas Boiler - Maintenance | A | Original Unit Summer Peak Savings (kW) | Achievable Economic TRC Potential | 0 | 0 | 0 | 0 | 0 | 0 | 0 | 0 | 0 | 0 | 0 | 0 | 0 | 0 | 0 | 0 | 0 | 0 | 0 | 0 | 0 | 0 | 0 | 0 | 0 | 0 | 0 | 0 | 0 | 0 | 0
F3_Industrial_Agriculture_Existing_Space Heating_Natural Gas_Gas Boiler - Maintenance_A_Achievable Economic TRC Potential | F3 | Industrial | Agriculture | Existing | Space Heating | Natural Gas | Gas Boiler - Maintenance | A | Original Unit Winter Peak Savings (kW) | Achievable Economic TRC Potential | 0 | 0 | 0 | 0 | 0 | 0 | 0 | 0 | 0 | 0 | 0 | 0 | 0 | 0 | 0 | 0 | 0 | 0 | 0 | 0 | 0 | 0 | 0 | 0 | 0 | 0 | 0 | 0 | 0 | 0 | 0
F4_Industrial_Agriculture_Existing_Space Heating_Natural Gas_Gas Boiler - Maintenance_A_Achievable Economic TRC Potential | F4 | Industrial | Agriculture | Existing | Space Heating | Natural Gas | Gas Boiler - Maintenance | A | Standalone Impact on Baseline Energy (%) | Achievable Economic TRC Potential | 0% | 0% | 0% | 0% | 0% | 0.004179% | 0.007097% | 0.009157% | 0.01072% | 0.01209% | 0.01344% | 0.01451% | 0.01542% | 0.01641% | 0.01698% | 0.01767% | 0.01808% | 0.01849% | 0.0189% | 0.01906% | 0.01931% | 0.01951% | 0.01969% | 0.01983% | 0.00019949 | 0.00019985 | 0.0002002 | 0.00020052 | 0 | 0 | 0
F5_Industrial_Agriculture_Existing_Space Heating_Natural Gas_Gas Boiler - Maintenance_A_Achievable Economic TRC Potential | F5 | Industrial | Agriculture | Existing | Space Heating | Natural Gas | Gas Boiler - Maintenance | A | Standalone Impact on Baseline Summer Peak (%) | Achievable Economic TRC Potential | 0% | 0% | 0% | 0% | 0% | 0% | 0% | 0% | 0% | 0% | 0% | 0% | 0% | 0% | 0% | 0% | 0% | 0% | 0% | 0% | 0% | 0% | 0% | 0% | 0 | 0 | 0 | 0 | 0 | 0 | 0
F6_Industrial_Agriculture_Existing_Space Heating_Natural Gas_Gas Boiler - Maintenance_A_Achievable Economic TRC Potential | F6 | Industrial | Agriculture | Existing | Space Heating | Natural Gas | Gas Boiler - Maintenance | A | Standalone Impact on Baseline Winter Peak (%) | Achievable Economic TRC Potential | 0% | 0% | 0% | 0% | 0% | 0% | 0% | 0% | 0% | 0% | 0% | 0% | 0% | 0% | 0% | 0% | 0% | 0% | 0% | 0% | 0% | 0% | 0% | 0% | 0 | 0 | 0 | 0 | 0 | 0 | 0
F7_Industrial_Agriculture_Existing_Space Heating_Natural Gas_Gas Boiler - Maintenance_A_Achievable Economic TRC Potential | F7 | Industrial | Agriculture | Existing | Space Heating | Natural Gas | Gas Boiler - Maintenance | A | Incremental Energy Savings (MWh or mTherms) | Achievable Economic TRC Potential | 0 | 0 | 0 | 0 | 0 | 0.035878 | 0.024963 | 0.017063 | 0.013205 | 0.011499 | 0.0097579 | 0.0082805 | 0.0069739 | 0.0057518 | 0.0048082 | 0.0039477 | 0.0030548 | 0.0023518 | 0.0018036 | 0.0013972 | 0.0012696 | 0.00098323 | 0.00083819 | 0.00069624 | 0.00055703 | 0 | 0 | 0 | 0 | 0 | 0
F8_Industrial_Agriculture_Existing_Space Heating_Natural Gas_Gas Boiler - Maintenance_A_Achievable Economic TRC Potential | F8 | Industrial | Agriculture | Existing | Space Heating | Natural Gas | Gas Boiler - Maintenance | A | Incremental Summer Peak Savings (MW) | Achievable Economic TRC Potential | 0 | 0 | 0 | 0 | 0 | 0 | 0 | 0 | 0 | 0 | 0 | 0 | 0 | 0 | 0 | 0 | 0 | 0 | 0 | 0 | 0 | 0 | 0 | 0 | 0 | 0 | 0 | 0 | 0 | 0 | 0
F9_Industrial_Agriculture_Existing_Space Heating_Natural Gas_Gas Boiler - Maintenance_A_Achievable Economic TRC Potential | F9 | Industrial | Agriculture | Existing | Space Heating | Natural Gas | Gas Boiler - Maintenance | A | Incremental Winter Peak Savings (MW) | Achievable Economic TRC Potential | 0 | 0 | 0 | 0 | 0 | 0 | 0 | 0 | 0 | 0 | 0 | 0 | 0 | 0 | 0 | 0 | 0 | 0 | 0 | 0 | 0 | 0 | 0 | 0 | 0 | 0 | 0 | 0 | 0 | 0 | 0
F10_Industrial_Agriculture_Existing_Space Heating_Natural Gas_Gas Boiler - Maintenance_A_Achievable Economic TRC Potential | F10 | Industrial | Agriculture | Existing | Space Heating | Natural Gas | Gas Boiler - Maintenance | A | Cumulative Energy Savings (MWh or mTherms) | Achievable Economic TRC Potential | 0 | 0 | 0 | 0 | 0 | 0.035878 | 0.060598 | 0.07725 | 0.089925 | 0.1008 | 0.10988 | 0.11742 | 0.12361 | 0.12854 | 0.13244 | 0.13552 | 0.13769 | 0.13915 | 0.14006 | 0.14055 | 0.14094 | 0.14099 | 0.14093 | 0.14074 | 0.14041 | 0.1396 | 0.13885 | 0.13818 | 0.13756 | 0.13699 | 0.13648
F11_Industrial_Agriculture_Existing_Space Heating_Natural Gas_Gas Boiler - Maintenance_A_Achievable Economic TRC Potential | F11 | Industrial | Agriculture | Existing | Space Heating | Natural Gas | Gas Boiler - Maintenance | A | Cumulative Summer Peak Savings (MW) | Achievable Economic TRC Potential | 0 | 0 | 0 | 0 | 0 | 0 | 0 | 0 | 0 | 0 | 0 | 0 | 0 | 0 | 0 | 0 | 0 | 0 | 0 | 0 | 0 | 0 | 0 | 0 | 0 | 0 | 0 | 0 | 0 | 0 | 0
F12_Industrial_Agriculture_Existing_Space Heating_Natural Gas_Gas Boiler - Maintenance_A_Achievable Economic TRC Potential | F12 | Industrial | Agriculture | Existing | Space Heating | Natural Gas | Gas Boiler - Maintenance | A | Cumulative Winter Peak Savings (MW) | Achievable Economic TRC Potential | 0 | 0 | 0 | 0 | 0 | 0 | 0 | 0 | 0 | 0 | 0 | 0 | 0 | 0 | 0 | 0 | 0 | 0 | 0 | 0 | 0 | 0 | 0 | 0 | 0 | 0 | 0 | 0 | 0 | 0 | 0
F13_Industrial_Agriculture_Existing_Space Heating_Natural Gas_Gas Boiler - Maintenance_A_Achievable Economic TRC Potential | F13 | Industrial | Agriculture | Existing | Space Heating | Natural Gas | Gas Boiler - Maintenance | A | Purchases (Incremental) | Achievable Economic TRC Potential | 0 | 0 | 0 | 0 | 0 | 31.117 | 21.7986 | 15.0015 | 11.6895 | 10.2502 | 8.7572 | 7.4816 | 6.3435 | 5.267 | 4.4344 | 3.6649 | 2.8546 | 2.212 | 1.7073 | 1.3312 | 1.2173 | 0.94896 | 0.81419 | 0.68054 | 0.54794 | 0 | 0 | 0 | 0 | 0 | 0
F14_Industrial_Agriculture_Existing_Space Heating_Natural Gas_Gas Boiler - Maintenance_A_Achievable Economic TRC Potential | F14 | Industrial | Agriculture | Existing | Space Heating | Natural Gas | Gas Boiler - Maintenance | A | Purchases (Cumulative) | Achievable Economic TRC Potential | 0 | 0 | 0 | 0 | 0 | 31.117 | 52.9156 | 67.917 | 79.6065 | 89.8567 | 98.6139 | 106.0956 | 112.4391 | 117.7061 | 122.1404 | 125.8053 | 128.6599 | 130.8719 | 132.5792 | 133.9104 | 135.1277 | 136.0767 | 136.8909 | 137.5714 | 138.1193 | 138.1193 | 138.1193 | 138.1193 | 138.1193 | 138.1193 | 138.1193
F1_Industrial_Agriculture_Existing_Process_Natural Gas_Gas Boiler - Maintenance_A_Achievable Economic TRC Potential | F1 | Industrial | Agriculture | Existing | Process | Natural Gas | Gas Boiler - Maintenance | A | Original Unit Energy Savings (kWh or therms) | Achievable Economic TRC Potential | 0 | 0 | 0 | 0 | 0 | 1.5559 | 1.5559 | 1.5559 | 1.5559 | 1.5559 | 1.5559 | 1.5559 | 1.5559 | 1.5559 | 1.5559 | 1.5559 | 1.5559 | 1.5559 | 1.5559 | 1.5559 | 1.5559 | 1.5559 | 1.5559 | 1.5559 | 1.5559 | 1.5559 | 1.5559 | 1.5559 | 1.5559 | 1.5559 | 1.5559
F2_Industrial_Agriculture_Existing_Process_Natural Gas_Gas Boiler - Maintenance_A_Achievable Economic TRC Potential | F2 | Industrial | Agriculture | Existing | Process | Natural Gas | Gas Boiler - Maintenance | A | Original Unit Summer Peak Savings (kW) | Achievable Economic TRC Potential | 0 | 0 | 0 | 0 | 0 | 0 | 0 | 0 | 0 | 0 | 0 | 0 | 0 | 0 | 0 | 0 | 0 | 0 | 0 | 0 | 0 | 0 | 0 | 0 | 0 | 0 | 0 | 0 | 0 | 0 | 0
F3_Industrial_Agriculture_Existing_Process_Natural Gas_Gas Boiler - Maintenance_A_Achievable Economic TRC Potential | F3 | Industrial | Agriculture | Existing | Process | Natural Gas | Gas Boiler - Maintenance | A | Original Unit Winter Peak Savings (kW) | Achievable Economic TRC Potential | 0 | 0 | 0 | 0 | 0 | 0 | 0 | 0 | 0 | 0 | 0 | 0 | 0 | 0 | 0 | 0 | 0 | 0 | 0 | 0 | 0 | 0 | 0 | 0 | 0 | 0 | 0 | 0 | 0 | 0 | 0
F4_Industrial_Agriculture_Existing_Process_Natural Gas_Gas Boiler - Maintenance_A_Achievable Economic TRC Potential | F4 | Industrial | Agriculture | Existing | Process | Natural Gas | Gas Boiler - Maintenance | A | Standalone Impact on Baseline Energy (%) | Achievable Economic TRC Potential | 0% | 0% | 0% | 0% | 0% | 0.02236% | 0.03804% | 0.04912% | 0.05754% | 0.06489% | 0.07213% | 0.07782% | 0.08264% | 0.08791% | 0.09087% | 0.0945% | 0.09663% | 0.09879% | 0.101% | 0.1019% | 0.1032% | 0.1044% | 0.1054% | 0.1062% | 0.0010701 | 0.0010732 | 0.0010761 | 0.0010787 | 0 | 0 | 0
F5_Industrial_Agriculture_Existing_Process_Natural Gas_Gas Boiler - Maintenance_A_Achievable Economic TRC Potential | F5 | Industrial | Agriculture | Existing | Process | Natural Gas | Gas Boiler - Maintenance | A | Standalone Impact on Baseline Summer Peak (%) | Achievable Economic TRC Potential | 0% | 0% | 0% | 0% | 0% | 0% | 0% | 0% | 0% | 0% | 0% | 0% | 0% | 0% | 0% | 0% | 0% | 0% | 0% | 0% | 0% | 0% | 0% | 0% | 0 | 0 | 0 | 0 | 0 | 0 | 0
F6_Industrial_Agriculture_Existing_Process_Natural Gas_Gas Boiler - Maintenance_A_Achievable Economic TRC Potential | F6 | Industrial | Agriculture | Existing | Process | Natural Gas | Gas Boiler - Maintenance | A | Standalone Impact on Baseline Winter Peak (%) | Achievable Economic TRC Potential | 0% | 0% | 0% | 0% | 0% | 0% | 0% | 0% | 0% | 0% | 0% | 0% | 0% | 0% | 0% | 0% | 0% | 0% | 0% | 0% | 0% | 0% | 0% | 0% | 0 | 0 | 0 | 0 | 0 | 0 | 0
F7_Industrial_Agriculture_Existing_Process_Natural Gas_Gas Boiler - Maintenance_A_Achievable Economic TRC Potential | F7 | Industrial | Agriculture | Existing | Process | Natural Gas | Gas Boiler - Maintenance | A | Incremental Energy Savings (MWh or mTherms) | Achievable Economic TRC Potential | 0 | 0 | 0 | 0 | 0 | 0.40048 | 0.28055 | 0.19307 | 0.15045 | 0.13192 | 0.11271 | 0.09629 | 0.081642 | 0.067787 | 0.057071 | 0.047168 | 0.036739 | 0.028468 | 0.021973 | 0.017133 | 0.015667 | 0.012213 | 0.010479 | 0.0087587 | 0.007052 | 0 | 0 | 0 | 0 | 0 | 0
F8_Industrial_Agriculture_Existing_Process_Natural Gas_Gas Boiler - Maintenance_A_Achievable Economic TRC Potential | F8 | Industrial | Agriculture | Existing | Process | Natural Gas | Gas Boiler - Maintenance | A | Incremental Summer Peak Savings (MW) | Achievable Economic TRC Potential | 0 | 0 | 0 | 0 | 0 | 0 | 0 | 0 | 0 | 0 | 0 | 0 | 0 | 0 | 0 | 0 | 0 | 0 | 0 | 0 | 0 | 0 | 0 | 0 | 0 | 0 | 0 | 0 | 0 | 0 | 0
F9_Industrial_Agriculture_Existing_Process_Natural Gas_Gas Boiler - Maintenance_A_Achievable Economic TRC Potential | F9 | Industrial | Agriculture | Existing | Process | Natural Gas | Gas Boiler - Maintenance | A | Incremental Winter Peak Savings (MW) | Achievable Economic TRC Potential | 0 | 0 | 0 | 0 | 0 | 0 | 0 | 0 | 0 | 0 | 0 | 0 | 0 | 0 | 0 | 0 | 0 | 0 | 0 | 0 | 0 | 0 | 0 | 0 | 0 | 0 | 0 | 0 | 0 | 0 | 0
F10_Industrial_Agriculture_Existing_Process_Natural Gas_Gas Boiler - Maintenance_A_Achievable Economic TRC Potential | F10 | Industrial | Agriculture | Existing | Process | Natural Gas | Gas Boiler - Maintenance | A | Cumulative Energy Savings (MWh or mTherms) | Achievable Economic TRC Potential | 0 | 0 | 0 | 0 | 0 | 0.40048 | 0.68103 | 0.8741 | 1.0245 | 1.1565 | 1.2692 | 1.3655 | 1.4471 | 1.5149 | 1.572 | 1.6191 | 1.6559 | 1.6843 | 1.7063 | 1.7234 | 1.7391 | 1.7513 | 1.7618 | 1.7706 | 1.7776 | 1.7776 | 1.7776 | 1.7776 | 1.7776 | 1.7776 | 1.7776
F11_Industrial_Agriculture_Existing_Process_Natural Gas_Gas Boiler - Maintenance_A_Achievable Economic TRC Potential | F11 | Industrial | Agriculture | Existing | Process | Natural Gas | Gas Boiler - Maintenance | A | Cumulative Summer Peak Savings (MW) | Achievable Economic TRC Potential | 0 | 0 | 0 | 0 | 0 | 0 | 0 | 0 | 0 | 0 | 0 | 0 | 0 | 0 | 0 | 0 | 0 | 0 | 0 | 0 | 0 | 0 | 0 | 0 | 0 | 0 | 0 | 0 | 0 | 0 | 0
F12_Industrial_Agriculture_Existing_Process_Natural Gas_Gas Boiler - Maintenance_A_Achievable Economic TRC Potential | F12 | Industrial | Agriculture | Existing | Process | Natural Gas | Gas Boiler - Maintenance | A | Cumulative Winter Peak Savings (MW) | Achievable Economic TRC Potential | 0 | 0 | 0 | 0 | 0 | 0 | 0 | 0 | 0 | 0 | 0 | 0 | 0 | 0 | 0 | 0 | 0 | 0 | 0 | 0 | 0 | 0 | 0 | 0 | 0 | 0 | 0 | 0 | 0 | 0 | 0
F13_Industrial_Agriculture_Existing_Process_Natural Gas_Gas Boiler - Maintenance_A_Achievable Economic TRC Potential | F13 | Industrial | Agriculture | Existing | Process | Natural Gas | Gas Boiler - Maintenance | A | Purchases (Incremental) | Achievable Economic TRC Potential | 0 | 0 | 0 | 0 | 0 | 257.3986 | 180.317 | 124.0914 | 96.6947 | 84.7892 | 72.4393 | 61.8878 | 52.4731 | 43.5686 | 36.6809 | 30.3157 | 23.613 | 18.2972 | 14.1228 | 11.0119 | 10.0694 | 7.8498 | 6.7349 | 5.6294 | 4.5325 | 0 | 0 | 0 | 0 | 0 | 0
F14_Industrial_Agriculture_Existing_Process_Natural Gas_Gas Boiler - Maintenance_A_Achievable Economic TRC Potential | F14 | Industrial | Agriculture | Existing | Process | Natural Gas | Gas Boiler - Maintenance | A | Purchases (Cumulative) | Achievable Economic TRC Potential | 0 | 0 | 0 | 0 | 0 | 257.3986 | 437.7156 | 561.807 | 658.5018 | 743.291 | 815.7303 | 877.6181 | 930.0912 | 973.6599 | 1010.3407 | 1040.6565 | 1064.2695 | 1082.5667 | 1096.6895 | 1107.7014 | 1117.7708 | 1125.6206 | 1132.3555 | 1137.985 | 1142.5175 | 1142.5175 | 1142.5175 | 1142.5175 | 1142.5175 | 1142.5175 | 1142.5175
F1_Industrial_Agriculture_Existing_Space Heating_Natural Gas_Gas Furnace - Maintenance_A_Achievable Economic TRC Potential | F1 | Industrial | Agriculture | Existing | Space Heating | Natural Gas | Gas Furnace - Maintenance | A | Original Unit Energy Savings (kWh or therms) | Achievable Economic TRC Potential | 0 | 0 | 0 | 0 | 0 | 0.0091939 | 0.0091109 | 0.0090054 | 0.0088982 | 0.0087907 | 0.0086854 | 0.0085811 | 0.0084829 | 0.0083904 | 0.0082972 | 0.0082156 | 0.0081386 | 0.0080664 | 0.0079984 | 0.0079296 | 0.007863 | 0.0077967 | 0.0077284 | 0.0076628 | 0.0075997 | 0.0075405 | 0.0074852 | 0.0074333 | 0.0073847 | 0.0073392 | 0.0072965
F2_Industrial_Agriculture_Existing_Space Heating_Natural Gas_Gas Furnace - Maintenance_A_Achievable Economic TRC Potential | F2 | Industrial | Agriculture | Existing | Space Heating | Natural Gas | Gas Furnace - Maintenance | A | Original Unit Summer Peak Savings (kW) | Achievable Economic TRC Potential | 0 | 0 | 0 | 0 | 0 | 0 | 0 | 0 | 0 | 0 | 0 | 0 | 0 | 0 | 0 | 0 | 0 | 0 | 0 | 0 | 0 | 0 | 0 | 0 | 0 | 0 | 0 | 0 | 0 | 0 | 0
F3_Industrial_Agriculture_Existing_Space Heating_Natural Gas_Gas Furnace - Maintenance_A_Achievable Economic TRC Potential | F3 | Industrial | Agriculture | Existing | Space Heating | Natural Gas | Gas Furnace - Maintenance | A | Original Unit Winter Peak Savings (kW) | Achievable Economic TRC Potential | 0 | 0 | 0 | 0 | 0 | 0 | 0 | 0 | 0 | 0 | 0 | 0 | 0 | 0 | 0 | 0 | 0 | 0 | 0 | 0 | 0 | 0 | 0 | 0 | 0 | 0 | 0 | 0 | 0 | 0 | 0
F4_Industrial_Agriculture_Existing_Space Heating_Natural Gas_Gas Furnace - Maintenance_A_Achievable Economic TRC Potential | F4 | Industrial | Agriculture | Existing | Space Heating | Natural Gas | Gas Furnace - Maintenance | A | Standalone Impact on Baseline Energy (%) | Achievable Economic TRC Potential | 0% | 0% | 0% | 0% | 0% | 6.736e-05% | 0.0001141% | 0.0001465% | 0.0001707% | 0.0001915% | 0.0002118% | 0.0002274% | 0.0002405% | 0.0002548% | 0.0002626% | 0.0002724% | 0.0002779% | 0.0002836% | 0.0002892% | 0.0002911% | 0.0002943% | 0.0002968% | 0.0002987% | 0.0003003% | 3.0144e-06 | 3.0138e-06 | 3.0129e-06 | 3.0115e-06 | 0 | 0 | 0
F5_Industrial_Agriculture_Existing_Space Heating_Natural Gas_Gas Furnace - Maintenance_A_Achievable Economic TRC Potential | F5 | Industrial | Agriculture | Existing | Space Heating | Natural Gas | Gas Furnace - Maintenance | A | Standalone Impact on Baseline Summer Peak (%) | Achievable Economic TRC Potential | 0% | 0% | 0% | 0% | 0% | 0% | 0% | 0% | 0% | 0% | 0% | 0% | 0% | 0% | 0% | 0% | 0% | 0% | 0% | 0% | 0% | 0% | 0% | 0% | 0 | 0 | 0 | 0 | 0 | 0 | 0
F6_Industrial_Agriculture_Existing_Space Heating_Natural Gas_Gas Furnace - Maintenance_A_Achievable Economic TRC Potential | F6 | Industrial | Agriculture | Existing | Space Heating | Natural Gas | Gas Furnace - Maintenance | A | Standalone Impact on Baseline Winter Peak (%) | Achievable Economic TRC Potential | 0% | 0% | 0% | 0% | 0% | 0% | 0% | 0% | 0% | 0% | 0% | 0% | 0% | 0% | 0% | 0% | 0% | 0% | 0% | 0% | 0% | 0% | 0% | 0% | 0 | 0 | 0 | 0 | 0 | 0 | 0
F7_Industrial_Agriculture_Existing_Space Heating_Natural Gas_Gas Furnace - Maintenance_A_Achievable Economic TRC Potential | F7 | Industrial | Agriculture | Existing | Space Heating | Natural Gas | Gas Furnace - Maintenance | A | Incremental Energy Savings (MWh or mTherms) | Achievable Economic TRC Potential | 0 | 0 | 0 | 0 | 0 | 0.00057826 | 0.00040144 | 0.00027306 | 0.00021025 | 0.00018213 | 0.00015374 | 0.00012977 | 0.00010877 | 8.9326e-05 | 7.4368e-05 | 6.0859e-05 | 4.6959e-05 | 3.6065e-05 | 2.7602e-05 | 2.1337e-05 | 1.9347e-05 | 1.4955e-05 | 1.2719e-05 | 1.0541e-05 | 8.4169e-06 | 0 | 0 | 0 | 0 | 0 | 0
F8_Industrial_Agriculture_Existing_Space Heating_Natural Gas_Gas Furnace - Maintenance_A_Achievable Economic TRC Potential | F8 | Industrial | Agriculture | Existing | Space Heating | Natural Gas | Gas Furnace - Maintenance | A | Incremental Summer Peak Savings (MW) | Achievable Economic TRC Potential | 0 | 0 | 0 | 0 | 0 | 0 | 0 | 0 | 0 | 0 | 0 | 0 | 0 | 0 | 0 | 0 | 0 | 0 | 0 | 0 | 0 | 0 | 0 | 0 | 0 | 0 | 0 | 0 | 0 | 0 | 0
F9_Industrial_Agriculture_Existing_Space Heating_Natural Gas_Gas Furnace - Maintenance_A_Achievable Economic TRC Potential | F9 | Industrial | Agriculture | Existing | Space Heating | Natural Gas | Gas Furnace - Maintenance | A | Incremental Winter Peak Savings (MW) | Achievable Economic TRC Potential | 0 | 0 | 0 | 0 | 0 | 0 | 0 | 0 | 0 | 0 | 0 | 0 | 0 | 0 | 0 | 0 | 0 | 0 | 0 | 0 | 0 | 0 | 0 | 0 | 0 | 0 | 0 | 0 | 0 | 0 | 0
F10_Industrial_Agriculture_Existing_Space Heating_Natural Gas_Gas Furnace - Maintenance_A_Achievable Economic TRC Potential | F10 | Industrial | Agriculture | Existing | Space Heating | Natural Gas | Gas Furnace - Maintenance | A | Cumulative Energy Savings (MWh or mTherms) | Achievable Economic TRC Potential | 0 | 0 | 0 | 0 | 0 | 0.00057826 | 0.00097448 | 0.0012363 | 0.0014318 | 0.0015966 | 0.0017312 | 0.0018402 | 0.0019279 | 0.0019962 | 0.0020484 | 0.0020891 | 0.0021165 | 0.0021338 | 0.0021434 | 0.0021463 | 0.0021476 | 0.0021445 | 0.0021384 | 0.0021308 | 0.0021217 | 0.0021052 | 0.0020897 | 0.0020752 | 0.0020616 | 0.0020489 | 0.002037
F11_Industrial_Agriculture_Existing_Space Heating_Natural Gas_Gas Furnace - Maintenance_A_Achievable Economic TRC Potential | F11 | Industrial | Agriculture | Existing | Space Heating | Natural Gas | Gas Furnace - Maintenance | A | Cumulative Summer Peak Savings (MW) | Achievable Economic TRC Potential | 0 | 0 | 0 | 0 | 0 | 0 | 0 | 0 | 0 | 0 | 0 | 0 | 0 | 0 | 0 | 0 | 0 | 0 | 0 | 0 | 0 | 0 | 0 | 0 | 0 | 0 | 0 | 0 | 0 | 0 | 0
F12_Industrial_Agriculture_Existing_Space Heating_Natural Gas_Gas Furnace - Maintenance_A_Achievable Economic TRC Potential | F12 | Industrial | Agriculture | Existing | Space Heating | Natural Gas | Gas Furnace - Maintenance | A | Cumulative Winter Peak Savings (MW) | Achievable Economic TRC Potential | 0 | 0 | 0 | 0 | 0 | 0 | 0 | 0 | 0 | 0 | 0 | 0 | 0 | 0 | 0 | 0 | 0 | 0 | 0 | 0 | 0 | 0 | 0 | 0 | 0 | 0 | 0 | 0 | 0 | 0 | 0
F13_Industrial_Agriculture_Existing_Space Heating_Natural Gas_Gas Furnace - Maintenance_A_Achievable Economic TRC Potential | F13 | Industrial | Agriculture | Existing | Space Heating | Natural Gas | Gas Furnace - Maintenance | A | Purchases (Incremental) | Achievable Economic TRC Potential | 0 | 0 | 0 | 0 | 0 | 62.8964 | 44.0612 | 30.3222 | 23.6277 | 20.7186 | 17.7008 | 15.1225 | 12.822 | 10.6462 | 8.9631 | 7.4078 | 5.7699 | 4.471 | 3.451 | 2.6908 | 2.4605 | 1.9181 | 1.6457 | 1.3756 | 1.1075 | 0 | 0 | 0 | 0 | 0 | 0
F14_Industrial_Agriculture_Existing_Space Heating_Natural Gas_Gas Furnace - Maintenance_A_Achievable Economic TRC Potential | F14 | Industrial | Agriculture | Existing | Space Heating | Natural Gas | Gas Furnace - Maintenance | A | Purchases (Cumulative) | Achievable Economic TRC Potential | 0 | 0 | 0 | 0 | 0 | 62.8964 | 106.9575 | 137.2798 | 160.9075 | 181.6261 | 199.3269 | 214.4494 | 227.2715 | 237.9176 | 246.8807 | 254.2885 | 260.0584 | 264.5294 | 267.9804 | 270.6712 | 273.1317 | 275.0498 | 276.6955 | 278.0711 | 279.1786 | 279.1786 | 279.1786 | 279.1786 | 279.1786 | 279.1786 | 279.1786
F1_Industrial_Agriculture_Existing_Space Heating_Natural Gas_Gas Boiler - Hot Water Reset_A_Achievable Economic TRC Potential | F1 | Industrial | Agriculture | Existing | Space Heating | Natural Gas | Gas Boiler - Hot Water Reset | A | Original Unit Energy Savings (kWh or therms) | Achievable Economic TRC Potential | 0 | 0 | 0 | 0 | 0 | 4.1927 | 4.1643 | 4.1361 | 4.1077 | 4.0794 | 4.0519 | 4.0247 | 3.9977 | 3.9711 | 3.9429 | 3.917 | 3.8914 | 3.8663 | 3.8415 | 3.8167 | 3.7927 | 3.7677 | 3.7436 | 3.7202 | 3.6967 | 3.6753 | 3.6557 | 3.6379 | 3.6216 | 3.6067 | 3.5931
F2_Industrial_Agriculture_Existing_Space Heating_Natural Gas_Gas Boiler - Hot Water Reset_A_Achievable Economic TRC Potential | F2 | Industrial | Agriculture | Existing | Space Heating | Natural Gas | Gas Boiler - Hot Water Reset | A | Original Unit Summer Peak Savings (kW) | Achievable Economic TRC Potential | 0 | 0 | 0 | 0 | 0 | 0 | 0 | 0 | 0 | 0 | 0 | 0 | 0 | 0 | 0 | 0 | 0 | 0 | 0 | 0 | 0 | 0 | 0 | 0 | 0 | 0 | 0 | 0 | 0 | 0 | 0
F3_Industrial_Agriculture_Existing_Space Heating_Natural Gas_Gas Boiler - Hot Water Reset_A_Achievable Economic TRC Potential | F3 | Industrial | Agriculture | Existing | Space Heating | Natural Gas | Gas Boiler - Hot Water Reset | A | Original Unit Winter Peak Savings (kW) | Achievable Economic TRC Potential | 0 | 0 | 0 | 0 | 0 | 0 | 0 | 0 | 0 | 0 | 0 | 0 | 0 | 0 | 0 | 0 | 0 | 0 | 0 | 0 | 0 | 0 | 0 | 0 | 0 | 0 | 0 | 0 | 0 | 0 | 0
F4_Industrial_Agriculture_Existing_Space Heating_Natural Gas_Gas Boiler - Hot Water Reset_A_Achievable Economic TRC Potential | F4 | Industrial | Agriculture | Existing | Space Heating | Natural Gas | Gas Boiler - Hot Water Reset | A | Standalone Impact on Baseline Energy (%) | Achievable Economic TRC Potential | 0% | 0% | 0% | 0% | 0% | 0.007385% | 0.01643% | 0.02758% | 0.0404% | 0.05501% | 0.07286% | 0.09189% | 0.1113% | 0.1313% | 0.1465% | 0.1601% | 0.1682% | 0.1738% | 0.1776% | 0.1783% | 0.1793% | 0.18% | 0.1805% | 0.181% | 0.0018133 | 0.0018166 | 0.0018197 | 0.0018227 | 0 | 0 | 0
F5_Industrial_Agriculture_Existing_Space Heating_Natural Gas_Gas Boiler - Hot Water Reset_A_Achievable Economic TRC Potential | F5 | Industrial | Agriculture | Existing | Space Heating | Natural Gas | Gas Boiler - Hot Water Reset | A | Standalone Impact on Baseline Summer Peak (%) | Achievable Economic TRC Potential | 0% | 0% | 0% | 0% | 0% | 0% | 0% | 0% | 0% | 0% | 0% | 0% | 0% | 0% | 0% | 0% | 0% | 0% | 0% | 0% | 0% | 0% | 0% | 0% | 0 | 0 | 0 | 0 | 0 | 0 | 0
F6_Industrial_Agriculture_Existing_Space Heating_Natural Gas_Gas Boiler - Hot Water Reset_A_Achievable Economic TRC Potential | F6 | Industrial | Agriculture | Existing | Space Heating | Natural Gas | Gas Boiler - Hot Water Reset | A | Standalone Impact on Baseline Winter Peak (%) | Achievable Economic TRC Potential | 0% | 0% | 0% | 0% | 0% | 0% | 0% | 0% | 0% | 0% | 0% | 0% | 0% | 0% | 0% | 0% | 0% | 0% | 0% | 0% | 0% | 0% | 0% | 0% | 0 | 0 | 0 | 0 | 0 | 0 | 0
F7_Industrial_Agriculture_Existing_Space Heating_Natural Gas_Gas Boiler - Hot Water Reset_A_Achievable Economic TRC Potential | F7 | Industrial | Agriculture | Existing | Space Heating | Natural Gas | Gas Boiler - Hot Water Reset | A | Incremental Energy Savings (MWh or mTherms) | Achievable Economic TRC Potential | 0 | 0 | 0 | 0 | 0 | 0.063404 | 0.07728 | 0.093373 | 0.10771 | 0.12211 | 0.13999 | 0.15213 | 0.15406 | 0.14192 | 0.12159 | 0.092583 | 0.060881 | 0.034945 | 0.016568 | 0.0069726 | 0.0025091 | 0.00077555 | 0.00016734 | 2.7242e-05 | 3.239e-06 | 0 | 0 | 0 | 0 | 0 | 0
F8_Industrial_Agriculture_Existing_Space Heating_Natural Gas_Gas Boiler - Hot Water Reset_A_Achievable Economic TRC Potential | F8 | Industrial | Agriculture | Existing | Space Heating | Natural Gas | Gas Boiler - Hot Water Reset | A | Incremental Summer Peak Savings (MW) | Achievable Economic TRC Potential | 0 | 0 | 0 | 0 | 0 | 0 | 0 | 0 | 0 | 0 | 0 | 0 | 0 | 0 | 0 | 0 | 0 | 0 | 0 | 0 | 0 | 0 | 0 | 0 | 0 | 0 | 0 | 0 | 0 | 0 | 0
F9_Industrial_Agriculture_Existing_Space Heating_Natural Gas_Gas Boiler - Hot Water Reset_A_Achievable Economic TRC Potential | F9 | Industrial | Agriculture | Existing | Space Heating | Natural Gas | Gas Boiler - Hot Water Reset | A | Incremental Winter Peak Savings (MW) | Achievable Economic TRC Potential | 0 | 0 | 0 | 0 | 0 | 0 | 0 | 0 | 0 | 0 | 0 | 0 | 0 | 0 | 0 | 0 | 0 | 0 | 0 | 0 | 0 | 0 | 0 | 0 | 0 | 0 | 0 | 0 | 0 | 0 | 0
F10_Industrial_Agriculture_Existing_Space Heating_Natural Gas_Gas Boiler - Hot Water Reset_A_Achievable Economic TRC Potential | F10 | Industrial | Agriculture | Existing | Space Heating | Natural Gas | Gas Boiler - Hot Water Reset | A | Cumulative Energy Savings (MWh or mTherms) | Achievable Economic TRC Potential | 0 | 0 | 0 | 0 | 0 | 0.063404 | 0.14025 | 0.23268 | 0.33879 | 0.45856 | 0.59546 | 0.74359 | 0.89267 | 1.0286 | 1.1429 | 1.228 | 1.2809 | 1.3075 | 1.3157 | 1.3142 | 1.3084 | 1.3006 | 1.2924 | 1.2844 | 1.2763 | 1.2689 | 1.2621 | 1.256 | 1.2503 | 1.2452 | 1.2405
F11_Industrial_Agriculture_Existing_Space Heating_Natural Gas_Gas Boiler - Hot Water Reset_A_Achievable Economic TRC Potential | F11 | Industrial | Agriculture | Existing | Space Heating | Natural Gas | Gas Boiler - Hot Water Reset | A | Cumulative Summer Peak Savings (MW) | Achievable Economic TRC Potential | 0 | 0 | 0 | 0 | 0 | 0 | 0 | 0 | 0 | 0 | 0 | 0 | 0 | 0 | 0 | 0 | 0 | 0 | 0 | 0 | 0 | 0 | 0 | 0 | 0 | 0 | 0 | 0 | 0 | 0 | 0
F12_Industrial_Agriculture_Existing_Space Heating_Natural Gas_Gas Boiler - Hot Water Reset_A_Achievable Economic TRC Potential | F12 | Industrial | Agriculture | Existing | Space Heating | Natural Gas | Gas Boiler - Hot Water Reset | A | Cumulative Winter Peak Savings (MW) | Achievable Economic TRC Potential | 0 | 0 | 0 | 0 | 0 | 0 | 0 | 0 | 0 | 0 | 0 | 0 | 0 | 0 | 0 | 0 | 0 | 0 | 0 | 0 | 0 | 0 | 0 | 0 | 0 | 0 | 0 | 0 | 0 | 0 | 0
F13_Industrial_Agriculture_Existing_Space Heating_Natural Gas_Gas Boiler - Hot Water Reset_A_Achievable Economic TRC Potential | F13 | Industrial | Agriculture | Existing | Space Heating | Natural Gas | Gas Boiler - Hot Water Reset | A | Purchases (Incremental) | Achievable Economic TRC Potential | 0 | 0 | 0 | 0 | 0 | 15.1225 | 18.5578 | 22.5754 | 26.2206 | 29.9327 | 34.5505 | 37.7989 | 38.5358 | 35.7387 | 30.8377 | 23.636 | 15.6448 | 9.0384 | 4.313 | 1.8269 | 0.66158 | 0.20584 | 0.044701 | 0.0073226 | 0.00087619 | 0 | 0 | 0 | 0 | 0 | 0
F14_Industrial_Agriculture_Existing_Space Heating_Natural Gas_Gas Boiler - Hot Water Reset_A_Achievable Economic TRC Potential | F14 | Industrial | Agriculture | Existing | Space Heating | Natural Gas | Gas Boiler - Hot Water Reset | A | Purchases (Cumulative) | Achievable Economic TRC Potential | 0 | 0 | 0 | 0 | 0 | 15.1225 | 33.6803 | 56.2556 | 82.4763 | 112.4089 | 146.9594 | 184.7583 | 223.2941 | 259.0328 | 289.8705 | 313.5065 | 329.1513 | 338.1896 | 342.5026 | 344.3295 | 344.9911 | 345.1969 | 345.2416 | 345.249 | 345.2498 | 345.2498 | 345.2498 | 345.2498 | 345.2498 | 345.2498 | 345.2498
F1_Industrial_Agriculture_Existing_Process_Natural Gas_Gas Boiler - Hot Water Reset_A_Achievable Economic TRC Potential | F1 | Industrial | Agriculture | Existing | Process | Natural Gas | Gas Boiler - Hot Water Reset | A | Original Unit Energy Savings (kWh or therms) | Achievable Economic TRC Potential | 0 | 0 | 0 | 0 | 0 | 2.8289 | 2.8289 | 2.8289 | 2.8289 | 2.8289 | 2.8289 | 2.8289 | 2.8289 | 2.8289 | 2.8289 | 2.8289 | 2.8289 | 2.8289 | 2.8289 | 2.8289 | 2.8289 | 2.8289 | 2.8289 | 2.8289 | 2.8289 | 2.8289 | 2.8289 | 2.8289 | 2.8289 | 2.8289 | 2.8289
F2_Industrial_Agriculture_Existing_Process_Natural Gas_Gas Boiler - Hot Water Reset_A_Achievable Economic TRC Potential | F2 | Industrial | Agriculture | Existing | Process | Natural Gas | Gas Boiler - Hot Water Reset | A | Original Unit Summer Peak Savings (kW) | Achievable Economic TRC Potential | 0 | 0 | 0 | 0 | 0 | 0 | 0 | 0 | 0 | 0 | 0 | 0 | 0 | 0 | 0 | 0 | 0 | 0 | 0 | 0 | 0 | 0 | 0 | 0 | 0 | 0 | 0 | 0 | 0 | 0 | 0
F3_Industrial_Agriculture_Existing_Process_Natural Gas_Gas Boiler - Hot Water Reset_A_Achievable Economic TRC Potential | F3 | Industrial | Agriculture | Existing | Process | Natural Gas | Gas Boiler - Hot Water Reset | A | Original Unit Winter Peak Savings (kW) | Achievable Economic TRC Potential | 0 | 0 | 0 | 0 | 0 | 0 | 0 | 0 | 0 | 0 | 0 | 0 | 0 | 0 | 0 | 0 | 0 | 0 | 0 | 0 | 0 | 0 | 0 | 0 | 0 | 0 | 0 | 0 | 0 | 0 | 0
F4_Industrial_Agriculture_Existing_Process_Natural Gas_Gas Boiler - Hot Water Reset_A_Achievable Economic TRC Potential | F4 | Industrial | Agriculture | Existing | Process | Natural Gas | Gas Boiler - Hot Water Reset | A | Standalone Impact on Baseline Energy (%) | Achievable Economic TRC Potential | 0% | 0% | 0% | 0% | 0% | 0.01976% | 0.04402% | 0.07397% | 0.1084% | 0.1476% | 0.1954% | 0.2464% | 0.2984% | 0.3517% | 0.3921% | 0.4282% | 0.4495% | 0.4641% | 0.4743% | 0.4763% | 0.4792% | 0.4813% | 0.4831% | 0.4848% | 0.0048633 | 0.0048775 | 0.0048906 | 0.0049024 | 0 | 0 | 0
F5_Industrial_Agriculture_Existing_Process_Natural Gas_Gas Boiler - Hot Water Reset_A_Achievable Economic TRC Potential | F5 | Industrial | Agriculture | Existing | Process | Natural Gas | Gas Boiler - Hot Water Reset | A | Standalone Impact on Baseline Summer Peak (%) | Achievable Economic TRC Potential | 0% | 0% | 0% | 0% | 0% | 0% | 0% | 0% | 0% | 0% | 0% | 0% | 0% | 0% | 0% | 0% | 0% | 0% | 0% | 0% | 0% | 0% | 0% | 0% | 0 | 0 | 0 | 0 | 0 | 0 | 0
F6_Industrial_Agriculture_Existing_Process_Natural Gas_Gas Boiler - Hot Water Reset_A_Achievable Economic TRC Potential | F6 | Industrial | Agriculture | Existing | Process | Natural Gas | Gas Boiler - Hot Water Reset | A | Standalone Impact on Baseline Winter Peak (%) | Achievable Economic TRC Potential | 0% | 0% | 0% | 0% | 0% | 0% | 0% | 0% | 0% | 0% | 0% | 0% | 0% | 0% | 0% | 0% | 0% | 0% | 0% | 0% | 0% | 0% | 0% | 0% | 0 | 0 | 0 | 0 | 0 | 0 | 0
F7_Industrial_Agriculture_Existing_Process_Natural Gas_Gas Boiler - Hot Water Reset_A_Achievable Economic TRC Potential | F7 | Industrial | Agriculture | Existing | Process | Natural Gas | Gas Boiler - Hot Water Reset | A | Incremental Energy Savings (MWh or mTherms) | Achievable Economic TRC Potential | 0 | 0 | 0 | 0 | 0 | 0.35387 | 0.43426 | 0.52827 | 0.61357 | 0.70043 | 0.80849 | 0.8845 | 0.90175 | 0.83629 | 0.72161 | 0.55309 | 0.36609 | 0.2115 | 0.10093 | 0.04275 | 0.015481 | 0.0048168 | 0.001046 | 0.00017135 | 2.0503e-05 | 0 | 0 | 0 | 0 | 0 | 0
F8_Industrial_Agriculture_Existing_Process_Natural Gas_Gas Boiler - Hot Water Reset_A_Achievable Economic TRC Potential | F8 | Industrial | Agriculture | Existing | Process | Natural Gas | Gas Boiler - Hot Water Reset | A | Incremental Summer Peak Savings (MW) | Achievable Economic TRC Potential | 0 | 0 | 0 | 0 | 0 | 0 | 0 | 0 | 0 | 0 | 0 | 0 | 0 | 0 | 0 | 0 | 0 | 0 | 0 | 0 | 0 | 0 | 0 | 0 | 0 | 0 | 0 | 0 | 0 | 0 | 0
F9_Industrial_Agriculture_Existing_Process_Natural Gas_Gas Boiler - Hot Water Reset_A_Achievable Economic TRC Potential | F9 | Industrial | Agriculture | Existing | Process | Natural Gas | Gas Boiler - Hot Water Reset | A | Incremental Winter Peak Savings (MW) | Achievable Economic TRC Potential | 0 | 0 | 0 | 0 | 0 | 0 | 0 | 0 | 0 | 0 | 0 | 0 | 0 | 0 | 0 | 0 | 0 | 0 | 0 | 0 | 0 | 0 | 0 | 0 | 0 | 0 | 0 | 0 | 0 | 0 | 0
F10_Industrial_Agriculture_Existing_Process_Natural Gas_Gas Boiler - Hot Water Reset_A_Achievable Economic TRC Potential | F10 | Industrial | Agriculture | Existing | Process | Natural Gas | Gas Boiler - Hot Water Reset | A | Cumulative Energy Savings (MWh or mTherms) | Achievable Economic TRC Potential | 0 | 0 | 0 | 0 | 0 | 0.35387 | 0.78813 | 1.3164 | 1.93 | 2.6304 | 3.4389 | 4.3234 | 5.2251 | 6.0614 | 6.783 | 7.3361 | 7.7022 | 7.9137 | 8.0147 | 8.0574 | 8.0729 | 8.0777 | 8.0787 | 8.0789 | 8.0789 | 8.0789 | 8.0789 | 8.0789 | 8.0789 | 8.0789 | 8.0789
F11_Industrial_Agriculture_Existing_Process_Natural Gas_Gas Boiler - Hot Water Reset_A_Achievable Economic TRC Potential | F11 | Industrial | Agriculture | Existing | Process | Natural Gas | Gas Boiler - Hot Water Reset | A | Cumulative Summer Peak Savings (MW) | Achievable Economic TRC Potential | 0 | 0 | 0 | 0 | 0 | 0 | 0 | 0 | 0 | 0 | 0 | 0 | 0 | 0 | 0 | 0 | 0 | 0 | 0 | 0 | 0 | 0 | 0 | 0 | 0 | 0 | 0 | 0 | 0 | 0 | 0
F12_Industrial_Agriculture_Existing_Process_Natural Gas_Gas Boiler - Hot Water Reset_A_Achievable Economic TRC Potential | F12 | Industrial | Agriculture | Existing | Process | Natural Gas | Gas Boiler - Hot Water Reset | A | Cumulative Winter Peak Savings (MW) | Achievable Economic TRC Potential | 0 | 0 | 0 | 0 | 0 | 0 | 0 | 0 | 0 | 0 | 0 | 0 | 0 | 0 | 0 | 0 | 0 | 0 | 0 | 0 | 0 | 0 | 0 | 0 | 0 | 0 | 0 | 0 | 0 | 0 | 0
F13_Industrial_Agriculture_Existing_Process_Natural Gas_Gas Boiler - Hot Water Reset_A_Achievable Economic TRC Potential | F13 | Industrial | Agriculture | Existing | Process | Natural Gas | Gas Boiler - Hot Water Reset | A | Purchases (Incremental) | Achievable Economic TRC Potential | 0 | 0 | 0 | 0 | 0 | 125.0924 | 153.5093 | 186.7426 | 216.8959 | 247.6019 | 285.8003 | 312.6706 | 318.7665 | 295.629 | 255.0884 | 195.5157 | 129.4132 | 74.765 | 35.6768 | 15.1119 | 5.4725 | 1.7027 | 0.36976 | 0.060572 | 0.0072478 | 0 | 0 | 0 | 0 | 0 | 0
F14_Industrial_Agriculture_Existing_Process_Natural Gas_Gas Boiler - Hot Water Reset_A_Achievable Economic TRC Potential | F14 | Industrial | Agriculture | Existing | Process | Natural Gas | Gas Boiler - Hot Water Reset | A | Purchases (Cumulative) | Achievable Economic TRC Potential | 0 | 0 | 0 | 0 | 0 | 125.0924 | 278.6017 | 465.3443 | 682.2403 | 929.8421 | 1215.6424 | 1528.313 | 1847.0796 | 2142.7085 | 2397.7969 | 2593.3126 | 2722.7259 | 2797.4908 | 2833.1677 | 2848.2796 | 2853.7521 | 2855.4548 | 2855.8246 | 2855.8852 | 2855.8924 | 2855.8924 | 2855.8924 | 2855.8924 | 2855.8924 | 2855.8924 | 2855.8924
F1_Industrial_Agriculture_Existing_Space Heating_Natural Gas_Steam Trap Maintenance_A_Achievable Economic TRC Potential | F1 | Industrial | Agriculture | Existing | Space Heating | Natural Gas | Steam Trap Maintenance | A | Original Unit Energy Savings (kWh or therms) | Achievable Economic TRC Potential | 0 | 0 | 0 | 0 | 0 | 1.4812 | 1.4712 | 1.4612 | 1.4512 | 1.4412 | 1.4314 | 1.4218 | 1.4123 | 1.4029 | 1.3929 | 1.3838 | 1.3748 | 1.3659 | 1.3571 | 1.3483 | 1.3399 | 1.331 | 1.3225 | 1.3143 | 1.306 | 1.2984 | 1.2915 | 1.2852 | 1.2794 | 1.2742 | 1.2694
F2_Industrial_Agriculture_Existing_Space Heating_Natural Gas_Steam Trap Maintenance_A_Achievable Economic TRC Potential | F2 | Industrial | Agriculture | Existing | Space Heating | Natural Gas | Steam Trap Maintenance | A | Original Unit Summer Peak Savings (kW) | Achievable Economic TRC Potential | 0 | 0 | 0 | 0 | 0 | 0 | 0 | 0 | 0 | 0 | 0 | 0 | 0 | 0 | 0 | 0 | 0 | 0 | 0 | 0 | 0 | 0 | 0 | 0 | 0 | 0 | 0 | 0 | 0 | 0 | 0
F3_Industrial_Agriculture_Existing_Space Heating_Natural Gas_Steam Trap Maintenance_A_Achievable Economic TRC Potential | F3 | Industrial | Agriculture | Existing | Space Heating | Natural Gas | Steam Trap Maintenance | A | Original Unit Winter Peak Savings (kW) | Achievable Economic TRC Potential | 0 | 0 | 0 | 0 | 0 | 0 | 0 | 0 | 0 | 0 | 0 | 0 | 0 | 0 | 0 | 0 | 0 | 0 | 0 | 0 | 0 | 0 | 0 | 0 | 0 | 0 | 0 | 0 | 0 | 0 | 0
F4_Industrial_Agriculture_Existing_Space Heating_Natural Gas_Steam Trap Maintenance_A_Achievable Economic TRC Potential | F4 | Industrial | Agriculture | Existing | Space Heating | Natural Gas | Steam Trap Maintenance | A | Standalone Impact on Baseline Energy (%) | Achievable Economic TRC Potential | 0% | 0% | 0% | 0% | 0% | 0.001456% | 0.002908% | 0.004375% | 0.005823% | 0.00727% | 0.008817% | 0.0103% | 0.01178% | 0.01343% | 0.01484% | 0.01645% | 0.01792% | 0.01948% | 0.02111% | 0.02254% | 0.02408% | 0.02562% | 0.02715% | 0.02867% | 0.0003018 | 0.00030235 | 0.00030287 | 0.00030336 | 0 | 0 | 0
F5_Industrial_Agriculture_Existing_Space Heating_Natural Gas_Steam Trap Maintenance_A_Achievable Economic TRC Potential | F5 | Industrial | Agriculture | Existing | Space Heating | Natural Gas | Steam Trap Maintenance | A | Standalone Impact on Baseline Summer Peak (%) | Achievable Economic TRC Potential | 0% | 0% | 0% | 0% | 0% | 0% | 0% | 0% | 0% | 0% | 0% | 0% | 0% | 0% | 0% | 0% | 0% | 0% | 0% | 0% | 0% | 0% | 0% | 0% | 0 | 0 | 0 | 0 | 0 | 0 | 0
F6_Industrial_Agriculture_Existing_Space Heating_Natural Gas_Steam Trap Maintenance_A_Achievable Economic TRC Potential | F6 | Industrial | Agriculture | Existing | Space Heating | Natural Gas | Steam Trap Maintenance | A | Standalone Impact on Baseline Winter Peak (%) | Achievable Economic TRC Potential | 0% | 0% | 0% | 0% | 0% | 0% | 0% | 0% | 0% | 0% | 0% | 0% | 0% | 0% | 0% | 0% | 0% | 0% | 0% | 0% | 0% | 0% | 0% | 0% | 0 | 0 | 0 | 0 | 0 | 0 | 0
F7_Industrial_Agriculture_Existing_Space Heating_Natural Gas_Steam Trap Maintenance_A_Achievable Economic TRC Potential | F7 | Industrial | Agriculture | Existing | Space Heating | Natural Gas | Steam Trap Maintenance | A | Incremental Energy Savings (MWh or mTherms) | Achievable Economic TRC Potential | 0 | 0 | 0 | 0 | 0 | 0.012502 | 0.01241 | 0.012254 | 0.012176 | 0.012102 | 0.011868 | 0.011756 | 0.011654 | 0.011392 | 0.011354 | 0.011172 | 0.011101 | 0.010974 | 0.010806 | 0.010749 | 0.010637 | 0.010526 | 0.01042 | 0.01032 | 0.010223 | 0 | 0 | 0 | 0 | 0 | 0
F8_Industrial_Agriculture_Existing_Space Heating_Natural Gas_Steam Trap Maintenance_A_Achievable Economic TRC Potential | F8 | Industrial | Agriculture | Existing | Space Heating | Natural Gas | Steam Trap Maintenance | A | Incremental Summer Peak Savings (MW) | Achievable Economic TRC Potential | 0 | 0 | 0 | 0 | 0 | 0 | 0 | 0 | 0 | 0 | 0 | 0 | 0 | 0 | 0 | 0 | 0 | 0 | 0 | 0 | 0 | 0 | 0 | 0 | 0 | 0 | 0 | 0 | 0 | 0 | 0
F9_Industrial_Agriculture_Existing_Space Heating_Natural Gas_Steam Trap Maintenance_A_Achievable Economic TRC Potential | F9 | Industrial | Agriculture | Existing | Space Heating | Natural Gas | Steam Trap Maintenance | A | Incremental Winter Peak Savings (MW) | Achievable Economic TRC Potential | 0 | 0 | 0 | 0 | 0 | 0 | 0 | 0 | 0 | 0 | 0 | 0 | 0 | 0 | 0 | 0 | 0 | 0 | 0 | 0 | 0 | 0 | 0 | 0 | 0 | 0 | 0 | 0 | 0 | 0 | 0
F10_Industrial_Agriculture_Existing_Space Heating_Natural Gas_Steam Trap Maintenance_A_Achievable Economic TRC Potential | F10 | Industrial | Agriculture | Existing | Space Heating | Natural Gas | Steam Trap Maintenance | A | Cumulative Energy Savings (MWh or mTherms) | Achievable Economic TRC Potential | 0 | 0 | 0 | 0 | 0 | 0.012502 | 0.024828 | 0.036913 | 0.048836 | 0.060602 | 0.072061 | 0.083333 | 0.094428 | 0.10519 | 0.1158 | 0.12621 | 0.13649 | 0.14658 | 0.15645 | 0.16618 | 0.17578 | 0.18514 | 0.19438 | 0.20349 | 0.21242 | 0.21119 | 0.21007 | 0.20904 | 0.20811 | 0.20725 | 0.20647
F11_Industrial_Agriculture_Existing_Space Heating_Natural Gas_Steam Trap Maintenance_A_Achievable Economic TRC Potential | F11 | Industrial | Agriculture | Existing | Space Heating | Natural Gas | Steam Trap Maintenance | A | Cumulative Summer Peak Savings (MW) | Achievable Economic TRC Potential | 0 | 0 | 0 | 0 | 0 | 0 | 0 | 0 | 0 | 0 | 0 | 0 | 0 | 0 | 0 | 0 | 0 | 0 | 0 | 0 | 0 | 0 | 0 | 0 | 0 | 0 | 0 | 0 | 0 | 0 | 0
F12_Industrial_Agriculture_Existing_Space Heating_Natural Gas_Steam Trap Maintenance_A_Achievable Economic TRC Potential | F12 | Industrial | Agriculture | Existing | Space Heating | Natural Gas | Steam Trap Maintenance | A | Cumulative Winter Peak Savings (MW) | Achievable Economic TRC Potential | 0 | 0 | 0 | 0 | 0 | 0 | 0 | 0 | 0 | 0 | 0 | 0 | 0 | 0 | 0 | 0 | 0 | 0 | 0 | 0 | 0 | 0 | 0 | 0 | 0 | 0 | 0 | 0 | 0 | 0 | 0
F13_Industrial_Agriculture_Existing_Space Heating_Natural Gas_Steam Trap Maintenance_A_Achievable Economic TRC Potential | F13 | Industrial | Agriculture | Existing | Space Heating | Natural Gas | Steam Trap Maintenance | A | Purchases (Incremental) | Achievable Economic TRC Potential | 0 | 0 | 0 | 0 | 0 | 8.4404 | 8.4358 | 8.3861 | 8.3906 | 8.3975 | 8.2909 | 8.2682 | 8.2515 | 8.1204 | 8.1514 | 8.0737 | 8.0747 | 8.0341 | 7.9624 | 7.9719 | 7.9389 | 7.908 | 7.8792 | 7.8524 | 7.8277 | 0 | 0 | 0 | 0 | 0 | 0
F14_Industrial_Agriculture_Existing_Space Heating_Natural Gas_Steam Trap Maintenance_A_Achievable Economic TRC Potential | F14 | Industrial | Agriculture | Existing | Space Heating | Natural Gas | Steam Trap Maintenance | A | Purchases (Cumulative) | Achievable Economic TRC Potential | 0 | 0 | 0 | 0 | 0 | 8.4404 | 16.8763 | 25.2623 | 33.6529 | 42.0505 | 50.3414 | 58.6096 | 66.8611 | 74.9815 | 83.1329 | 91.2066 | 99.2813 | 107.3155 | 115.2779 | 123.2498 | 131.1887 | 139.0967 | 146.9759 | 154.8283 | 162.656 | 162.656 | 162.656 | 162.656 | 162.656 | 162.656 | 162.656
F1_Industrial_Agriculture_Existing_Process_Natural Gas_Steam Trap Maintenance_A_Achievable Economic TRC Potential | F1 | Industrial | Agriculture | Existing | Process | Natural Gas | Steam Trap Maintenance | A | Original Unit Energy Savings (kWh or therms) | Achievable Economic TRC Potential | 0 | 0 | 0 | 0 | 0 | 1.9988 | 1.9988 | 1.9988 | 1.9988 | 1.9988 | 1.9988 | 1.9988 | 1.9988 | 1.9988 | 1.9988 | 1.9988 | 1.9988 | 1.9988 | 1.9988 | 1.9988 | 1.9988 | 1.9988 | 1.9988 | 1.9988 | 1.9988 | 1.9988 | 1.9988 | 1.9988 | 1.9988 | 1.9988 | 1.9988
F2_Industrial_Agriculture_Existing_Process_Natural Gas_Steam Trap Maintenance_A_Achievable Economic TRC Potential | F2 | Industrial | Agriculture | Existing | Process | Natural Gas | Steam Trap Maintenance | A | Original Unit Summer Peak Savings (kW) | Achievable Economic TRC Potential | 0 | 0 | 0 | 0 | 0 | 0 | 0 | 0 | 0 | 0 | 0 | 0 | 0 | 0 | 0 | 0 | 0 | 0 | 0 | 0 | 0 | 0 | 0 | 0 | 0 | 0 | 0 | 0 | 0 | 0 | 0
F3_Industrial_Agriculture_Existing_Process_Natural Gas_Steam Trap Maintenance_A_Achievable Economic TRC Potential | F3 | Industrial | Agriculture | Existing | Process | Natural Gas | Steam Trap Maintenance | A | Original Unit Winter Peak Savings (kW) | Achievable Economic TRC Potential | 0 | 0 | 0 | 0 | 0 | 0 | 0 | 0 | 0 | 0 | 0 | 0 | 0 | 0 | 0 | 0 | 0 | 0 | 0 | 0 | 0 | 0 | 0 | 0 | 0 | 0 | 0 | 0 | 0 | 0 | 0
F4_Industrial_Agriculture_Existing_Process_Natural Gas_Steam Trap Maintenance_A_Achievable Economic TRC Potential | F4 | Industrial | Agriculture | Existing | Process | Natural Gas | Steam Trap Maintenance | A | Standalone Impact on Baseline Energy (%) | Achievable Economic TRC Potential | 0% | 0% | 0% | 0% | 0% | 0.007791% | 0.01559% | 0.02347% | 0.03125% | 0.03901% | 0.0473% | 0.05523% | 0.06313% | 0.07194% | 0.07945% | 0.08801% | 0.09579% | 0.1041% | 0.1128% | 0.1205% | 0.1287% | 0.137% | 0.1453% | 0.1536% | 0.0016189 | 0.0016236 | 0.001628 | 0.0016319 | 0 | 0 | 0
F5_Industrial_Agriculture_Existing_Process_Natural Gas_Steam Trap Maintenance_A_Achievable Economic TRC Potential | F5 | Industrial | Agriculture | Existing | Process | Natural Gas | Steam Trap Maintenance | A | Standalone Impact on Baseline Summer Peak (%) | Achievable Economic TRC Potential | 0% | 0% | 0% | 0% | 0% | 0% | 0% | 0% | 0% | 0% | 0% | 0% | 0% | 0% | 0% | 0% | 0% | 0% | 0% | 0% | 0% | 0% | 0% | 0% | 0 | 0 | 0 | 0 | 0 | 0 | 0
F6_Industrial_Agriculture_Existing_Process_Natural Gas_Steam Trap Maintenance_A_Achievable Economic TRC Potential | F6 | Industrial | Agriculture | Existing | Process | Natural Gas | Steam Trap Maintenance | A | Standalone Impact on Baseline Winter Peak (%) | Achievable Economic TRC Potential | 0% | 0% | 0% | 0% | 0% | 0% | 0% | 0% | 0% | 0% | 0% | 0% | 0% | 0% | 0% | 0% | 0% | 0% | 0% | 0% | 0% | 0% | 0% | 0% | 0 | 0 | 0 | 0 | 0 | 0 | 0
F7_Industrial_Agriculture_Existing_Process_Natural Gas_Steam Trap Maintenance_A_Achievable Economic TRC Potential | F7 | Industrial | Agriculture | Existing | Process | Natural Gas | Steam Trap Maintenance | A | Incremental Energy Savings (MWh or mTherms) | Achievable Economic TRC Potential | 0 | 0 | 0 | 0 | 0 | 0.13955 | 0.13947 | 0.13865 | 0.13873 | 0.13884 | 0.13708 | 0.1367 | 0.13643 | 0.13426 | 0.13477 | 0.13349 | 0.1335 | 0.13283 | 0.13165 | 0.1318 | 0.13126 | 0.13075 | 0.13027 | 0.12983 | 0.12942 | 0 | 0 | 0 | 0 | 0 | 0
F8_Industrial_Agriculture_Existing_Process_Natural Gas_Steam Trap Maintenance_A_Achievable Economic TRC Potential | F8 | Industrial | Agriculture | Existing | Process | Natural Gas | Steam Trap Maintenance | A | Incremental Summer Peak Savings (MW) | Achievable Economic TRC Potential | 0 | 0 | 0 | 0 | 0 | 0 | 0 | 0 | 0 | 0 | 0 | 0 | 0 | 0 | 0 | 0 | 0 | 0 | 0 | 0 | 0 | 0 | 0 | 0 | 0 | 0 | 0 | 0 | 0 | 0 | 0
F9_Industrial_Agriculture_Existing_Process_Natural Gas_Steam Trap Maintenance_A_Achievable Economic TRC Potential | F9 | Industrial | Agriculture | Existing | Process | Natural Gas | Steam Trap Maintenance | A | Incremental Winter Peak Savings (MW) | Achievable Economic TRC Potential | 0 | 0 | 0 | 0 | 0 | 0 | 0 | 0 | 0 | 0 | 0 | 0 | 0 | 0 | 0 | 0 | 0 | 0 | 0 | 0 | 0 | 0 | 0 | 0 | 0 | 0 | 0 | 0 | 0 | 0 | 0
F10_Industrial_Agriculture_Existing_Process_Natural Gas_Steam Trap Maintenance_A_Achievable Economic TRC Potential | F10 | Industrial | Agriculture | Existing | Process | Natural Gas | Steam Trap Maintenance | A | Cumulative Energy Savings (MWh or mTherms) | Achievable Economic TRC Potential | 0 | 0 | 0 | 0 | 0 | 0.13955 | 0.27903 | 0.41768 | 0.55641 | 0.69525 | 0.83233 | 0.96903 | 1.1055 | 1.2397 | 1.3745 | 1.508 | 1.6415 | 1.7743 | 1.906 | 2.0378 | 2.169 | 2.2998 | 2.43 | 2.5599 | 2.6893 | 2.6893 | 2.6893 | 2.6893 | 2.6893 | 2.6893 | 2.6893
F11_Industrial_Agriculture_Existing_Process_Natural Gas_Steam Trap Maintenance_A_Achievable Economic TRC Potential | F11 | Industrial | Agriculture | Existing | Process | Natural Gas | Steam Trap Maintenance | A | Cumulative Summer Peak Savings (MW) | Achievable Economic TRC Potential | 0 | 0 | 0 | 0 | 0 | 0 | 0 | 0 | 0 | 0 | 0 | 0 | 0 | 0 | 0 | 0 | 0 | 0 | 0 | 0 | 0 | 0 | 0 | 0 | 0 | 0 | 0 | 0 | 0 | 0 | 0
F12_Industrial_Agriculture_Existing_Process_Natural Gas_Steam Trap Maintenance_A_Achievable Economic TRC Potential | F12 | Industrial | Agriculture | Existing | Process | Natural Gas | Steam Trap Maintenance | A | Cumulative Winter Peak Savings (MW) | Achievable Economic TRC Potential | 0 | 0 | 0 | 0 | 0 | 0 | 0 | 0 | 0 | 0 | 0 | 0 | 0 | 0 | 0 | 0 | 0 | 0 | 0 | 0 | 0 | 0 | 0 | 0 | 0 | 0 | 0 | 0 | 0 | 0 | 0
F13_Industrial_Agriculture_Existing_Process_Natural Gas_Steam Trap Maintenance_A_Achievable Economic TRC Potential | F13 | Industrial | Agriculture | Existing | Process | Natural Gas | Steam Trap Maintenance | A | Purchases (Incremental) | Achievable Economic TRC Potential | 0 | 0 | 0 | 0 | 0 | 69.819 | 69.7807 | 69.3692 | 69.4067 | 69.4641 | 68.582 | 68.3946 | 68.2557 | 67.1718 | 67.4283 | 66.7853 | 66.7939 | 66.4578 | 65.865 | 65.943 | 65.6703 | 65.4149 | 65.1765 | 64.955 | 64.7502 | 0 | 0 | 0 | 0 | 0 | 0
F14_Industrial_Agriculture_Existing_Process_Natural Gas_Steam Trap Maintenance_A_Achievable Economic TRC Potential | F14 | Industrial | Agriculture | Existing | Process | Natural Gas | Steam Trap Maintenance | A | Purchases (Cumulative) | Achievable Economic TRC Potential | 0 | 0 | 0 | 0 | 0 | 69.819 | 139.5998 | 208.969 | 278.3757 | 347.8398 | 416.4217 | 484.8163 | 553.072 | 620.2438 | 687.6721 | 754.4573 | 821.2513 | 887.709 | 953.574 | 1019.5169 | 1085.1872 | 1150.6021 | 1215.7786 | 1280.7336 | 1345.4838 | 1345.4838 | 1345.4838 | 1345.4838 | 1345.4838 | 1345.4838 | 1345.4838
F1_Industrial_Agriculture_Existing_Space Heating_Natural Gas_Gas Boiler - High Turndown_A_Achievable Economic TRC Potential | F1 | Industrial | Agriculture | Existing | Space Heating | Natural Gas | Gas Boiler - High Turndown | A | Original Unit Energy Savings (kWh or therms) | Achievable Economic TRC Potential | 0 | 0 | 0 | 0 | 0 | 1.5723 | 1.5616 | 1.551 | 1.5404 | 1.5298 | 1.5195 | 1.5092 | 1.4991 | 1.4892 | 1.4786 | 1.4689 | 1.4593 | 1.4499 | 1.4406 | 1.4312 | 1.4222 | 1.4129 | 1.4038 | 1.3951 | 1.3863 | 1.3782 | 1.3709 | 1.3642 | 1.3581 | 1.3525 | 1.3474
F2_Industrial_Agriculture_Existing_Space Heating_Natural Gas_Gas Boiler - High Turndown_A_Achievable Economic TRC Potential | F2 | Industrial | Agriculture | Existing | Space Heating | Natural Gas | Gas Boiler - High Turndown | A | Original Unit Summer Peak Savings (kW) | Achievable Economic TRC Potential | 0 | 0 | 0 | 0 | 0 | 0 | 0 | 0 | 0 | 0 | 0 | 0 | 0 | 0 | 0 | 0 | 0 | 0 | 0 | 0 | 0 | 0 | 0 | 0 | 0 | 0 | 0 | 0 | 0 | 0 | 0
F3_Industrial_Agriculture_Existing_Space Heating_Natural Gas_Gas Boiler - High Turndown_A_Achievable Economic TRC Potential | F3 | Industrial | Agriculture | Existing | Space Heating | Natural Gas | Gas Boiler - High Turndown | A | Original Unit Winter Peak Savings (kW) | Achievable Economic TRC Potential | 0 | 0 | 0 | 0 | 0 | 0 | 0 | 0 | 0 | 0 | 0 | 0 | 0 | 0 | 0 | 0 | 0 | 0 | 0 | 0 | 0 | 0 | 0 | 0 | 0 | 0 | 0 | 0 | 0 | 0 | 0
F4_Industrial_Agriculture_Existing_Space Heating_Natural Gas_Gas Boiler - High Turndown_A_Achievable Economic TRC Potential | F4 | Industrial | Agriculture | Existing | Space Heating | Natural Gas | Gas Boiler - High Turndown | A | Standalone Impact on Baseline Energy (%) | Achievable Economic TRC Potential | 0% | 0% | 0% | 0% | 0% | 0.004227% | 0.00844% | 0.0127% | 0.0169% | 0.0211% | 0.02517% | 0.02829% | 0.03079% | 0.03325% | 0.0347% | 0.03631% | 0.03733% | 0.03834% | 0.03932% | 0.03978% | 0.04034% | 0.04048% | 0.04059% | 0.04069% | 0.00040772 | 0.00040847 | 0.00040917 | 0.00040983 | 0 | 0 | 0
F5_Industrial_Agriculture_Existing_Space Heating_Natural Gas_Gas Boiler - High Turndown_A_Achievable Economic TRC Potential | F5 | Industrial | Agriculture | Existing | Space Heating | Natural Gas | Gas Boiler - High Turndown | A | Standalone Impact on Baseline Summer Peak (%) | Achievable Economic TRC Potential | 0% | 0% | 0% | 0% | 0% | 0% | 0% | 0% | 0% | 0% | 0% | 0% | 0% | 0% | 0% | 0% | 0% | 0% | 0% | 0% | 0% | 0% | 0% | 0% | 0 | 0 | 0 | 0 | 0 | 0 | 0
F6_Industrial_Agriculture_Existing_Space Heating_Natural Gas_Gas Boiler - High Turndown_A_Achievable Economic TRC Potential | F6 | Industrial | Agriculture | Existing | Space Heating | Natural Gas | Gas Boiler - High Turndown | A | Standalone Impact on Baseline Winter Peak (%) | Achievable Economic TRC Potential | 0% | 0% | 0% | 0% | 0% | 0% | 0% | 0% | 0% | 0% | 0% | 0% | 0% | 0% | 0% | 0% | 0% | 0% | 0% | 0% | 0% | 0% | 0% | 0% | 0 | 0 | 0 | 0 | 0 | 0 | 0
F7_Industrial_Agriculture_Existing_Space Heating_Natural Gas_Gas Boiler - High Turndown_A_Achievable Economic TRC Potential | F7 | Industrial | Agriculture | Existing | Space Heating | Natural Gas | Gas Boiler - High Turndown | A | Incremental Energy Savings (MWh or mTherms) | Achievable Economic TRC Potential | 0 | 0 | 0 | 0 | 0 | 0.036287 | 0.036021 | 0.035566 | 0.035341 | 0.035126 | 0.031002 | 0.024568 | 0.019483 | 0.015237 | 0.012149 | 0.0095633 | 0.0076017 | 0.0060116 | 0.0047358 | 0.0037686 | 0.0029836 | 2.0138e-05 | 7.1199e-06 | 2.4039e-06 | 7.7648e-07 | 6.5427e-07 | 6.4905e-07 | 6.4431e-07 | 6.4003e-07 | 6.3616e-07 | 6.3269e-07
F8_Industrial_Agriculture_Existing_Space Heating_Natural Gas_Gas Boiler - High Turndown_A_Achievable Economic TRC Potential | F8 | Industrial | Agriculture | Existing | Space Heating | Natural Gas | Gas Boiler - High Turndown | A | Incremental Summer Peak Savings (MW) | Achievable Economic TRC Potential | 0 | 0 | 0 | 0 | 0 | 0 | 0 | 0 | 0 | 0 | 0 | 0 | 0 | 0 | 0 | 0 | 0 | 0 | 0 | 0 | 0 | 0 | 0 | 0 | 0 | 0 | 0 | 0 | 0 | 0 | 0
F9_Industrial_Agriculture_Existing_Space Heating_Natural Gas_Gas Boiler - High Turndown_A_Achievable Economic TRC Potential | F9 | Industrial | Agriculture | Existing | Space Heating | Natural Gas | Gas Boiler - High Turndown | A | Incremental Winter Peak Savings (MW) | Achievable Economic TRC Potential | 0 | 0 | 0 | 0 | 0 | 0 | 0 | 0 | 0 | 0 | 0 | 0 | 0 | 0 | 0 | 0 | 0 | 0 | 0 | 0 | 0 | 0 | 0 | 0 | 0 | 0 | 0 | 0 | 0 | 0 | 0
F10_Industrial_Agriculture_Existing_Space Heating_Natural Gas_Gas Boiler - High Turndown_A_Achievable Economic TRC Potential | F10 | Industrial | Agriculture | Existing | Space Heating | Natural Gas | Gas Boiler - High Turndown | A | Cumulative Energy Savings (MWh or mTherms) | Achievable Economic TRC Potential | 0 | 0 | 0 | 0 | 0 | 0.036287 | 0.072062 | 0.10714 | 0.14175 | 0.17589 | 0.20571 | 0.2289 | 0.24685 | 0.26044 | 0.27074 | 0.27853 | 0.28431 | 0.28848 | 0.29137 | 0.29325 | 0.29439 | 0.29247 | 0.29061 | 0.2888 | 0.28698 | 0.28531 | 0.28379 | 0.28241 | 0.28114 | 0.27999 | 0.27894
F11_Industrial_Agriculture_Existing_Space Heating_Natural Gas_Gas Boiler - High Turndown_A_Achievable Economic TRC Potential | F11 | Industrial | Agriculture | Existing | Space Heating | Natural Gas | Gas Boiler - High Turndown | A | Cumulative Summer Peak Savings (MW) | Achievable Economic TRC Potential | 0 | 0 | 0 | 0 | 0 | 0 | 0 | 0 | 0 | 0 | 0 | 0 | 0 | 0 | 0 | 0 | 0 | 0 | 0 | 0 | 0 | 0 | 0 | 0 | 0 | 0 | 0 | 0 | 0 | 0 | 0
F12_Industrial_Agriculture_Existing_Space Heating_Natural Gas_Gas Boiler - High Turndown_A_Achievable Economic TRC Potential | F12 | Industrial | Agriculture | Existing | Space Heating | Natural Gas | Gas Boiler - High Turndown | A | Cumulative Winter Peak Savings (MW) | Achievable Economic TRC Potential | 0 | 0 | 0 | 0 | 0 | 0 | 0 | 0 | 0 | 0 | 0 | 0 | 0 | 0 | 0 | 0 | 0 | 0 | 0 | 0 | 0 | 0 | 0 | 0 | 0 | 0 | 0 | 0 | 0 | 0 | 0
F13_Industrial_Agriculture_Existing_Space Heating_Natural Gas_Gas Boiler - High Turndown_A_Achievable Economic TRC Potential | F13 | Industrial | Agriculture | Existing | Space Heating | Natural Gas | Gas Boiler - High Turndown | A | Purchases (Incremental) | Achievable Economic TRC Potential | 0 | 0 | 0 | 0 | 0 | 23.0793 | 23.0666 | 22.9306 | 22.943 | 22.9619 | 20.4033 | 16.278 | 12.996 | 10.2317 | 8.2166 | 6.5106 | 5.2092 | 4.1464 | 3.2875 | 2.6331 | 2.0978 | 0.014253 | 0.0050717 | 0.0017231 | 0.00056012 | 0.00047471 | 0.00047345 | 0.0004723 | 0.00047127 | 0.00047036 | 0.00046956
F14_Industrial_Agriculture_Existing_Space Heating_Natural Gas_Gas Boiler - High Turndown_A_Achievable Economic TRC Potential | F14 | Industrial | Agriculture | Existing | Space Heating | Natural Gas | Gas Boiler - High Turndown | A | Purchases (Cumulative) | Achievable Economic TRC Potential | 0 | 0 | 0 | 0 | 0 | 23.0793 | 46.1459 | 69.0764 | 92.0194 | 114.9813 | 135.3846 | 151.6627 | 164.6587 | 174.8904 | 183.107 | 189.6176 | 194.8267 | 198.9731 | 202.2606 | 204.8937 | 206.9915 | 207.0057 | 207.0108 | 207.0125 | 207.0131 | 207.0135 | 207.014 | 207.0145 | 207.015 | 207.0154 | 207.0159
F1_Industrial_Agriculture_Existing_Process_Natural Gas_Gas Boiler - High Turndown_A_Achievable Economic TRC Potential | F1 | Industrial | Agriculture | Existing | Process | Natural Gas | Gas Boiler - High Turndown | A | Original Unit Energy Savings (kWh or therms) | Achievable Economic TRC Potential | 0 | 0 | 0 | 0 | 0 | 2.1216 | 2.1216 | 2.1216 | 2.1216 | 2.1216 | 2.1216 | 2.1216 | 2.1216 | 2.1216 | 2.1216 | 2.1216 | 2.1216 | 2.1216 | 2.1216 | 2.1216 | 2.1216 | 2.1216 | 2.1216 | 2.1216 | 2.1216 | 2.1216 | 2.1216 | 2.1216 | 2.1216 | 2.1216 | 2.1216
F2_Industrial_Agriculture_Existing_Process_Natural Gas_Gas Boiler - High Turndown_A_Achievable Economic TRC Potential | F2 | Industrial | Agriculture | Existing | Process | Natural Gas | Gas Boiler - High Turndown | A | Original Unit Summer Peak Savings (kW) | Achievable Economic TRC Potential | 0 | 0 | 0 | 0 | 0 | 0 | 0 | 0 | 0 | 0 | 0 | 0 | 0 | 0 | 0 | 0 | 0 | 0 | 0 | 0 | 0 | 0 | 0 | 0 | 0 | 0 | 0 | 0 | 0 | 0 | 0
F3_Industrial_Agriculture_Existing_Process_Natural Gas_Gas Boiler - High Turndown_A_Achievable Economic TRC Potential | F3 | Industrial | Agriculture | Existing | Process | Natural Gas | Gas Boiler - High Turndown | A | Original Unit Winter Peak Savings (kW) | Achievable Economic TRC Potential | 0 | 0 | 0 | 0 | 0 | 0 | 0 | 0 | 0 | 0 | 0 | 0 | 0 | 0 | 0 | 0 | 0 | 0 | 0 | 0 | 0 | 0 | 0 | 0 | 0 | 0 | 0 | 0 | 0 | 0 | 0
F4_Industrial_Agriculture_Existing_Process_Natural Gas_Gas Boiler - High Turndown_A_Achievable Economic TRC Potential | F4 | Industrial | Agriculture | Existing | Process | Natural Gas | Gas Boiler - High Turndown | A | Standalone Impact on Baseline Energy (%) | Achievable Economic TRC Potential | 0% | 0% | 0% | 0% | 0% | 0.02261% | 0.04524% | 0.06812% | 0.09069% | 0.1132% | 0.135% | 0.1517% | 0.165% | 0.1781% | 0.1858% | 0.1942% | 0.1995% | 0.2048% | 0.2101% | 0.2126% | 0.2156% | 0.2165% | 0.2173% | 0.218% | 0.0021871 | 0.0021934 | 0.0021993 | 0.0022047 | 0 | 0 | 0
F5_Industrial_Agriculture_Existing_Process_Natural Gas_Gas Boiler - High Turndown_A_Achievable Economic TRC Potential | F5 | Industrial | Agriculture | Existing | Process | Natural Gas | Gas Boiler - High Turndown | A | Standalone Impact on Baseline Summer Peak (%) | Achievable Economic TRC Potential | 0% | 0% | 0% | 0% | 0% | 0% | 0% | 0% | 0% | 0% | 0% | 0% | 0% | 0% | 0% | 0% | 0% | 0% | 0% | 0% | 0% | 0% | 0% | 0% | 0 | 0 | 0 | 0 | 0 | 0 | 0
F6_Industrial_Agriculture_Existing_Process_Natural Gas_Gas Boiler - High Turndown_A_Achievable Economic TRC Potential | F6 | Industrial | Agriculture | Existing | Process | Natural Gas | Gas Boiler - High Turndown | A | Standalone Impact on Baseline Winter Peak (%) | Achievable Economic TRC Potential | 0% | 0% | 0% | 0% | 0% | 0% | 0% | 0% | 0% | 0% | 0% | 0% | 0% | 0% | 0% | 0% | 0% | 0% | 0% | 0% | 0% | 0% | 0% | 0% | 0 | 0 | 0 | 0 | 0 | 0 | 0
F7_Industrial_Agriculture_Existing_Process_Natural Gas_Gas Boiler - High Turndown_A_Achievable Economic TRC Potential | F7 | Industrial | Agriculture | Existing | Process | Natural Gas | Gas Boiler - High Turndown | A | Incremental Energy Savings (MWh or mTherms) | Achievable Economic TRC Potential | 0 | 0 | 0 | 0 | 0 | 0.40505 | 0.40482 | 0.40244 | 0.40265 | 0.40299 | 0.35808 | 0.28568 | 0.22808 | 0.17957 | 0.1442 | 0.11426 | 0.091422 | 0.072769 | 0.057696 | 0.046212 | 0.036816 | 0.00025014 | 8.901e-05 | 3.0241e-05 | 9.8302e-06 | 8.3313e-06 | 8.3091e-06 | 8.289e-06 | 8.2709e-06 | 8.2549e-06 | 8.2408e-06
F8_Industrial_Agriculture_Existing_Process_Natural Gas_Gas Boiler - High Turndown_A_Achievable Economic TRC Potential | F8 | Industrial | Agriculture | Existing | Process | Natural Gas | Gas Boiler - High Turndown | A | Incremental Summer Peak Savings (MW) | Achievable Economic TRC Potential | 0 | 0 | 0 | 0 | 0 | 0 | 0 | 0 | 0 | 0 | 0 | 0 | 0 | 0 | 0 | 0 | 0 | 0 | 0 | 0 | 0 | 0 | 0 | 0 | 0 | 0 | 0 | 0 | 0 | 0 | 0
F9_Industrial_Agriculture_Existing_Process_Natural Gas_Gas Boiler - High Turndown_A_Achievable Economic TRC Potential | F9 | Industrial | Agriculture | Existing | Process | Natural Gas | Gas Boiler - High Turndown | A | Incremental Winter Peak Savings (MW) | Achievable Economic TRC Potential | 0 | 0 | 0 | 0 | 0 | 0 | 0 | 0 | 0 | 0 | 0 | 0 | 0 | 0 | 0 | 0 | 0 | 0 | 0 | 0 | 0 | 0 | 0 | 0 | 0 | 0 | 0 | 0 | 0 | 0 | 0
F10_Industrial_Agriculture_Existing_Process_Natural Gas_Gas Boiler - High Turndown_A_Achievable Economic TRC Potential | F10 | Industrial | Agriculture | Existing | Process | Natural Gas | Gas Boiler - High Turndown | A | Cumulative Energy Savings (MWh or mTherms) | Achievable Economic TRC Potential | 0 | 0 | 0 | 0 | 0 | 0.40505 | 0.80987 | 1.2123 | 1.615 | 2.0179 | 2.376 | 2.6617 | 2.8898 | 3.0694 | 3.2136 | 3.3278 | 3.4192 | 3.492 | 3.5497 | 3.5959 | 3.6327 | 3.633 | 3.6331 | 3.6331 | 3.6331 | 3.6331 | 3.6331 | 3.6331 | 3.6332 | 3.6332 | 3.6332
F11_Industrial_Agriculture_Existing_Process_Natural Gas_Gas Boiler - High Turndown_A_Achievable Economic TRC Potential | F11 | Industrial | Agriculture | Existing | Process | Natural Gas | Gas Boiler - High Turndown | A | Cumulative Summer Peak Savings (MW) | Achievable Economic TRC Potential | 0 | 0 | 0 | 0 | 0 | 0 | 0 | 0 | 0 | 0 | 0 | 0 | 0 | 0 | 0 | 0 | 0 | 0 | 0 | 0 | 0 | 0 | 0 | 0 | 0 | 0 | 0 | 0 | 0 | 0 | 0
F12_Industrial_Agriculture_Existing_Process_Natural Gas_Gas Boiler - High Turndown_A_Achievable Economic TRC Potential | F12 | Industrial | Agriculture | Existing | Process | Natural Gas | Gas Boiler - High Turndown | A | Cumulative Winter Peak Savings (MW) | Achievable Economic TRC Potential | 0 | 0 | 0 | 0 | 0 | 0 | 0 | 0 | 0 | 0 | 0 | 0 | 0 | 0 | 0 | 0 | 0 | 0 | 0 | 0 | 0 | 0 | 0 | 0 | 0 | 0 | 0 | 0 | 0 | 0 | 0
F13_Industrial_Agriculture_Existing_Process_Natural Gas_Gas Boiler - High Turndown_A_Achievable Economic TRC Potential | F13 | Industrial | Agriculture | Existing | Process | Natural Gas | Gas Boiler - High Turndown | A | Purchases (Incremental) | Achievable Economic TRC Potential | 0 | 0 | 0 | 0 | 0 | 190.9107 | 190.806 | 189.6807 | 189.7833 | 189.9402 | 168.7753 | 134.6513 | 107.5023 | 84.6362 | 67.9675 | 53.8554 | 43.0899 | 34.2985 | 27.194 | 21.781 | 17.3527 | 0.1179 | 0.041953 | 0.014254 | 0.0046333 | 0.0039268 | 0.0039164 | 0.0039069 | 0.0038983 | 0.0038908 | 0.0038842
F14_Industrial_Agriculture_Existing_Process_Natural Gas_Gas Boiler - High Turndown_A_Achievable Economic TRC Potential | F14 | Industrial | Agriculture | Existing | Process | Natural Gas | Gas Boiler - High Turndown | A | Purchases (Cumulative) | Achievable Economic TRC Potential | 0 | 0 | 0 | 0 | 0 | 190.9107 | 381.7167 | 571.3974 | 761.1806 | 951.1208 | 1119.8961 | 1254.5474 | 1362.0497 | 1446.6859 | 1514.6534 | 1568.5088 | 1611.5987 | 1645.8972 | 1673.0912 | 1694.8722 | 1712.2249 | 1712.3428 | 1712.3848 | 1712.399 | 1712.4036 | 1712.4076 | 1712.4115 | 1712.4154 | 1712.4193 | 1712.4232 | 1712.4271
F1_Industrial_Agriculture_Existing_Space Heating_Natural Gas_Gas Boiler - Burner Control Optimization_A_Achievable Economic TRC Potential | F1 | Industrial | Agriculture | Existing | Space Heating | Natural Gas | Gas Boiler - Burner Control Optimization | A | Original Unit Energy Savings (kWh or therms) | Achievable Economic TRC Potential | 0 | 0 | 0 | 0 | 0 | 0.45596 | 0.45287 | 0.4498 | 0.44671 | 0.44363 | 0.44064 | 0.43768 | 0.43475 | 0.43186 | 0.42879 | 0.42598 | 0.42319 | 0.42046 | 0.41776 | 0.41506 | 0.41245 | 0.40974 | 0.40711 | 0.40457 | 0.40202 | 0.39969 | 0.39756 | 0.39562 | 0.39384 | 0.39223 | 0.39075
F2_Industrial_Agriculture_Existing_Space Heating_Natural Gas_Gas Boiler - Burner Control Optimization_A_Achievable Economic TRC Potential | F2 | Industrial | Agriculture | Existing | Space Heating | Natural Gas | Gas Boiler - Burner Control Optimization | A | Original Unit Summer Peak Savings (kW) | Achievable Economic TRC Potential | 0 | 0 | 0 | 0 | 0 | 0 | 0 | 0 | 0 | 0 | 0 | 0 | 0 | 0 | 0 | 0 | 0 | 0 | 0 | 0 | 0 | 0 | 0 | 0 | 0 | 0 | 0 | 0 | 0 | 0 | 0
F3_Industrial_Agriculture_Existing_Space Heating_Natural Gas_Gas Boiler - Burner Control Optimization_A_Achievable Economic TRC Potential | F3 | Industrial | Agriculture | Existing | Space Heating | Natural Gas | Gas Boiler - Burner Control Optimization | A | Original Unit Winter Peak Savings (kW) | Achievable Economic TRC Potential | 0 | 0 | 0 | 0 | 0 | 0 | 0 | 0 | 0 | 0 | 0 | 0 | 0 | 0 | 0 | 0 | 0 | 0 | 0 | 0 | 0 | 0 | 0 | 0 | 0 | 0 | 0 | 0 | 0 | 0 | 0
F4_Industrial_Agriculture_Existing_Space Heating_Natural Gas_Gas Boiler - Burner Control Optimization_A_Achievable Economic TRC Potential | F4 | Industrial | Agriculture | Existing | Space Heating | Natural Gas | Gas Boiler - Burner Control Optimization | A | Standalone Impact on Baseline Energy (%) | Achievable Economic TRC Potential | 0% | 0% | 0% | 0% | 0% | 0.0003306% | 0.000849% | 0.00189% | 0.003702% | 0.00652% | 0.01056% | 0.01562% | 0.02153% | 0.02822% | 0.03446% | 0.04074% | 0.04594% | 0.05046% | 0.05423% | 0.0566% | 0.05853% | 0.05987% | 0.06076% | 0.06135% | 0.00061767 | 0.00061879 | 0.00061986 | 0.00062085 | 0 | 0 | 0
F5_Industrial_Agriculture_Existing_Space Heating_Natural Gas_Gas Boiler - Burner Control Optimization_A_Achievable Economic TRC Potential | F5 | Industrial | Agriculture | Existing | Space Heating | Natural Gas | Gas Boiler - Burner Control Optimization | A | Standalone Impact on Baseline Summer Peak (%) | Achievable Economic TRC Potential | 0% | 0% | 0% | 0% | 0% | 0% | 0% | 0% | 0% | 0% | 0% | 0% | 0% | 0% | 0% | 0% | 0% | 0% | 0% | 0% | 0% | 0% | 0% | 0% | 0 | 0 | 0 | 0 | 0 | 0 | 0
F6_Industrial_Agriculture_Existing_Space Heating_Natural Gas_Gas Boiler - Burner Control Optimization_A_Achievable Economic TRC Potential | F6 | Industrial | Agriculture | Existing | Space Heating | Natural Gas | Gas Boiler - Burner Control Optimization | A | Standalone Impact on Baseline Winter Peak (%) | Achievable Economic TRC Potential | 0% | 0% | 0% | 0% | 0% | 0% | 0% | 0% | 0% | 0% | 0% | 0% | 0% | 0% | 0% | 0% | 0% | 0% | 0% | 0% | 0% | 0% | 0% | 0% | 0 | 0 | 0 | 0 | 0 | 0 | 0
F7_Industrial_Agriculture_Existing_Space Heating_Natural Gas_Gas Boiler - Burner Control Optimization_A_Achievable Economic TRC Potential | F7 | Industrial | Agriculture | Existing | Space Heating | Natural Gas | Gas Boiler - Burner Control Optimization | A | Incremental Energy Savings (MWh or mTherms) | Achievable Economic TRC Potential | 0 | 0 | 0 | 0 | 0 | 0.0028387 | 0.0044294 | 0.0087469 | 0.01521 | 0.023517 | 0.032287 | 0.040704 | 0.047075 | 0.049558 | 0.049394 | 0.045362 | 0.039438 | 0.032106 | 0.02459 | 0.018023 | 0.012485 | 0.0082363 | 0.0051888 | 0.003128 | 0.0020979 | 0 | 0 | 0 | 0 | 0 | 0
F8_Industrial_Agriculture_Existing_Space Heating_Natural Gas_Gas Boiler - Burner Control Optimization_A_Achievable Economic TRC Potential | F8 | Industrial | Agriculture | Existing | Space Heating | Natural Gas | Gas Boiler - Burner Control Optimization | A | Incremental Summer Peak Savings (MW) | Achievable Economic TRC Potential | 0 | 0 | 0 | 0 | 0 | 0 | 0 | 0 | 0 | 0 | 0 | 0 | 0 | 0 | 0 | 0 | 0 | 0 | 0 | 0 | 0 | 0 | 0 | 0 | 0 | 0 | 0 | 0 | 0 | 0 | 0
F9_Industrial_Agriculture_Existing_Space Heating_Natural Gas_Gas Boiler - Burner Control Optimization_A_Achievable Economic TRC Potential | F9 | Industrial | Agriculture | Existing | Space Heating | Natural Gas | Gas Boiler - Burner Control Optimization | A | Incremental Winter Peak Savings (MW) | Achievable Economic TRC Potential | 0 | 0 | 0 | 0 | 0 | 0 | 0 | 0 | 0 | 0 | 0 | 0 | 0 | 0 | 0 | 0 | 0 | 0 | 0 | 0 | 0 | 0 | 0 | 0 | 0 | 0 | 0 | 0 | 0 | 0 | 0
F10_Industrial_Agriculture_Existing_Space Heating_Natural Gas_Gas Boiler - Burner Control Optimization_A_Achievable Economic TRC Potential | F10 | Industrial | Agriculture | Existing | Space Heating | Natural Gas | Gas Boiler - Burner Control Optimization | A | Cumulative Energy Savings (MWh or mTherms) | Achievable Economic TRC Potential | 0 | 0 | 0 | 0 | 0 | 0.0028387 | 0.0072489 | 0.015947 | 0.031048 | 0.054351 | 0.086271 | 0.1264 | 0.17262 | 0.22103 | 0.26886 | 0.31246 | 0.34985 | 0.3797 | 0.40185 | 0.41728 | 0.42714 | 0.43256 | 0.43498 | 0.4354 | 0.43475 | 0.43222 | 0.42992 | 0.42782 | 0.42591 | 0.42416 | 0.42256
F11_Industrial_Agriculture_Existing_Space Heating_Natural Gas_Gas Boiler - Burner Control Optimization_A_Achievable Economic TRC Potential | F11 | Industrial | Agriculture | Existing | Space Heating | Natural Gas | Gas Boiler - Burner Control Optimization | A | Cumulative Summer Peak Savings (MW) | Achievable Economic TRC Potential | 0 | 0 | 0 | 0 | 0 | 0 | 0 | 0 | 0 | 0 | 0 | 0 | 0 | 0 | 0 | 0 | 0 | 0 | 0 | 0 | 0 | 0 | 0 | 0 | 0 | 0 | 0 | 0 | 0 | 0 | 0
F12_Industrial_Agriculture_Existing_Space Heating_Natural Gas_Gas Boiler - Burner Control Optimization_A_Achievable Economic TRC Potential | F12 | Industrial | Agriculture | Existing | Space Heating | Natural Gas | Gas Boiler - Burner Control Optimization | A | Cumulative Winter Peak Savings (MW) | Achievable Economic TRC Potential | 0 | 0 | 0 | 0 | 0 | 0 | 0 | 0 | 0 | 0 | 0 | 0 | 0 | 0 | 0 | 0 | 0 | 0 | 0 | 0 | 0 | 0 | 0 | 0 | 0 | 0 | 0 | 0 | 0 | 0 | 0
F13_Industrial_Agriculture_Existing_Space Heating_Natural Gas_Gas Boiler - Burner Control Optimization_A_Achievable Economic TRC Potential | F13 | Industrial | Agriculture | Existing | Space Heating | Natural Gas | Gas Boiler - Burner Control Optimization | A | Purchases (Incremental) | Achievable Economic TRC Potential | 0 | 0 | 0 | 0 | 0 | 6.2257 | 9.7809 | 19.4464 | 34.0497 | 53.0099 | 73.2715 | 92.9998 | 108.2794 | 114.7569 | 115.1951 | 106.4901 | 93.1909 | 76.3592 | 58.8607 | 43.4224 | 30.27 | 20.1015 | 12.7453 | 7.7316 | 5.2184 | 0 | 0 | 0 | 0 | 0 | 0
F14_Industrial_Agriculture_Existing_Space Heating_Natural Gas_Gas Boiler - Burner Control Optimization_A_Achievable Economic TRC Potential | F14 | Industrial | Agriculture | Existing | Space Heating | Natural Gas | Gas Boiler - Burner Control Optimization | A | Purchases (Cumulative) | Achievable Economic TRC Potential | 0 | 0 | 0 | 0 | 0 | 6.2257 | 16.0066 | 35.4531 | 69.5027 | 122.5127 | 195.7841 | 288.7839 | 397.0633 | 511.8202 | 627.0153 | 733.5054 | 826.6963 | 903.0555 | 961.9162 | 1005.3386 | 1035.6086 | 1055.7102 | 1068.4554 | 1076.1871 | 1081.4055 | 1081.4055 | 1081.4055 | 1081.4055 | 1081.4055 | 1081.4055 | 1081.4055
F1_Industrial_Agriculture_Existing_Process_Natural Gas_Gas Boiler - Burner Control Optimization_A_Achievable Economic TRC Potential | F1 | Industrial | Agriculture | Existing | Process | Natural Gas | Gas Boiler - Burner Control Optimization | A | Original Unit Energy Savings (kWh or therms) | Achievable Economic TRC Potential | 0 | 0 | 0 | 0 | 0 | 0.61528 | 0.61528 | 0.61528 | 0.61528 | 0.61528 | 0.61528 | 0.61528 | 0.61528 | 0.61528 | 0.61528 | 0.61528 | 0.61528 | 0.61528 | 0.61528 | 0.61528 | 0.61528 | 0.61528 | 0.61528 | 0.61528 | 0.61528 | 0.61528 | 0.61528 | 0.61528 | 0.61528 | 0.61528 | 0.61528
F2_Industrial_Agriculture_Existing_Process_Natural Gas_Gas Boiler - Burner Control Optimization_A_Achievable Economic TRC Potential | F2 | Industrial | Agriculture | Existing | Process | Natural Gas | Gas Boiler - Burner Control Optimization | A | Original Unit Summer Peak Savings (kW) | Achievable Economic TRC Potential | 0 | 0 | 0 | 0 | 0 | 0 | 0 | 0 | 0 | 0 | 0 | 0 | 0 | 0 | 0 | 0 | 0 | 0 | 0 | 0 | 0 | 0 | 0 | 0 | 0 | 0 | 0 | 0 | 0 | 0 | 0
F3_Industrial_Agriculture_Existing_Process_Natural Gas_Gas Boiler - Burner Control Optimization_A_Achievable Economic TRC Potential | F3 | Industrial | Agriculture | Existing | Process | Natural Gas | Gas Boiler - Burner Control Optimization | A | Original Unit Winter Peak Savings (kW) | Achievable Economic TRC Potential | 0 | 0 | 0 | 0 | 0 | 0 | 0 | 0 | 0 | 0 | 0 | 0 | 0 | 0 | 0 | 0 | 0 | 0 | 0 | 0 | 0 | 0 | 0 | 0 | 0 | 0 | 0 | 0 | 0 | 0 | 0
F4_Industrial_Agriculture_Existing_Process_Natural Gas_Gas Boiler - Burner Control Optimization_A_Achievable Economic TRC Potential | F4 | Industrial | Agriculture | Existing | Process | Natural Gas | Gas Boiler - Burner Control Optimization | A | Standalone Impact on Baseline Energy (%) | Achievable Economic TRC Potential | 0% | 0% | 0% | 0% | 0% | 0.001769% | 0.004551% | 0.01014% | 0.01987% | 0.03499% | 0.05663% | 0.08376% | 0.1154% | 0.1512% | 0.1845% | 0.2179% | 0.2455% | 0.2696% | 0.2897% | 0.3024% | 0.3128% | 0.3202% | 0.3252% | 0.3287% | 0.0033132 | 0.0033229 | 0.0033318 | 0.0033398 | 0 | 0 | 0
F5_Industrial_Agriculture_Existing_Process_Natural Gas_Gas Boiler - Burner Control Optimization_A_Achievable Economic TRC Potential | F5 | Industrial | Agriculture | Existing | Process | Natural Gas | Gas Boiler - Burner Control Optimization | A | Standalone Impact on Baseline Summer Peak (%) | Achievable Economic TRC Potential | 0% | 0% | 0% | 0% | 0% | 0% | 0% | 0% | 0% | 0% | 0% | 0% | 0% | 0% | 0% | 0% | 0% | 0% | 0% | 0% | 0% | 0% | 0% | 0% | 0 | 0 | 0 | 0 | 0 | 0 | 0
F6_Industrial_Agriculture_Existing_Process_Natural Gas_Gas Boiler - Burner Control Optimization_A_Achievable Economic TRC Potential | F6 | Industrial | Agriculture | Existing | Process | Natural Gas | Gas Boiler - Burner Control Optimization | A | Standalone Impact on Baseline Winter Peak (%) | Achievable Economic TRC Potential | 0% | 0% | 0% | 0% | 0% | 0% | 0% | 0% | 0% | 0% | 0% | 0% | 0% | 0% | 0% | 0% | 0% | 0% | 0% | 0% | 0% | 0% | 0% | 0% | 0 | 0 | 0 | 0 | 0 | 0 | 0
F7_Industrial_Agriculture_Existing_Process_Natural Gas_Gas Boiler - Burner Control Optimization_A_Achievable Economic TRC Potential | F7 | Industrial | Agriculture | Existing | Process | Natural Gas | Gas Boiler - Burner Control Optimization | A | Incremental Energy Savings (MWh or mTherms) | Achievable Economic TRC Potential | 0 | 0 | 0 | 0 | 0 | 0.031686 | 0.04978 | 0.098974 | 0.1733 | 0.2698 | 0.37292 | 0.47333 | 0.55109 | 0.58406 | 0.58629 | 0.54199 | 0.4743 | 0.38863 | 0.29958 | 0.221 | 0.15406 | 0.10231 | 0.064868 | 0.039351 | 0.02656 | 0 | 0 | 0 | 0 | 0 | 0
F8_Industrial_Agriculture_Existing_Process_Natural Gas_Gas Boiler - Burner Control Optimization_A_Achievable Economic TRC Potential | F8 | Industrial | Agriculture | Existing | Process | Natural Gas | Gas Boiler - Burner Control Optimization | A | Incremental Summer Peak Savings (MW) | Achievable Economic TRC Potential | 0 | 0 | 0 | 0 | 0 | 0 | 0 | 0 | 0 | 0 | 0 | 0 | 0 | 0 | 0 | 0 | 0 | 0 | 0 | 0 | 0 | 0 | 0 | 0 | 0 | 0 | 0 | 0 | 0 | 0 | 0
F9_Industrial_Agriculture_Existing_Process_Natural Gas_Gas Boiler - Burner Control Optimization_A_Achievable Economic TRC Potential | F9 | Industrial | Agriculture | Existing | Process | Natural Gas | Gas Boiler - Burner Control Optimization | A | Incremental Winter Peak Savings (MW) | Achievable Economic TRC Potential | 0 | 0 | 0 | 0 | 0 | 0 | 0 | 0 | 0 | 0 | 0 | 0 | 0 | 0 | 0 | 0 | 0 | 0 | 0 | 0 | 0 | 0 | 0 | 0 | 0 | 0 | 0 | 0 | 0 | 0 | 0
F10_Industrial_Agriculture_Existing_Process_Natural Gas_Gas Boiler - Burner Control Optimization_A_Achievable Economic TRC Potential | F10 | Industrial | Agriculture | Existing | Process | Natural Gas | Gas Boiler - Burner Control Optimization | A | Cumulative Energy Savings (MWh or mTherms) | Achievable Economic TRC Potential | 0 | 0 | 0 | 0 | 0 | 0.031686 | 0.081467 | 0.18044 | 0.35374 | 0.62354 | 0.99645 | 1.4698 | 2.0209 | 2.6049 | 3.1912 | 3.7332 | 4.2075 | 4.5962 | 4.8957 | 5.1167 | 5.2708 | 5.3731 | 5.438 | 5.4773 | 5.5039 | 5.5039 | 5.5039 | 5.5039 | 5.5039 | 5.5039 | 5.5039
F11_Industrial_Agriculture_Existing_Process_Natural Gas_Gas Boiler - Burner Control Optimization_A_Achievable Economic TRC Potential | F11 | Industrial | Agriculture | Existing | Process | Natural Gas | Gas Boiler - Burner Control Optimization | A | Cumulative Summer Peak Savings (MW) | Achievable Economic TRC Potential | 0 | 0 | 0 | 0 | 0 | 0 | 0 | 0 | 0 | 0 | 0 | 0 | 0 | 0 | 0 | 0 | 0 | 0 | 0 | 0 | 0 | 0 | 0 | 0 | 0 | 0 | 0 | 0 | 0 | 0 | 0
F12_Industrial_Agriculture_Existing_Process_Natural Gas_Gas Boiler - Burner Control Optimization_A_Achievable Economic TRC Potential | F12 | Industrial | Agriculture | Existing | Process | Natural Gas | Gas Boiler - Burner Control Optimization | A | Cumulative Winter Peak Savings (MW) | Achievable Economic TRC Potential | 0 | 0 | 0 | 0 | 0 | 0 | 0 | 0 | 0 | 0 | 0 | 0 | 0 | 0 | 0 | 0 | 0 | 0 | 0 | 0 | 0 | 0 | 0 | 0 | 0 | 0 | 0 | 0 | 0 | 0 | 0
F13_Industrial_Agriculture_Existing_Process_Natural Gas_Gas Boiler - Burner Control Optimization_A_Achievable Economic TRC Potential | F13 | Industrial | Agriculture | Existing | Process | Natural Gas | Gas Boiler - Burner Control Optimization | A | Purchases (Incremental) | Achievable Economic TRC Potential | 0 | 0 | 0 | 0 | 0 | 51.499 | 80.9072 | 160.8601 | 281.6574 | 438.496 | 606.0986 | 769.2902 | 895.683 | 949.2644 | 952.8887 | 880.8816 | 770.8714 | 631.6401 | 486.8935 | 359.1886 | 250.3923 | 166.279 | 105.4283 | 63.9557 | 43.1668 | 0 | 0 | 0 | 0 | 0 | 0
F14_Industrial_Agriculture_Existing_Process_Natural Gas_Gas Boiler - Burner Control Optimization_A_Achievable Economic TRC Potential | F14 | Industrial | Agriculture | Existing | Process | Natural Gas | Gas Boiler - Burner Control Optimization | A | Purchases (Cumulative) | Achievable Economic TRC Potential | 0 | 0 | 0 | 0 | 0 | 51.499 | 132.4062 | 293.2663 | 574.9237 | 1013.4197 | 1619.5183 | 2388.8086 | 3284.4915 | 4233.756 | 5186.6447 | 6067.5263 | 6838.3977 | 7470.0379 | 7956.9314 | 8316.12 | 8566.5123 | 8732.7912 | 8838.2196 | 8902.1753 | 8945.3421 | 8945.3421 | 8945.3421 | 8945.3421 | 8945.3421 | 8945.3421 | 8945.3421
F1_Industrial_Agriculture_Existing_Space Heating_Natural Gas_HVAC - Demand Controlled Ventilation_A_Achievable Economic TRC Potential | F1 | Industrial | Agriculture | Existing | Space Heating | Natural Gas | HVAC - Demand Controlled Ventilation | A | Original Unit Energy Savings (kWh or therms) | Achievable Economic TRC Potential | 0 | 0 | 0 | 0 | 0 | 0.045714 | 0.045302 | 0.044777 | 0.044244 | 0.043709 | 0.043186 | 0.042667 | 0.042179 | 0.041719 | 0.041255 | 0.04085 | 0.040467 | 0.040108 | 0.03977 | 0.039428 | 0.039096 | 0.038767 | 0.038427 | 0.038101 | 0.037787 | 0.037493 | 0.037218 | 0.03696 | 0.036718 | 0.036492 | 0.03628
F2_Industrial_Agriculture_Existing_Space Heating_Natural Gas_HVAC - Demand Controlled Ventilation_A_Achievable Economic TRC Potential | F2 | Industrial | Agriculture | Existing | Space Heating | Natural Gas | HVAC - Demand Controlled Ventilation | A | Original Unit Summer Peak Savings (kW) | Achievable Economic TRC Potential | 0 | 0 | 0 | 0 | 0 | 0 | 0 | 0 | 0 | 0 | 0 | 0 | 0 | 0 | 0 | 0 | 0 | 0 | 0 | 0 | 0 | 0 | 0 | 0 | 0 | 0 | 0 | 0 | 0 | 0 | 0
F3_Industrial_Agriculture_Existing_Space Heating_Natural Gas_HVAC - Demand Controlled Ventilation_A_Achievable Economic TRC Potential | F3 | Industrial | Agriculture | Existing | Space Heating | Natural Gas | HVAC - Demand Controlled Ventilation | A | Original Unit Winter Peak Savings (kW) | Achievable Economic TRC Potential | 0 | 0 | 0 | 0 | 0 | 0 | 0 | 0 | 0 | 0 | 0 | 0 | 0 | 0 | 0 | 0 | 0 | 0 | 0 | 0 | 0 | 0 | 0 | 0 | 0 | 0 | 0 | 0 | 0 | 0 | 0
F4_Industrial_Agriculture_Existing_Space Heating_Natural Gas_HVAC - Demand Controlled Ventilation_A_Achievable Economic TRC Potential | F4 | Industrial | Agriculture | Existing | Space Heating | Natural Gas | HVAC - Demand Controlled Ventilation | A | Standalone Impact on Baseline Energy (%) | Achievable Economic TRC Potential | 0% | 0% | 0% | 0% | 0% | 0% | 0% | 0% | 0% | 0% | 0% | 0% | 0% | 0% | 0% | 0% | 0% | 0% | 0% | 0% | 0% | 0% | 0% | 0% | 0 | 0 | 0 | 0 | 0 | 0 | 0
F5_Industrial_Agriculture_Existing_Space Heating_Natural Gas_HVAC - Demand Controlled Ventilation_A_Achievable Economic TRC Potential | F5 | Industrial | Agriculture | Existing | Space Heating | Natural Gas | HVAC - Demand Controlled Ventilation | A | Standalone Impact on Baseline Summer Peak (%) | Achievable Economic TRC Potential | 0% | 0% | 0% | 0% | 0% | 0% | 0% | 0% | 0% | 0% | 0% | 0% | 0% | 0% | 0% | 0% | 0% | 0% | 0% | 0% | 0% | 0% | 0% | 0% | 0 | 0 | 0 | 0 | 0 | 0 | 0
F6_Industrial_Agriculture_Existing_Space Heating_Natural Gas_HVAC - Demand Controlled Ventilation_A_Achievable Economic TRC Potential | F6 | Industrial | Agriculture | Existing | Space Heating | Natural Gas | HVAC - Demand Controlled Ventilation | A | Standalone Impact on Baseline Winter Peak (%) | Achievable Economic TRC Potential | 0% | 0% | 0% | 0% | 0% | 0% | 0% | 0% | 0% | 0% | 0% | 0% | 0% | 0% | 0% | 0% | 0% | 0% | 0% | 0% | 0% | 0% | 0% | 0% | 0 | 0 | 0 | 0 | 0 | 0 | 0
F7_Industrial_Agriculture_Existing_Space Heating_Natural Gas_HVAC - Demand Controlled Ventilation_A_Achievable Economic TRC Potential | F7 | Industrial | Agriculture | Existing | Space Heating | Natural Gas | HVAC - Demand Controlled Ventilation | A | Incremental Energy Savings (MWh or mTherms) | Achievable Economic TRC Potential | 0 | 0 | 0 | 0 | 0 | 0 | 0 | 0 | 0 | 0 | 0 | 0 | 0 | 0 | 0 | 0 | 0 | 0 | 0 | 0 | 0 | 0 | 0 | 0 | 0 | 0 | 0 | 0 | 0 | 0 | 0
F8_Industrial_Agriculture_Existing_Space Heating_Natural Gas_HVAC - Demand Controlled Ventilation_A_Achievable Economic TRC Potential | F8 | Industrial | Agriculture | Existing | Space Heating | Natural Gas | HVAC - Demand Controlled Ventilation | A | Incremental Summer Peak Savings (MW) | Achievable Economic TRC Potential | 0 | 0 | 0 | 0 | 0 | 0 | 0 | 0 | 0 | 0 | 0 | 0 | 0 | 0 | 0 | 0 | 0 | 0 | 0 | 0 | 0 | 0 | 0 | 0 | 0 | 0 | 0 | 0 | 0 | 0 | 0
F9_Industrial_Agriculture_Existing_Space Heating_Natural Gas_HVAC - Demand Controlled Ventilation_A_Achievable Economic TRC Potential | F9 | Industrial | Agriculture | Existing | Space Heating | Natural Gas | HVAC - Demand Controlled Ventilation | A | Incremental Winter Peak Savings (MW) | Achievable Economic TRC Potential | 0 | 0 | 0 | 0 | 0 | 0 | 0 | 0 | 0 | 0 | 0 | 0 | 0 | 0 | 0 | 0 | 0 | 0 | 0 | 0 | 0 | 0 | 0 | 0 | 0 | 0 | 0 | 0 | 0 | 0 | 0
F10_Industrial_Agriculture_Existing_Space Heating_Natural Gas_HVAC - Demand Controlled Ventilation_A_Achievable Economic TRC Potential | F10 | Industrial | Agriculture | Existing | Space Heating | Natural Gas | HVAC - Demand Controlled Ventilation | A | Cumulative Energy Savings (MWh or mTherms) | Achievable Economic TRC Potential | 0 | 0 | 0 | 0 | 0 | 0 | 0 | 0 | 0 | 0 | 0 | 0 | 0 | 0 | 0 | 0 | 0 | 0 | 0 | 0 | 0 | 0 | 0 | 0 | 0 | 0 | 0 | 0 | 0 | 0 | 0
F11_Industrial_Agriculture_Existing_Space Heating_Natural Gas_HVAC - Demand Controlled Ventilation_A_Achievable Economic TRC Potential | F11 | Industrial | Agriculture | Existing | Space Heating | Natural Gas | HVAC - Demand Controlled Ventilation | A | Cumulative Summer Peak Savings (MW) | Achievable Economic TRC Potential | 0 | 0 | 0 | 0 | 0 | 0 | 0 | 0 | 0 | 0 | 0 | 0 | 0 | 0 | 0 | 0 | 0 | 0 | 0 | 0 | 0 | 0 | 0 | 0 | 0 | 0 | 0 | 0 | 0 | 0 | 0
F12_Industrial_Agriculture_Existing_Space Heating_Natural Gas_HVAC - Demand Controlled Ventilation_A_Achievable Economic TRC Potential | F12 | Industrial | Agriculture | Existing | Space Heating | Natural Gas | HVAC - Demand Controlled Ventilation | A | Cumulative Winter Peak Savings (MW) | Achievable Economic TRC Potential | 0 | 0 | 0 | 0 | 0 | 0 | 0 | 0 | 0 | 0 | 0 | 0 | 0 | 0 | 0 | 0 | 0 | 0 | 0 | 0 | 0 | 0 | 0 | 0 | 0 | 0 | 0 | 0 | 0 | 0 | 0
F13_Industrial_Agriculture_Existing_Space Heating_Natural Gas_HVAC - Demand Controlled Ventilation_A_Achievable Economic TRC Potential | F13 | Industrial | Agriculture | Existing | Space Heating | Natural Gas | HVAC - Demand Controlled Ventilation | A | Purchases (Incremental) | Achievable Economic TRC Potential | 0 | 0 | 0 | 0 | 0 | 0 | 0 | 0 | 0 | 0 | 0 | 0 | 0 | 0 | 0 | 0 | 0 | 0 | 0 | 0 | 0 | 0 | 0 | 0 | 0 | 0 | 0 | 0 | 0 | 0 | 0
F14_Industrial_Agriculture_Existing_Space Heating_Natural Gas_HVAC - Demand Controlled Ventilation_A_Achievable Economic TRC Potential | F14 | Industrial | Agriculture | Existing | Space Heating | Natural Gas | HVAC - Demand Controlled Ventilation | A | Purchases (Cumulative) | Achievable Economic TRC Potential | 0 | 0 | 0 | 0 | 0 | 0 | 0 | 0 | 0 | 0 | 0 | 0 | 0 | 0 | 0 | 0 | 0 | 0 | 0 | 0 | 0 | 0 | 0 | 0 | 0 | 0 | 0 | 0 | 0 | 0 | 0
F1_Industrial_Agriculture_Existing_Space Heating_Natural Gas_Gas Boiler - Stack Economizer_A_Achievable Economic TRC Potential | F1 | Industrial | Agriculture | Existing | Space Heating | Natural Gas | Gas Boiler - Stack Economizer | A | Original Unit Energy Savings (kWh or therms) | Achievable Economic TRC Potential | 0 | 0 | 0 | 0 | 0 | 1.1478 | 1.14 | 1.1322 | 1.1245 | 1.1167 | 1.1092 | 1.1017 | 1.0944 | 1.0871 | 1.0794 | 1.0723 | 1.0653 | 1.0584 | 1.0516 | 1.0448 | 1.0382 | 1.0314 | 1.0248 | 1.0184 | 1.012 | 1.0061 | 1.0008 | 0.99586 | 0.9914 | 0.98733 | 0.98361
F2_Industrial_Agriculture_Existing_Space Heating_Natural Gas_Gas Boiler - Stack Economizer_A_Achievable Economic TRC Potential | F2 | Industrial | Agriculture | Existing | Space Heating | Natural Gas | Gas Boiler - Stack Economizer | A | Original Unit Summer Peak Savings (kW) | Achievable Economic TRC Potential | 0 | 0 | 0 | 0 | 0 | 0 | 0 | 0 | 0 | 0 | 0 | 0 | 0 | 0 | 0 | 0 | 0 | 0 | 0 | 0 | 0 | 0 | 0 | 0 | 0 | 0 | 0 | 0 | 0 | 0 | 0
F3_Industrial_Agriculture_Existing_Space Heating_Natural Gas_Gas Boiler - Stack Economizer_A_Achievable Economic TRC Potential | F3 | Industrial | Agriculture | Existing | Space Heating | Natural Gas | Gas Boiler - Stack Economizer | A | Original Unit Winter Peak Savings (kW) | Achievable Economic TRC Potential | 0 | 0 | 0 | 0 | 0 | 0 | 0 | 0 | 0 | 0 | 0 | 0 | 0 | 0 | 0 | 0 | 0 | 0 | 0 | 0 | 0 | 0 | 0 | 0 | 0 | 0 | 0 | 0 | 0 | 0 | 0
F4_Industrial_Agriculture_Existing_Space Heating_Natural Gas_Gas Boiler - Stack Economizer_A_Achievable Economic TRC Potential | F4 | Industrial | Agriculture | Existing | Space Heating | Natural Gas | Gas Boiler - Stack Economizer | A | Standalone Impact on Baseline Energy (%) | Achievable Economic TRC Potential | 0% | 0% | 0% | 0% | 0% | 0.008228% | 0.01643% | 0.02472% | 0.0329% | 0.04107% | 0.049% | 0.05506% | 0.05993% | 0.06472% | 0.06756% | 0.07069% | 0.07268% | 0.07463% | 0.07654% | 0.07743% | 0.07852% | 0.0788% | 0.07902% | 0.07922% | 0.0007937 | 0.00079515 | 0.00079652 | 0.0007978 | 0 | 0 | 0
F5_Industrial_Agriculture_Existing_Space Heating_Natural Gas_Gas Boiler - Stack Economizer_A_Achievable Economic TRC Potential | F5 | Industrial | Agriculture | Existing | Space Heating | Natural Gas | Gas Boiler - Stack Economizer | A | Standalone Impact on Baseline Summer Peak (%) | Achievable Economic TRC Potential | 0% | 0% | 0% | 0% | 0% | 0% | 0% | 0% | 0% | 0% | 0% | 0% | 0% | 0% | 0% | 0% | 0% | 0% | 0% | 0% | 0% | 0% | 0% | 0% | 0 | 0 | 0 | 0 | 0 | 0 | 0
F6_Industrial_Agriculture_Existing_Space Heating_Natural Gas_Gas Boiler - Stack Economizer_A_Achievable Economic TRC Potential | F6 | Industrial | Agriculture | Existing | Space Heating | Natural Gas | Gas Boiler - Stack Economizer | A | Standalone Impact on Baseline Winter Peak (%) | Achievable Economic TRC Potential | 0% | 0% | 0% | 0% | 0% | 0% | 0% | 0% | 0% | 0% | 0% | 0% | 0% | 0% | 0% | 0% | 0% | 0% | 0% | 0% | 0% | 0% | 0% | 0% | 0 | 0 | 0 | 0 | 0 | 0 | 0
F7_Industrial_Agriculture_Existing_Space Heating_Natural Gas_Gas Boiler - Stack Economizer_A_Achievable Economic TRC Potential | F7 | Industrial | Agriculture | Existing | Space Heating | Natural Gas | Gas Boiler - Stack Economizer | A | Incremental Energy Savings (MWh or mTherms) | Achievable Economic TRC Potential | 0 | 0 | 0 | 0 | 0 | 0.070638 | 0.070121 | 0.069235 | 0.068797 | 0.06838 | 0.06035 | 0.047825 | 0.037927 | 0.029661 | 0.02365 | 0.018617 | 0.014798 | 0.011703 | 0.0092191 | 0.0073363 | 0.005808 | 3.9201e-05 | 1.386e-05 | 4.6796e-06 | 1.5115e-06 | 1.2736e-06 | 1.2635e-06 | 1.2543e-06 | 1.2459e-06 | 1.2384e-06 | 1.2316e-06
F8_Industrial_Agriculture_Existing_Space Heating_Natural Gas_Gas Boiler - Stack Economizer_A_Achievable Economic TRC Potential | F8 | Industrial | Agriculture | Existing | Space Heating | Natural Gas | Gas Boiler - Stack Economizer | A | Incremental Summer Peak Savings (MW) | Achievable Economic TRC Potential | 0 | 0 | 0 | 0 | 0 | 0 | 0 | 0 | 0 | 0 | 0 | 0 | 0 | 0 | 0 | 0 | 0 | 0 | 0 | 0 | 0 | 0 | 0 | 0 | 0 | 0 | 0 | 0 | 0 | 0 | 0
F9_Industrial_Agriculture_Existing_Space Heating_Natural Gas_Gas Boiler - Stack Economizer_A_Achievable Economic TRC Potential | F9 | Industrial | Agriculture | Existing | Space Heating | Natural Gas | Gas Boiler - Stack Economizer | A | Incremental Winter Peak Savings (MW) | Achievable Economic TRC Potential | 0 | 0 | 0 | 0 | 0 | 0 | 0 | 0 | 0 | 0 | 0 | 0 | 0 | 0 | 0 | 0 | 0 | 0 | 0 | 0 | 0 | 0 | 0 | 0 | 0 | 0 | 0 | 0 | 0 | 0 | 0
F10_Industrial_Agriculture_Existing_Space Heating_Natural Gas_Gas Boiler - Stack Economizer_A_Achievable Economic TRC Potential | F10 | Industrial | Agriculture | Existing | Space Heating | Natural Gas | Gas Boiler - Stack Economizer | A | Cumulative Energy Savings (MWh or mTherms) | Achievable Economic TRC Potential | 0 | 0 | 0 | 0 | 0 | 0.070638 | 0.14028 | 0.20856 | 0.27593 | 0.34241 | 0.40045 | 0.44558 | 0.48053 | 0.50699 | 0.52704 | 0.5422 | 0.55346 | 0.56158 | 0.5672 | 0.57087 | 0.57309 | 0.56935 | 0.56572 | 0.5622 | 0.55865 | 0.55541 | 0.55245 | 0.54976 | 0.54729 | 0.54505 | 0.543
F11_Industrial_Agriculture_Existing_Space Heating_Natural Gas_Gas Boiler - Stack Economizer_A_Achievable Economic TRC Potential | F11 | Industrial | Agriculture | Existing | Space Heating | Natural Gas | Gas Boiler - Stack Economizer | A | Cumulative Summer Peak Savings (MW) | Achievable Economic TRC Potential | 0 | 0 | 0 | 0 | 0 | 0 | 0 | 0 | 0 | 0 | 0 | 0 | 0 | 0 | 0 | 0 | 0 | 0 | 0 | 0 | 0 | 0 | 0 | 0 | 0 | 0 | 0 | 0 | 0 | 0 | 0
F12_Industrial_Agriculture_Existing_Space Heating_Natural Gas_Gas Boiler - Stack Economizer_A_Achievable Economic TRC Potential | F12 | Industrial | Agriculture | Existing | Space Heating | Natural Gas | Gas Boiler - Stack Economizer | A | Cumulative Winter Peak Savings (MW) | Achievable Economic TRC Potential | 0 | 0 | 0 | 0 | 0 | 0 | 0 | 0 | 0 | 0 | 0 | 0 | 0 | 0 | 0 | 0 | 0 | 0 | 0 | 0 | 0 | 0 | 0 | 0 | 0 | 0 | 0 | 0 | 0 | 0 | 0
F13_Industrial_Agriculture_Existing_Space Heating_Natural Gas_Gas Boiler - Stack Economizer_A_Achievable Economic TRC Potential | F13 | Industrial | Agriculture | Existing | Space Heating | Natural Gas | Gas Boiler - Stack Economizer | A | Purchases (Incremental) | Achievable Economic TRC Potential | 0 | 0 | 0 | 0 | 0 | 61.5447 | 61.5109 | 61.1482 | 61.1812 | 61.2318 | 54.4088 | 43.4081 | 34.656 | 27.2845 | 21.911 | 17.3616 | 13.8911 | 11.0569 | 8.7666 | 7.0216 | 5.5941 | 0.038007 | 0.013525 | 0.004595 | 0.0014936 | 0.0012659 | 0.0012625 | 0.0012595 | 0.0012567 | 0.0012543 | 0.0012522
F14_Industrial_Agriculture_Existing_Space Heating_Natural Gas_Gas Boiler - Stack Economizer_A_Achievable Economic TRC Potential | F14 | Industrial | Agriculture | Existing | Space Heating | Natural Gas | Gas Boiler - Stack Economizer | A | Purchases (Cumulative) | Achievable Economic TRC Potential | 0 | 0 | 0 | 0 | 0 | 61.5447 | 123.0556 | 184.2038 | 245.385 | 306.6169 | 361.0257 | 404.4338 | 439.0898 | 466.3743 | 488.2853 | 505.6469 | 519.5379 | 530.5949 | 539.3615 | 546.3832 | 551.9772 | 552.0152 | 552.0288 | 552.0334 | 552.0349 | 552.0361 | 552.0374 | 552.0386 | 552.0399 | 552.0412 | 552.0424
F1_Industrial_Agriculture_Existing_Process_Natural Gas_Gas Boiler - Stack Economizer_A_Achievable Economic TRC Potential | F1 | Industrial | Agriculture | Existing | Process | Natural Gas | Gas Boiler - Stack Economizer | A | Original Unit Energy Savings (kWh or therms) | Achievable Economic TRC Potential | 0 | 0 | 0 | 0 | 0 | 2.0368 | 2.0368 | 2.0368 | 2.0368 | 2.0368 | 2.0368 | 2.0368 | 2.0368 | 2.0368 | 2.0368 | 2.0368 | 2.0368 | 2.0368 | 2.0368 | 2.0368 | 2.0368 | 2.0368 | 2.0368 | 2.0368 | 2.0368 | 2.0368 | 2.0368 | 2.0368 | 2.0368 | 2.0368 | 2.0368
F2_Industrial_Agriculture_Existing_Process_Natural Gas_Gas Boiler - Stack Economizer_A_Achievable Economic TRC Potential | F2 | Industrial | Agriculture | Existing | Process | Natural Gas | Gas Boiler - Stack Economizer | A | Original Unit Summer Peak Savings (kW) | Achievable Economic TRC Potential | 0 | 0 | 0 | 0 | 0 | 0 | 0 | 0 | 0 | 0 | 0 | 0 | 0 | 0 | 0 | 0 | 0 | 0 | 0 | 0 | 0 | 0 | 0 | 0 | 0 | 0 | 0 | 0 | 0 | 0 | 0
F3_Industrial_Agriculture_Existing_Process_Natural Gas_Gas Boiler - Stack Economizer_A_Achievable Economic TRC Potential | F3 | Industrial | Agriculture | Existing | Process | Natural Gas | Gas Boiler - Stack Economizer | A | Original Unit Winter Peak Savings (kW) | Achievable Economic TRC Potential | 0 | 0 | 0 | 0 | 0 | 0 | 0 | 0 | 0 | 0 | 0 | 0 | 0 | 0 | 0 | 0 | 0 | 0 | 0 | 0 | 0 | 0 | 0 | 0 | 0 | 0 | 0 | 0 | 0 | 0 | 0
F4_Industrial_Agriculture_Existing_Process_Natural Gas_Gas Boiler - Stack Economizer_A_Achievable Economic TRC Potential | F4 | Industrial | Agriculture | Existing | Process | Natural Gas | Gas Boiler - Stack Economizer | A | Standalone Impact on Baseline Energy (%) | Achievable Economic TRC Potential | 0% | 0% | 0% | 0% | 0% | 0.05789% | 0.1158% | 0.1744% | 0.2322% | 0.2899% | 0.3457% | 0.3883% | 0.4225% | 0.456% | 0.4756% | 0.4972% | 0.5108% | 0.5243% | 0.5378% | 0.5441% | 0.552% | 0.5542% | 0.5562% | 0.5581% | 0.0055989 | 0.0056152 | 0.0056302 | 0.0056439 | 0 | 0 | 0
F5_Industrial_Agriculture_Existing_Process_Natural Gas_Gas Boiler - Stack Economizer_A_Achievable Economic TRC Potential | F5 | Industrial | Agriculture | Existing | Process | Natural Gas | Gas Boiler - Stack Economizer | A | Standalone Impact on Baseline Summer Peak (%) | Achievable Economic TRC Potential | 0% | 0% | 0% | 0% | 0% | 0% | 0% | 0% | 0% | 0% | 0% | 0% | 0% | 0% | 0% | 0% | 0% | 0% | 0% | 0% | 0% | 0% | 0% | 0% | 0 | 0 | 0 | 0 | 0 | 0 | 0
F6_Industrial_Agriculture_Existing_Process_Natural Gas_Gas Boiler - Stack Economizer_A_Achievable Economic TRC Potential | F6 | Industrial | Agriculture | Existing | Process | Natural Gas | Gas Boiler - Stack Economizer | A | Standalone Impact on Baseline Winter Peak (%) | Achievable Economic TRC Potential | 0% | 0% | 0% | 0% | 0% | 0% | 0% | 0% | 0% | 0% | 0% | 0% | 0% | 0% | 0% | 0% | 0% | 0% | 0% | 0% | 0% | 0% | 0% | 0% | 0 | 0 | 0 | 0 | 0 | 0 | 0
F7_Industrial_Agriculture_Existing_Process_Natural Gas_Gas Boiler - Stack Economizer_A_Achievable Economic TRC Potential | F7 | Industrial | Agriculture | Existing | Process | Natural Gas | Gas Boiler - Stack Economizer | A | Incremental Energy Savings (MWh or mTherms) | Achievable Economic TRC Potential | 0 | 0 | 0 | 0 | 0 | 1.0369 | 1.0363 | 1.0302 | 1.0308 | 1.0316 | 0.91669 | 0.73135 | 0.58389 | 0.45969 | 0.36916 | 0.29251 | 0.23404 | 0.18629 | 0.1477 | 0.1183 | 0.09425 | 0.00064036 | 0.00022787 | 7.7417e-05 | 2.5165e-05 | 2.1328e-05 | 2.1271e-05 | 2.122e-05 | 2.1174e-05 | 2.1132e-05 | 2.1097e-05
F8_Industrial_Agriculture_Existing_Process_Natural Gas_Gas Boiler - Stack Economizer_A_Achievable Economic TRC Potential | F8 | Industrial | Agriculture | Existing | Process | Natural Gas | Gas Boiler - Stack Economizer | A | Incremental Summer Peak Savings (MW) | Achievable Economic TRC Potential | 0 | 0 | 0 | 0 | 0 | 0 | 0 | 0 | 0 | 0 | 0 | 0 | 0 | 0 | 0 | 0 | 0 | 0 | 0 | 0 | 0 | 0 | 0 | 0 | 0 | 0 | 0 | 0 | 0 | 0 | 0
F9_Industrial_Agriculture_Existing_Process_Natural Gas_Gas Boiler - Stack Economizer_A_Achievable Economic TRC Potential | F9 | Industrial | Agriculture | Existing | Process | Natural Gas | Gas Boiler - Stack Economizer | A | Incremental Winter Peak Savings (MW) | Achievable Economic TRC Potential | 0 | 0 | 0 | 0 | 0 | 0 | 0 | 0 | 0 | 0 | 0 | 0 | 0 | 0 | 0 | 0 | 0 | 0 | 0 | 0 | 0 | 0 | 0 | 0 | 0 | 0 | 0 | 0 | 0 | 0 | 0
F10_Industrial_Agriculture_Existing_Process_Natural Gas_Gas Boiler - Stack Economizer_A_Achievable Economic TRC Potential | F10 | Industrial | Agriculture | Existing | Process | Natural Gas | Gas Boiler - Stack Economizer | A | Cumulative Energy Savings (MWh or mTherms) | Achievable Economic TRC Potential | 0 | 0 | 0 | 0 | 0 | 1.0369 | 2.0733 | 3.1035 | 4.1343 | 5.1659 | 6.0826 | 6.814 | 7.3979 | 7.8576 | 8.2267 | 8.5192 | 8.7533 | 8.9396 | 9.0873 | 9.2056 | 9.2998 | 9.3005 | 9.3007 | 9.3008 | 9.3008 | 9.3008 | 9.3008 | 9.3009 | 9.3009 | 9.3009 | 9.3009
F11_Industrial_Agriculture_Existing_Process_Natural Gas_Gas Boiler - Stack Economizer_A_Achievable Economic TRC Potential | F11 | Industrial | Agriculture | Existing | Process | Natural Gas | Gas Boiler - Stack Economizer | A | Cumulative Summer Peak Savings (MW) | Achievable Economic TRC Potential | 0 | 0 | 0 | 0 | 0 | 0 | 0 | 0 | 0 | 0 | 0 | 0 | 0 | 0 | 0 | 0 | 0 | 0 | 0 | 0 | 0 | 0 | 0 | 0 | 0 | 0 | 0 | 0 | 0 | 0 | 0
F12_Industrial_Agriculture_Existing_Process_Natural Gas_Gas Boiler - Stack Economizer_A_Achievable Economic TRC Potential | F12 | Industrial | Agriculture | Existing | Process | Natural Gas | Gas Boiler - Stack Economizer | A | Cumulative Winter Peak Savings (MW) | Achievable Economic TRC Potential | 0 | 0 | 0 | 0 | 0 | 0 | 0 | 0 | 0 | 0 | 0 | 0 | 0 | 0 | 0 | 0 | 0 | 0 | 0 | 0 | 0 | 0 | 0 | 0 | 0 | 0 | 0 | 0 | 0 | 0 | 0
F13_Industrial_Agriculture_Existing_Process_Natural Gas_Gas Boiler - Stack Economizer_A_Achievable Economic TRC Potential | F13 | Industrial | Agriculture | Existing | Process | Natural Gas | Gas Boiler - Stack Economizer | A | Purchases (Incremental) | Achievable Economic TRC Potential | 0 | 0 | 0 | 0 | 0 | 509.0953 | 508.8159 | 505.8152 | 506.0887 | 506.5071 | 450.0675 | 359.0701 | 286.6728 | 225.6965 | 181.2465 | 143.6145 | 114.9065 | 91.4625 | 72.5174 | 58.0826 | 46.2739 | 0.3144 | 0.11188 | 0.03801 | 0.012355 | 0.010472 | 0.010444 | 0.010418 | 0.010396 | 0.010375 | 0.010358
F14_Industrial_Agriculture_Existing_Process_Natural Gas_Gas Boiler - Stack Economizer_A_Achievable Economic TRC Potential | F14 | Industrial | Agriculture | Existing | Process | Natural Gas | Gas Boiler - Stack Economizer | A | Purchases (Cumulative) | Achievable Economic TRC Potential | 0 | 0 | 0 | 0 | 0 | 509.0953 | 1017.9112 | 1523.7264 | 2029.815 | 2536.3222 | 2986.3897 | 3345.4598 | 3632.1326 | 3857.8291 | 4039.0756 | 4182.6901 | 4297.5966 | 4389.0592 | 4461.5765 | 4519.6591 | 4565.9331 | 4566.2475 | 4566.3593 | 4566.3974 | 4566.4097 | 4566.4202 | 4566.4306 | 4566.441 | 4566.4514 | 4566.4618 | 4566.4722
F1_Industrial_Agriculture_Existing_Space Heating_Natural Gas_Gas Furnace Tube Inserts_A_Achievable Economic TRC Potential | F1 | Industrial | Agriculture | Existing | Space Heating | Natural Gas | Gas Furnace Tube Inserts | A | Original Unit Energy Savings (kWh or therms) | Achievable Economic TRC Potential | 0 | 0 | 0 | 0 | 0 | 0.086193 | 0.085415 | 0.084425 | 0.083421 | 0.082413 | 0.081426 | 0.080448 | 0.079527 | 0.07866 | 0.077786 | 0.077021 | 0.0763 | 0.075622 | 0.074985 | 0.07434 | 0.073715 | 0.073094 | 0.072454 | 0.071839 | 0.071247 | 0.070693 | 0.070173 | 0.069687 | 0.069231 | 0.068805 | 0.068405
F2_Industrial_Agriculture_Existing_Space Heating_Natural Gas_Gas Furnace Tube Inserts_A_Achievable Economic TRC Potential | F2 | Industrial | Agriculture | Existing | Space Heating | Natural Gas | Gas Furnace Tube Inserts | A | Original Unit Summer Peak Savings (kW) | Achievable Economic TRC Potential | 0 | 0 | 0 | 0 | 0 | 0 | 0 | 0 | 0 | 0 | 0 | 0 | 0 | 0 | 0 | 0 | 0 | 0 | 0 | 0 | 0 | 0 | 0 | 0 | 0 | 0 | 0 | 0 | 0 | 0 | 0
F3_Industrial_Agriculture_Existing_Space Heating_Natural Gas_Gas Furnace Tube Inserts_A_Achievable Economic TRC Potential | F3 | Industrial | Agriculture | Existing | Space Heating | Natural Gas | Gas Furnace Tube Inserts | A | Original Unit Winter Peak Savings (kW) | Achievable Economic TRC Potential | 0 | 0 | 0 | 0 | 0 | 0 | 0 | 0 | 0 | 0 | 0 | 0 | 0 | 0 | 0 | 0 | 0 | 0 | 0 | 0 | 0 | 0 | 0 | 0 | 0 | 0 | 0 | 0 | 0 | 0 | 0
F4_Industrial_Agriculture_Existing_Space Heating_Natural Gas_Gas Furnace Tube Inserts_A_Achievable Economic TRC Potential | F4 | Industrial | Agriculture | Existing | Space Heating | Natural Gas | Gas Furnace Tube Inserts | A | Standalone Impact on Baseline Energy (%) | Achievable Economic TRC Potential | 0% | 0% | 0% | 0% | 0% | 0% | 0% | 0% | 0% | 0% | 0% | 0% | 0% | 0% | 0% | 0% | 0% | 0% | 0% | 0% | 0% | 0% | 0% | 0% | 0 | 0 | 0 | 0 | 0 | 0 | 0
F5_Industrial_Agriculture_Existing_Space Heating_Natural Gas_Gas Furnace Tube Inserts_A_Achievable Economic TRC Potential | F5 | Industrial | Agriculture | Existing | Space Heating | Natural Gas | Gas Furnace Tube Inserts | A | Standalone Impact on Baseline Summer Peak (%) | Achievable Economic TRC Potential | 0% | 0% | 0% | 0% | 0% | 0% | 0% | 0% | 0% | 0% | 0% | 0% | 0% | 0% | 0% | 0% | 0% | 0% | 0% | 0% | 0% | 0% | 0% | 0% | 0 | 0 | 0 | 0 | 0 | 0 | 0
F6_Industrial_Agriculture_Existing_Space Heating_Natural Gas_Gas Furnace Tube Inserts_A_Achievable Economic TRC Potential | F6 | Industrial | Agriculture | Existing | Space Heating | Natural Gas | Gas Furnace Tube Inserts | A | Standalone Impact on Baseline Winter Peak (%) | Achievable Economic TRC Potential | 0% | 0% | 0% | 0% | 0% | 0% | 0% | 0% | 0% | 0% | 0% | 0% | 0% | 0% | 0% | 0% | 0% | 0% | 0% | 0% | 0% | 0% | 0% | 0% | 0 | 0 | 0 | 0 | 0 | 0 | 0
F7_Industrial_Agriculture_Existing_Space Heating_Natural Gas_Gas Furnace Tube Inserts_A_Achievable Economic TRC Potential | F7 | Industrial | Agriculture | Existing | Space Heating | Natural Gas | Gas Furnace Tube Inserts | A | Incremental Energy Savings (MWh or mTherms) | Achievable Economic TRC Potential | 0 | 0 | 0 | 0 | 0 | 0 | 0 | 0 | 0 | 0 | 0 | 0 | 0 | 0 | 0 | 0 | 0 | 0 | 0 | 0 | 0 | 0 | 0 | 0 | 0 | 0 | 0 | 0 | 0 | 0 | 0
F8_Industrial_Agriculture_Existing_Space Heating_Natural Gas_Gas Furnace Tube Inserts_A_Achievable Economic TRC Potential | F8 | Industrial | Agriculture | Existing | Space Heating | Natural Gas | Gas Furnace Tube Inserts | A | Incremental Summer Peak Savings (MW) | Achievable Economic TRC Potential | 0 | 0 | 0 | 0 | 0 | 0 | 0 | 0 | 0 | 0 | 0 | 0 | 0 | 0 | 0 | 0 | 0 | 0 | 0 | 0 | 0 | 0 | 0 | 0 | 0 | 0 | 0 | 0 | 0 | 0 | 0
F9_Industrial_Agriculture_Existing_Space Heating_Natural Gas_Gas Furnace Tube Inserts_A_Achievable Economic TRC Potential | F9 | Industrial | Agriculture | Existing | Space Heating | Natural Gas | Gas Furnace Tube Inserts | A | Incremental Winter Peak Savings (MW) | Achievable Economic TRC Potential | 0 | 0 | 0 | 0 | 0 | 0 | 0 | 0 | 0 | 0 | 0 | 0 | 0 | 0 | 0 | 0 | 0 | 0 | 0 | 0 | 0 | 0 | 0 | 0 | 0 | 0 | 0 | 0 | 0 | 0 | 0
F10_Industrial_Agriculture_Existing_Space Heating_Natural Gas_Gas Furnace Tube Inserts_A_Achievable Economic TRC Potential | F10 | Industrial | Agriculture | Existing | Space Heating | Natural Gas | Gas Furnace Tube Inserts | A | Cumulative Energy Savings (MWh or mTherms) | Achievable Economic TRC Potential | 0 | 0 | 0 | 0 | 0 | 0 | 0 | 0 | 0 | 0 | 0 | 0 | 0 | 0 | 0 | 0 | 0 | 0 | 0 | 0 | 0 | 0 | 0 | 0 | 0 | 0 | 0 | 0 | 0 | 0 | 0
F11_Industrial_Agriculture_Existing_Space Heating_Natural Gas_Gas Furnace Tube Inserts_A_Achievable Economic TRC Potential | F11 | Industrial | Agriculture | Existing | Space Heating | Natural Gas | Gas Furnace Tube Inserts | A | Cumulative Summer Peak Savings (MW) | Achievable Economic TRC Potential | 0 | 0 | 0 | 0 | 0 | 0 | 0 | 0 | 0 | 0 | 0 | 0 | 0 | 0 | 0 | 0 | 0 | 0 | 0 | 0 | 0 | 0 | 0 | 0 | 0 | 0 | 0 | 0 | 0 | 0 | 0
F12_Industrial_Agriculture_Existing_Space Heating_Natural Gas_Gas Furnace Tube Inserts_A_Achievable Economic TRC Potential | F12 | Industrial | Agriculture | Existing | Space Heating | Natural Gas | Gas Furnace Tube Inserts | A | Cumulative Winter Peak Savings (MW) | Achievable Economic TRC Potential | 0 | 0 | 0 | 0 | 0 | 0 | 0 | 0 | 0 | 0 | 0 | 0 | 0 | 0 | 0 | 0 | 0 | 0 | 0 | 0 | 0 | 0 | 0 | 0 | 0 | 0 | 0 | 0 | 0 | 0 | 0
F13_Industrial_Agriculture_Existing_Space Heating_Natural Gas_Gas Furnace Tube Inserts_A_Achievable Economic TRC Potential | F13 | Industrial | Agriculture | Existing | Space Heating | Natural Gas | Gas Furnace Tube Inserts | A | Purchases (Incremental) | Achievable Economic TRC Potential | 0 | 0 | 0 | 0 | 0 | 0 | 0 | 0 | 0 | 0 | 0 | 0 | 0 | 0 | 0 | 0 | 0 | 0 | 0 | 0 | 0 | 0 | 0 | 0 | 0 | 0 | 0 | 0 | 0 | 0 | 0
F14_Industrial_Agriculture_Existing_Space Heating_Natural Gas_Gas Furnace Tube Inserts_A_Achievable Economic TRC Potential | F14 | Industrial | Agriculture | Existing | Space Heating | Natural Gas | Gas Furnace Tube Inserts | A | Purchases (Cumulative) | Achievable Economic TRC Potential | 0 | 0 | 0 | 0 | 0 | 0 | 0 | 0 | 0 | 0 | 0 | 0 | 0 | 0 | 0 | 0 | 0 | 0 | 0 | 0 | 0 | 0 | 0 | 0 | 0 | 0 | 0 | 0 | 0 | 0 | 0
F1_Industrial_Agriculture_Existing_Space Heating_Natural Gas_Space Heating - Heat Recovery Ventilator_A_Achievable Economic TRC Potential | F1 | Industrial | Agriculture | Existing | Space Heating | Natural Gas | Space Heating - Heat Recovery Ventilator | A | Original Unit Energy Savings (kWh or therms) | Achievable Economic TRC Potential | 0 | 0 | 0 | 0 | 0 | 0.013225 | 0.01316 | 0.01308 | 0.012996 | 0.012907 | 0.012817 | 0.012725 | 0.012634 | 0.012542 | 0.012443 | 0.012352 | 0.012262 | 0.012178 | 0.0121 | 0.012025 | 0.011953 | 0.011879 | 0.011813 | 0.011751 | 0.011691 | 0.011636 | 0.011585 | 0.011538 | 0 | 0 | 0
F2_Industrial_Agriculture_Existing_Space Heating_Natural Gas_Space Heating - Heat Recovery Ventilator_A_Achievable Economic TRC Potential | F2 | Industrial | Agriculture | Existing | Space Heating | Natural Gas | Space Heating - Heat Recovery Ventilator | A | Original Unit Summer Peak Savings (kW) | Achievable Economic TRC Potential | 0 | 0 | 0 | 0 | 0 | 0 | 0 | 0 | 0 | 0 | 0 | 0 | 0 | 0 | 0 | 0 | 0 | 0 | 0 | 0 | 0 | 0 | 0 | 0 | 0 | 0 | 0 | 0 | 0 | 0 | 0
F3_Industrial_Agriculture_Existing_Space Heating_Natural Gas_Space Heating - Heat Recovery Ventilator_A_Achievable Economic TRC Potential | F3 | Industrial | Agriculture | Existing | Space Heating | Natural Gas | Space Heating - Heat Recovery Ventilator | A | Original Unit Winter Peak Savings (kW) | Achievable Economic TRC Potential | 0 | 0 | 0 | 0 | 0 | 0 | 0 | 0 | 0 | 0 | 0 | 0 | 0 | 0 | 0 | 0 | 0 | 0 | 0 | 0 | 0 | 0 | 0 | 0 | 0 | 0 | 0 | 0 | 0 | 0 | 0
F4_Industrial_Agriculture_Existing_Space Heating_Natural Gas_Space Heating - Heat Recovery Ventilator_A_Achievable Economic TRC Potential | F4 | Industrial | Agriculture | Existing | Space Heating | Natural Gas | Space Heating - Heat Recovery Ventilator | A | Standalone Impact on Baseline Energy (%) | Achievable Economic TRC Potential | 0% | 0% | 0% | 0% | 0% | 0% | 0% | 0% | 0% | 0% | 0% | 0% | 0% | 0% | 0% | 0% | 0% | 0% | 0% | 0% | 0% | 0% | 0% | 0% | 0 | 0 | 0 | 0 | 0 | 0 | 0
F5_Industrial_Agriculture_Existing_Space Heating_Natural Gas_Space Heating - Heat Recovery Ventilator_A_Achievable Economic TRC Potential | F5 | Industrial | Agriculture | Existing | Space Heating | Natural Gas | Space Heating - Heat Recovery Ventilator | A | Standalone Impact on Baseline Summer Peak (%) | Achievable Economic TRC Potential | 0% | 0% | 0% | 0% | 0% | 0% | 0% | 0% | 0% | 0% | 0% | 0% | 0% | 0% | 0% | 0% | 0% | 0% | 0% | 0% | 0% | 0% | 0% | 0% | 0 | 0 | 0 | 0 | 0 | 0 | 0
F6_Industrial_Agriculture_Existing_Space Heating_Natural Gas_Space Heating - Heat Recovery Ventilator_A_Achievable Economic TRC Potential | F6 | Industrial | Agriculture | Existing | Space Heating | Natural Gas | Space Heating - Heat Recovery Ventilator | A | Standalone Impact on Baseline Winter Peak (%) | Achievable Economic TRC Potential | 0% | 0% | 0% | 0% | 0% | 0% | 0% | 0% | 0% | 0% | 0% | 0% | 0% | 0% | 0% | 0% | 0% | 0% | 0% | 0% | 0% | 0% | 0% | 0% | 0 | 0 | 0 | 0 | 0 | 0 | 0
F7_Industrial_Agriculture_Existing_Space Heating_Natural Gas_Space Heating - Heat Recovery Ventilator_A_Achievable Economic TRC Potential | F7 | Industrial | Agriculture | Existing | Space Heating | Natural Gas | Space Heating - Heat Recovery Ventilator | A | Incremental Energy Savings (MWh or mTherms) | Achievable Economic TRC Potential | 0 | 0 | 0 | 0 | 0 | 0 | 0 | 0 | 0 | 0 | 0 | 0 | 0 | 0 | 0 | 0 | 0 | 0 | 0 | 0 | 0 | 0 | 0 | 0 | 0 | 0 | 0 | 0 | 0 | 0 | 0
F8_Industrial_Agriculture_Existing_Space Heating_Natural Gas_Space Heating - Heat Recovery Ventilator_A_Achievable Economic TRC Potential | F8 | Industrial | Agriculture | Existing | Space Heating | Natural Gas | Space Heating - Heat Recovery Ventilator | A | Incremental Summer Peak Savings (MW) | Achievable Economic TRC Potential | 0 | 0 | 0 | 0 | 0 | 0 | 0 | 0 | 0 | 0 | 0 | 0 | 0 | 0 | 0 | 0 | 0 | 0 | 0 | 0 | 0 | 0 | 0 | 0 | 0 | 0 | 0 | 0 | 0 | 0 | 0
F9_Industrial_Agriculture_Existing_Space Heating_Natural Gas_Space Heating - Heat Recovery Ventilator_A_Achievable Economic TRC Potential | F9 | Industrial | Agriculture | Existing | Space Heating | Natural Gas | Space Heating - Heat Recovery Ventilator | A | Incremental Winter Peak Savings (MW) | Achievable Economic TRC Potential | 0 | 0 | 0 | 0 | 0 | 0 | 0 | 0 | 0 | 0 | 0 | 0 | 0 | 0 | 0 | 0 | 0 | 0 | 0 | 0 | 0 | 0 | 0 | 0 | 0 | 0 | 0 | 0 | 0 | 0 | 0
F10_Industrial_Agriculture_Existing_Space Heating_Natural Gas_Space Heating - Heat Recovery Ventilator_A_Achievable Economic TRC Potential | F10 | Industrial | Agriculture | Existing | Space Heating | Natural Gas | Space Heating - Heat Recovery Ventilator | A | Cumulative Energy Savings (MWh or mTherms) | Achievable Economic TRC Potential | 0 | 0 | 0 | 0 | 0 | 0 | 0 | 0 | 0 | 0 | 0 | 0 | 0 | 0 | 0 | 0 | 0 | 0 | 0 | 0 | 0 | 0 | 0 | 0 | 0 | 0 | 0 | 0 | 0 | 0 | 0
F11_Industrial_Agriculture_Existing_Space Heating_Natural Gas_Space Heating - Heat Recovery Ventilator_A_Achievable Economic TRC Potential | F11 | Industrial | Agriculture | Existing | Space Heating | Natural Gas | Space Heating - Heat Recovery Ventilator | A | Cumulative Summer Peak Savings (MW) | Achievable Economic TRC Potential | 0 | 0 | 0 | 0 | 0 | 0 | 0 | 0 | 0 | 0 | 0 | 0 | 0 | 0 | 0 | 0 | 0 | 0 | 0 | 0 | 0 | 0 | 0 | 0 | 0 | 0 | 0 | 0 | 0 | 0 | 0
F12_Industrial_Agriculture_Existing_Space Heating_Natural Gas_Space Heating - Heat Recovery Ventilator_A_Achievable Economic TRC Potential | F12 | Industrial | Agriculture | Existing | Space Heating | Natural Gas | Space Heating - Heat Recovery Ventilator | A | Cumulative Winter Peak Savings (MW) | Achievable Economic TRC Potential | 0 | 0 | 0 | 0 | 0 | 0 | 0 | 0 | 0 | 0 | 0 | 0 | 0 | 0 | 0 | 0 | 0 | 0 | 0 | 0 | 0 | 0 | 0 | 0 | 0 | 0 | 0 | 0 | 0 | 0 | 0
F13_Industrial_Agriculture_Existing_Space Heating_Natural Gas_Space Heating - Heat Recovery Ventilator_A_Achievable Economic TRC Potential | F13 | Industrial | Agriculture | Existing | Space Heating | Natural Gas | Space Heating - Heat Recovery Ventilator | A | Purchases (Incremental) | Achievable Economic TRC Potential | 0 | 0 | 0 | 0 | 0 | 0 | 0 | 0 | 0 | 0 | 0 | 0 | 0 | 0 | 0 | 0 | 0 | 0 | 0 | 0 | 0 | 0 | 0 | 0 | 0 | 0 | 0 | 0 | 0 | 0 | 0
F14_Industrial_Agriculture_Existing_Space Heating_Natural Gas_Space Heating - Heat Recovery Ventilator_A_Achievable Economic TRC Potential | F14 | Industrial | Agriculture | Existing | Space Heating | Natural Gas | Space Heating - Heat Recovery Ventilator | A | Purchases (Cumulative) | Achievable Economic TRC Potential | 0 | 0 | 0 | 0 | 0 | 0 | 0 | 0 | 0 | 0 | 0 | 0 | 0 | 0 | 0 | 0 | 0 | 0 | 0 | 0 | 0 | 0 | 0 | 0 | 0 | 0 | 0 | 0 | 0 | 0 | 0
F1_Industrial_Agriculture_Existing_Space Heating_Natural Gas_Thermostat - Programmable_A_Achievable Economic TRC Potential | F1 | Industrial | Agriculture | Existing | Space Heating | Natural Gas | Thermostat - Programmable | A | Original Unit Energy Savings (kWh or therms) | Achievable Economic TRC Potential | 0 | 0 | 0 | 0 | 0 | 0.00657 | 0.0065379 | 0.0064981 | 0.0064561 | 0.0064121 | 0.0063676 | 0.0063217 | 0.0062762 | 0.0062308 | 0.0061817 | 0.0061364 | 0.0060916 | 0.0060501 | 0.0060114 | 0.0059736 | 0.005938 | 0.0059015 | 0.0058686 | 0.0058376 | 0.005808 | 0.0057807 | 0.0057553 | 0.0057319 | 0 | 0 | 0
F2_Industrial_Agriculture_Existing_Space Heating_Natural Gas_Thermostat - Programmable_A_Achievable Economic TRC Potential | F2 | Industrial | Agriculture | Existing | Space Heating | Natural Gas | Thermostat - Programmable | A | Original Unit Summer Peak Savings (kW) | Achievable Economic TRC Potential | 0 | 0 | 0 | 0 | 0 | 0 | 0 | 0 | 0 | 0 | 0 | 0 | 0 | 0 | 0 | 0 | 0 | 0 | 0 | 0 | 0 | 0 | 0 | 0 | 0 | 0 | 0 | 0 | 0 | 0 | 0
F3_Industrial_Agriculture_Existing_Space Heating_Natural Gas_Thermostat - Programmable_A_Achievable Economic TRC Potential | F3 | Industrial | Agriculture | Existing | Space Heating | Natural Gas | Thermostat - Programmable | A | Original Unit Winter Peak Savings (kW) | Achievable Economic TRC Potential | 0 | 0 | 0 | 0 | 0 | 0 | 0 | 0 | 0 | 0 | 0 | 0 | 0 | 0 | 0 | 0 | 0 | 0 | 0 | 0 | 0 | 0 | 0 | 0 | 0 | 0 | 0 | 0 | 0 | 0 | 0
F4_Industrial_Agriculture_Existing_Space Heating_Natural Gas_Thermostat - Programmable_A_Achievable Economic TRC Potential | F4 | Industrial | Agriculture | Existing | Space Heating | Natural Gas | Thermostat - Programmable | A | Standalone Impact on Baseline Energy (%) | Achievable Economic TRC Potential | 0% | 0% | 0% | 0% | 0% | 0% | 0% | 0% | 0% | 0% | 0% | 0% | 0% | 0% | 0% | 0% | 0% | 0% | 0% | 0% | 0% | 0% | 0% | 0% | 0 | 0 | 0 | 0 | 0 | 0 | 0
F5_Industrial_Agriculture_Existing_Space Heating_Natural Gas_Thermostat - Programmable_A_Achievable Economic TRC Potential | F5 | Industrial | Agriculture | Existing | Space Heating | Natural Gas | Thermostat - Programmable | A | Standalone Impact on Baseline Summer Peak (%) | Achievable Economic TRC Potential | 0% | 0% | 0% | 0% | 0% | 0% | 0% | 0% | 0% | 0% | 0% | 0% | 0% | 0% | 0% | 0% | 0% | 0% | 0% | 0% | 0% | 0% | 0% | 0% | 0 | 0 | 0 | 0 | 0 | 0 | 0
F6_Industrial_Agriculture_Existing_Space Heating_Natural Gas_Thermostat - Programmable_A_Achievable Economic TRC Potential | F6 | Industrial | Agriculture | Existing | Space Heating | Natural Gas | Thermostat - Programmable | A | Standalone Impact on Baseline Winter Peak (%) | Achievable Economic TRC Potential | 0% | 0% | 0% | 0% | 0% | 0% | 0% | 0% | 0% | 0% | 0% | 0% | 0% | 0% | 0% | 0% | 0% | 0% | 0% | 0% | 0% | 0% | 0% | 0% | 0 | 0 | 0 | 0 | 0 | 0 | 0
F7_Industrial_Agriculture_Existing_Space Heating_Natural Gas_Thermostat - Programmable_A_Achievable Economic TRC Potential | F7 | Industrial | Agriculture | Existing | Space Heating | Natural Gas | Thermostat - Programmable | A | Incremental Energy Savings (MWh or mTherms) | Achievable Economic TRC Potential | 0 | 0 | 0 | 0 | 0 | 0 | 0 | 0 | 0 | 0 | 0 | 0 | 0 | 0 | 0 | 0 | 0 | 0 | 0 | 0 | 0 | 0 | 0 | 0 | 0 | 0 | 0 | 0 | 0 | 0 | 0
F8_Industrial_Agriculture_Existing_Space Heating_Natural Gas_Thermostat - Programmable_A_Achievable Economic TRC Potential | F8 | Industrial | Agriculture | Existing | Space Heating | Natural Gas | Thermostat - Programmable | A | Incremental Summer Peak Savings (MW) | Achievable Economic TRC Potential | 0 | 0 | 0 | 0 | 0 | 0 | 0 | 0 | 0 | 0 | 0 | 0 | 0 | 0 | 0 | 0 | 0 | 0 | 0 | 0 | 0 | 0 | 0 | 0 | 0 | 0 | 0 | 0 | 0 | 0 | 0
F9_Industrial_Agriculture_Existing_Space Heating_Natural Gas_Thermostat - Programmable_A_Achievable Economic TRC Potential | F9 | Industrial | Agriculture | Existing | Space Heating | Natural Gas | Thermostat - Programmable | A | Incremental Winter Peak Savings (MW) | Achievable Economic TRC Potential | 0 | 0 | 0 | 0 | 0 | 0 | 0 | 0 | 0 | 0 | 0 | 0 | 0 | 0 | 0 | 0 | 0 | 0 | 0 | 0 | 0 | 0 | 0 | 0 | 0 | 0 | 0 | 0 | 0 | 0 | 0
F10_Industrial_Agriculture_Existing_Space Heating_Natural Gas_Thermostat - Programmable_A_Achievable Economic TRC Potential | F10 | Industrial | Agriculture | Existing | Space Heating | Natural Gas | Thermostat - Programmable | A | Cumulative Energy Savings (MWh or mTherms) | Achievable Economic TRC Potential | 0 | 0 | 0 | 0 | 0 | 0 | 0 | 0 | 0 | 0 | 0 | 0 | 0 | 0 | 0 | 0 | 0 | 0 | 0 | 0 | 0 | 0 | 0 | 0 | 0 | 0 | 0 | 0 | 0 | 0 | 0
F11_Industrial_Agriculture_Existing_Space Heating_Natural Gas_Thermostat - Programmable_A_Achievable Economic TRC Potential | F11 | Industrial | Agriculture | Existing | Space Heating | Natural Gas | Thermostat - Programmable | A | Cumulative Summer Peak Savings (MW) | Achievable Economic TRC Potential | 0 | 0 | 0 | 0 | 0 | 0 | 0 | 0 | 0 | 0 | 0 | 0 | 0 | 0 | 0 | 0 | 0 | 0 | 0 | 0 | 0 | 0 | 0 | 0 | 0 | 0 | 0 | 0 | 0 | 0 | 0
F12_Industrial_Agriculture_Existing_Space Heating_Natural Gas_Thermostat - Programmable_A_Achievable Economic TRC Potential | F12 | Industrial | Agriculture | Existing | Space Heating | Natural Gas | Thermostat - Programmable | A | Cumulative Winter Peak Savings (MW) | Achievable Economic TRC Potential | 0 | 0 | 0 | 0 | 0 | 0 | 0 | 0 | 0 | 0 | 0 | 0 | 0 | 0 | 0 | 0 | 0 | 0 | 0 | 0 | 0 | 0 | 0 | 0 | 0 | 0 | 0 | 0 | 0 | 0 | 0
F13_Industrial_Agriculture_Existing_Space Heating_Natural Gas_Thermostat - Programmable_A_Achievable Economic TRC Potential | F13 | Industrial | Agriculture | Existing | Space Heating | Natural Gas | Thermostat - Programmable | A | Purchases (Incremental) | Achievable Economic TRC Potential | 0 | 0 | 0 | 0 | 0 | 0 | 0 | 0 | 0 | 0 | 0 | 0 | 0 | 0 | 0 | 0 | 0 | 0 | 0 | 0 | 0 | 0 | 0 | 0 | 0 | 0 | 0 | 0 | 0 | 0 | 0
F14_Industrial_Agriculture_Existing_Space Heating_Natural Gas_Thermostat - Programmable_A_Achievable Economic TRC Potential | F14 | Industrial | Agriculture | Existing | Space Heating | Natural Gas | Thermostat - Programmable | A | Purchases (Cumulative) | Achievable Economic TRC Potential | 0 | 0 | 0 | 0 | 0 | 0 | 0 | 0 | 0 | 0 | 0 | 0 | 0 | 0 | 0 | 0 | 0 | 0 | 0 | 0 | 0 | 0 | 0 | 0 | 0 | 0 | 0 | 0 | 0 | 0 | 0
F1_Industrial_Agriculture_Existing_Space Heating_Natural Gas_ENERGY STAR Connected Thermostat_A_Achievable Economic TRC Potential | F1 | Industrial | Agriculture | Existing | Space Heating | Natural Gas | ENERGY STAR Connected Thermostat | A | Original Unit Energy Savings (kWh or therms) | Achievable Economic TRC Potential | 0 | 0 | 0 | 0 | 0 | 0.015466 | 0.01539 | 0.015297 | 0.015198 | 0.015094 | 0.014989 | 0.014881 | 0.014774 | 0.014667 | 0.014552 | 0.014445 | 0.01434 | 0.014242 | 0.014151 | 0.014062 | 0.013978 | 0.013892 | 0.013815 | 0.013742 | 0.013672 | 0.013608 | 0.013548 | 0.013493 | 0 | 0 | 0
F2_Industrial_Agriculture_Existing_Space Heating_Natural Gas_ENERGY STAR Connected Thermostat_A_Achievable Economic TRC Potential | F2 | Industrial | Agriculture | Existing | Space Heating | Natural Gas | ENERGY STAR Connected Thermostat | A | Original Unit Summer Peak Savings (kW) | Achievable Economic TRC Potential | 0 | 0 | 0 | 0 | 0 | 0 | 0 | 0 | 0 | 0 | 0 | 0 | 0 | 0 | 0 | 0 | 0 | 0 | 0 | 0 | 0 | 0 | 0 | 0 | 0 | 0 | 0 | 0 | 0 | 0 | 0
F3_Industrial_Agriculture_Existing_Space Heating_Natural Gas_ENERGY STAR Connected Thermostat_A_Achievable Economic TRC Potential | F3 | Industrial | Agriculture | Existing | Space Heating | Natural Gas | ENERGY STAR Connected Thermostat | A | Original Unit Winter Peak Savings (kW) | Achievable Economic TRC Potential | 0 | 0 | 0 | 0 | 0 | 0 | 0 | 0 | 0 | 0 | 0 | 0 | 0 | 0 | 0 | 0 | 0 | 0 | 0 | 0 | 0 | 0 | 0 | 0 | 0 | 0 | 0 | 0 | 0 | 0 | 0
F4_Industrial_Agriculture_Existing_Space Heating_Natural Gas_ENERGY STAR Connected Thermostat_A_Achievable Economic TRC Potential | F4 | Industrial | Agriculture | Existing | Space Heating | Natural Gas | ENERGY STAR Connected Thermostat | A | Standalone Impact on Baseline Energy (%) | Achievable Economic TRC Potential | 0% | 0% | 0% | 0% | 0% | 0% | 0% | 0% | 0% | 0% | 0% | 0% | 0% | 0% | 0% | 0% | 0% | 0% | 0% | 0% | 0% | 0% | 0% | 0% | 0 | 0 | 0 | 0 | 0 | 0 | 0
F5_Industrial_Agriculture_Existing_Space Heating_Natural Gas_ENERGY STAR Connected Thermostat_A_Achievable Economic TRC Potential | F5 | Industrial | Agriculture | Existing | Space Heating | Natural Gas | ENERGY STAR Connected Thermostat | A | Standalone Impact on Baseline Summer Peak (%) | Achievable Economic TRC Potential | 0% | 0% | 0% | 0% | 0% | 0% | 0% | 0% | 0% | 0% | 0% | 0% | 0% | 0% | 0% | 0% | 0% | 0% | 0% | 0% | 0% | 0% | 0% | 0% | 0 | 0 | 0 | 0 | 0 | 0 | 0
F6_Industrial_Agriculture_Existing_Space Heating_Natural Gas_ENERGY STAR Connected Thermostat_A_Achievable Economic TRC Potential | F6 | Industrial | Agriculture | Existing | Space Heating | Natural Gas | ENERGY STAR Connected Thermostat | A | Standalone Impact on Baseline Winter Peak (%) | Achievable Economic TRC Potential | 0% | 0% | 0% | 0% | 0% | 0% | 0% | 0% | 0% | 0% | 0% | 0% | 0% | 0% | 0% | 0% | 0% | 0% | 0% | 0% | 0% | 0% | 0% | 0% | 0 | 0 | 0 | 0 | 0 | 0 | 0
F7_Industrial_Agriculture_Existing_Space Heating_Natural Gas_ENERGY STAR Connected Thermostat_A_Achievable Economic TRC Potential | F7 | Industrial | Agriculture | Existing | Space Heating | Natural Gas | ENERGY STAR Connected Thermostat | A | Incremental Energy Savings (MWh or mTherms) | Achievable Economic TRC Potential | 0 | 0 | 0 | 0 | 0 | 0 | 0 | 0 | 0 | 0 | 0 | 0 | 0 | 0 | 0 | 0 | 0 | 0 | 0 | 0 | 0 | 0 | 0 | 0 | 0 | 0 | 0 | 0 | 0 | 0 | 0
F8_Industrial_Agriculture_Existing_Space Heating_Natural Gas_ENERGY STAR Connected Thermostat_A_Achievable Economic TRC Potential | F8 | Industrial | Agriculture | Existing | Space Heating | Natural Gas | ENERGY STAR Connected Thermostat | A | Incremental Summer Peak Savings (MW) | Achievable Economic TRC Potential | 0 | 0 | 0 | 0 | 0 | 0 | 0 | 0 | 0 | 0 | 0 | 0 | 0 | 0 | 0 | 0 | 0 | 0 | 0 | 0 | 0 | 0 | 0 | 0 | 0 | 0 | 0 | 0 | 0 | 0 | 0
F9_Industrial_Agriculture_Existing_Space Heating_Natural Gas_ENERGY STAR Connected Thermostat_A_Achievable Economic TRC Potential | F9 | Industrial | Agriculture | Existing | Space Heating | Natural Gas | ENERGY STAR Connected Thermostat | A | Incremental Winter Peak Savings (MW) | Achievable Economic TRC Potential | 0 | 0 | 0 | 0 | 0 | 0 | 0 | 0 | 0 | 0 | 0 | 0 | 0 | 0 | 0 | 0 | 0 | 0 | 0 | 0 | 0 | 0 | 0 | 0 | 0 | 0 | 0 | 0 | 0 | 0 | 0
F10_Industrial_Agriculture_Existing_Space Heating_Natural Gas_ENERGY STAR Connected Thermostat_A_Achievable Economic TRC Potential | F10 | Industrial | Agriculture | Existing | Space Heating | Natural Gas | ENERGY STAR Connected Thermostat | A | Cumulative Energy Savings (MWh or mTherms) | Achievable Economic TRC Potential | 0 | 0 | 0 | 0 | 0 | 0 | 0 | 0 | 0 | 0 | 0 | 0 | 0 | 0 | 0 | 0 | 0 | 0 | 0 | 0 | 0 | 0 | 0 | 0 | 0 | 0 | 0 | 0 | 0 | 0 | 0
F11_Industrial_Agriculture_Existing_Space Heating_Natural Gas_ENERGY STAR Connected Thermostat_A_Achievable Economic TRC Potential | F11 | Industrial | Agriculture | Existing | Space Heating | Natural Gas | ENERGY STAR Connected Thermostat | A | Cumulative Summer Peak Savings (MW) | Achievable Economic TRC Potential | 0 | 0 | 0 | 0 | 0 | 0 | 0 | 0 | 0 | 0 | 0 | 0 | 0 | 0 | 0 | 0 | 0 | 0 | 0 | 0 | 0 | 0 | 0 | 0 | 0 | 0 | 0 | 0 | 0 | 0 | 0
F12_Industrial_Agriculture_Existing_Space Heating_Natural Gas_ENERGY STAR Connected Thermostat_A_Achievable Economic TRC Potential | F12 | Industrial | Agriculture | Existing | Space Heating | Natural Gas | ENERGY STAR Connected Thermostat | A | Cumulative Winter Peak Savings (MW) | Achievable Economic TRC Potential | 0 | 0 | 0 | 0 | 0 | 0 | 0 | 0 | 0 | 0 | 0 | 0 | 0 | 0 | 0 | 0 | 0 | 0 | 0 | 0 | 0 | 0 | 0 | 0 | 0 | 0 | 0 | 0 | 0 | 0 | 0
F13_Industrial_Agriculture_Existing_Space Heating_Natural Gas_ENERGY STAR Connected Thermostat_A_Achievable Economic TRC Potential | F13 | Industrial | Agriculture | Existing | Space Heating | Natural Gas | ENERGY STAR Connected Thermostat | A | Purchases (Incremental) | Achievable Economic TRC Potential | 0 | 0 | 0 | 0 | 0 | 0 | 0 | 0 | 0 | 0 | 0 | 0 | 0 | 0 | 0 | 0 | 0 | 0 | 0 | 0 | 0 | 0 | 0 | 0 | 0 | 0 | 0 | 0 | 0 | 0 | 0
F14_Industrial_Agriculture_Existing_Space Heating_Natural Gas_ENERGY STAR Connected Thermostat_A_Achievable Economic TRC Potential | F14 | Industrial | Agriculture | Existing | Space Heating | Natural Gas | ENERGY STAR Connected Thermostat | A | Purchases (Cumulative) | Achievable Economic TRC Potential | 0 | 0 | 0 | 0 | 0 | 0 | 0 | 0 | 0 | 0 | 0 | 0 | 0 | 0 | 0 | 0 | 0 | 0 | 0 | 0 | 0 | 0 | 0 | 0 | 0 | 0 | 0 | 0 | 0 | 0 | 0
F1_Industrial_Agriculture_Existing_Space Heating_Natural Gas_Destratification Fans (HVLS)_A_Achievable Economic TRC Potential | F1 | Industrial | Agriculture | Existing | Space Heating | Natural Gas | Destratification Fans (HVLS) | A | Original Unit Energy Savings (kWh or therms) | Achievable Economic TRC Potential | 0 | 0 | 0 | 0 | 0 | 0.015466 | 0.01539 | 0.015297 | 0.015198 | 0.015094 | 0.014989 | 0.014881 | 0.014774 | 0.014667 | 0.014552 | 0.014445 | 0.01434 | 0.014242 | 0.014151 | 0.014062 | 0.013978 | 0.013892 | 0.013815 | 0.013742 | 0.013672 | 0.013608 | 0.013548 | 0.013493 | 0 | 0 | 0
F2_Industrial_Agriculture_Existing_Space Heating_Natural Gas_Destratification Fans (HVLS)_A_Achievable Economic TRC Potential | F2 | Industrial | Agriculture | Existing | Space Heating | Natural Gas | Destratification Fans (HVLS) | A | Original Unit Summer Peak Savings (kW) | Achievable Economic TRC Potential | 0 | 0 | 0 | 0 | 0 | 0 | 0 | 0 | 0 | 0 | 0 | 0 | 0 | 0 | 0 | 0 | 0 | 0 | 0 | 0 | 0 | 0 | 0 | 0 | 0 | 0 | 0 | 0 | 0 | 0 | 0
F3_Industrial_Agriculture_Existing_Space Heating_Natural Gas_Destratification Fans (HVLS)_A_Achievable Economic TRC Potential | F3 | Industrial | Agriculture | Existing | Space Heating | Natural Gas | Destratification Fans (HVLS) | A | Original Unit Winter Peak Savings (kW) | Achievable Economic TRC Potential | 0 | 0 | 0 | 0 | 0 | 0 | 0 | 0 | 0 | 0 | 0 | 0 | 0 | 0 | 0 | 0 | 0 | 0 | 0 | 0 | 0 | 0 | 0 | 0 | 0 | 0 | 0 | 0 | 0 | 0 | 0
F4_Industrial_Agriculture_Existing_Space Heating_Natural Gas_Destratification Fans (HVLS)_A_Achievable Economic TRC Potential | F4 | Industrial | Agriculture | Existing | Space Heating | Natural Gas | Destratification Fans (HVLS) | A | Standalone Impact on Baseline Energy (%) | Achievable Economic TRC Potential | 0% | 0% | 0% | 0% | 0% | 0% | 0% | 0% | 0% | 0% | 0% | 0% | 0% | 0% | 0% | 0% | 0% | 0% | 0% | 0% | 0% | 0% | 0% | 0% | 0 | 0 | 0 | 0 | 0 | 0 | 0
F5_Industrial_Agriculture_Existing_Space Heating_Natural Gas_Destratification Fans (HVLS)_A_Achievable Economic TRC Potential | F5 | Industrial | Agriculture | Existing | Space Heating | Natural Gas | Destratification Fans (HVLS) | A | Standalone Impact on Baseline Summer Peak (%) | Achievable Economic TRC Potential | 0% | 0% | 0% | 0% | 0% | 0% | 0% | 0% | 0% | 0% | 0% | 0% | 0% | 0% | 0% | 0% | 0% | 0% | 0% | 0% | 0% | 0% | 0% | 0% | 0 | 0 | 0 | 0 | 0 | 0 | 0
F6_Industrial_Agriculture_Existing_Space Heating_Natural Gas_Destratification Fans (HVLS)_A_Achievable Economic TRC Potential | F6 | Industrial | Agriculture | Existing | Space Heating | Natural Gas | Destratification Fans (HVLS) | A | Standalone Impact on Baseline Winter Peak (%) | Achievable Economic TRC Potential | 0% | 0% | 0% | 0% | 0% | 0% | 0% | 0% | 0% | 0% | 0% | 0% | 0% | 0% | 0% | 0% | 0% | 0% | 0% | 0% | 0% | 0% | 0% | 0% | 0 | 0 | 0 | 0 | 0 | 0 | 0
F7_Industrial_Agriculture_Existing_Space Heating_Natural Gas_Destratification Fans (HVLS)_A_Achievable Economic TRC Potential | F7 | Industrial | Agriculture | Existing | Space Heating | Natural Gas | Destratification Fans (HVLS) | A | Incremental Energy Savings (MWh or mTherms) | Achievable Economic TRC Potential | 0 | 0 | 0 | 0 | 0 | 0 | 0 | 0 | 0 | 0 | 0 | 0 | 0 | 0 | 0 | 0 | 0 | 0 | 0 | 0 | 0 | 0 | 0 | 0 | 0 | 0 | 0 | 0 | 0 | 0 | 0
F8_Industrial_Agriculture_Existing_Space Heating_Natural Gas_Destratification Fans (HVLS)_A_Achievable Economic TRC Potential | F8 | Industrial | Agriculture | Existing | Space Heating | Natural Gas | Destratification Fans (HVLS) | A | Incremental Summer Peak Savings (MW) | Achievable Economic TRC Potential | 0 | 0 | 0 | 0 | 0 | 0 | 0 | 0 | 0 | 0 | 0 | 0 | 0 | 0 | 0 | 0 | 0 | 0 | 0 | 0 | 0 | 0 | 0 | 0 | 0 | 0 | 0 | 0 | 0 | 0 | 0
F9_Industrial_Agriculture_Existing_Space Heating_Natural Gas_Destratification Fans (HVLS)_A_Achievable Economic TRC Potential | F9 | Industrial | Agriculture | Existing | Space Heating | Natural Gas | Destratification Fans (HVLS) | A | Incremental Winter Peak Savings (MW) | Achievable Economic TRC Potential | 0 | 0 | 0 | 0 | 0 | 0 | 0 | 0 | 0 | 0 | 0 | 0 | 0 | 0 | 0 | 0 | 0 | 0 | 0 | 0 | 0 | 0 | 0 | 0 | 0 | 0 | 0 | 0 | 0 | 0 | 0
F10_Industrial_Agriculture_Existing_Space Heating_Natural Gas_Destratification Fans (HVLS)_A_Achievable Economic TRC Potential | F10 | Industrial | Agriculture | Existing | Space Heating | Natural Gas | Destratification Fans (HVLS) | A | Cumulative Energy Savings (MWh or mTherms) | Achievable Economic TRC Potential | 0 | 0 | 0 | 0 | 0 | 0 | 0 | 0 | 0 | 0 | 0 | 0 | 0 | 0 | 0 | 0 | 0 | 0 | 0 | 0 | 0 | 0 | 0 | 0 | 0 | 0 | 0 | 0 | 0 | 0 | 0
F11_Industrial_Agriculture_Existing_Space Heating_Natural Gas_Destratification Fans (HVLS)_A_Achievable Economic TRC Potential | F11 | Industrial | Agriculture | Existing | Space Heating | Natural Gas | Destratification Fans (HVLS) | A | Cumulative Summer Peak Savings (MW) | Achievable Economic TRC Potential | 0 | 0 | 0 | 0 | 0 | 0 | 0 | 0 | 0 | 0 | 0 | 0 | 0 | 0 | 0 | 0 | 0 | 0 | 0 | 0 | 0 | 0 | 0 | 0 | 0 | 0 | 0 | 0 | 0 | 0 | 0
F12_Industrial_Agriculture_Existing_Space Heating_Natural Gas_Destratification Fans (HVLS)_A_Achievable Economic TRC Potential | F12 | Industrial | Agriculture | Existing | Space Heating | Natural Gas | Destratification Fans (HVLS) | A | Cumulative Winter Peak Savings (MW) | Achievable Economic TRC Potential | 0 | 0 | 0 | 0 | 0 | 0 | 0 | 0 | 0 | 0 | 0 | 0 | 0 | 0 | 0 | 0 | 0 | 0 | 0 | 0 | 0 | 0 | 0 | 0 | 0 | 0 | 0 | 0 | 0 | 0 | 0
F13_Industrial_Agriculture_Existing_Space Heating_Natural Gas_Destratification Fans (HVLS)_A_Achievable Economic TRC Potential | F13 | Industrial | Agriculture | Existing | Space Heating | Natural Gas | Destratification Fans (HVLS) | A | Purchases (Incremental) | Achievable Economic TRC Potential | 0 | 0 | 0 | 0 | 0 | 0 | 0 | 0 | 0 | 0 | 0 | 0 | 0 | 0 | 0 | 0 | 0 | 0 | 0 | 0 | 0 | 0 | 0 | 0 | 0 | 0 | 0 | 0 | 0 | 0 | 0
F14_Industrial_Agriculture_Existing_Space Heating_Natural Gas_Destratification Fans (HVLS)_A_Achievable Economic TRC Potential | F14 | Industrial | Agriculture | Existing | Space Heating | Natural Gas | Destratification Fans (HVLS) | A | Purchases (Cumulative) | Achievable Economic TRC Potential | 0 | 0 | 0 | 0 | 0 | 0 | 0 | 0 | 0 | 0 | 0 | 0 | 0 | 0 | 0 | 0 | 0 | 0 | 0 | 0 | 0 | 0 | 0 | 0 | 0 | 0 | 0 | 0 | 0 | 0 | 0
F1_Industrial_Agriculture_Existing_Space Heating_Natural Gas_Gas Boiler - Insulate Steam Lines/Condensate Tank_A_Achievable Economic TRC Potential | F1 | Industrial | Agriculture | Existing | Space Heating | Natural Gas | Gas Boiler - Insulate Steam Lines/Condensate Tank | A | Original Unit Energy Savings (kWh or therms) | Achievable Economic TRC Potential | 0 | 0 | 0 | 0 | 0 | 12.4868 | 12.4021 | 12.3181 | 12.2336 | 12.1493 | 12.0674 | 11.9863 | 11.906 | 11.8267 | 11.7428 | 11.6657 | 11.5895 | 11.5146 | 11.4408 | 11.3668 | 11.2953 | 11.221 | 11.1492 | 11.0796 | 11.0096 | 10.9458 | 10.8875 | 10.8343 | 10.7858 | 10.7415 | 10.701
F2_Industrial_Agriculture_Existing_Space Heating_Natural Gas_Gas Boiler - Insulate Steam Lines/Condensate Tank_A_Achievable Economic TRC Potential | F2 | Industrial | Agriculture | Existing | Space Heating | Natural Gas | Gas Boiler - Insulate Steam Lines/Condensate Tank | A | Original Unit Summer Peak Savings (kW) | Achievable Economic TRC Potential | 0 | 0 | 0 | 0 | 0 | 0 | 0 | 0 | 0 | 0 | 0 | 0 | 0 | 0 | 0 | 0 | 0 | 0 | 0 | 0 | 0 | 0 | 0 | 0 | 0 | 0 | 0 | 0 | 0 | 0 | 0
F3_Industrial_Agriculture_Existing_Space Heating_Natural Gas_Gas Boiler - Insulate Steam Lines/Condensate Tank_A_Achievable Economic TRC Potential | F3 | Industrial | Agriculture | Existing | Space Heating | Natural Gas | Gas Boiler - Insulate Steam Lines/Condensate Tank | A | Original Unit Winter Peak Savings (kW) | Achievable Economic TRC Potential | 0 | 0 | 0 | 0 | 0 | 0 | 0 | 0 | 0 | 0 | 0 | 0 | 0 | 0 | 0 | 0 | 0 | 0 | 0 | 0 | 0 | 0 | 0 | 0 | 0 | 0 | 0 | 0 | 0 | 0 | 0
F4_Industrial_Agriculture_Existing_Space Heating_Natural Gas_Gas Boiler - Insulate Steam Lines/Condensate Tank_A_Achievable Economic TRC Potential | F4 | Industrial | Agriculture | Existing | Space Heating | Natural Gas | Gas Boiler - Insulate Steam Lines/Condensate Tank | A | Standalone Impact on Baseline Energy (%) | Achievable Economic TRC Potential | 0% | 0% | 0% | 0% | 0% | 0.005115% | 0.01021% | 0.01537% | 0.02045% | 0.02553% | 0.03097% | 0.03617% | 0.04137% | 0.04717% | 0.05214% | 0.0578% | 0.06296% | 0.06842% | 0.07416% | 0.07918% | 0.0846% | 0.09001% | 0.09538% | 0.1007% | 0.0010601 | 0.001062 | 0.0010639 | 0.0010656 | 0 | 0 | 0
F5_Industrial_Agriculture_Existing_Space Heating_Natural Gas_Gas Boiler - Insulate Steam Lines/Condensate Tank_A_Achievable Economic TRC Potential | F5 | Industrial | Agriculture | Existing | Space Heating | Natural Gas | Gas Boiler - Insulate Steam Lines/Condensate Tank | A | Standalone Impact on Baseline Summer Peak (%) | Achievable Economic TRC Potential | 0% | 0% | 0% | 0% | 0% | 0% | 0% | 0% | 0% | 0% | 0% | 0% | 0% | 0% | 0% | 0% | 0% | 0% | 0% | 0% | 0% | 0% | 0% | 0% | 0 | 0 | 0 | 0 | 0 | 0 | 0
F6_Industrial_Agriculture_Existing_Space Heating_Natural Gas_Gas Boiler - Insulate Steam Lines/Condensate Tank_A_Achievable Economic TRC Potential | F6 | Industrial | Agriculture | Existing | Space Heating | Natural Gas | Gas Boiler - Insulate Steam Lines/Condensate Tank | A | Standalone Impact on Baseline Winter Peak (%) | Achievable Economic TRC Potential | 0% | 0% | 0% | 0% | 0% | 0% | 0% | 0% | 0% | 0% | 0% | 0% | 0% | 0% | 0% | 0% | 0% | 0% | 0% | 0% | 0% | 0% | 0% | 0% | 0 | 0 | 0 | 0 | 0 | 0 | 0
F7_Industrial_Agriculture_Existing_Space Heating_Natural Gas_Gas Boiler - Insulate Steam Lines/Condensate Tank_A_Achievable Economic TRC Potential | F7 | Industrial | Agriculture | Existing | Space Heating | Natural Gas | Gas Boiler - Insulate Steam Lines/Condensate Tank | A | Incremental Energy Savings (MWh or mTherms) | Achievable Economic TRC Potential | 0 | 0 | 0 | 0 | 0 | 0.043914 | 0.043593 | 0.043042 | 0.04277 | 0.04251 | 0.041687 | 0.041294 | 0.040934 | 0.040016 | 0.039884 | 0.039244 | 0.038993 | 0.038546 | 0.037957 | 0.037756 | 0.037364 | 0.036973 | 0.036603 | 0.036251 | 0.035908 | 0 | 0 | 0 | 0 | 0 | 0
F8_Industrial_Agriculture_Existing_Space Heating_Natural Gas_Gas Boiler - Insulate Steam Lines/Condensate Tank_A_Achievable Economic TRC Potential | F8 | Industrial | Agriculture | Existing | Space Heating | Natural Gas | Gas Boiler - Insulate Steam Lines/Condensate Tank | A | Incremental Summer Peak Savings (MW) | Achievable Economic TRC Potential | 0 | 0 | 0 | 0 | 0 | 0 | 0 | 0 | 0 | 0 | 0 | 0 | 0 | 0 | 0 | 0 | 0 | 0 | 0 | 0 | 0 | 0 | 0 | 0 | 0 | 0 | 0 | 0 | 0 | 0 | 0
F9_Industrial_Agriculture_Existing_Space Heating_Natural Gas_Gas Boiler - Insulate Steam Lines/Condensate Tank_A_Achievable Economic TRC Potential | F9 | Industrial | Agriculture | Existing | Space Heating | Natural Gas | Gas Boiler - Insulate Steam Lines/Condensate Tank | A | Incremental Winter Peak Savings (MW) | Achievable Economic TRC Potential | 0 | 0 | 0 | 0 | 0 | 0 | 0 | 0 | 0 | 0 | 0 | 0 | 0 | 0 | 0 | 0 | 0 | 0 | 0 | 0 | 0 | 0 | 0 | 0 | 0 | 0 | 0 | 0 | 0 | 0 | 0
F10_Industrial_Agriculture_Existing_Space Heating_Natural Gas_Gas Boiler - Insulate Steam Lines/Condensate Tank_A_Achievable Economic TRC Potential | F10 | Industrial | Agriculture | Existing | Space Heating | Natural Gas | Gas Boiler - Insulate Steam Lines/Condensate Tank | A | Cumulative Energy Savings (MWh or mTherms) | Achievable Economic TRC Potential | 0 | 0 | 0 | 0 | 0 | 0.043914 | 0.087209 | 0.12966 | 0.17154 | 0.21287 | 0.25312 | 0.29271 | 0.33169 | 0.36949 | 0.40675 | 0.44333 | 0.47943 | 0.51487 | 0.54953 | 0.58373 | 0.61743 | 0.65033 | 0.68277 | 0.71477 | 0.74616 | 0.74183 | 0.73788 | 0.73428 | 0.73099 | 0.72798 | 0.72524
F11_Industrial_Agriculture_Existing_Space Heating_Natural Gas_Gas Boiler - Insulate Steam Lines/Condensate Tank_A_Achievable Economic TRC Potential | F11 | Industrial | Agriculture | Existing | Space Heating | Natural Gas | Gas Boiler - Insulate Steam Lines/Condensate Tank | A | Cumulative Summer Peak Savings (MW) | Achievable Economic TRC Potential | 0 | 0 | 0 | 0 | 0 | 0 | 0 | 0 | 0 | 0 | 0 | 0 | 0 | 0 | 0 | 0 | 0 | 0 | 0 | 0 | 0 | 0 | 0 | 0 | 0 | 0 | 0 | 0 | 0 | 0 | 0
F12_Industrial_Agriculture_Existing_Space Heating_Natural Gas_Gas Boiler - Insulate Steam Lines/Condensate Tank_A_Achievable Economic TRC Potential | F12 | Industrial | Agriculture | Existing | Space Heating | Natural Gas | Gas Boiler - Insulate Steam Lines/Condensate Tank | A | Cumulative Winter Peak Savings (MW) | Achievable Economic TRC Potential | 0 | 0 | 0 | 0 | 0 | 0 | 0 | 0 | 0 | 0 | 0 | 0 | 0 | 0 | 0 | 0 | 0 | 0 | 0 | 0 | 0 | 0 | 0 | 0 | 0 | 0 | 0 | 0 | 0 | 0 | 0
F13_Industrial_Agriculture_Existing_Space Heating_Natural Gas_Gas Boiler - Insulate Steam Lines/Condensate Tank_A_Achievable Economic TRC Potential | F13 | Industrial | Agriculture | Existing | Space Heating | Natural Gas | Gas Boiler - Insulate Steam Lines/Condensate Tank | A | Purchases (Incremental) | Achievable Economic TRC Potential | 0 | 0 | 0 | 0 | 0 | 3.5169 | 3.5149 | 3.4942 | 3.4961 | 3.499 | 3.4545 | 3.4451 | 3.4381 | 3.3835 | 3.3964 | 3.364 | 3.3645 | 3.3475 | 3.3177 | 3.3216 | 3.3079 | 3.295 | 3.283 | 3.2718 | 3.2615 | 0 | 0 | 0 | 0 | 0 | 0
F14_Industrial_Agriculture_Existing_Space Heating_Natural Gas_Gas Boiler - Insulate Steam Lines/Condensate Tank_A_Achievable Economic TRC Potential | F14 | Industrial | Agriculture | Existing | Space Heating | Natural Gas | Gas Boiler - Insulate Steam Lines/Condensate Tank | A | Purchases (Cumulative) | Achievable Economic TRC Potential | 0 | 0 | 0 | 0 | 0 | 3.5169 | 7.0318 | 10.526 | 14.0221 | 17.521 | 20.9756 | 24.4207 | 27.8588 | 31.2423 | 34.6387 | 38.0028 | 41.3672 | 44.7148 | 48.0325 | 51.3541 | 54.6619 | 57.957 | 61.24 | 64.5118 | 67.7733 | 67.7733 | 67.7733 | 67.7733 | 67.7733 | 67.7733 | 67.7733
F1_Industrial_Agriculture_Existing_Process_Natural Gas_Gas Boiler - Insulate Steam Lines/Condensate Tank_A_Achievable Economic TRC Potential | F1 | Industrial | Agriculture | Existing | Process | Natural Gas | Gas Boiler - Insulate Steam Lines/Condensate Tank | A | Original Unit Energy Savings (kWh or therms) | Achievable Economic TRC Potential | 0 | 0 | 0 | 0 | 0 | 16.8499 | 16.8499 | 16.8499 | 16.8499 | 16.8499 | 16.8499 | 16.8499 | 16.8499 | 16.8499 | 16.8499 | 16.8499 | 16.8499 | 16.8499 | 16.8499 | 16.8499 | 16.8499 | 16.8499 | 16.8499 | 16.8499 | 16.8499 | 16.8499 | 16.8499 | 16.8499 | 16.8499 | 16.8499 | 16.8499
F2_Industrial_Agriculture_Existing_Process_Natural Gas_Gas Boiler - Insulate Steam Lines/Condensate Tank_A_Achievable Economic TRC Potential | F2 | Industrial | Agriculture | Existing | Process | Natural Gas | Gas Boiler - Insulate Steam Lines/Condensate Tank | A | Original Unit Summer Peak Savings (kW) | Achievable Economic TRC Potential | 0 | 0 | 0 | 0 | 0 | 0 | 0 | 0 | 0 | 0 | 0 | 0 | 0 | 0 | 0 | 0 | 0 | 0 | 0 | 0 | 0 | 0 | 0 | 0 | 0 | 0 | 0 | 0 | 0 | 0 | 0
F3_Industrial_Agriculture_Existing_Process_Natural Gas_Gas Boiler - Insulate Steam Lines/Condensate Tank_A_Achievable Economic TRC Potential | F3 | Industrial | Agriculture | Existing | Process | Natural Gas | Gas Boiler - Insulate Steam Lines/Condensate Tank | A | Original Unit Winter Peak Savings (kW) | Achievable Economic TRC Potential | 0 | 0 | 0 | 0 | 0 | 0 | 0 | 0 | 0 | 0 | 0 | 0 | 0 | 0 | 0 | 0 | 0 | 0 | 0 | 0 | 0 | 0 | 0 | 0 | 0 | 0 | 0 | 0 | 0 | 0 | 0
F4_Industrial_Agriculture_Existing_Process_Natural Gas_Gas Boiler - Insulate Steam Lines/Condensate Tank_A_Achievable Economic TRC Potential | F4 | Industrial | Agriculture | Existing | Process | Natural Gas | Gas Boiler - Insulate Steam Lines/Condensate Tank | A | Standalone Impact on Baseline Energy (%) | Achievable Economic TRC Potential | 0% | 0% | 0% | 0% | 0% | 0.02737% | 0.05475% | 0.08244% | 0.1098% | 0.137% | 0.1662% | 0.194% | 0.2217% | 0.2527% | 0.2791% | 0.3091% | 0.3365% | 0.3655% | 0.3962% | 0.4231% | 0.4522% | 0.4813% | 0.5105% | 0.5396% | 0.0056865 | 0.0057031 | 0.0057183 | 0.0057322 | 0 | 0 | 0
F5_Industrial_Agriculture_Existing_Process_Natural Gas_Gas Boiler - Insulate Steam Lines/Condensate Tank_A_Achievable Economic TRC Potential | F5 | Industrial | Agriculture | Existing | Process | Natural Gas | Gas Boiler - Insulate Steam Lines/Condensate Tank | A | Standalone Impact on Baseline Summer Peak (%) | Achievable Economic TRC Potential | 0% | 0% | 0% | 0% | 0% | 0% | 0% | 0% | 0% | 0% | 0% | 0% | 0% | 0% | 0% | 0% | 0% | 0% | 0% | 0% | 0% | 0% | 0% | 0% | 0 | 0 | 0 | 0 | 0 | 0 | 0
F6_Industrial_Agriculture_Existing_Process_Natural Gas_Gas Boiler - Insulate Steam Lines/Condensate Tank_A_Achievable Economic TRC Potential | F6 | Industrial | Agriculture | Existing | Process | Natural Gas | Gas Boiler - Insulate Steam Lines/Condensate Tank | A | Standalone Impact on Baseline Winter Peak (%) | Achievable Economic TRC Potential | 0% | 0% | 0% | 0% | 0% | 0% | 0% | 0% | 0% | 0% | 0% | 0% | 0% | 0% | 0% | 0% | 0% | 0% | 0% | 0% | 0% | 0% | 0% | 0% | 0 | 0 | 0 | 0 | 0 | 0 | 0
F7_Industrial_Agriculture_Existing_Process_Natural Gas_Gas Boiler - Insulate Steam Lines/Condensate Tank_A_Achievable Economic TRC Potential | F7 | Industrial | Agriculture | Existing | Process | Natural Gas | Gas Boiler - Insulate Steam Lines/Condensate Tank | A | Incremental Energy Savings (MWh or mTherms) | Achievable Economic TRC Potential | 0 | 0 | 0 | 0 | 0 | 0.49019 | 0.48992 | 0.48703 | 0.48729 | 0.48769 | 0.4815 | 0.48018 | 0.47921 | 0.4716 | 0.4734 | 0.46889 | 0.46895 | 0.46659 | 0.46242 | 0.46297 | 0.46106 | 0.45926 | 0.45759 | 0.45604 | 0.4546 | 0 | 0 | 0 | 0 | 0 | 0
F8_Industrial_Agriculture_Existing_Process_Natural Gas_Gas Boiler - Insulate Steam Lines/Condensate Tank_A_Achievable Economic TRC Potential | F8 | Industrial | Agriculture | Existing | Process | Natural Gas | Gas Boiler - Insulate Steam Lines/Condensate Tank | A | Incremental Summer Peak Savings (MW) | Achievable Economic TRC Potential | 0 | 0 | 0 | 0 | 0 | 0 | 0 | 0 | 0 | 0 | 0 | 0 | 0 | 0 | 0 | 0 | 0 | 0 | 0 | 0 | 0 | 0 | 0 | 0 | 0 | 0 | 0 | 0 | 0 | 0 | 0
F9_Industrial_Agriculture_Existing_Process_Natural Gas_Gas Boiler - Insulate Steam Lines/Condensate Tank_A_Achievable Economic TRC Potential | F9 | Industrial | Agriculture | Existing | Process | Natural Gas | Gas Boiler - Insulate Steam Lines/Condensate Tank | A | Incremental Winter Peak Savings (MW) | Achievable Economic TRC Potential | 0 | 0 | 0 | 0 | 0 | 0 | 0 | 0 | 0 | 0 | 0 | 0 | 0 | 0 | 0 | 0 | 0 | 0 | 0 | 0 | 0 | 0 | 0 | 0 | 0 | 0 | 0 | 0 | 0 | 0 | 0
F10_Industrial_Agriculture_Existing_Process_Natural Gas_Gas Boiler - Insulate Steam Lines/Condensate Tank_A_Achievable Economic TRC Potential | F10 | Industrial | Agriculture | Existing | Process | Natural Gas | Gas Boiler - Insulate Steam Lines/Condensate Tank | A | Cumulative Energy Savings (MWh or mTherms) | Achievable Economic TRC Potential | 0 | 0 | 0 | 0 | 0 | 0.49019 | 0.9801 | 1.4671 | 1.9544 | 2.4421 | 2.9236 | 3.4038 | 3.883 | 4.3546 | 4.828 | 5.2969 | 5.7658 | 6.2324 | 6.6949 | 7.1578 | 7.6189 | 8.0781 | 8.5357 | 8.9918 | 9.4464 | 9.4464 | 9.4464 | 9.4464 | 9.4464 | 9.4464 | 9.4464
F11_Industrial_Agriculture_Existing_Process_Natural Gas_Gas Boiler - Insulate Steam Lines/Condensate Tank_A_Achievable Economic TRC Potential | F11 | Industrial | Agriculture | Existing | Process | Natural Gas | Gas Boiler - Insulate Steam Lines/Condensate Tank | A | Cumulative Summer Peak Savings (MW) | Achievable Economic TRC Potential | 0 | 0 | 0 | 0 | 0 | 0 | 0 | 0 | 0 | 0 | 0 | 0 | 0 | 0 | 0 | 0 | 0 | 0 | 0 | 0 | 0 | 0 | 0 | 0 | 0 | 0 | 0 | 0 | 0 | 0 | 0
F12_Industrial_Agriculture_Existing_Process_Natural Gas_Gas Boiler - Insulate Steam Lines/Condensate Tank_A_Achievable Economic TRC Potential | F12 | Industrial | Agriculture | Existing | Process | Natural Gas | Gas Boiler - Insulate Steam Lines/Condensate Tank | A | Cumulative Winter Peak Savings (MW) | Achievable Economic TRC Potential | 0 | 0 | 0 | 0 | 0 | 0 | 0 | 0 | 0 | 0 | 0 | 0 | 0 | 0 | 0 | 0 | 0 | 0 | 0 | 0 | 0 | 0 | 0 | 0 | 0 | 0 | 0 | 0 | 0 | 0 | 0
F13_Industrial_Agriculture_Existing_Process_Natural Gas_Gas Boiler - Insulate Steam Lines/Condensate Tank_A_Achievable Economic TRC Potential | F13 | Industrial | Agriculture | Existing | Process | Natural Gas | Gas Boiler - Insulate Steam Lines/Condensate Tank | A | Purchases (Incremental) | Achievable Economic TRC Potential | 0 | 0 | 0 | 0 | 0 | 29.0913 | 29.0753 | 28.9038 | 28.9195 | 28.9434 | 28.5758 | 28.4977 | 28.4399 | 27.9883 | 28.0951 | 27.8272 | 27.8308 | 27.6907 | 27.4437 | 27.4762 | 27.3626 | 27.2562 | 27.1569 | 27.0646 | 26.9792 | 0 | 0 | 0 | 0 | 0 | 0
F14_Industrial_Agriculture_Existing_Process_Natural Gas_Gas Boiler - Insulate Steam Lines/Condensate Tank_A_Achievable Economic TRC Potential | F14 | Industrial | Agriculture | Existing | Process | Natural Gas | Gas Boiler - Insulate Steam Lines/Condensate Tank | A | Purchases (Cumulative) | Achievable Economic TRC Potential | 0 | 0 | 0 | 0 | 0 | 29.0913 | 58.1666 | 87.0704 | 115.9899 | 144.9332 | 173.5091 | 202.0068 | 230.4467 | 258.4349 | 286.53 | 314.3572 | 342.188 | 369.8788 | 397.3225 | 424.7987 | 452.1613 | 479.4175 | 506.5744 | 533.639 | 560.6183 | 560.6183 | 560.6183 | 560.6183 | 560.6183 | 560.6183 | 560.6183
F1_Industrial_Agriculture_Existing_Space Heating_Natural Gas_Gas Boiler - Insulate Hot Water Lines_A_Achievable Economic TRC Potential | F1 | Industrial | Agriculture | Existing | Space Heating | Natural Gas | Gas Boiler - Insulate Hot Water Lines | A | Original Unit Energy Savings (kWh or therms) | Achievable Economic TRC Potential | 0 | 0 | 0 | 0 | 0 | 14.114 | 14.0183 | 13.9233 | 13.8278 | 13.7325 | 13.6399 | 13.5483 | 13.4576 | 13.3679 | 13.273 | 13.1859 | 13.0998 | 13.0151 | 12.9317 | 12.8481 | 12.7673 | 12.6832 | 12.6021 | 12.5235 | 12.4444 | 12.3722 | 12.3063 | 12.2462 | 12.1913 | 12.1412 | 12.0955
F2_Industrial_Agriculture_Existing_Space Heating_Natural Gas_Gas Boiler - Insulate Hot Water Lines_A_Achievable Economic TRC Potential | F2 | Industrial | Agriculture | Existing | Space Heating | Natural Gas | Gas Boiler - Insulate Hot Water Lines | A | Original Unit Summer Peak Savings (kW) | Achievable Economic TRC Potential | 0 | 0 | 0 | 0 | 0 | 0 | 0 | 0 | 0 | 0 | 0 | 0 | 0 | 0 | 0 | 0 | 0 | 0 | 0 | 0 | 0 | 0 | 0 | 0 | 0 | 0 | 0 | 0 | 0 | 0 | 0
F3_Industrial_Agriculture_Existing_Space Heating_Natural Gas_Gas Boiler - Insulate Hot Water Lines_A_Achievable Economic TRC Potential | F3 | Industrial | Agriculture | Existing | Space Heating | Natural Gas | Gas Boiler - Insulate Hot Water Lines | A | Original Unit Winter Peak Savings (kW) | Achievable Economic TRC Potential | 0 | 0 | 0 | 0 | 0 | 0 | 0 | 0 | 0 | 0 | 0 | 0 | 0 | 0 | 0 | 0 | 0 | 0 | 0 | 0 | 0 | 0 | 0 | 0 | 0 | 0 | 0 | 0 | 0 | 0 | 0
F4_Industrial_Agriculture_Existing_Space Heating_Natural Gas_Gas Boiler - Insulate Hot Water Lines_A_Achievable Economic TRC Potential | F4 | Industrial | Agriculture | Existing | Space Heating | Natural Gas | Gas Boiler - Insulate Hot Water Lines | A | Standalone Impact on Baseline Energy (%) | Achievable Economic TRC Potential | 0% | 0% | 0% | 0% | 0% | 0.01156% | 0.02309% | 0.03474% | 0.04624% | 0.05772% | 0.07001% | 0.08177% | 0.09352% | 0.1066% | 0.1179% | 0.1307% | 0.1423% | 0.1547% | 0.1676% | 0.179% | 0.1912% | 0.2035% | 0.2156% | 0.2277% | 0.0023965 | 0.0024009 | 0.002405 | 0.0024089 | 0 | 0 | 0
F5_Industrial_Agriculture_Existing_Space Heating_Natural Gas_Gas Boiler - Insulate Hot Water Lines_A_Achievable Economic TRC Potential | F5 | Industrial | Agriculture | Existing | Space Heating | Natural Gas | Gas Boiler - Insulate Hot Water Lines | A | Standalone Impact on Baseline Summer Peak (%) | Achievable Economic TRC Potential | 0% | 0% | 0% | 0% | 0% | 0% | 0% | 0% | 0% | 0% | 0% | 0% | 0% | 0% | 0% | 0% | 0% | 0% | 0% | 0% | 0% | 0% | 0% | 0% | 0 | 0 | 0 | 0 | 0 | 0 | 0
F6_Industrial_Agriculture_Existing_Space Heating_Natural Gas_Gas Boiler - Insulate Hot Water Lines_A_Achievable Economic TRC Potential | F6 | Industrial | Agriculture | Existing | Space Heating | Natural Gas | Gas Boiler - Insulate Hot Water Lines | A | Standalone Impact on Baseline Winter Peak (%) | Achievable Economic TRC Potential | 0% | 0% | 0% | 0% | 0% | 0% | 0% | 0% | 0% | 0% | 0% | 0% | 0% | 0% | 0% | 0% | 0% | 0% | 0% | 0% | 0% | 0% | 0% | 0% | 0 | 0 | 0 | 0 | 0 | 0 | 0
F7_Industrial_Agriculture_Existing_Space Heating_Natural Gas_Gas Boiler - Insulate Hot Water Lines_A_Achievable Economic TRC Potential | F7 | Industrial | Agriculture | Existing | Space Heating | Natural Gas | Gas Boiler - Insulate Hot Water Lines | A | Incremental Energy Savings (MWh or mTherms) | Achievable Economic TRC Potential | 0 | 0 | 0 | 0 | 0 | 0.099273 | 0.098547 | 0.097301 | 0.096686 | 0.096099 | 0.094239 | 0.09335 | 0.092537 | 0.090461 | 0.090162 | 0.088716 | 0.088148 | 0.087137 | 0.085806 | 0.085352 | 0.084465 | 0.083583 | 0.082745 | 0.08195 | 0.081175 | 0 | 0 | 0 | 0 | 0 | 0
F8_Industrial_Agriculture_Existing_Space Heating_Natural Gas_Gas Boiler - Insulate Hot Water Lines_A_Achievable Economic TRC Potential | F8 | Industrial | Agriculture | Existing | Space Heating | Natural Gas | Gas Boiler - Insulate Hot Water Lines | A | Incremental Summer Peak Savings (MW) | Achievable Economic TRC Potential | 0 | 0 | 0 | 0 | 0 | 0 | 0 | 0 | 0 | 0 | 0 | 0 | 0 | 0 | 0 | 0 | 0 | 0 | 0 | 0 | 0 | 0 | 0 | 0 | 0 | 0 | 0 | 0 | 0 | 0 | 0
F9_Industrial_Agriculture_Existing_Space Heating_Natural Gas_Gas Boiler - Insulate Hot Water Lines_A_Achievable Economic TRC Potential | F9 | Industrial | Agriculture | Existing | Space Heating | Natural Gas | Gas Boiler - Insulate Hot Water Lines | A | Incremental Winter Peak Savings (MW) | Achievable Economic TRC Potential | 0 | 0 | 0 | 0 | 0 | 0 | 0 | 0 | 0 | 0 | 0 | 0 | 0 | 0 | 0 | 0 | 0 | 0 | 0 | 0 | 0 | 0 | 0 | 0 | 0 | 0 | 0 | 0 | 0 | 0 | 0
F10_Industrial_Agriculture_Existing_Space Heating_Natural Gas_Gas Boiler - Insulate Hot Water Lines_A_Achievable Economic TRC Potential | F10 | Industrial | Agriculture | Existing | Space Heating | Natural Gas | Gas Boiler - Insulate Hot Water Lines | A | Cumulative Energy Savings (MWh or mTherms) | Achievable Economic TRC Potential | 0 | 0 | 0 | 0 | 0 | 0.099273 | 0.19715 | 0.29311 | 0.38779 | 0.48121 | 0.57221 | 0.66171 | 0.74982 | 0.83529 | 0.91952 | 1.0022 | 1.0838 | 1.1639 | 1.2423 | 1.3196 | 1.3958 | 1.4702 | 1.5435 | 1.6158 | 1.6868 | 1.677 | 1.6681 | 1.6599 | 1.6525 | 1.6457 | 1.6395
F11_Industrial_Agriculture_Existing_Space Heating_Natural Gas_Gas Boiler - Insulate Hot Water Lines_A_Achievable Economic TRC Potential | F11 | Industrial | Agriculture | Existing | Space Heating | Natural Gas | Gas Boiler - Insulate Hot Water Lines | A | Cumulative Summer Peak Savings (MW) | Achievable Economic TRC Potential | 0 | 0 | 0 | 0 | 0 | 0 | 0 | 0 | 0 | 0 | 0 | 0 | 0 | 0 | 0 | 0 | 0 | 0 | 0 | 0 | 0 | 0 | 0 | 0 | 0 | 0 | 0 | 0 | 0 | 0 | 0
F12_Industrial_Agriculture_Existing_Space Heating_Natural Gas_Gas Boiler - Insulate Hot Water Lines_A_Achievable Economic TRC Potential | F12 | Industrial | Agriculture | Existing | Space Heating | Natural Gas | Gas Boiler - Insulate Hot Water Lines | A | Cumulative Winter Peak Savings (MW) | Achievable Economic TRC Potential | 0 | 0 | 0 | 0 | 0 | 0 | 0 | 0 | 0 | 0 | 0 | 0 | 0 | 0 | 0 | 0 | 0 | 0 | 0 | 0 | 0 | 0 | 0 | 0 | 0 | 0 | 0 | 0 | 0 | 0 | 0
F13_Industrial_Agriculture_Existing_Space Heating_Natural Gas_Gas Boiler - Insulate Hot Water Lines_A_Achievable Economic TRC Potential | F13 | Industrial | Agriculture | Existing | Space Heating | Natural Gas | Gas Boiler - Insulate Hot Water Lines | A | Purchases (Incremental) | Achievable Economic TRC Potential | 0 | 0 | 0 | 0 | 0 | 7.0337 | 7.0298 | 6.9884 | 6.9922 | 6.9979 | 6.9091 | 6.8902 | 6.8762 | 6.767 | 6.7929 | 6.7281 | 6.729 | 6.6951 | 6.6354 | 6.6432 | 6.6158 | 6.59 | 6.566 | 6.5437 | 6.5231 | 0 | 0 | 0 | 0 | 0 | 0
F14_Industrial_Agriculture_Existing_Space Heating_Natural Gas_Gas Boiler - Insulate Hot Water Lines_A_Achievable Economic TRC Potential | F14 | Industrial | Agriculture | Existing | Space Heating | Natural Gas | Gas Boiler - Insulate Hot Water Lines | A | Purchases (Cumulative) | Achievable Economic TRC Potential | 0 | 0 | 0 | 0 | 0 | 7.0337 | 14.0636 | 21.0519 | 28.0441 | 35.0421 | 41.9511 | 48.8413 | 55.7176 | 62.4846 | 69.2774 | 76.0055 | 82.7345 | 89.4295 | 96.0649 | 102.7081 | 109.3239 | 115.9139 | 122.4799 | 129.0236 | 135.5467 | 135.5467 | 135.5467 | 135.5467 | 135.5467 | 135.5467 | 135.5467
F1_Industrial_Agriculture_Existing_Process_Natural Gas_Gas Boiler - Insulate Hot Water Lines_A_Achievable Economic TRC Potential | F1 | Industrial | Agriculture | Existing | Process | Natural Gas | Gas Boiler - Insulate Hot Water Lines | A | Original Unit Energy Savings (kWh or therms) | Achievable Economic TRC Potential | 0 | 0 | 0 | 0 | 0 | 19.0457 | 19.0457 | 19.0457 | 19.0457 | 19.0457 | 19.0457 | 19.0457 | 19.0457 | 19.0457 | 19.0457 | 19.0457 | 19.0457 | 19.0457 | 19.0457 | 19.0457 | 19.0457 | 19.0457 | 19.0457 | 19.0457 | 19.0457 | 19.0457 | 19.0457 | 19.0457 | 19.0457 | 19.0457 | 19.0457
F2_Industrial_Agriculture_Existing_Process_Natural Gas_Gas Boiler - Insulate Hot Water Lines_A_Achievable Economic TRC Potential | F2 | Industrial | Agriculture | Existing | Process | Natural Gas | Gas Boiler - Insulate Hot Water Lines | A | Original Unit Summer Peak Savings (kW) | Achievable Economic TRC Potential | 0 | 0 | 0 | 0 | 0 | 0 | 0 | 0 | 0 | 0 | 0 | 0 | 0 | 0 | 0 | 0 | 0 | 0 | 0 | 0 | 0 | 0 | 0 | 0 | 0 | 0 | 0 | 0 | 0 | 0 | 0
F3_Industrial_Agriculture_Existing_Process_Natural Gas_Gas Boiler - Insulate Hot Water Lines_A_Achievable Economic TRC Potential | F3 | Industrial | Agriculture | Existing | Process | Natural Gas | Gas Boiler - Insulate Hot Water Lines | A | Original Unit Winter Peak Savings (kW) | Achievable Economic TRC Potential | 0 | 0 | 0 | 0 | 0 | 0 | 0 | 0 | 0 | 0 | 0 | 0 | 0 | 0 | 0 | 0 | 0 | 0 | 0 | 0 | 0 | 0 | 0 | 0 | 0 | 0 | 0 | 0 | 0 | 0 | 0
F4_Industrial_Agriculture_Existing_Process_Natural Gas_Gas Boiler - Insulate Hot Water Lines_A_Achievable Economic TRC Potential | F4 | Industrial | Agriculture | Existing | Process | Natural Gas | Gas Boiler - Insulate Hot Water Lines | A | Standalone Impact on Baseline Energy (%) | Achievable Economic TRC Potential | 0% | 0% | 0% | 0% | 0% | 0.06186% | 0.1238% | 0.1864% | 0.2481% | 0.3098% | 0.3756% | 0.4385% | 0.5013% | 0.5712% | 0.6309% | 0.6989% | 0.7606% | 0.8263% | 0.8956% | 0.9565% | 1.022% | 1.088% | 1.154% | 1.22% | 0.012855 | 0.012893 | 0.012927 | 0.012958 | 0 | 0 | 0
F5_Industrial_Agriculture_Existing_Process_Natural Gas_Gas Boiler - Insulate Hot Water Lines_A_Achievable Economic TRC Potential | F5 | Industrial | Agriculture | Existing | Process | Natural Gas | Gas Boiler - Insulate Hot Water Lines | A | Standalone Impact on Baseline Summer Peak (%) | Achievable Economic TRC Potential | 0% | 0% | 0% | 0% | 0% | 0% | 0% | 0% | 0% | 0% | 0% | 0% | 0% | 0% | 0% | 0% | 0% | 0% | 0% | 0% | 0% | 0% | 0% | 0% | 0 | 0 | 0 | 0 | 0 | 0 | 0
F6_Industrial_Agriculture_Existing_Process_Natural Gas_Gas Boiler - Insulate Hot Water Lines_A_Achievable Economic TRC Potential | F6 | Industrial | Agriculture | Existing | Process | Natural Gas | Gas Boiler - Insulate Hot Water Lines | A | Standalone Impact on Baseline Winter Peak (%) | Achievable Economic TRC Potential | 0% | 0% | 0% | 0% | 0% | 0% | 0% | 0% | 0% | 0% | 0% | 0% | 0% | 0% | 0% | 0% | 0% | 0% | 0% | 0% | 0% | 0% | 0% | 0% | 0 | 0 | 0 | 0 | 0 | 0 | 0
F7_Industrial_Agriculture_Existing_Process_Natural Gas_Gas Boiler - Insulate Hot Water Lines_A_Achievable Economic TRC Potential | F7 | Industrial | Agriculture | Existing | Process | Natural Gas | Gas Boiler - Insulate Hot Water Lines | A | Incremental Energy Savings (MWh or mTherms) | Achievable Economic TRC Potential | 0 | 0 | 0 | 0 | 0 | 1.1081 | 1.1075 | 1.101 | 1.1016 | 1.1025 | 1.0885 | 1.0855 | 1.0833 | 1.0661 | 1.0702 | 1.06 | 1.0601 | 1.0548 | 1.0454 | 1.0466 | 1.0423 | 1.0382 | 1.0344 | 1.0309 | 1.0277 | 0 | 0 | 0 | 0 | 0 | 0
F8_Industrial_Agriculture_Existing_Process_Natural Gas_Gas Boiler - Insulate Hot Water Lines_A_Achievable Economic TRC Potential | F8 | Industrial | Agriculture | Existing | Process | Natural Gas | Gas Boiler - Insulate Hot Water Lines | A | Incremental Summer Peak Savings (MW) | Achievable Economic TRC Potential | 0 | 0 | 0 | 0 | 0 | 0 | 0 | 0 | 0 | 0 | 0 | 0 | 0 | 0 | 0 | 0 | 0 | 0 | 0 | 0 | 0 | 0 | 0 | 0 | 0 | 0 | 0 | 0 | 0 | 0 | 0
F9_Industrial_Agriculture_Existing_Process_Natural Gas_Gas Boiler - Insulate Hot Water Lines_A_Achievable Economic TRC Potential | F9 | Industrial | Agriculture | Existing | Process | Natural Gas | Gas Boiler - Insulate Hot Water Lines | A | Incremental Winter Peak Savings (MW) | Achievable Economic TRC Potential | 0 | 0 | 0 | 0 | 0 | 0 | 0 | 0 | 0 | 0 | 0 | 0 | 0 | 0 | 0 | 0 | 0 | 0 | 0 | 0 | 0 | 0 | 0 | 0 | 0 | 0 | 0 | 0 | 0 | 0 | 0
F10_Industrial_Agriculture_Existing_Process_Natural Gas_Gas Boiler - Insulate Hot Water Lines_A_Achievable Economic TRC Potential | F10 | Industrial | Agriculture | Existing | Process | Natural Gas | Gas Boiler - Insulate Hot Water Lines | A | Cumulative Energy Savings (MWh or mTherms) | Achievable Economic TRC Potential | 0 | 0 | 0 | 0 | 0 | 1.1081 | 2.2156 | 3.3166 | 4.4182 | 5.5207 | 6.6092 | 7.6947 | 8.778 | 9.8441 | 10.9143 | 11.9743 | 13.0344 | 14.0892 | 15.1346 | 16.1812 | 17.2235 | 18.2617 | 19.2961 | 20.3271 | 21.3547 | 21.3547 | 21.3547 | 21.3547 | 21.3547 | 21.3547 | 21.3547
F11_Industrial_Agriculture_Existing_Process_Natural Gas_Gas Boiler - Insulate Hot Water Lines_A_Achievable Economic TRC Potential | F11 | Industrial | Agriculture | Existing | Process | Natural Gas | Gas Boiler - Insulate Hot Water Lines | A | Cumulative Summer Peak Savings (MW) | Achievable Economic TRC Potential | 0 | 0 | 0 | 0 | 0 | 0 | 0 | 0 | 0 | 0 | 0 | 0 | 0 | 0 | 0 | 0 | 0 | 0 | 0 | 0 | 0 | 0 | 0 | 0 | 0 | 0 | 0 | 0 | 0 | 0 | 0
F12_Industrial_Agriculture_Existing_Process_Natural Gas_Gas Boiler - Insulate Hot Water Lines_A_Achievable Economic TRC Potential | F12 | Industrial | Agriculture | Existing | Process | Natural Gas | Gas Boiler - Insulate Hot Water Lines | A | Cumulative Winter Peak Savings (MW) | Achievable Economic TRC Potential | 0 | 0 | 0 | 0 | 0 | 0 | 0 | 0 | 0 | 0 | 0 | 0 | 0 | 0 | 0 | 0 | 0 | 0 | 0 | 0 | 0 | 0 | 0 | 0 | 0 | 0 | 0 | 0 | 0 | 0 | 0
F13_Industrial_Agriculture_Existing_Process_Natural Gas_Gas Boiler - Insulate Hot Water Lines_A_Achievable Economic TRC Potential | F13 | Industrial | Agriculture | Existing | Process | Natural Gas | Gas Boiler - Insulate Hot Water Lines | A | Purchases (Incremental) | Achievable Economic TRC Potential | 0 | 0 | 0 | 0 | 0 | 58.1825 | 58.1506 | 57.8077 | 57.8389 | 57.8867 | 57.1516 | 56.9955 | 56.8797 | 55.9765 | 56.1902 | 55.6544 | 55.6616 | 55.3815 | 54.8875 | 54.9525 | 54.7252 | 54.5124 | 54.3138 | 54.1292 | 53.9585 | 0 | 0 | 0 | 0 | 0 | 0
F14_Industrial_Agriculture_Existing_Process_Natural Gas_Gas Boiler - Insulate Hot Water Lines_A_Achievable Economic TRC Potential | F14 | Industrial | Agriculture | Existing | Process | Natural Gas | Gas Boiler - Insulate Hot Water Lines | A | Purchases (Cumulative) | Achievable Economic TRC Potential | 0 | 0 | 0 | 0 | 0 | 58.1825 | 116.3331 | 174.1408 | 231.9797 | 289.8665 | 347.0181 | 404.0136 | 460.8933 | 516.8698 | 573.0601 | 628.7144 | 684.376 | 739.7575 | 794.645 | 849.5974 | 904.3227 | 958.8351 | 1013.1488 | 1067.278 | 1121.2365 | 1121.2365 | 1121.2365 | 1121.2365 | 1121.2365 | 1121.2365 | 1121.2365
F1_Industrial_Agriculture_Existing_Process_Natural Gas_Process - Insulate Heated Process Fluids_A_Achievable Economic TRC Potential | F1 | Industrial | Agriculture | Existing | Process | Natural Gas | Process - Insulate Heated Process Fluids | A | Original Unit Energy Savings (kWh or therms) | Achievable Economic TRC Potential | 0 | 0 | 0 | 0 | 0 | 13.6092 | 13.6092 | 13.6092 | 13.6092 | 13.6092 | 13.6092 | 13.6092 | 13.6092 | 13.6092 | 13.6092 | 13.6092 | 13.6092 | 13.6092 | 13.6092 | 13.6092 | 13.6092 | 13.6092 | 13.6092 | 13.6092 | 13.6092 | 13.6092 | 13.6092 | 13.6092 | 13.6092 | 13.6092 | 13.6092
F2_Industrial_Agriculture_Existing_Process_Natural Gas_Process - Insulate Heated Process Fluids_A_Achievable Economic TRC Potential | F2 | Industrial | Agriculture | Existing | Process | Natural Gas | Process - Insulate Heated Process Fluids | A | Original Unit Summer Peak Savings (kW) | Achievable Economic TRC Potential | 0 | 0 | 0 | 0 | 0 | 0 | 0 | 0 | 0 | 0 | 0 | 0 | 0 | 0 | 0 | 0 | 0 | 0 | 0 | 0 | 0 | 0 | 0 | 0 | 0 | 0 | 0 | 0 | 0 | 0 | 0
F3_Industrial_Agriculture_Existing_Process_Natural Gas_Process - Insulate Heated Process Fluids_A_Achievable Economic TRC Potential | F3 | Industrial | Agriculture | Existing | Process | Natural Gas | Process - Insulate Heated Process Fluids | A | Original Unit Winter Peak Savings (kW) | Achievable Economic TRC Potential | 0 | 0 | 0 | 0 | 0 | 0 | 0 | 0 | 0 | 0 | 0 | 0 | 0 | 0 | 0 | 0 | 0 | 0 | 0 | 0 | 0 | 0 | 0 | 0 | 0 | 0 | 0 | 0 | 0 | 0 | 0
F4_Industrial_Agriculture_Existing_Process_Natural Gas_Process - Insulate Heated Process Fluids_A_Achievable Economic TRC Potential | F4 | Industrial | Agriculture | Existing | Process | Natural Gas | Process - Insulate Heated Process Fluids | A | Standalone Impact on Baseline Energy (%) | Achievable Economic TRC Potential | 0% | 0% | 0% | 0% | 0% | 0.04835% | 0.09672% | 0.1456% | 0.1939% | 0.2421% | 0.2887% | 0.3243% | 0.3528% | 0.3808% | 0.3972% | 0.4153% | 0.4266% | 0.4379% | 0.4492% | 0.4545% | 0.461% | 0.4629% | 0.4646% | 0.4661% | 0.0046762 | 0.0046899 | 0.0047024 | 0.0047139 | 0 | 0 | 0
F5_Industrial_Agriculture_Existing_Process_Natural Gas_Process - Insulate Heated Process Fluids_A_Achievable Economic TRC Potential | F5 | Industrial | Agriculture | Existing | Process | Natural Gas | Process - Insulate Heated Process Fluids | A | Standalone Impact on Baseline Summer Peak (%) | Achievable Economic TRC Potential | 0% | 0% | 0% | 0% | 0% | 0% | 0% | 0% | 0% | 0% | 0% | 0% | 0% | 0% | 0% | 0% | 0% | 0% | 0% | 0% | 0% | 0% | 0% | 0% | 0 | 0 | 0 | 0 | 0 | 0 | 0
F6_Industrial_Agriculture_Existing_Process_Natural Gas_Process - Insulate Heated Process Fluids_A_Achievable Economic TRC Potential | F6 | Industrial | Agriculture | Existing | Process | Natural Gas | Process - Insulate Heated Process Fluids | A | Standalone Impact on Baseline Winter Peak (%) | Achievable Economic TRC Potential | 0% | 0% | 0% | 0% | 0% | 0% | 0% | 0% | 0% | 0% | 0% | 0% | 0% | 0% | 0% | 0% | 0% | 0% | 0% | 0% | 0% | 0% | 0% | 0% | 0 | 0 | 0 | 0 | 0 | 0 | 0
F7_Industrial_Agriculture_Existing_Process_Natural Gas_Process - Insulate Heated Process Fluids_A_Achievable Economic TRC Potential | F7 | Industrial | Agriculture | Existing | Process | Natural Gas | Process - Insulate Heated Process Fluids | A | Incremental Energy Savings (MWh or mTherms) | Achievable Economic TRC Potential | 0 | 0 | 0 | 0 | 0 | 0.86605 | 0.86557 | 0.86047 | 0.86093 | 0.86165 | 0.76563 | 0.61083 | 0.48767 | 0.38394 | 0.30833 | 0.24431 | 0.19547 | 0.15559 | 0.12336 | 0.098807 | 0.078719 | 0.00053484 | 0.00019032 | 6.466e-05 | 2.1018e-05 | 1.7814e-05 | 1.7766e-05 | 1.7723e-05 | 1.7684e-05 | 1.765e-05 | 1.762e-05
F8_Industrial_Agriculture_Existing_Process_Natural Gas_Process - Insulate Heated Process Fluids_A_Achievable Economic TRC Potential | F8 | Industrial | Agriculture | Existing | Process | Natural Gas | Process - Insulate Heated Process Fluids | A | Incremental Summer Peak Savings (MW) | Achievable Economic TRC Potential | 0 | 0 | 0 | 0 | 0 | 0 | 0 | 0 | 0 | 0 | 0 | 0 | 0 | 0 | 0 | 0 | 0 | 0 | 0 | 0 | 0 | 0 | 0 | 0 | 0 | 0 | 0 | 0 | 0 | 0 | 0
F9_Industrial_Agriculture_Existing_Process_Natural Gas_Process - Insulate Heated Process Fluids_A_Achievable Economic TRC Potential | F9 | Industrial | Agriculture | Existing | Process | Natural Gas | Process - Insulate Heated Process Fluids | A | Incremental Winter Peak Savings (MW) | Achievable Economic TRC Potential | 0 | 0 | 0 | 0 | 0 | 0 | 0 | 0 | 0 | 0 | 0 | 0 | 0 | 0 | 0 | 0 | 0 | 0 | 0 | 0 | 0 | 0 | 0 | 0 | 0 | 0 | 0 | 0 | 0 | 0 | 0
F10_Industrial_Agriculture_Existing_Process_Natural Gas_Process - Insulate Heated Process Fluids_A_Achievable Economic TRC Potential | F10 | Industrial | Agriculture | Existing | Process | Natural Gas | Process - Insulate Heated Process Fluids | A | Cumulative Energy Savings (MWh or mTherms) | Achievable Economic TRC Potential | 0 | 0 | 0 | 0 | 0 | 0.86605 | 1.7316 | 2.5921 | 3.453 | 4.3147 | 5.0803 | 5.6911 | 6.1788 | 6.5628 | 6.8711 | 7.1154 | 7.3109 | 7.4665 | 7.5898 | 7.6886 | 7.7673 | 7.7679 | 7.7681 | 7.7681 | 7.7682 | 7.7682 | 7.7682 | 7.7682 | 7.7682 | 7.7682 | 7.7683
F11_Industrial_Agriculture_Existing_Process_Natural Gas_Process - Insulate Heated Process Fluids_A_Achievable Economic TRC Potential | F11 | Industrial | Agriculture | Existing | Process | Natural Gas | Process - Insulate Heated Process Fluids | A | Cumulative Summer Peak Savings (MW) | Achievable Economic TRC Potential | 0 | 0 | 0 | 0 | 0 | 0 | 0 | 0 | 0 | 0 | 0 | 0 | 0 | 0 | 0 | 0 | 0 | 0 | 0 | 0 | 0 | 0 | 0 | 0 | 0 | 0 | 0 | 0 | 0 | 0 | 0
F12_Industrial_Agriculture_Existing_Process_Natural Gas_Process - Insulate Heated Process Fluids_A_Achievable Economic TRC Potential | F12 | Industrial | Agriculture | Existing | Process | Natural Gas | Process - Insulate Heated Process Fluids | A | Cumulative Winter Peak Savings (MW) | Achievable Economic TRC Potential | 0 | 0 | 0 | 0 | 0 | 0 | 0 | 0 | 0 | 0 | 0 | 0 | 0 | 0 | 0 | 0 | 0 | 0 | 0 | 0 | 0 | 0 | 0 | 0 | 0 | 0 | 0 | 0 | 0 | 0 | 0
F13_Industrial_Agriculture_Existing_Process_Natural Gas_Process - Insulate Heated Process Fluids_A_Achievable Economic TRC Potential | F13 | Industrial | Agriculture | Existing | Process | Natural Gas | Process - Insulate Heated Process Fluids | A | Purchases (Incremental) | Achievable Economic TRC Potential | 0 | 0 | 0 | 0 | 0 | 63.6369 | 63.602 | 63.2269 | 63.2611 | 63.3134 | 56.2584 | 44.8838 | 35.8341 | 28.2121 | 22.6558 | 17.9518 | 14.3633 | 11.4328 | 9.0647 | 7.2603 | 5.7842 | 0.0393 | 0.013984 | 0.0047512 | 0.0015444 | 0.0013089 | 0.0013055 | 0.0013023 | 0.0012994 | 0.0012969 | 0.0012947
F14_Industrial_Agriculture_Existing_Process_Natural Gas_Process - Insulate Heated Process Fluids_A_Achievable Economic TRC Potential | F14 | Industrial | Agriculture | Existing | Process | Natural Gas | Process - Insulate Heated Process Fluids | A | Purchases (Cumulative) | Achievable Economic TRC Potential | 0 | 0 | 0 | 0 | 0 | 63.6369 | 127.2389 | 190.4658 | 253.7269 | 317.0403 | 373.2987 | 418.1825 | 454.0166 | 482.2286 | 504.8845 | 522.8363 | 537.1996 | 548.6324 | 557.6971 | 564.9574 | 570.7416 | 570.7809 | 570.7949 | 570.7997 | 570.8012 | 570.8025 | 570.8038 | 570.8051 | 570.8064 | 570.8077 | 570.809
F1_Industrial_Agriculture_Existing_Process_Natural Gas_Process Heat Recovery_A_Achievable Economic TRC Potential | F1 | Industrial | Agriculture | Existing | Process | Natural Gas | Process Heat Recovery | A | Original Unit Energy Savings (kWh or therms) | Achievable Economic TRC Potential | 0 | 0 | 0 | 0 | 0 | 0.13629 | 0.13629 | 0.13629 | 0.13629 | 0.13629 | 0.13629 | 0.13629 | 0.13629 | 0.13629 | 0.13629 | 0.13629 | 0.13629 | 0.13629 | 0.13629 | 0.13629 | 0.13629 | 0.13629 | 0.13629 | 0.13629 | 0.13629 | 0.13629 | 0.13629 | 0.13629 | 0 | 0 | 0
F2_Industrial_Agriculture_Existing_Process_Natural Gas_Process Heat Recovery_A_Achievable Economic TRC Potential | F2 | Industrial | Agriculture | Existing | Process | Natural Gas | Process Heat Recovery | A | Original Unit Summer Peak Savings (kW) | Achievable Economic TRC Potential | 0 | 0 | 0 | 0 | 0 | 0 | 0 | 0 | 0 | 0 | 0 | 0 | 0 | 0 | 0 | 0 | 0 | 0 | 0 | 0 | 0 | 0 | 0 | 0 | 0 | 0 | 0 | 0 | 0 | 0 | 0
F3_Industrial_Agriculture_Existing_Process_Natural Gas_Process Heat Recovery_A_Achievable Economic TRC Potential | F3 | Industrial | Agriculture | Existing | Process | Natural Gas | Process Heat Recovery | A | Original Unit Winter Peak Savings (kW) | Achievable Economic TRC Potential | 0 | 0 | 0 | 0 | 0 | 0 | 0 | 0 | 0 | 0 | 0 | 0 | 0 | 0 | 0 | 0 | 0 | 0 | 0 | 0 | 0 | 0 | 0 | 0 | 0 | 0 | 0 | 0 | 0 | 0 | 0
F4_Industrial_Agriculture_Existing_Process_Natural Gas_Process Heat Recovery_A_Achievable Economic TRC Potential | F4 | Industrial | Agriculture | Existing | Process | Natural Gas | Process Heat Recovery | A | Standalone Impact on Baseline Energy (%) | Achievable Economic TRC Potential | 0% | 0% | 0% | 0% | 0% | 0% | 0% | 0% | 0% | 0% | 0% | 0% | 0% | 0% | 0% | 0% | 0% | 0% | 0% | 0% | 0% | 0% | 0% | 0% | 0 | 0 | 0 | 0 | 0 | 0 | 0
F5_Industrial_Agriculture_Existing_Process_Natural Gas_Process Heat Recovery_A_Achievable Economic TRC Potential | F5 | Industrial | Agriculture | Existing | Process | Natural Gas | Process Heat Recovery | A | Standalone Impact on Baseline Summer Peak (%) | Achievable Economic TRC Potential | 0% | 0% | 0% | 0% | 0% | 0% | 0% | 0% | 0% | 0% | 0% | 0% | 0% | 0% | 0% | 0% | 0% | 0% | 0% | 0% | 0% | 0% | 0% | 0% | 0 | 0 | 0 | 0 | 0 | 0 | 0
F6_Industrial_Agriculture_Existing_Process_Natural Gas_Process Heat Recovery_A_Achievable Economic TRC Potential | F6 | Industrial | Agriculture | Existing | Process | Natural Gas | Process Heat Recovery | A | Standalone Impact on Baseline Winter Peak (%) | Achievable Economic TRC Potential | 0% | 0% | 0% | 0% | 0% | 0% | 0% | 0% | 0% | 0% | 0% | 0% | 0% | 0% | 0% | 0% | 0% | 0% | 0% | 0% | 0% | 0% | 0% | 0% | 0 | 0 | 0 | 0 | 0 | 0 | 0
F7_Industrial_Agriculture_Existing_Process_Natural Gas_Process Heat Recovery_A_Achievable Economic TRC Potential | F7 | Industrial | Agriculture | Existing | Process | Natural Gas | Process Heat Recovery | A | Incremental Energy Savings (MWh or mTherms) | Achievable Economic TRC Potential | 0 | 0 | 0 | 0 | 0 | 0 | 0 | 0 | 0 | 0 | 0 | 0 | 0 | 0 | 0 | 0 | 0 | 0 | 0 | 0 | 0 | 0 | 0 | 0 | 0 | 0 | 0 | 0 | 0 | 0 | 0
F8_Industrial_Agriculture_Existing_Process_Natural Gas_Process Heat Recovery_A_Achievable Economic TRC Potential | F8 | Industrial | Agriculture | Existing | Process | Natural Gas | Process Heat Recovery | A | Incremental Summer Peak Savings (MW) | Achievable Economic TRC Potential | 0 | 0 | 0 | 0 | 0 | 0 | 0 | 0 | 0 | 0 | 0 | 0 | 0 | 0 | 0 | 0 | 0 | 0 | 0 | 0 | 0 | 0 | 0 | 0 | 0 | 0 | 0 | 0 | 0 | 0 | 0
F9_Industrial_Agriculture_Existing_Process_Natural Gas_Process Heat Recovery_A_Achievable Economic TRC Potential | F9 | Industrial | Agriculture | Existing | Process | Natural Gas | Process Heat Recovery | A | Incremental Winter Peak Savings (MW) | Achievable Economic TRC Potential | 0 | 0 | 0 | 0 | 0 | 0 | 0 | 0 | 0 | 0 | 0 | 0 | 0 | 0 | 0 | 0 | 0 | 0 | 0 | 0 | 0 | 0 | 0 | 0 | 0 | 0 | 0 | 0 | 0 | 0 | 0
F10_Industrial_Agriculture_Existing_Process_Natural Gas_Process Heat Recovery_A_Achievable Economic TRC Potential | F10 | Industrial | Agriculture | Existing | Process | Natural Gas | Process Heat Recovery | A | Cumulative Energy Savings (MWh or mTherms) | Achievable Economic TRC Potential | 0 | 0 | 0 | 0 | 0 | 0 | 0 | 0 | 0 | 0 | 0 | 0 | 0 | 0 | 0 | 0 | 0 | 0 | 0 | 0 | 0 | 0 | 0 | 0 | 0 | 0 | 0 | 0 | 0 | 0 | 0
F11_Industrial_Agriculture_Existing_Process_Natural Gas_Process Heat Recovery_A_Achievable Economic TRC Potential | F11 | Industrial | Agriculture | Existing | Process | Natural Gas | Process Heat Recovery | A | Cumulative Summer Peak Savings (MW) | Achievable Economic TRC Potential | 0 | 0 | 0 | 0 | 0 | 0 | 0 | 0 | 0 | 0 | 0 | 0 | 0 | 0 | 0 | 0 | 0 | 0 | 0 | 0 | 0 | 0 | 0 | 0 | 0 | 0 | 0 | 0 | 0 | 0 | 0
F12_Industrial_Agriculture_Existing_Process_Natural Gas_Process Heat Recovery_A_Achievable Economic TRC Potential | F12 | Industrial | Agriculture | Existing | Process | Natural Gas | Process Heat Recovery | A | Cumulative Winter Peak Savings (MW) | Achievable Economic TRC Potential | 0 | 0 | 0 | 0 | 0 | 0 | 0 | 0 | 0 | 0 | 0 | 0 | 0 | 0 | 0 | 0 | 0 | 0 | 0 | 0 | 0 | 0 | 0 | 0 | 0 | 0 | 0 | 0 | 0 | 0 | 0
F13_Industrial_Agriculture_Existing_Process_Natural Gas_Process Heat Recovery_A_Achievable Economic TRC Potential | F13 | Industrial | Agriculture | Existing | Process | Natural Gas | Process Heat Recovery | A | Purchases (Incremental) | Achievable Economic TRC Potential | 0 | 0 | 0 | 0 | 0 | 0 | 0 | 0 | 0 | 0 | 0 | 0 | 0 | 0 | 0 | 0 | 0 | 0 | 0 | 0 | 0 | 0 | 0 | 0 | 0 | 0 | 0 | 0 | 0 | 0 | 0
F14_Industrial_Agriculture_Existing_Process_Natural Gas_Process Heat Recovery_A_Achievable Economic TRC Potential | F14 | Industrial | Agriculture | Existing | Process | Natural Gas | Process Heat Recovery | A | Purchases (Cumulative) | Achievable Economic TRC Potential | 0 | 0 | 0 | 0 | 0 | 0 | 0 | 0 | 0 | 0 | 0 | 0 | 0 | 0 | 0 | 0 | 0 | 0 | 0 | 0 | 0 | 0 | 0 | 0 | 0 | 0 | 0 | 0 | 0 | 0 | 0
F1_Industrial_Agriculture_Existing_Space Heating_Natural Gas_Building Automation System_A_Achievable Economic TRC Potential | F1 | Industrial | Agriculture | Existing | Space Heating | Natural Gas | Building Automation System | A | Original Unit Energy Savings (kWh or therms) | Achievable Economic TRC Potential | 0 | 0 | 0 | 0 | 0 | 0.015466 | 0.01539 | 0.015297 | 0.015198 | 0.015094 | 0.014989 | 0.014881 | 0.014774 | 0.014667 | 0.014552 | 0.014445 | 0.01434 | 0.014242 | 0.014151 | 0.014062 | 0.013978 | 0.013892 | 0.013815 | 0.013742 | 0.013672 | 0.013608 | 0.013548 | 0.013493 | 0 | 0 | 0
F2_Industrial_Agriculture_Existing_Space Heating_Natural Gas_Building Automation System_A_Achievable Economic TRC Potential | F2 | Industrial | Agriculture | Existing | Space Heating | Natural Gas | Building Automation System | A | Original Unit Summer Peak Savings (kW) | Achievable Economic TRC Potential | 0 | 0 | 0 | 0 | 0 | 0 | 0 | 0 | 0 | 0 | 0 | 0 | 0 | 0 | 0 | 0 | 0 | 0 | 0 | 0 | 0 | 0 | 0 | 0 | 0 | 0 | 0 | 0 | 0 | 0 | 0
F3_Industrial_Agriculture_Existing_Space Heating_Natural Gas_Building Automation System_A_Achievable Economic TRC Potential | F3 | Industrial | Agriculture | Existing | Space Heating | Natural Gas | Building Automation System | A | Original Unit Winter Peak Savings (kW) | Achievable Economic TRC Potential | 0 | 0 | 0 | 0 | 0 | 0 | 0 | 0 | 0 | 0 | 0 | 0 | 0 | 0 | 0 | 0 | 0 | 0 | 0 | 0 | 0 | 0 | 0 | 0 | 0 | 0 | 0 | 0 | 0 | 0 | 0
F4_Industrial_Agriculture_Existing_Space Heating_Natural Gas_Building Automation System_A_Achievable Economic TRC Potential | F4 | Industrial | Agriculture | Existing | Space Heating | Natural Gas | Building Automation System | A | Standalone Impact on Baseline Energy (%) | Achievable Economic TRC Potential | 0% | 0% | 0% | 0% | 0% | 0.01308% | 0.03923% | 0.08588% | 0.1613% | 0.2758% | 0.4435% | 0.668% | 0.9588% | 1.332% | 1.749% | 2.24% | 2.743% | 3.263% | 3.77% | 4.184% | 4.549% | 4.832% | 5.033% | 5.167% | 0.052602 | 0.052755 | 0.052896 | 0.053025 | 0 | 0 | 0
F5_Industrial_Agriculture_Existing_Space Heating_Natural Gas_Building Automation System_A_Achievable Economic TRC Potential | F5 | Industrial | Agriculture | Existing | Space Heating | Natural Gas | Building Automation System | A | Standalone Impact on Baseline Summer Peak (%) | Achievable Economic TRC Potential | 0% | 0% | 0% | 0% | 0% | 0% | 0% | 0% | 0% | 0% | 0% | 0% | 0% | 0% | 0% | 0% | 0% | 0% | 0% | 0% | 0% | 0% | 0% | 0% | 0 | 0 | 0 | 0 | 0 | 0 | 0
F6_Industrial_Agriculture_Existing_Space Heating_Natural Gas_Building Automation System_A_Achievable Economic TRC Potential | F6 | Industrial | Agriculture | Existing | Space Heating | Natural Gas | Building Automation System | A | Standalone Impact on Baseline Winter Peak (%) | Achievable Economic TRC Potential | 0% | 0% | 0% | 0% | 0% | 0% | 0% | 0% | 0% | 0% | 0% | 0% | 0% | 0% | 0% | 0% | 0% | 0% | 0% | 0% | 0% | 0% | 0% | 0% | 0 | 0 | 0 | 0 | 0 | 0 | 0
F7_Industrial_Agriculture_Existing_Space Heating_Natural Gas_Building Automation System_A_Achievable Economic TRC Potential | F7 | Industrial | Agriculture | Existing | Space Heating | Natural Gas | Building Automation System | A | Incremental Energy Savings (MWh or mTherms) | Achievable Economic TRC Potential | 0 | 0 | 0 | 0 | 0 | 0.11228 | 0.22322 | 0.39161 | 0.63323 | 0.9554 | 1.3416 | 1.8068 | 2.3207 | 2.8043 | 3.2934 | 3.6329 | 3.837 | 3.8075 | 3.5344 | 3.0917 | 2.531 | 1.9161 | 1.3144 | 0.83244 | 0.53845 | 0 | 0 | 0 | 0 | 0 | 0
F8_Industrial_Agriculture_Existing_Space Heating_Natural Gas_Building Automation System_A_Achievable Economic TRC Potential | F8 | Industrial | Agriculture | Existing | Space Heating | Natural Gas | Building Automation System | A | Incremental Summer Peak Savings (MW) | Achievable Economic TRC Potential | 0 | 0 | 0 | 0 | 0 | 0 | 0 | 0 | 0 | 0 | 0 | 0 | 0 | 0 | 0 | 0 | 0 | 0 | 0 | 0 | 0 | 0 | 0 | 0 | 0 | 0 | 0 | 0 | 0 | 0 | 0
F9_Industrial_Agriculture_Existing_Space Heating_Natural Gas_Building Automation System_A_Achievable Economic TRC Potential | F9 | Industrial | Agriculture | Existing | Space Heating | Natural Gas | Building Automation System | A | Incremental Winter Peak Savings (MW) | Achievable Economic TRC Potential | 0 | 0 | 0 | 0 | 0 | 0 | 0 | 0 | 0 | 0 | 0 | 0 | 0 | 0 | 0 | 0 | 0 | 0 | 0 | 0 | 0 | 0 | 0 | 0 | 0 | 0 | 0 | 0 | 0 | 0 | 0
F10_Industrial_Agriculture_Existing_Space Heating_Natural Gas_Building Automation System_A_Achievable Economic TRC Potential | F10 | Industrial | Agriculture | Existing | Space Heating | Natural Gas | Building Automation System | A | Cumulative Energy Savings (MWh or mTherms) | Achievable Economic TRC Potential | 0 | 0 | 0 | 0 | 0 | 0.11228 | 0.33495 | 0.72453 | 1.3531 | 2.2993 | 3.6248 | 5.4056 | 7.6873 | 10.4359 | 13.6472 | 17.1801 | 20.8917 | 24.5568 | 27.934 | 30.8503 | 33.1972 | 34.9096 | 36.0295 | 36.6711 | 37.0239 | 36.8495 | 36.6881 | 36.5387 | 0 | 0 | 0
F11_Industrial_Agriculture_Existing_Space Heating_Natural Gas_Building Automation System_A_Achievable Economic TRC Potential | F11 | Industrial | Agriculture | Existing | Space Heating | Natural Gas | Building Automation System | A | Cumulative Summer Peak Savings (MW) | Achievable Economic TRC Potential | 0 | 0 | 0 | 0 | 0 | 0 | 0 | 0 | 0 | 0 | 0 | 0 | 0 | 0 | 0 | 0 | 0 | 0 | 0 | 0 | 0 | 0 | 0 | 0 | 0 | 0 | 0 | 0 | 0 | 0 | 0
F12_Industrial_Agriculture_Existing_Space Heating_Natural Gas_Building Automation System_A_Achievable Economic TRC Potential | F12 | Industrial | Agriculture | Existing | Space Heating | Natural Gas | Building Automation System | A | Cumulative Winter Peak Savings (MW) | Achievable Economic TRC Potential | 0 | 0 | 0 | 0 | 0 | 0 | 0 | 0 | 0 | 0 | 0 | 0 | 0 | 0 | 0 | 0 | 0 | 0 | 0 | 0 | 0 | 0 | 0 | 0 | 0 | 0 | 0 | 0 | 0 | 0 | 0
F13_Industrial_Agriculture_Existing_Space Heating_Natural Gas_Building Automation System_A_Achievable Economic TRC Potential | F13 | Industrial | Agriculture | Existing | Space Heating | Natural Gas | Building Automation System | A | Purchases (Incremental) | Achievable Economic TRC Potential | 0 | 0 | 0 | 0 | 0 | 7259.9213 | 14504.1417 | 25600.8871 | 41665.866 | 63295.2593 | 89501.1447 | 121413.4437 | 157076.0934 | 191191.019 | 226320.4416 | 251495.3996 | 267578.4746 | 267343.2228 | 249768.1057 | 219862.1576 | 181071.6911 | 137928.0449 | 95140.7193 | 60577.784 | 39382.6662 | 0 | 0 | 0 | 0 | 0 | 0
F14_Industrial_Agriculture_Existing_Space Heating_Natural Gas_Building Automation System_A_Achievable Economic TRC Potential | F14 | Industrial | Agriculture | Existing | Space Heating | Natural Gas | Building Automation System | A | Purchases (Cumulative) | Achievable Economic TRC Potential | 0 | 0 | 0 | 0 | 0 | 7259.9213 | 21764.063 | 47364.9502 | 89030.8161 | 152326.0754 | 241827.2201 | 363240.6638 | 520316.7571 | 711507.7761 | 937828.2177 | 1189323.6173 | 1456902.0919 | 1724245.3147 | 1974013.4205 | 2193875.5781 | 2374947.2692 | 2512875.3141 | 2608016.0334 | 2668593.8174 | 2707976.4836 | 2707976.4836 | 2707976.4836 | 2707976.4836 | 2707976.4836 | 2707976.4836 | 2707976.4836
F1_Industrial_Agriculture_Existing_Space Heating_Natural Gas_Steam System Efficiency Improvements_A_Achievable Economic TRC Potential | F1 | Industrial | Agriculture | Existing | Space Heating | Natural Gas | Steam System Efficiency Improvements | A | Original Unit Energy Savings (kWh or therms) | Achievable Economic TRC Potential | 0 | 0 | 0 | 0 | 0 | 0.13779 | 0.13686 | 0.13593 | 0.135 | 0.13407 | 0.13317 | 0.13227 | 0.13139 | 0.13051 | 0.12958 | 0.12873 | 0.12789 | 0.12707 | 0.12625 | 0.12544 | 0.12465 | 0.12383 | 0.12303 | 0.12227 | 0.12149 | 0.12079 | 0.12015 | 0.11956 | 0.11902 | 0.11854 | 0.11809
F2_Industrial_Agriculture_Existing_Space Heating_Natural Gas_Steam System Efficiency Improvements_A_Achievable Economic TRC Potential | F2 | Industrial | Agriculture | Existing | Space Heating | Natural Gas | Steam System Efficiency Improvements | A | Original Unit Summer Peak Savings (kW) | Achievable Economic TRC Potential | 0 | 0 | 0 | 0 | 0 | 0 | 0 | 0 | 0 | 0 | 0 | 0 | 0 | 0 | 0 | 0 | 0 | 0 | 0 | 0 | 0 | 0 | 0 | 0 | 0 | 0 | 0 | 0 | 0 | 0 | 0
F3_Industrial_Agriculture_Existing_Space Heating_Natural Gas_Steam System Efficiency Improvements_A_Achievable Economic TRC Potential | F3 | Industrial | Agriculture | Existing | Space Heating | Natural Gas | Steam System Efficiency Improvements | A | Original Unit Winter Peak Savings (kW) | Achievable Economic TRC Potential | 0 | 0 | 0 | 0 | 0 | 0 | 0 | 0 | 0 | 0 | 0 | 0 | 0 | 0 | 0 | 0 | 0 | 0 | 0 | 0 | 0 | 0 | 0 | 0 | 0 | 0 | 0 | 0 | 0 | 0 | 0
F4_Industrial_Agriculture_Existing_Space Heating_Natural Gas_Steam System Efficiency Improvements_A_Achievable Economic TRC Potential | F4 | Industrial | Agriculture | Existing | Space Heating | Natural Gas | Steam System Efficiency Improvements | A | Standalone Impact on Baseline Energy (%) | Achievable Economic TRC Potential | 0% | 0% | 0% | 0% | 0% | 0.0008258% | 0.002472% | 0.005409% | 0.01016% | 0.01736% | 0.02792% | 0.04208% | 0.06043% | 0.08401% | 0.1104% | 0.1415% | 0.1734% | 0.2063% | 0.2384% | 0.2645% | 0.2875% | 0.3052% | 0.3177% | 0.3258% | 0.0033128 | 0.0033188 | 0.0033245 | 0.0033299 | 0 | 0 | 0
F5_Industrial_Agriculture_Existing_Space Heating_Natural Gas_Steam System Efficiency Improvements_A_Achievable Economic TRC Potential | F5 | Industrial | Agriculture | Existing | Space Heating | Natural Gas | Steam System Efficiency Improvements | A | Standalone Impact on Baseline Summer Peak (%) | Achievable Economic TRC Potential | 0% | 0% | 0% | 0% | 0% | 0% | 0% | 0% | 0% | 0% | 0% | 0% | 0% | 0% | 0% | 0% | 0% | 0% | 0% | 0% | 0% | 0% | 0% | 0% | 0 | 0 | 0 | 0 | 0 | 0 | 0
F6_Industrial_Agriculture_Existing_Space Heating_Natural Gas_Steam System Efficiency Improvements_A_Achievable Economic TRC Potential | F6 | Industrial | Agriculture | Existing | Space Heating | Natural Gas | Steam System Efficiency Improvements | A | Standalone Impact on Baseline Winter Peak (%) | Achievable Economic TRC Potential | 0% | 0% | 0% | 0% | 0% | 0% | 0% | 0% | 0% | 0% | 0% | 0% | 0% | 0% | 0% | 0% | 0% | 0% | 0% | 0% | 0% | 0% | 0% | 0% | 0 | 0 | 0 | 0 | 0 | 0 | 0
F7_Industrial_Agriculture_Existing_Space Heating_Natural Gas_Steam System Efficiency Improvements_A_Achievable Economic TRC Potential | F7 | Industrial | Agriculture | Existing | Space Heating | Natural Gas | Steam System Efficiency Improvements | A | Incremental Energy Savings (MWh or mTherms) | Achievable Economic TRC Potential | 0 | 0 | 0 | 0 | 0 | 0.0070898 | 0.014068 | 0.024663 | 0.039865 | 0.060142 | 0.084468 | 0.11382 | 0.14626 | 0.17684 | 0.20785 | 0.22945 | 0.24253 | 0.24075 | 0.22348 | 0.19545 | 0.15996 | 0.12104 | 0.082959 | 0.052492 | 0.03391 | 0 | 0 | 0 | 0 | 0 | 0
F8_Industrial_Agriculture_Existing_Space Heating_Natural Gas_Steam System Efficiency Improvements_A_Achievable Economic TRC Potential | F8 | Industrial | Agriculture | Existing | Space Heating | Natural Gas | Steam System Efficiency Improvements | A | Incremental Summer Peak Savings (MW) | Achievable Economic TRC Potential | 0 | 0 | 0 | 0 | 0 | 0 | 0 | 0 | 0 | 0 | 0 | 0 | 0 | 0 | 0 | 0 | 0 | 0 | 0 | 0 | 0 | 0 | 0 | 0 | 0 | 0 | 0 | 0 | 0 | 0 | 0
F9_Industrial_Agriculture_Existing_Space Heating_Natural Gas_Steam System Efficiency Improvements_A_Achievable Economic TRC Potential | F9 | Industrial | Agriculture | Existing | Space Heating | Natural Gas | Steam System Efficiency Improvements | A | Incremental Winter Peak Savings (MW) | Achievable Economic TRC Potential | 0 | 0 | 0 | 0 | 0 | 0 | 0 | 0 | 0 | 0 | 0 | 0 | 0 | 0 | 0 | 0 | 0 | 0 | 0 | 0 | 0 | 0 | 0 | 0 | 0 | 0 | 0 | 0 | 0 | 0 | 0
F10_Industrial_Agriculture_Existing_Space Heating_Natural Gas_Steam System Efficiency Improvements_A_Achievable Economic TRC Potential | F10 | Industrial | Agriculture | Existing | Space Heating | Natural Gas | Steam System Efficiency Improvements | A | Cumulative Energy Savings (MWh or mTherms) | Achievable Economic TRC Potential | 0 | 0 | 0 | 0 | 0 | 0.0070898 | 0.02111 | 0.04563 | 0.085182 | 0.14474 | 0.22823 | 0.34051 | 0.48449 | 0.65811 | 0.86129 | 1.0851 | 1.3205 | 1.5528 | 1.7663 | 1.9503 | 2.098 | 2.2052 | 2.2741 | 2.3124 | 2.3317 | 2.3182 | 2.3058 | 2.2946 | 2.2843 | 2.2749 | 2.2663
F11_Industrial_Agriculture_Existing_Space Heating_Natural Gas_Steam System Efficiency Improvements_A_Achievable Economic TRC Potential | F11 | Industrial | Agriculture | Existing | Space Heating | Natural Gas | Steam System Efficiency Improvements | A | Cumulative Summer Peak Savings (MW) | Achievable Economic TRC Potential | 0 | 0 | 0 | 0 | 0 | 0 | 0 | 0 | 0 | 0 | 0 | 0 | 0 | 0 | 0 | 0 | 0 | 0 | 0 | 0 | 0 | 0 | 0 | 0 | 0 | 0 | 0 | 0 | 0 | 0 | 0
F12_Industrial_Agriculture_Existing_Space Heating_Natural Gas_Steam System Efficiency Improvements_A_Achievable Economic TRC Potential | F12 | Industrial | Agriculture | Existing | Space Heating | Natural Gas | Steam System Efficiency Improvements | A | Cumulative Winter Peak Savings (MW) | Achievable Economic TRC Potential | 0 | 0 | 0 | 0 | 0 | 0 | 0 | 0 | 0 | 0 | 0 | 0 | 0 | 0 | 0 | 0 | 0 | 0 | 0 | 0 | 0 | 0 | 0 | 0 | 0 | 0 | 0 | 0 | 0 | 0 | 0
F13_Industrial_Agriculture_Existing_Space Heating_Natural Gas_Steam System Efficiency Improvements_A_Achievable Economic TRC Potential | F13 | Industrial | Agriculture | Existing | Space Heating | Natural Gas | Steam System Efficiency Improvements | A | Purchases (Incremental) | Achievable Economic TRC Potential | 0 | 0 | 0 | 0 | 0 | 51.452 | 102.7926 | 181.4366 | 295.2911 | 448.5812 | 634.3056 | 860.4719 | 1113.2175 | 1354.9941 | 1603.9607 | 1782.3787 | 1896.3614 | 1894.6941 | 1770.1371 | 1558.19 | 1283.2772 | 977.5129 | 674.2739 | 429.3222 | 279.1098 | 0 | 0 | 0 | 0 | 0 | 0
F14_Industrial_Agriculture_Existing_Space Heating_Natural Gas_Steam System Efficiency Improvements_A_Achievable Economic TRC Potential | F14 | Industrial | Agriculture | Existing | Space Heating | Natural Gas | Steam System Efficiency Improvements | A | Purchases (Cumulative) | Achievable Economic TRC Potential | 0 | 0 | 0 | 0 | 0 | 51.452 | 154.2446 | 335.6812 | 630.9723 | 1079.5535 | 1713.8591 | 2574.331 | 3687.5485 | 5042.5426 | 6646.5033 | 8428.882 | 10325.2433 | 12219.9375 | 13990.0746 | 15548.2646 | 16831.5418 | 17809.0547 | 18483.3286 | 18912.6508 | 19191.7606 | 19191.7606 | 19191.7606 | 19191.7606 | 19191.7606 | 19191.7606 | 19191.7606
F1_Industrial_Agriculture_Existing_Process_Natural Gas_Steam System Efficiency Improvements_A_Achievable Economic TRC Potential | F1 | Industrial | Agriculture | Existing | Process | Natural Gas | Steam System Efficiency Improvements | A | Original Unit Energy Savings (kWh or therms) | Achievable Economic TRC Potential | 0 | 0 | 0 | 0 | 0 | 0.18594 | 0.18594 | 0.18594 | 0.18594 | 0.18594 | 0.18594 | 0.18594 | 0.18594 | 0.18594 | 0.18594 | 0.18594 | 0.18594 | 0.18594 | 0.18594 | 0.18594 | 0.18594 | 0.18594 | 0.18594 | 0.18594 | 0.18594 | 0.18594 | 0.18594 | 0.18594 | 0.18594 | 0.18594 | 0.18594
F2_Industrial_Agriculture_Existing_Process_Natural Gas_Steam System Efficiency Improvements_A_Achievable Economic TRC Potential | F2 | Industrial | Agriculture | Existing | Process | Natural Gas | Steam System Efficiency Improvements | A | Original Unit Summer Peak Savings (kW) | Achievable Economic TRC Potential | 0 | 0 | 0 | 0 | 0 | 0 | 0 | 0 | 0 | 0 | 0 | 0 | 0 | 0 | 0 | 0 | 0 | 0 | 0 | 0 | 0 | 0 | 0 | 0 | 0 | 0 | 0 | 0 | 0 | 0 | 0
F3_Industrial_Agriculture_Existing_Process_Natural Gas_Steam System Efficiency Improvements_A_Achievable Economic TRC Potential | F3 | Industrial | Agriculture | Existing | Process | Natural Gas | Steam System Efficiency Improvements | A | Original Unit Winter Peak Savings (kW) | Achievable Economic TRC Potential | 0 | 0 | 0 | 0 | 0 | 0 | 0 | 0 | 0 | 0 | 0 | 0 | 0 | 0 | 0 | 0 | 0 | 0 | 0 | 0 | 0 | 0 | 0 | 0 | 0 | 0 | 0 | 0 | 0 | 0 | 0
F4_Industrial_Agriculture_Existing_Process_Natural Gas_Steam System Efficiency Improvements_A_Achievable Economic TRC Potential | F4 | Industrial | Agriculture | Existing | Process | Natural Gas | Steam System Efficiency Improvements | A | Standalone Impact on Baseline Energy (%) | Achievable Economic TRC Potential | 0% | 0% | 0% | 0% | 0% | 0% | 0% | 0% | 0% | 0% | 0% | 0% | 0% | 0% | 0% | 0% | 0% | 0% | 0% | 0% | 0% | 0% | 0% | 0% | 0 | 0 | 0 | 0 | 0 | 0 | 0
F5_Industrial_Agriculture_Existing_Process_Natural Gas_Steam System Efficiency Improvements_A_Achievable Economic TRC Potential | F5 | Industrial | Agriculture | Existing | Process | Natural Gas | Steam System Efficiency Improvements | A | Standalone Impact on Baseline Summer Peak (%) | Achievable Economic TRC Potential | 0% | 0% | 0% | 0% | 0% | 0% | 0% | 0% | 0% | 0% | 0% | 0% | 0% | 0% | 0% | 0% | 0% | 0% | 0% | 0% | 0% | 0% | 0% | 0% | 0 | 0 | 0 | 0 | 0 | 0 | 0
F6_Industrial_Agriculture_Existing_Process_Natural Gas_Steam System Efficiency Improvements_A_Achievable Economic TRC Potential | F6 | Industrial | Agriculture | Existing | Process | Natural Gas | Steam System Efficiency Improvements | A | Standalone Impact on Baseline Winter Peak (%) | Achievable Economic TRC Potential | 0% | 0% | 0% | 0% | 0% | 0% | 0% | 0% | 0% | 0% | 0% | 0% | 0% | 0% | 0% | 0% | 0% | 0% | 0% | 0% | 0% | 0% | 0% | 0% | 0 | 0 | 0 | 0 | 0 | 0 | 0
F7_Industrial_Agriculture_Existing_Process_Natural Gas_Steam System Efficiency Improvements_A_Achievable Economic TRC Potential | F7 | Industrial | Agriculture | Existing | Process | Natural Gas | Steam System Efficiency Improvements | A | Incremental Energy Savings (MWh or mTherms) | Achievable Economic TRC Potential | 0 | 0 | 0 | 0 | 0 | 0 | 0 | 0 | 0 | 0 | 0 | 0 | 0 | 0 | 0 | 0 | 0 | 0 | 0 | 0 | 0 | 0 | 0 | 0 | 0 | 0 | 0 | 0 | 0 | 0 | 0
F8_Industrial_Agriculture_Existing_Process_Natural Gas_Steam System Efficiency Improvements_A_Achievable Economic TRC Potential | F8 | Industrial | Agriculture | Existing | Process | Natural Gas | Steam System Efficiency Improvements | A | Incremental Summer Peak Savings (MW) | Achievable Economic TRC Potential | 0 | 0 | 0 | 0 | 0 | 0 | 0 | 0 | 0 | 0 | 0 | 0 | 0 | 0 | 0 | 0 | 0 | 0 | 0 | 0 | 0 | 0 | 0 | 0 | 0 | 0 | 0 | 0 | 0 | 0 | 0
F9_Industrial_Agriculture_Existing_Process_Natural Gas_Steam System Efficiency Improvements_A_Achievable Economic TRC Potential | F9 | Industrial | Agriculture | Existing | Process | Natural Gas | Steam System Efficiency Improvements | A | Incremental Winter Peak Savings (MW) | Achievable Economic TRC Potential | 0 | 0 | 0 | 0 | 0 | 0 | 0 | 0 | 0 | 0 | 0 | 0 | 0 | 0 | 0 | 0 | 0 | 0 | 0 | 0 | 0 | 0 | 0 | 0 | 0 | 0 | 0 | 0 | 0 | 0 | 0
F10_Industrial_Agriculture_Existing_Process_Natural Gas_Steam System Efficiency Improvements_A_Achievable Economic TRC Potential | F10 | Industrial | Agriculture | Existing | Process | Natural Gas | Steam System Efficiency Improvements | A | Cumulative Energy Savings (MWh or mTherms) | Achievable Economic TRC Potential | 0 | 0 | 0 | 0 | 0 | 0 | 0 | 0 | 0 | 0 | 0 | 0 | 0 | 0 | 0 | 0 | 0 | 0 | 0 | 0 | 0 | 0 | 0 | 0 | 0 | 0 | 0 | 0 | 0 | 0 | 0
F11_Industrial_Agriculture_Existing_Process_Natural Gas_Steam System Efficiency Improvements_A_Achievable Economic TRC Potential | F11 | Industrial | Agriculture | Existing | Process | Natural Gas | Steam System Efficiency Improvements | A | Cumulative Summer Peak Savings (MW) | Achievable Economic TRC Potential | 0 | 0 | 0 | 0 | 0 | 0 | 0 | 0 | 0 | 0 | 0 | 0 | 0 | 0 | 0 | 0 | 0 | 0 | 0 | 0 | 0 | 0 | 0 | 0 | 0 | 0 | 0 | 0 | 0 | 0 | 0
F12_Industrial_Agriculture_Existing_Process_Natural Gas_Steam System Efficiency Improvements_A_Achievable Economic TRC Potential | F12 | Industrial | Agriculture | Existing | Process | Natural Gas | Steam System Efficiency Improvements | A | Cumulative Winter Peak Savings (MW) | Achievable Economic TRC Potential | 0 | 0 | 0 | 0 | 0 | 0 | 0 | 0 | 0 | 0 | 0 | 0 | 0 | 0 | 0 | 0 | 0 | 0 | 0 | 0 | 0 | 0 | 0 | 0 | 0 | 0 | 0 | 0 | 0 | 0 | 0
F13_Industrial_Agriculture_Existing_Process_Natural Gas_Steam System Efficiency Improvements_A_Achievable Economic TRC Potential | F13 | Industrial | Agriculture | Existing | Process | Natural Gas | Steam System Efficiency Improvements | A | Purchases (Incremental) | Achievable Economic TRC Potential | 0 | 0 | 0 | 0 | 0 | 0 | 0 | 0 | 0 | 0 | 0 | 0 | 0 | 0 | 0 | 0 | 0 | 0 | 0 | 0 | 0 | 0 | 0 | 0 | 0 | 0 | 0 | 0 | 0 | 0 | 0
F14_Industrial_Agriculture_Existing_Process_Natural Gas_Steam System Efficiency Improvements_A_Achievable Economic TRC Potential | F14 | Industrial | Agriculture | Existing | Process | Natural Gas | Steam System Efficiency Improvements | A | Purchases (Cumulative) | Achievable Economic TRC Potential | 0 | 0 | 0 | 0 | 0 | 0 | 0 | 0 | 0 | 0 | 0 | 0 | 0 | 0 | 0 | 0 | 0 | 0 | 0 | 0 | 0 | 0 | 0 | 0 | 0 | 0 | 0 | 0 | 0 | 0 | 0
F1_Industrial_Agriculture_Existing_Space Heating_Natural Gas_Strategic Energy Management_A_Achievable Economic TRC Potential | F1 | Industrial | Agriculture | Existing | Space Heating | Natural Gas | Strategic Energy Management | A | Original Unit Energy Savings (kWh or therms) | Achievable Economic TRC Potential | 0 | 0 | 0 | 0 | 0 | 4.0782 | 4.0583 | 4.0336 | 4.0075 | 3.9802 | 3.9525 | 3.9241 | 3.8958 | 3.8676 | 3.8372 | 3.8091 | 3.7813 | 3.7555 | 3.7314 | 3.708 | 3.6859 | 3.6633 | 3.6429 | 3.6236 | 3.6052 | 3.5882 | 3.5725 | 3.558 | 0 | 0 | 0
F2_Industrial_Agriculture_Existing_Space Heating_Natural Gas_Strategic Energy Management_A_Achievable Economic TRC Potential | F2 | Industrial | Agriculture | Existing | Space Heating | Natural Gas | Strategic Energy Management | A | Original Unit Summer Peak Savings (kW) | Achievable Economic TRC Potential | 0 | 0 | 0 | 0 | 0 | 0 | 0 | 0 | 0 | 0 | 0 | 0 | 0 | 0 | 0 | 0 | 0 | 0 | 0 | 0 | 0 | 0 | 0 | 0 | 0 | 0 | 0 | 0 | 0 | 0 | 0
F3_Industrial_Agriculture_Existing_Space Heating_Natural Gas_Strategic Energy Management_A_Achievable Economic TRC Potential | F3 | Industrial | Agriculture | Existing | Space Heating | Natural Gas | Strategic Energy Management | A | Original Unit Winter Peak Savings (kW) | Achievable Economic TRC Potential | 0 | 0 | 0 | 0 | 0 | 0 | 0 | 0 | 0 | 0 | 0 | 0 | 0 | 0 | 0 | 0 | 0 | 0 | 0 | 0 | 0 | 0 | 0 | 0 | 0 | 0 | 0 | 0 | 0 | 0 | 0
F4_Industrial_Agriculture_Existing_Space Heating_Natural Gas_Strategic Energy Management_A_Achievable Economic TRC Potential | F4 | Industrial | Agriculture | Existing | Space Heating | Natural Gas | Strategic Energy Management | A | Standalone Impact on Baseline Energy (%) | Achievable Economic TRC Potential | 0% | 0% | 0% | 0% | 0% | 0.08224% | 0.1645% | 0.2477% | 0.3298% | 0.4118% | 0.4993% | 0.5829% | 0.6664% | 0.7594% | 0.8387% | 0.929% | 1.011% | 1.098% | 1.191% | 1.271% | 1.359% | 1.447% | 1.534% | 1.621% | 0.017089 | 0.017138 | 0.017184 | 0.017226 | 0 | 0 | 0
F5_Industrial_Agriculture_Existing_Space Heating_Natural Gas_Strategic Energy Management_A_Achievable Economic TRC Potential | F5 | Industrial | Agriculture | Existing | Space Heating | Natural Gas | Strategic Energy Management | A | Standalone Impact on Baseline Summer Peak (%) | Achievable Economic TRC Potential | 0% | 0% | 0% | 0% | 0% | 0% | 0% | 0% | 0% | 0% | 0% | 0% | 0% | 0% | 0% | 0% | 0% | 0% | 0% | 0% | 0% | 0% | 0% | 0% | 0 | 0 | 0 | 0 | 0 | 0 | 0
F6_Industrial_Agriculture_Existing_Space Heating_Natural Gas_Strategic Energy Management_A_Achievable Economic TRC Potential | F6 | Industrial | Agriculture | Existing | Space Heating | Natural Gas | Strategic Energy Management | A | Standalone Impact on Baseline Winter Peak (%) | Achievable Economic TRC Potential | 0% | 0% | 0% | 0% | 0% | 0% | 0% | 0% | 0% | 0% | 0% | 0% | 0% | 0% | 0% | 0% | 0% | 0% | 0% | 0% | 0% | 0% | 0% | 0% | 0 | 0 | 0 | 0 | 0 | 0 | 0
F7_Industrial_Agriculture_Existing_Space Heating_Natural Gas_Strategic Energy Management_A_Achievable Economic TRC Potential | F7 | Industrial | Agriculture | Existing | Space Heating | Natural Gas | Strategic Energy Management | A | Incremental Energy Savings (MWh or mTherms) | Achievable Economic TRC Potential | 0 | 0 | 0 | 0 | 0 | 0.70602 | 0.70219 | 0.69381 | 0.68969 | 0.68556 | 0.67215 | 0.66549 | 0.65935 | 0.64419 | 0.64156 | 0.63078 | 0.62626 | 0.61886 | 0.60941 | 0.6063 | 0.60019 | 0.59419 | 0.58872 | 0.58362 | 0.57883 | 0 | 0 | 0 | 0 | 0 | 0
F8_Industrial_Agriculture_Existing_Space Heating_Natural Gas_Strategic Energy Management_A_Achievable Economic TRC Potential | F8 | Industrial | Agriculture | Existing | Space Heating | Natural Gas | Strategic Energy Management | A | Incremental Summer Peak Savings (MW) | Achievable Economic TRC Potential | 0 | 0 | 0 | 0 | 0 | 0 | 0 | 0 | 0 | 0 | 0 | 0 | 0 | 0 | 0 | 0 | 0 | 0 | 0 | 0 | 0 | 0 | 0 | 0 | 0 | 0 | 0 | 0 | 0 | 0 | 0
F9_Industrial_Agriculture_Existing_Space Heating_Natural Gas_Strategic Energy Management_A_Achievable Economic TRC Potential | F9 | Industrial | Agriculture | Existing | Space Heating | Natural Gas | Strategic Energy Management | A | Incremental Winter Peak Savings (MW) | Achievable Economic TRC Potential | 0 | 0 | 0 | 0 | 0 | 0 | 0 | 0 | 0 | 0 | 0 | 0 | 0 | 0 | 0 | 0 | 0 | 0 | 0 | 0 | 0 | 0 | 0 | 0 | 0 | 0 | 0 | 0 | 0 | 0 | 0
F10_Industrial_Agriculture_Existing_Space Heating_Natural Gas_Strategic Energy Management_A_Achievable Economic TRC Potential | F10 | Industrial | Agriculture | Existing | Space Heating | Natural Gas | Strategic Energy Management | A | Cumulative Energy Savings (MWh or mTherms) | Achievable Economic TRC Potential | 0 | 0 | 0 | 0 | 0 | 0.70602 | 1.4048 | 2.09 | 2.7662 | 3.4329 | 4.0812 | 4.7173 | 5.3427 | 5.9482 | 6.543 | 7.1258 | 7.7 | 8.2664 | 8.8229 | 9.3738 | 9.918 | 10.4513 | 10.9818 | 11.5073 | 12.0279 | 11.9712 | 11.9188 | 11.8702 | 0 | 0 | 0
F11_Industrial_Agriculture_Existing_Space Heating_Natural Gas_Strategic Energy Management_A_Achievable Economic TRC Potential | F11 | Industrial | Agriculture | Existing | Space Heating | Natural Gas | Strategic Energy Management | A | Cumulative Summer Peak Savings (MW) | Achievable Economic TRC Potential | 0 | 0 | 0 | 0 | 0 | 0 | 0 | 0 | 0 | 0 | 0 | 0 | 0 | 0 | 0 | 0 | 0 | 0 | 0 | 0 | 0 | 0 | 0 | 0 | 0 | 0 | 0 | 0 | 0 | 0 | 0
F12_Industrial_Agriculture_Existing_Space Heating_Natural Gas_Strategic Energy Management_A_Achievable Economic TRC Potential | F12 | Industrial | Agriculture | Existing | Space Heating | Natural Gas | Strategic Energy Management | A | Cumulative Winter Peak Savings (MW) | Achievable Economic TRC Potential | 0 | 0 | 0 | 0 | 0 | 0 | 0 | 0 | 0 | 0 | 0 | 0 | 0 | 0 | 0 | 0 | 0 | 0 | 0 | 0 | 0 | 0 | 0 | 0 | 0 | 0 | 0 | 0 | 0 | 0 | 0
F13_Industrial_Agriculture_Existing_Space Heating_Natural Gas_Strategic Energy Management_A_Achievable Economic TRC Potential | F13 | Industrial | Agriculture | Existing | Space Heating | Natural Gas | Strategic Energy Management | A | Purchases (Incremental) | Achievable Economic TRC Potential | 0 | 0 | 0 | 0 | 0 | 173.1218 | 173.0268 | 172.0064 | 172.0994 | 172.2417 | 170.0544 | 169.5897 | 169.2454 | 166.5578 | 167.1937 | 165.5993 | 165.6208 | 164.7872 | 163.3173 | 163.5108 | 162.8346 | 162.2013 | 161.6103 | 161.0611 | 160.5532 | 0 | 0 | 0 | 0 | 0 | 0
F14_Industrial_Agriculture_Existing_Space Heating_Natural Gas_Strategic Energy Management_A_Achievable Economic TRC Potential | F14 | Industrial | Agriculture | Existing | Space Heating | Natural Gas | Strategic Energy Management | A | Purchases (Cumulative) | Achievable Economic TRC Potential | 0 | 0 | 0 | 0 | 0 | 173.1218 | 346.1486 | 518.155 | 690.2544 | 862.4961 | 1032.5505 | 1202.1402 | 1371.3855 | 1537.9433 | 1705.1371 | 1870.7364 | 2036.3572 | 2201.1444 | 2364.4617 | 2527.9725 | 2690.8072 | 2853.0085 | 3014.6188 | 3175.6799 | 3336.2331 | 3336.2331 | 3336.2331 | 3336.2331 | 3336.2331 | 3336.2331 | 3336.2331
F1_Industrial_Agriculture_Existing_Process_Natural Gas_Strategic Energy Management_A_Achievable Economic TRC Potential | F1 | Industrial | Agriculture | Existing | Process | Natural Gas | Strategic Energy Management | A | Original Unit Energy Savings (kWh or therms) | Achievable Economic TRC Potential | 0 | 0 | 0 | 0 | 0 | 1.4066 | 1.4066 | 1.4066 | 1.4066 | 1.4066 | 1.4066 | 1.4066 | 1.4066 | 1.4066 | 1.4066 | 1.4066 | 1.4066 | 1.4066 | 1.4066 | 1.4066 | 1.4066 | 1.4066 | 1.4066 | 1.4066 | 1.4066 | 1.4066 | 1.4066 | 1.4066 | 0 | 0 | 0
F2_Industrial_Agriculture_Existing_Process_Natural Gas_Strategic Energy Management_A_Achievable Economic TRC Potential | F2 | Industrial | Agriculture | Existing | Process | Natural Gas | Strategic Energy Management | A | Original Unit Summer Peak Savings (kW) | Achievable Economic TRC Potential | 0 | 0 | 0 | 0 | 0 | 0 | 0 | 0 | 0 | 0 | 0 | 0 | 0 | 0 | 0 | 0 | 0 | 0 | 0 | 0 | 0 | 0 | 0 | 0 | 0 | 0 | 0 | 0 | 0 | 0 | 0
F3_Industrial_Agriculture_Existing_Process_Natural Gas_Strategic Energy Management_A_Achievable Economic TRC Potential | F3 | Industrial | Agriculture | Existing | Process | Natural Gas | Strategic Energy Management | A | Original Unit Winter Peak Savings (kW) | Achievable Economic TRC Potential | 0 | 0 | 0 | 0 | 0 | 0 | 0 | 0 | 0 | 0 | 0 | 0 | 0 | 0 | 0 | 0 | 0 | 0 | 0 | 0 | 0 | 0 | 0 | 0 | 0 | 0 | 0 | 0 | 0 | 0 | 0
F4_Industrial_Agriculture_Existing_Process_Natural Gas_Strategic Energy Management_A_Achievable Economic TRC Potential | F4 | Industrial | Agriculture | Existing | Process | Natural Gas | Strategic Energy Management | A | Standalone Impact on Baseline Energy (%) | Achievable Economic TRC Potential | 0% | 0% | 0% | 0% | 0% | 0.08224% | 0.1645% | 0.2477% | 0.3298% | 0.4118% | 0.4993% | 0.5829% | 0.6664% | 0.7594% | 0.8387% | 0.929% | 1.011% | 1.098% | 1.191% | 1.271% | 1.359% | 1.447% | 1.534% | 1.621% | 0.017089 | 0.017138 | 0.017184 | 0.017226 | 0 | 0 | 0
F5_Industrial_Agriculture_Existing_Process_Natural Gas_Strategic Energy Management_A_Achievable Economic TRC Potential | F5 | Industrial | Agriculture | Existing | Process | Natural Gas | Strategic Energy Management | A | Standalone Impact on Baseline Summer Peak (%) | Achievable Economic TRC Potential | 0% | 0% | 0% | 0% | 0% | 0% | 0% | 0% | 0% | 0% | 0% | 0% | 0% | 0% | 0% | 0% | 0% | 0% | 0% | 0% | 0% | 0% | 0% | 0% | 0 | 0 | 0 | 0 | 0 | 0 | 0
F6_Industrial_Agriculture_Existing_Process_Natural Gas_Strategic Energy Management_A_Achievable Economic TRC Potential | F6 | Industrial | Agriculture | Existing | Process | Natural Gas | Strategic Energy Management | A | Standalone Impact on Baseline Winter Peak (%) | Achievable Economic TRC Potential | 0% | 0% | 0% | 0% | 0% | 0% | 0% | 0% | 0% | 0% | 0% | 0% | 0% | 0% | 0% | 0% | 0% | 0% | 0% | 0% | 0% | 0% | 0% | 0% | 0 | 0 | 0 | 0 | 0 | 0 | 0
F7_Industrial_Agriculture_Existing_Process_Natural Gas_Strategic Energy Management_A_Achievable Economic TRC Potential | F7 | Industrial | Agriculture | Existing | Process | Natural Gas | Strategic Energy Management | A | Incremental Energy Savings (MWh or mTherms) | Achievable Economic TRC Potential | 0 | 0 | 0 | 0 | 0 | 1.4731 | 1.4723 | 1.4636 | 1.4644 | 1.4656 | 1.447 | 1.443 | 1.4401 | 1.4172 | 1.4226 | 1.4091 | 1.4092 | 1.4022 | 1.3896 | 1.3913 | 1.3855 | 1.3801 | 1.3751 | 1.3704 | 1.3661 | 0 | 0 | 0 | 0 | 0 | 0
F8_Industrial_Agriculture_Existing_Process_Natural Gas_Strategic Energy Management_A_Achievable Economic TRC Potential | F8 | Industrial | Agriculture | Existing | Process | Natural Gas | Strategic Energy Management | A | Incremental Summer Peak Savings (MW) | Achievable Economic TRC Potential | 0 | 0 | 0 | 0 | 0 | 0 | 0 | 0 | 0 | 0 | 0 | 0 | 0 | 0 | 0 | 0 | 0 | 0 | 0 | 0 | 0 | 0 | 0 | 0 | 0 | 0 | 0 | 0 | 0 | 0 | 0
F9_Industrial_Agriculture_Existing_Process_Natural Gas_Strategic Energy Management_A_Achievable Economic TRC Potential | F9 | Industrial | Agriculture | Existing | Process | Natural Gas | Strategic Energy Management | A | Incremental Winter Peak Savings (MW) | Achievable Economic TRC Potential | 0 | 0 | 0 | 0 | 0 | 0 | 0 | 0 | 0 | 0 | 0 | 0 | 0 | 0 | 0 | 0 | 0 | 0 | 0 | 0 | 0 | 0 | 0 | 0 | 0 | 0 | 0 | 0 | 0 | 0 | 0
F10_Industrial_Agriculture_Existing_Process_Natural Gas_Strategic Energy Management_A_Achievable Economic TRC Potential | F10 | Industrial | Agriculture | Existing | Process | Natural Gas | Strategic Energy Management | A | Cumulative Energy Savings (MWh or mTherms) | Achievable Economic TRC Potential | 0 | 0 | 0 | 0 | 0 | 1.4731 | 2.9453 | 4.4089 | 5.8733 | 7.3389 | 8.7858 | 10.2288 | 11.6689 | 13.0861 | 14.5088 | 15.9178 | 17.3271 | 18.7292 | 20.1189 | 21.5102 | 22.8957 | 24.2758 | 25.651 | 27.0214 | 28.3875 | 28.3875 | 28.3875 | 28.3875 | 0 | 0 | 0
F11_Industrial_Agriculture_Existing_Process_Natural Gas_Strategic Energy Management_A_Achievable Economic TRC Potential | F11 | Industrial | Agriculture | Existing | Process | Natural Gas | Strategic Energy Management | A | Cumulative Summer Peak Savings (MW) | Achievable Economic TRC Potential | 0 | 0 | 0 | 0 | 0 | 0 | 0 | 0 | 0 | 0 | 0 | 0 | 0 | 0 | 0 | 0 | 0 | 0 | 0 | 0 | 0 | 0 | 0 | 0 | 0 | 0 | 0 | 0 | 0 | 0 | 0
F12_Industrial_Agriculture_Existing_Process_Natural Gas_Strategic Energy Management_A_Achievable Economic TRC Potential | F12 | Industrial | Agriculture | Existing | Process | Natural Gas | Strategic Energy Management | A | Cumulative Winter Peak Savings (MW) | Achievable Economic TRC Potential | 0 | 0 | 0 | 0 | 0 | 0 | 0 | 0 | 0 | 0 | 0 | 0 | 0 | 0 | 0 | 0 | 0 | 0 | 0 | 0 | 0 | 0 | 0 | 0 | 0 | 0 | 0 | 0 | 0 | 0 | 0
F13_Industrial_Agriculture_Existing_Process_Natural Gas_Strategic Energy Management_A_Achievable Economic TRC Potential | F13 | Industrial | Agriculture | Existing | Process | Natural Gas | Strategic Energy Management | A | Purchases (Incremental) | Achievable Economic TRC Potential | 0 | 0 | 0 | 0 | 0 | 1047.2856 | 1046.7108 | 1040.538 | 1041.1005 | 1041.9614 | 1028.7296 | 1025.9184 | 1023.8353 | 1007.5772 | 1011.4242 | 1001.7789 | 1001.9089 | 996.8663 | 987.9743 | 989.1446 | 985.0542 | 981.223 | 977.6478 | 974.3254 | 971.253 | 0 | 0 | 0 | 0 | 0 | 0
F14_Industrial_Agriculture_Existing_Process_Natural Gas_Strategic Energy Management_A_Achievable Economic TRC Potential | F14 | Industrial | Agriculture | Existing | Process | Natural Gas | Strategic Energy Management | A | Purchases (Cumulative) | Achievable Economic TRC Potential | 0 | 0 | 0 | 0 | 0 | 1047.2856 | 2093.9964 | 3134.5344 | 4175.635 | 5217.5964 | 6246.326 | 7272.2444 | 8296.0797 | 9303.6569 | 10315.081 | 11316.8599 | 12318.7689 | 13315.6351 | 14303.6094 | 15292.754 | 16277.8082 | 17259.0312 | 18236.679 | 19211.0045 | 20182.2574 | 20182.2574 | 20182.2574 | 20182.2574 | 20182.2574 | 20182.2574 | 20182.2574
F1_Industrial_Agriculture_Existing_Miscellaneous_Natural Gas_Strategic Energy Management_A_Achievable Economic TRC Potential | F1 | Industrial | Agriculture | Existing | Miscellaneous | Natural Gas | Strategic Energy Management | A | Original Unit Energy Savings (kWh or therms) | Achievable Economic TRC Potential | 0 | 0 | 0 | 0 | 0 | 0.89787 | 0.89787 | 0.89787 | 0.89787 | 0.89787 | 0.89787 | 0.89787 | 0.89787 | 0.89787 | 0.89787 | 0.89787 | 0.89787 | 0.89787 | 0.89787 | 0.89787 | 0.89787 | 0.89787 | 0.89787 | 0.89787 | 0.89787 | 0.89787 | 0.89787 | 0.89787 | 0 | 0 | 0
F2_Industrial_Agriculture_Existing_Miscellaneous_Natural Gas_Strategic Energy Management_A_Achievable Economic TRC Potential | F2 | Industrial | Agriculture | Existing | Miscellaneous | Natural Gas | Strategic Energy Management | A | Original Unit Summer Peak Savings (kW) | Achievable Economic TRC Potential | 0 | 0 | 0 | 0 | 0 | 0 | 0 | 0 | 0 | 0 | 0 | 0 | 0 | 0 | 0 | 0 | 0 | 0 | 0 | 0 | 0 | 0 | 0 | 0 | 0 | 0 | 0 | 0 | 0 | 0 | 0
F3_Industrial_Agriculture_Existing_Miscellaneous_Natural Gas_Strategic Energy Management_A_Achievable Economic TRC Potential | F3 | Industrial | Agriculture | Existing | Miscellaneous | Natural Gas | Strategic Energy Management | A | Original Unit Winter Peak Savings (kW) | Achievable Economic TRC Potential | 0 | 0 | 0 | 0 | 0 | 0 | 0 | 0 | 0 | 0 | 0 | 0 | 0 | 0 | 0 | 0 | 0 | 0 | 0 | 0 | 0 | 0 | 0 | 0 | 0 | 0 | 0 | 0 | 0 | 0 | 0
F4_Industrial_Agriculture_Existing_Miscellaneous_Natural Gas_Strategic Energy Management_A_Achievable Economic TRC Potential | F4 | Industrial | Agriculture | Existing | Miscellaneous | Natural Gas | Strategic Energy Management | A | Standalone Impact on Baseline Energy (%) | Achievable Economic TRC Potential | 0% | 0% | 0% | 0% | 0% | 0.08224% | 0.1645% | 0.2477% | 0.3298% | 0.4118% | 0.4993% | 0.5829% | 0.6664% | 0.7594% | 0.8387% | 0.929% | 1.011% | 1.098% | 1.191% | 1.271% | 1.359% | 1.447% | 1.534% | 1.621% | 0.017089 | 0.017138 | 0.017184 | 0.017226 | 0 | 0 | 0
F5_Industrial_Agriculture_Existing_Miscellaneous_Natural Gas_Strategic Energy Management_A_Achievable Economic TRC Potential | F5 | Industrial | Agriculture | Existing | Miscellaneous | Natural Gas | Strategic Energy Management | A | Standalone Impact on Baseline Summer Peak (%) | Achievable Economic TRC Potential | 0% | 0% | 0% | 0% | 0% | 0% | 0% | 0% | 0% | 0% | 0% | 0% | 0% | 0% | 0% | 0% | 0% | 0% | 0% | 0% | 0% | 0% | 0% | 0% | 0 | 0 | 0 | 0 | 0 | 0 | 0
F6_Industrial_Agriculture_Existing_Miscellaneous_Natural Gas_Strategic Energy Management_A_Achievable Economic TRC Potential | F6 | Industrial | Agriculture | Existing | Miscellaneous | Natural Gas | Strategic Energy Management | A | Standalone Impact on Baseline Winter Peak (%) | Achievable Economic TRC Potential | 0% | 0% | 0% | 0% | 0% | 0% | 0% | 0% | 0% | 0% | 0% | 0% | 0% | 0% | 0% | 0% | 0% | 0% | 0% | 0% | 0% | 0% | 0% | 0% | 0 | 0 | 0 | 0 | 0 | 0 | 0
F7_Industrial_Agriculture_Existing_Miscellaneous_Natural Gas_Strategic Energy Management_A_Achievable Economic TRC Potential | F7 | Industrial | Agriculture | Existing | Miscellaneous | Natural Gas | Strategic Energy Management | A | Incremental Energy Savings (MWh or mTherms) | Achievable Economic TRC Potential | 0 | 0 | 0 | 0 | 0 | 0.23508 | 0.23495 | 0.23357 | 0.23369 | 0.23389 | 0.23092 | 0.23029 | 0.22982 | 0.22617 | 0.22703 | 0.22487 | 0.2249 | 0.22376 | 0.22177 | 0.22203 | 0.22111 | 0.22025 | 0.21945 | 0.2187 | 0.21801 | 0 | 0 | 0 | 0 | 0 | 0
F8_Industrial_Agriculture_Existing_Miscellaneous_Natural Gas_Strategic Energy Management_A_Achievable Economic TRC Potential | F8 | Industrial | Agriculture | Existing | Miscellaneous | Natural Gas | Strategic Energy Management | A | Incremental Summer Peak Savings (MW) | Achievable Economic TRC Potential | 0 | 0 | 0 | 0 | 0 | 0 | 0 | 0 | 0 | 0 | 0 | 0 | 0 | 0 | 0 | 0 | 0 | 0 | 0 | 0 | 0 | 0 | 0 | 0 | 0 | 0 | 0 | 0 | 0 | 0 | 0
F9_Industrial_Agriculture_Existing_Miscellaneous_Natural Gas_Strategic Energy Management_A_Achievable Economic TRC Potential | F9 | Industrial | Agriculture | Existing | Miscellaneous | Natural Gas | Strategic Energy Management | A | Incremental Winter Peak Savings (MW) | Achievable Economic TRC Potential | 0 | 0 | 0 | 0 | 0 | 0 | 0 | 0 | 0 | 0 | 0 | 0 | 0 | 0 | 0 | 0 | 0 | 0 | 0 | 0 | 0 | 0 | 0 | 0 | 0 | 0 | 0 | 0 | 0 | 0 | 0
F10_Industrial_Agriculture_Existing_Miscellaneous_Natural Gas_Strategic Energy Management_A_Achievable Economic TRC Potential | F10 | Industrial | Agriculture | Existing | Miscellaneous | Natural Gas | Strategic Energy Management | A | Cumulative Energy Savings (MWh or mTherms) | Achievable Economic TRC Potential | 0 | 0 | 0 | 0 | 0 | 0.23508 | 0.47003 | 0.7036 | 0.9373 | 1.1712 | 1.4021 | 1.6324 | 1.8622 | 2.0884 | 2.3154 | 2.5403 | 2.7652 | 2.9889 | 3.2107 | 3.4327 | 3.6538 | 3.8741 | 4.0935 | 4.3123 | 4.5303 | 4.5303 | 4.5303 | 4.5303 | 0 | 0 | 0
F11_Industrial_Agriculture_Existing_Miscellaneous_Natural Gas_Strategic Energy Management_A_Achievable Economic TRC Potential | F11 | Industrial | Agriculture | Existing | Miscellaneous | Natural Gas | Strategic Energy Management | A | Cumulative Summer Peak Savings (MW) | Achievable Economic TRC Potential | 0 | 0 | 0 | 0 | 0 | 0 | 0 | 0 | 0 | 0 | 0 | 0 | 0 | 0 | 0 | 0 | 0 | 0 | 0 | 0 | 0 | 0 | 0 | 0 | 0 | 0 | 0 | 0 | 0 | 0 | 0
F12_Industrial_Agriculture_Existing_Miscellaneous_Natural Gas_Strategic Energy Management_A_Achievable Economic TRC Potential | F12 | Industrial | Agriculture | Existing | Miscellaneous | Natural Gas | Strategic Energy Management | A | Cumulative Winter Peak Savings (MW) | Achievable Economic TRC Potential | 0 | 0 | 0 | 0 | 0 | 0 | 0 | 0 | 0 | 0 | 0 | 0 | 0 | 0 | 0 | 0 | 0 | 0 | 0 | 0 | 0 | 0 | 0 | 0 | 0 | 0 | 0 | 0 | 0 | 0 | 0
F13_Industrial_Agriculture_Existing_Miscellaneous_Natural Gas_Strategic Energy Management_A_Achievable Economic TRC Potential | F13 | Industrial | Agriculture | Existing | Miscellaneous | Natural Gas | Strategic Energy Management | A | Purchases (Incremental) | Achievable Economic TRC Potential | 0 | 0 | 0 | 0 | 0 | 261.8214 | 261.6777 | 260.1345 | 260.2751 | 260.4904 | 257.1824 | 256.4796 | 255.9588 | 251.8943 | 252.856 | 250.4447 | 250.4772 | 249.2166 | 246.9936 | 247.2861 | 246.2636 | 245.3058 | 244.4119 | 243.5814 | 242.8132 | 0 | 0 | 0 | 0 | 0 | 0
F14_Industrial_Agriculture_Existing_Miscellaneous_Natural Gas_Strategic Energy Management_A_Achievable Economic TRC Potential | F14 | Industrial | Agriculture | Existing | Miscellaneous | Natural Gas | Strategic Energy Management | A | Purchases (Cumulative) | Achievable Economic TRC Potential | 0 | 0 | 0 | 0 | 0 | 261.8214 | 523.4991 | 783.6336 | 1043.9087 | 1304.3991 | 1561.5815 | 1818.0611 | 2074.0199 | 2325.9142 | 2578.7703 | 2829.215 | 3079.6922 | 3328.9088 | 3575.9023 | 3823.1885 | 4069.4521 | 4314.7578 | 4559.1698 | 4802.7511 | 5045.5644 | 5045.5644 | 5045.5644 | 5045.5644 | 5045.5644 | 5045.5644 | 5045.5644
F1_Industrial_Agriculture_Existing_Space Heating_Natural Gas_Commissioning_A_Achievable Economic TRC Potential | F1 | Industrial | Agriculture | Existing | Space Heating | Natural Gas | Commissioning | A | Original Unit Energy Savings (kWh or therms) | Achievable Economic TRC Potential | 0 | 0 | 0 | 0 | 0 | 3.7627 | 3.7443 | 3.7215 | 3.6975 | 3.6723 | 3.6468 | 3.6205 | 3.5944 | 3.5684 | 3.5403 | 3.5144 | 3.4887 | 3.4649 | 3.4428 | 3.4211 | 3.4007 | 3.3799 | 3.361 | 3.3432 | 3.3263 | 3.3106 | 3.2961 | 3.2827 | 0 | 0 | 0
F2_Industrial_Agriculture_Existing_Space Heating_Natural Gas_Commissioning_A_Achievable Economic TRC Potential | F2 | Industrial | Agriculture | Existing | Space Heating | Natural Gas | Commissioning | A | Original Unit Summer Peak Savings (kW) | Achievable Economic TRC Potential | 0 | 0 | 0 | 0 | 0 | 0 | 0 | 0 | 0 | 0 | 0 | 0 | 0 | 0 | 0 | 0 | 0 | 0 | 0 | 0 | 0 | 0 | 0 | 0 | 0 | 0 | 0 | 0 | 0 | 0 | 0
F3_Industrial_Agriculture_Existing_Space Heating_Natural Gas_Commissioning_A_Achievable Economic TRC Potential | F3 | Industrial | Agriculture | Existing | Space Heating | Natural Gas | Commissioning | A | Original Unit Winter Peak Savings (kW) | Achievable Economic TRC Potential | 0 | 0 | 0 | 0 | 0 | 0 | 0 | 0 | 0 | 0 | 0 | 0 | 0 | 0 | 0 | 0 | 0 | 0 | 0 | 0 | 0 | 0 | 0 | 0 | 0 | 0 | 0 | 0 | 0 | 0 | 0
F4_Industrial_Agriculture_Existing_Space Heating_Natural Gas_Commissioning_A_Achievable Economic TRC Potential | F4 | Industrial | Agriculture | Existing | Space Heating | Natural Gas | Commissioning | A | Standalone Impact on Baseline Energy (%) | Achievable Economic TRC Potential | 0% | 0% | 0% | 0% | 0% | 0% | 0% | 0% | 0% | 0% | 0% | 0% | 0% | 0% | 0% | 0% | 0% | 0% | 0% | 0% | 0% | 0% | 0% | 0% | 0 | 0 | 0 | 0 | 0 | 0 | 0
F5_Industrial_Agriculture_Existing_Space Heating_Natural Gas_Commissioning_A_Achievable Economic TRC Potential | F5 | Industrial | Agriculture | Existing | Space Heating | Natural Gas | Commissioning | A | Standalone Impact on Baseline Summer Peak (%) | Achievable Economic TRC Potential | 0% | 0% | 0% | 0% | 0% | 0% | 0% | 0% | 0% | 0% | 0% | 0% | 0% | 0% | 0% | 0% | 0% | 0% | 0% | 0% | 0% | 0% | 0% | 0% | 0 | 0 | 0 | 0 | 0 | 0 | 0
F6_Industrial_Agriculture_Existing_Space Heating_Natural Gas_Commissioning_A_Achievable Economic TRC Potential | F6 | Industrial | Agriculture | Existing | Space Heating | Natural Gas | Commissioning | A | Standalone Impact on Baseline Winter Peak (%) | Achievable Economic TRC Potential | 0% | 0% | 0% | 0% | 0% | 0% | 0% | 0% | 0% | 0% | 0% | 0% | 0% | 0% | 0% | 0% | 0% | 0% | 0% | 0% | 0% | 0% | 0% | 0% | 0 | 0 | 0 | 0 | 0 | 0 | 0
F7_Industrial_Agriculture_Existing_Space Heating_Natural Gas_Commissioning_A_Achievable Economic TRC Potential | F7 | Industrial | Agriculture | Existing | Space Heating | Natural Gas | Commissioning | A | Incremental Energy Savings (MWh or mTherms) | Achievable Economic TRC Potential | 0 | 0 | 0 | 0 | 0 | 0 | 0 | 0 | 0 | 0 | 0 | 0 | 0 | 0 | 0 | 0 | 0 | 0 | 0 | 0 | 0 | 0 | 0 | 0 | 0 | 0 | 0 | 0 | 0 | 0 | 0
F8_Industrial_Agriculture_Existing_Space Heating_Natural Gas_Commissioning_A_Achievable Economic TRC Potential | F8 | Industrial | Agriculture | Existing | Space Heating | Natural Gas | Commissioning | A | Incremental Summer Peak Savings (MW) | Achievable Economic TRC Potential | 0 | 0 | 0 | 0 | 0 | 0 | 0 | 0 | 0 | 0 | 0 | 0 | 0 | 0 | 0 | 0 | 0 | 0 | 0 | 0 | 0 | 0 | 0 | 0 | 0 | 0 | 0 | 0 | 0 | 0 | 0
F9_Industrial_Agriculture_Existing_Space Heating_Natural Gas_Commissioning_A_Achievable Economic TRC Potential | F9 | Industrial | Agriculture | Existing | Space Heating | Natural Gas | Commissioning | A | Incremental Winter Peak Savings (MW) | Achievable Economic TRC Potential | 0 | 0 | 0 | 0 | 0 | 0 | 0 | 0 | 0 | 0 | 0 | 0 | 0 | 0 | 0 | 0 | 0 | 0 | 0 | 0 | 0 | 0 | 0 | 0 | 0 | 0 | 0 | 0 | 0 | 0 | 0
F10_Industrial_Agriculture_Existing_Space Heating_Natural Gas_Commissioning_A_Achievable Economic TRC Potential | F10 | Industrial | Agriculture | Existing | Space Heating | Natural Gas | Commissioning | A | Cumulative Energy Savings (MWh or mTherms) | Achievable Economic TRC Potential | 0 | 0 | 0 | 0 | 0 | 0 | 0 | 0 | 0 | 0 | 0 | 0 | 0 | 0 | 0 | 0 | 0 | 0 | 0 | 0 | 0 | 0 | 0 | 0 | 0 | 0 | 0 | 0 | 0 | 0 | 0
F11_Industrial_Agriculture_Existing_Space Heating_Natural Gas_Commissioning_A_Achievable Economic TRC Potential | F11 | Industrial | Agriculture | Existing | Space Heating | Natural Gas | Commissioning | A | Cumulative Summer Peak Savings (MW) | Achievable Economic TRC Potential | 0 | 0 | 0 | 0 | 0 | 0 | 0 | 0 | 0 | 0 | 0 | 0 | 0 | 0 | 0 | 0 | 0 | 0 | 0 | 0 | 0 | 0 | 0 | 0 | 0 | 0 | 0 | 0 | 0 | 0 | 0
F12_Industrial_Agriculture_Existing_Space Heating_Natural Gas_Commissioning_A_Achievable Economic TRC Potential | F12 | Industrial | Agriculture | Existing | Space Heating | Natural Gas | Commissioning | A | Cumulative Winter Peak Savings (MW) | Achievable Economic TRC Potential | 0 | 0 | 0 | 0 | 0 | 0 | 0 | 0 | 0 | 0 | 0 | 0 | 0 | 0 | 0 | 0 | 0 | 0 | 0 | 0 | 0 | 0 | 0 | 0 | 0 | 0 | 0 | 0 | 0 | 0 | 0
F13_Industrial_Agriculture_Existing_Space Heating_Natural Gas_Commissioning_A_Achievable Economic TRC Potential | F13 | Industrial | Agriculture | Existing | Space Heating | Natural Gas | Commissioning | A | Purchases (Incremental) | Achievable Economic TRC Potential | 0 | 0 | 0 | 0 | 0 | 0 | 0 | 0 | 0 | 0 | 0 | 0 | 0 | 0 | 0 | 0 | 0 | 0 | 0 | 0 | 0 | 0 | 0 | 0 | 0 | 0 | 0 | 0 | 0 | 0 | 0
F14_Industrial_Agriculture_Existing_Space Heating_Natural Gas_Commissioning_A_Achievable Economic TRC Potential | F14 | Industrial | Agriculture | Existing | Space Heating | Natural Gas | Commissioning | A | Purchases (Cumulative) | Achievable Economic TRC Potential | 0 | 0 | 0 | 0 | 0 | 0 | 0 | 0 | 0 | 0 | 0 | 0 | 0 | 0 | 0 | 0 | 0 | 0 | 0 | 0 | 0 | 0 | 0 | 0 | 0 | 0 | 0 | 0 | 0 | 0 | 0
F1_Industrial_Agriculture_Existing_Process_Natural Gas_Commissioning_A_Achievable Economic TRC Potential | F1 | Industrial | Agriculture | Existing | Process | Natural Gas | Commissioning | A | Original Unit Energy Savings (kWh or therms) | Achievable Economic TRC Potential | 0 | 0 | 0 | 0 | 0 | 7.8506 | 7.8506 | 7.8506 | 7.8506 | 7.8506 | 7.8506 | 7.8506 | 7.8506 | 7.8506 | 7.8506 | 7.8506 | 7.8506 | 7.8506 | 7.8506 | 7.8506 | 7.8506 | 7.8506 | 7.8506 | 7.8506 | 7.8506 | 7.8506 | 7.8506 | 7.8506 | 0 | 0 | 0
F2_Industrial_Agriculture_Existing_Process_Natural Gas_Commissioning_A_Achievable Economic TRC Potential | F2 | Industrial | Agriculture | Existing | Process | Natural Gas | Commissioning | A | Original Unit Summer Peak Savings (kW) | Achievable Economic TRC Potential | 0 | 0 | 0 | 0 | 0 | 0 | 0 | 0 | 0 | 0 | 0 | 0 | 0 | 0 | 0 | 0 | 0 | 0 | 0 | 0 | 0 | 0 | 0 | 0 | 0 | 0 | 0 | 0 | 0 | 0 | 0
F3_Industrial_Agriculture_Existing_Process_Natural Gas_Commissioning_A_Achievable Economic TRC Potential | F3 | Industrial | Agriculture | Existing | Process | Natural Gas | Commissioning | A | Original Unit Winter Peak Savings (kW) | Achievable Economic TRC Potential | 0 | 0 | 0 | 0 | 0 | 0 | 0 | 0 | 0 | 0 | 0 | 0 | 0 | 0 | 0 | 0 | 0 | 0 | 0 | 0 | 0 | 0 | 0 | 0 | 0 | 0 | 0 | 0 | 0 | 0 | 0
F4_Industrial_Agriculture_Existing_Process_Natural Gas_Commissioning_A_Achievable Economic TRC Potential | F4 | Industrial | Agriculture | Existing | Process | Natural Gas | Commissioning | A | Standalone Impact on Baseline Energy (%) | Achievable Economic TRC Potential | 0% | 0% | 0% | 0% | 0% | 0% | 0% | 0% | 0% | 0% | 0% | 0% | 0% | 0% | 0% | 0% | 0% | 0% | 0% | 0% | 0% | 0% | 0% | 0% | 0 | 0 | 0 | 0 | 0 | 0 | 0
F5_Industrial_Agriculture_Existing_Process_Natural Gas_Commissioning_A_Achievable Economic TRC Potential | F5 | Industrial | Agriculture | Existing | Process | Natural Gas | Commissioning | A | Standalone Impact on Baseline Summer Peak (%) | Achievable Economic TRC Potential | 0% | 0% | 0% | 0% | 0% | 0% | 0% | 0% | 0% | 0% | 0% | 0% | 0% | 0% | 0% | 0% | 0% | 0% | 0% | 0% | 0% | 0% | 0% | 0% | 0 | 0 | 0 | 0 | 0 | 0 | 0
F6_Industrial_Agriculture_Existing_Process_Natural Gas_Commissioning_A_Achievable Economic TRC Potential | F6 | Industrial | Agriculture | Existing | Process | Natural Gas | Commissioning | A | Standalone Impact on Baseline Winter Peak (%) | Achievable Economic TRC Potential | 0% | 0% | 0% | 0% | 0% | 0% | 0% | 0% | 0% | 0% | 0% | 0% | 0% | 0% | 0% | 0% | 0% | 0% | 0% | 0% | 0% | 0% | 0% | 0% | 0 | 0 | 0 | 0 | 0 | 0 | 0
F7_Industrial_Agriculture_Existing_Process_Natural Gas_Commissioning_A_Achievable Economic TRC Potential | F7 | Industrial | Agriculture | Existing | Process | Natural Gas | Commissioning | A | Incremental Energy Savings (MWh or mTherms) | Achievable Economic TRC Potential | 0 | 0 | 0 | 0 | 0 | 0 | 0 | 0 | 0 | 0 | 0 | 0 | 0 | 0 | 0 | 0 | 0 | 0 | 0 | 0 | 0 | 0 | 0 | 0 | 0 | 0 | 0 | 0 | 0 | 0 | 0
F8_Industrial_Agriculture_Existing_Process_Natural Gas_Commissioning_A_Achievable Economic TRC Potential | F8 | Industrial | Agriculture | Existing | Process | Natural Gas | Commissioning | A | Incremental Summer Peak Savings (MW) | Achievable Economic TRC Potential | 0 | 0 | 0 | 0 | 0 | 0 | 0 | 0 | 0 | 0 | 0 | 0 | 0 | 0 | 0 | 0 | 0 | 0 | 0 | 0 | 0 | 0 | 0 | 0 | 0 | 0 | 0 | 0 | 0 | 0 | 0
F9_Industrial_Agriculture_Existing_Process_Natural Gas_Commissioning_A_Achievable Economic TRC Potential | F9 | Industrial | Agriculture | Existing | Process | Natural Gas | Commissioning | A | Incremental Winter Peak Savings (MW) | Achievable Economic TRC Potential | 0 | 0 | 0 | 0 | 0 | 0 | 0 | 0 | 0 | 0 | 0 | 0 | 0 | 0 | 0 | 0 | 0 | 0 | 0 | 0 | 0 | 0 | 0 | 0 | 0 | 0 | 0 | 0 | 0 | 0 | 0
F10_Industrial_Agriculture_Existing_Process_Natural Gas_Commissioning_A_Achievable Economic TRC Potential | F10 | Industrial | Agriculture | Existing | Process | Natural Gas | Commissioning | A | Cumulative Energy Savings (MWh or mTherms) | Achievable Economic TRC Potential | 0 | 0 | 0 | 0 | 0 | 0 | 0 | 0 | 0 | 0 | 0 | 0 | 0 | 0 | 0 | 0 | 0 | 0 | 0 | 0 | 0 | 0 | 0 | 0 | 0 | 0 | 0 | 0 | 0 | 0 | 0
F11_Industrial_Agriculture_Existing_Process_Natural Gas_Commissioning_A_Achievable Economic TRC Potential | F11 | Industrial | Agriculture | Existing | Process | Natural Gas | Commissioning | A | Cumulative Summer Peak Savings (MW) | Achievable Economic TRC Potential | 0 | 0 | 0 | 0 | 0 | 0 | 0 | 0 | 0 | 0 | 0 | 0 | 0 | 0 | 0 | 0 | 0 | 0 | 0 | 0 | 0 | 0 | 0 | 0 | 0 | 0 | 0 | 0 | 0 | 0 | 0
F12_Industrial_Agriculture_Existing_Process_Natural Gas_Commissioning_A_Achievable Economic TRC Potential | F12 | Industrial | Agriculture | Existing | Process | Natural Gas | Commissioning | A | Cumulative Winter Peak Savings (MW) | Achievable Economic TRC Potential | 0 | 0 | 0 | 0 | 0 | 0 | 0 | 0 | 0 | 0 | 0 | 0 | 0 | 0 | 0 | 0 | 0 | 0 | 0 | 0 | 0 | 0 | 0 | 0 | 0 | 0 | 0 | 0 | 0 | 0 | 0
F13_Industrial_Agriculture_Existing_Process_Natural Gas_Commissioning_A_Achievable Economic TRC Potential | F13 | Industrial | Agriculture | Existing | Process | Natural Gas | Commissioning | A | Purchases (Incremental) | Achievable Economic TRC Potential | 0 | 0 | 0 | 0 | 0 | 0 | 0 | 0 | 0 | 0 | 0 | 0 | 0 | 0 | 0 | 0 | 0 | 0 | 0 | 0 | 0 | 0 | 0 | 0 | 0 | 0 | 0 | 0 | 0 | 0 | 0
F14_Industrial_Agriculture_Existing_Process_Natural Gas_Commissioning_A_Achievable Economic TRC Potential | F14 | Industrial | Agriculture | Existing | Process | Natural Gas | Commissioning | A | Purchases (Cumulative) | Achievable Economic TRC Potential | 0 | 0 | 0 | 0 | 0 | 0 | 0 | 0 | 0 | 0 | 0 | 0 | 0 | 0 | 0 | 0 | 0 | 0 | 0 | 0 | 0 | 0 | 0 | 0 | 0 | 0 | 0 | 0 | 0 | 0 | 0
F1_Industrial_Agriculture_Existing_Space Heating_Natural Gas_Retrocommissioning_A_Achievable Economic TRC Potential | F1 | Industrial | Agriculture | Existing | Space Heating | Natural Gas | Retrocommissioning | A | Original Unit Energy Savings (kWh or therms) | Achievable Economic TRC Potential | 0 | 0 | 0 | 0 | 0 | 0.52261 | 0.52006 | 0.5169 | 0.51355 | 0.51006 | 0.50651 | 0.50286 | 0.49924 | 0.49563 | 0.49173 | 0.48812 | 0.48456 | 0.48126 | 0.47818 | 0.47517 | 0.47234 | 0.46944 | 0.46682 | 0.46435 | 0.462 | 0.45982 | 0.45781 | 0.45594 | 0 | 0 | 0
F2_Industrial_Agriculture_Existing_Space Heating_Natural Gas_Retrocommissioning_A_Achievable Economic TRC Potential | F2 | Industrial | Agriculture | Existing | Space Heating | Natural Gas | Retrocommissioning | A | Original Unit Summer Peak Savings (kW) | Achievable Economic TRC Potential | 0 | 0 | 0 | 0 | 0 | 0 | 0 | 0 | 0 | 0 | 0 | 0 | 0 | 0 | 0 | 0 | 0 | 0 | 0 | 0 | 0 | 0 | 0 | 0 | 0 | 0 | 0 | 0 | 0 | 0 | 0
F3_Industrial_Agriculture_Existing_Space Heating_Natural Gas_Retrocommissioning_A_Achievable Economic TRC Potential | F3 | Industrial | Agriculture | Existing | Space Heating | Natural Gas | Retrocommissioning | A | Original Unit Winter Peak Savings (kW) | Achievable Economic TRC Potential | 0 | 0 | 0 | 0 | 0 | 0 | 0 | 0 | 0 | 0 | 0 | 0 | 0 | 0 | 0 | 0 | 0 | 0 | 0 | 0 | 0 | 0 | 0 | 0 | 0 | 0 | 0 | 0 | 0 | 0 | 0
F4_Industrial_Agriculture_Existing_Space Heating_Natural Gas_Retrocommissioning_A_Achievable Economic TRC Potential | F4 | Industrial | Agriculture | Existing | Space Heating | Natural Gas | Retrocommissioning | A | Standalone Impact on Baseline Energy (%) | Achievable Economic TRC Potential | 0% | 0% | 0% | 0% | 0% | 0.0124% | 0.0248% | 0.03734% | 0.04972% | 0.06207% | 0.07527% | 0.08787% | 0.1004% | 0.1145% | 0.1264% | 0.14% | 0.1524% | 0.1656% | 0.1795% | 0.1917% | 0.2048% | 0.218% | 0.2312% | 0.2444% | 0.0025759 | 0.0025834 | 0.0025903 | 0.0025966 | 0 | 0 | 0
F5_Industrial_Agriculture_Existing_Space Heating_Natural Gas_Retrocommissioning_A_Achievable Economic TRC Potential | F5 | Industrial | Agriculture | Existing | Space Heating | Natural Gas | Retrocommissioning | A | Standalone Impact on Baseline Summer Peak (%) | Achievable Economic TRC Potential | 0% | 0% | 0% | 0% | 0% | 0% | 0% | 0% | 0% | 0% | 0% | 0% | 0% | 0% | 0% | 0% | 0% | 0% | 0% | 0% | 0% | 0% | 0% | 0% | 0 | 0 | 0 | 0 | 0 | 0 | 0
F6_Industrial_Agriculture_Existing_Space Heating_Natural Gas_Retrocommissioning_A_Achievable Economic TRC Potential | F6 | Industrial | Agriculture | Existing | Space Heating | Natural Gas | Retrocommissioning | A | Standalone Impact on Baseline Winter Peak (%) | Achievable Economic TRC Potential | 0% | 0% | 0% | 0% | 0% | 0% | 0% | 0% | 0% | 0% | 0% | 0% | 0% | 0% | 0% | 0% | 0% | 0% | 0% | 0% | 0% | 0% | 0% | 0% | 0 | 0 | 0 | 0 | 0 | 0 | 0
F7_Industrial_Agriculture_Existing_Space Heating_Natural Gas_Retrocommissioning_A_Achievable Economic TRC Potential | F7 | Industrial | Agriculture | Existing | Space Heating | Natural Gas | Retrocommissioning | A | Incremental Energy Savings (MWh or mTherms) | Achievable Economic TRC Potential | 0 | 0 | 0 | 0 | 0 | 0.10642 | 0.10585 | 0.10458 | 0.10396 | 0.10334 | 0.10132 | 0.10031 | 0.099388 | 0.097102 | 0.096706 | 0.095082 | 0.0944 | 0.093284 | 0.09186 | 0.091392 | 0.090471 | 0.089566 | 0.088742 | 0.087972 | 0.087251 | 0 | 0 | 0 | 0 | 0 | 0
F8_Industrial_Agriculture_Existing_Space Heating_Natural Gas_Retrocommissioning_A_Achievable Economic TRC Potential | F8 | Industrial | Agriculture | Existing | Space Heating | Natural Gas | Retrocommissioning | A | Incremental Summer Peak Savings (MW) | Achievable Economic TRC Potential | 0 | 0 | 0 | 0 | 0 | 0 | 0 | 0 | 0 | 0 | 0 | 0 | 0 | 0 | 0 | 0 | 0 | 0 | 0 | 0 | 0 | 0 | 0 | 0 | 0 | 0 | 0 | 0 | 0 | 0 | 0
F9_Industrial_Agriculture_Existing_Space Heating_Natural Gas_Retrocommissioning_A_Achievable Economic TRC Potential | F9 | Industrial | Agriculture | Existing | Space Heating | Natural Gas | Retrocommissioning | A | Incremental Winter Peak Savings (MW) | Achievable Economic TRC Potential | 0 | 0 | 0 | 0 | 0 | 0 | 0 | 0 | 0 | 0 | 0 | 0 | 0 | 0 | 0 | 0 | 0 | 0 | 0 | 0 | 0 | 0 | 0 | 0 | 0 | 0 | 0 | 0 | 0 | 0 | 0
F10_Industrial_Agriculture_Existing_Space Heating_Natural Gas_Retrocommissioning_A_Achievable Economic TRC Potential | F10 | Industrial | Agriculture | Existing | Space Heating | Natural Gas | Retrocommissioning | A | Cumulative Energy Savings (MWh or mTherms) | Achievable Economic TRC Potential | 0 | 0 | 0 | 0 | 0 | 0.10642 | 0.21175 | 0.31504 | 0.41697 | 0.51747 | 0.61519 | 0.71107 | 0.80533 | 0.89661 | 0.98626 | 1.0741 | 1.1607 | 1.246 | 1.3299 | 1.413 | 1.495 | 1.5754 | 1.6554 | 1.7346 | 1.813 | 1.8045 | 1.7966 | 1.7893 | 0 | 0 | 0
F11_Industrial_Agriculture_Existing_Space Heating_Natural Gas_Retrocommissioning_A_Achievable Economic TRC Potential | F11 | Industrial | Agriculture | Existing | Space Heating | Natural Gas | Retrocommissioning | A | Cumulative Summer Peak Savings (MW) | Achievable Economic TRC Potential | 0 | 0 | 0 | 0 | 0 | 0 | 0 | 0 | 0 | 0 | 0 | 0 | 0 | 0 | 0 | 0 | 0 | 0 | 0 | 0 | 0 | 0 | 0 | 0 | 0 | 0 | 0 | 0 | 0 | 0 | 0
F12_Industrial_Agriculture_Existing_Space Heating_Natural Gas_Retrocommissioning_A_Achievable Economic TRC Potential | F12 | Industrial | Agriculture | Existing | Space Heating | Natural Gas | Retrocommissioning | A | Cumulative Winter Peak Savings (MW) | Achievable Economic TRC Potential | 0 | 0 | 0 | 0 | 0 | 0 | 0 | 0 | 0 | 0 | 0 | 0 | 0 | 0 | 0 | 0 | 0 | 0 | 0 | 0 | 0 | 0 | 0 | 0 | 0 | 0 | 0 | 0 | 0 | 0 | 0
F13_Industrial_Agriculture_Existing_Space Heating_Natural Gas_Retrocommissioning_A_Achievable Economic TRC Potential | F13 | Industrial | Agriculture | Existing | Space Heating | Natural Gas | Retrocommissioning | A | Purchases (Incremental) | Achievable Economic TRC Potential | 0 | 0 | 0 | 0 | 0 | 203.6389 | 203.5271 | 202.3268 | 202.4362 | 202.6036 | 200.0308 | 199.4841 | 199.0791 | 195.9178 | 196.6658 | 194.7903 | 194.8156 | 193.8351 | 192.1061 | 192.3337 | 191.5383 | 190.7934 | 190.0982 | 189.4522 | 188.8547 | 0 | 0 | 0 | 0 | 0 | 0
F14_Industrial_Agriculture_Existing_Space Heating_Natural Gas_Retrocommissioning_A_Achievable Economic TRC Potential | F14 | Industrial | Agriculture | Existing | Space Heating | Natural Gas | Retrocommissioning | A | Purchases (Cumulative) | Achievable Economic TRC Potential | 0 | 0 | 0 | 0 | 0 | 203.6389 | 407.166 | 609.4928 | 811.929 | 1014.5326 | 1214.5634 | 1414.0475 | 1613.1266 | 1809.0444 | 2005.7102 | 2200.5005 | 2395.3162 | 2589.1513 | 2781.2574 | 2973.5911 | 3165.1294 | 3355.9227 | 3546.0209 | 3735.4731 | 3924.3278 | 3924.3278 | 3924.3278 | 3924.3278 | 3924.3278 | 3924.3278 | 3924.3278
F1_Industrial_Agriculture_Existing_Process_Natural Gas_Retrocommissioning_A_Achievable Economic TRC Potential | F1 | Industrial | Agriculture | Existing | Process | Natural Gas | Retrocommissioning | A | Original Unit Energy Savings (kWh or therms) | Achievable Economic TRC Potential | 0 | 0 | 0 | 0 | 0 | 0 | 0 | 0 | 0 | 0 | 0 | 0 | 0 | 0 | 0 | 0 | 0 | 0 | 0 | 0 | 0 | 0 | 0 | 0 | 0 | 0 | 0 | 0 | 0 | 0 | 0
F2_Industrial_Agriculture_Existing_Process_Natural Gas_Retrocommissioning_A_Achievable Economic TRC Potential | F2 | Industrial | Agriculture | Existing | Process | Natural Gas | Retrocommissioning | A | Original Unit Summer Peak Savings (kW) | Achievable Economic TRC Potential | 0 | 0 | 0 | 0 | 0 | 0 | 0 | 0 | 0 | 0 | 0 | 0 | 0 | 0 | 0 | 0 | 0 | 0 | 0 | 0 | 0 | 0 | 0 | 0 | 0 | 0 | 0 | 0 | 0 | 0 | 0
F3_Industrial_Agriculture_Existing_Process_Natural Gas_Retrocommissioning_A_Achievable Economic TRC Potential | F3 | Industrial | Agriculture | Existing | Process | Natural Gas | Retrocommissioning | A | Original Unit Winter Peak Savings (kW) | Achievable Economic TRC Potential | 0 | 0 | 0 | 0 | 0 | 0 | 0 | 0 | 0 | 0 | 0 | 0 | 0 | 0 | 0 | 0 | 0 | 0 | 0 | 0 | 0 | 0 | 0 | 0 | 0 | 0 | 0 | 0 | 0 | 0 | 0
F4_Industrial_Agriculture_Existing_Process_Natural Gas_Retrocommissioning_A_Achievable Economic TRC Potential | F4 | Industrial | Agriculture | Existing | Process | Natural Gas | Retrocommissioning | A | Standalone Impact on Baseline Energy (%) | Achievable Economic TRC Potential | 0% | 0% | 0% | 0% | 0% | 0% | 0% | 0% | 0% | 0% | 0% | 0% | 0% | 0% | 0% | 0% | 0% | 0% | 0% | 0% | 0% | 0% | 0% | 0% | 0 | 0 | 0 | 0 | 0 | 0 | 0
F5_Industrial_Agriculture_Existing_Process_Natural Gas_Retrocommissioning_A_Achievable Economic TRC Potential | F5 | Industrial | Agriculture | Existing | Process | Natural Gas | Retrocommissioning | A | Standalone Impact on Baseline Summer Peak (%) | Achievable Economic TRC Potential | 0% | 0% | 0% | 0% | 0% | 0% | 0% | 0% | 0% | 0% | 0% | 0% | 0% | 0% | 0% | 0% | 0% | 0% | 0% | 0% | 0% | 0% | 0% | 0% | 0 | 0 | 0 | 0 | 0 | 0 | 0
F6_Industrial_Agriculture_Existing_Process_Natural Gas_Retrocommissioning_A_Achievable Economic TRC Potential | F6 | Industrial | Agriculture | Existing | Process | Natural Gas | Retrocommissioning | A | Standalone Impact on Baseline Winter Peak (%) | Achievable Economic TRC Potential | 0% | 0% | 0% | 0% | 0% | 0% | 0% | 0% | 0% | 0% | 0% | 0% | 0% | 0% | 0% | 0% | 0% | 0% | 0% | 0% | 0% | 0% | 0% | 0% | 0 | 0 | 0 | 0 | 0 | 0 | 0
F7_Industrial_Agriculture_Existing_Process_Natural Gas_Retrocommissioning_A_Achievable Economic TRC Potential | F7 | Industrial | Agriculture | Existing | Process | Natural Gas | Retrocommissioning | A | Incremental Energy Savings (MWh or mTherms) | Achievable Economic TRC Potential | 0 | 0 | 0 | 0 | 0 | 0 | 0 | 0 | 0 | 0 | 0 | 0 | 0 | 0 | 0 | 0 | 0 | 0 | 0 | 0 | 0 | 0 | 0 | 0 | 0 | 0 | 0 | 0 | 0 | 0 | 0
F8_Industrial_Agriculture_Existing_Process_Natural Gas_Retrocommissioning_A_Achievable Economic TRC Potential | F8 | Industrial | Agriculture | Existing | Process | Natural Gas | Retrocommissioning | A | Incremental Summer Peak Savings (MW) | Achievable Economic TRC Potential | 0 | 0 | 0 | 0 | 0 | 0 | 0 | 0 | 0 | 0 | 0 | 0 | 0 | 0 | 0 | 0 | 0 | 0 | 0 | 0 | 0 | 0 | 0 | 0 | 0 | 0 | 0 | 0 | 0 | 0 | 0
F9_Industrial_Agriculture_Existing_Process_Natural Gas_Retrocommissioning_A_Achievable Economic TRC Potential | F9 | Industrial | Agriculture | Existing | Process | Natural Gas | Retrocommissioning | A | Incremental Winter Peak Savings (MW) | Achievable Economic TRC Potential | 0 | 0 | 0 | 0 | 0 | 0 | 0 | 0 | 0 | 0 | 0 | 0 | 0 | 0 | 0 | 0 | 0 | 0 | 0 | 0 | 0 | 0 | 0 | 0 | 0 | 0 | 0 | 0 | 0 | 0 | 0
F10_Industrial_Agriculture_Existing_Process_Natural Gas_Retrocommissioning_A_Achievable Economic TRC Potential | F10 | Industrial | Agriculture | Existing | Process | Natural Gas | Retrocommissioning | A | Cumulative Energy Savings (MWh or mTherms) | Achievable Economic TRC Potential | 0 | 0 | 0 | 0 | 0 | 0 | 0 | 0 | 0 | 0 | 0 | 0 | 0 | 0 | 0 | 0 | 0 | 0 | 0 | 0 | 0 | 0 | 0 | 0 | 0 | 0 | 0 | 0 | 0 | 0 | 0
F11_Industrial_Agriculture_Existing_Process_Natural Gas_Retrocommissioning_A_Achievable Economic TRC Potential | F11 | Industrial | Agriculture | Existing | Process | Natural Gas | Retrocommissioning | A | Cumulative Summer Peak Savings (MW) | Achievable Economic TRC Potential | 0 | 0 | 0 | 0 | 0 | 0 | 0 | 0 | 0 | 0 | 0 | 0 | 0 | 0 | 0 | 0 | 0 | 0 | 0 | 0 | 0 | 0 | 0 | 0 | 0 | 0 | 0 | 0 | 0 | 0 | 0
F12_Industrial_Agriculture_Existing_Process_Natural Gas_Retrocommissioning_A_Achievable Economic TRC Potential | F12 | Industrial | Agriculture | Existing | Process | Natural Gas | Retrocommissioning | A | Cumulative Winter Peak Savings (MW) | Achievable Economic TRC Potential | 0 | 0 | 0 | 0 | 0 | 0 | 0 | 0 | 0 | 0 | 0 | 0 | 0 | 0 | 0 | 0 | 0 | 0 | 0 | 0 | 0 | 0 | 0 | 0 | 0 | 0 | 0 | 0 | 0 | 0 | 0
F13_Industrial_Agriculture_Existing_Process_Natural Gas_Retrocommissioning_A_Achievable Economic TRC Potential | F13 | Industrial | Agriculture | Existing | Process | Natural Gas | Retrocommissioning | A | Purchases (Incremental) | Achievable Economic TRC Potential | 0 | 0 | 0 | 0 | 0 | 203.6389 | 203.5271 | 202.3268 | 202.4362 | 202.6036 | 200.0308 | 199.4841 | 199.0791 | 195.9178 | 196.6658 | 194.7903 | 194.8156 | 193.8351 | 192.1061 | 192.3337 | 191.5383 | 190.7934 | 190.0982 | 189.4522 | 188.8547 | 0 | 0 | 0 | 0 | 0 | 0
F14_Industrial_Agriculture_Existing_Process_Natural Gas_Retrocommissioning_A_Achievable Economic TRC Potential | F14 | Industrial | Agriculture | Existing | Process | Natural Gas | Retrocommissioning | A | Purchases (Cumulative) | Achievable Economic TRC Potential | 0 | 0 | 0 | 0 | 0 | 203.6389 | 407.166 | 609.4928 | 811.929 | 1014.5326 | 1214.5634 | 1414.0475 | 1613.1266 | 1809.0444 | 2005.7102 | 2200.5005 | 2395.3162 | 2589.1513 | 2781.2574 | 2973.5911 | 3165.1294 | 3355.9227 | 3546.0209 | 3735.4731 | 3924.3278 | 3924.3278 | 3924.3278 | 3924.3278 | 3924.3278 | 3924.3278 | 3924.3278
F1_Industrial_Agriculture_New_Space Heating_Natural Gas_Insulation - Roof/Ceiling_A_Achievable Economic TRC Potential | F1 | Industrial | Agriculture | New | Space Heating | Natural Gas | Insulation - Roof/Ceiling | A | Original Unit Energy Savings (kWh or therms) | Achievable Economic TRC Potential | 0 | 0 | 0 | 0 | 0 | 0.093892 | 0.092679 | 0.091794 | 0.091122 | 0.090592 | 0.090164 | 0.089662 | 0.089136 | 0.088616 | 0.088114 | 0.08772 | 0.087409 | 0.087162 | 0.08677 | 0.086483 | 0.086275 | 0.086113 | 0.086113 | 0.086113 | 0.086113 | 0.086113 | 0.086113 | 0.086113 | 0 | 0 | 0
F2_Industrial_Agriculture_New_Space Heating_Natural Gas_Insulation - Roof/Ceiling_A_Achievable Economic TRC Potential | F2 | Industrial | Agriculture | New | Space Heating | Natural Gas | Insulation - Roof/Ceiling | A | Original Unit Summer Peak Savings (kW) | Achievable Economic TRC Potential | 0 | 0 | 0 | 0 | 0 | 0 | 0 | 0 | 0 | 0 | 0 | 0 | 0 | 0 | 0 | 0 | 0 | 0 | 0 | 0 | 0 | 0 | 0 | 0 | 0 | 0 | 0 | 0 | 0 | 0 | 0
F3_Industrial_Agriculture_New_Space Heating_Natural Gas_Insulation - Roof/Ceiling_A_Achievable Economic TRC Potential | F3 | Industrial | Agriculture | New | Space Heating | Natural Gas | Insulation - Roof/Ceiling | A | Original Unit Winter Peak Savings (kW) | Achievable Economic TRC Potential | 0 | 0 | 0 | 0 | 0 | 0 | 0 | 0 | 0 | 0 | 0 | 0 | 0 | 0 | 0 | 0 | 0 | 0 | 0 | 0 | 0 | 0 | 0 | 0 | 0 | 0 | 0 | 0 | 0 | 0 | 0
F4_Industrial_Agriculture_New_Space Heating_Natural Gas_Insulation - Roof/Ceiling_A_Achievable Economic TRC Potential | F4 | Industrial | Agriculture | New | Space Heating | Natural Gas | Insulation - Roof/Ceiling | A | Standalone Impact on Baseline Energy (%) | Achievable Economic TRC Potential | 0% | 0% | 0% | 0% | 0% | 0% | 0% | 0% | 0% | 0% | 0% | 0% | 0% | 0% | 0% | 0% | 0% | 0% | 0% | 0% | 0% | 0% | 0% | 0% | 0 | 0 | 0 | 0 | 0 | 0 | 0
F5_Industrial_Agriculture_New_Space Heating_Natural Gas_Insulation - Roof/Ceiling_A_Achievable Economic TRC Potential | F5 | Industrial | Agriculture | New | Space Heating | Natural Gas | Insulation - Roof/Ceiling | A | Standalone Impact on Baseline Summer Peak (%) | Achievable Economic TRC Potential | 0% | 0% | 0% | 0% | 0% | 0% | 0% | 0% | 0% | 0% | 0% | 0% | 0% | 0% | 0% | 0% | 0% | 0% | 0% | 0% | 0% | 0% | 0% | 0% | 0 | 0 | 0 | 0 | 0 | 0 | 0
F6_Industrial_Agriculture_New_Space Heating_Natural Gas_Insulation - Roof/Ceiling_A_Achievable Economic TRC Potential | F6 | Industrial | Agriculture | New | Space Heating | Natural Gas | Insulation - Roof/Ceiling | A | Standalone Impact on Baseline Winter Peak (%) | Achievable Economic TRC Potential | 0% | 0% | 0% | 0% | 0% | 0% | 0% | 0% | 0% | 0% | 0% | 0% | 0% | 0% | 0% | 0% | 0% | 0% | 0% | 0% | 0% | 0% | 0% | 0% | 0 | 0 | 0 | 0 | 0 | 0 | 0
F7_Industrial_Agriculture_New_Space Heating_Natural Gas_Insulation - Roof/Ceiling_A_Achievable Economic TRC Potential | F7 | Industrial | Agriculture | New | Space Heating | Natural Gas | Insulation - Roof/Ceiling | A | Incremental Energy Savings (MWh or mTherms) | Achievable Economic TRC Potential | 0 | 0 | 0 | 0 | 0 | 0 | 0 | 0 | 0 | 0 | 0 | 0 | 0 | 0 | 0 | 0 | 0 | 0 | 0 | 0 | 0 | 0 | 0 | 0 | 0 | 0 | 0 | 0 | 0 | 0 | 0
F8_Industrial_Agriculture_New_Space Heating_Natural Gas_Insulation - Roof/Ceiling_A_Achievable Economic TRC Potential | F8 | Industrial | Agriculture | New | Space Heating | Natural Gas | Insulation - Roof/Ceiling | A | Incremental Summer Peak Savings (MW) | Achievable Economic TRC Potential | 0 | 0 | 0 | 0 | 0 | 0 | 0 | 0 | 0 | 0 | 0 | 0 | 0 | 0 | 0 | 0 | 0 | 0 | 0 | 0 | 0 | 0 | 0 | 0 | 0 | 0 | 0 | 0 | 0 | 0 | 0
F9_Industrial_Agriculture_New_Space Heating_Natural Gas_Insulation - Roof/Ceiling_A_Achievable Economic TRC Potential | F9 | Industrial | Agriculture | New | Space Heating | Natural Gas | Insulation - Roof/Ceiling | A | Incremental Winter Peak Savings (MW) | Achievable Economic TRC Potential | 0 | 0 | 0 | 0 | 0 | 0 | 0 | 0 | 0 | 0 | 0 | 0 | 0 | 0 | 0 | 0 | 0 | 0 | 0 | 0 | 0 | 0 | 0 | 0 | 0 | 0 | 0 | 0 | 0 | 0 | 0
F10_Industrial_Agriculture_New_Space Heating_Natural Gas_Insulation - Roof/Ceiling_A_Achievable Economic TRC Potential | F10 | Industrial | Agriculture | New | Space Heating | Natural Gas | Insulation - Roof/Ceiling | A | Cumulative Energy Savings (MWh or mTherms) | Achievable Economic TRC Potential | 0 | 0 | 0 | 0 | 0 | 0 | 0 | 0 | 0 | 0 | 0 | 0 | 0 | 0 | 0 | 0 | 0 | 0 | 0 | 0 | 0 | 0 | 0 | 0 | 0 | 0 | 0 | 0 | 0 | 0 | 0
F11_Industrial_Agriculture_New_Space Heating_Natural Gas_Insulation - Roof/Ceiling_A_Achievable Economic TRC Potential | F11 | Industrial | Agriculture | New | Space Heating | Natural Gas | Insulation - Roof/Ceiling | A | Cumulative Summer Peak Savings (MW) | Achievable Economic TRC Potential | 0 | 0 | 0 | 0 | 0 | 0 | 0 | 0 | 0 | 0 | 0 | 0 | 0 | 0 | 0 | 0 | 0 | 0 | 0 | 0 | 0 | 0 | 0 | 0 | 0 | 0 | 0 | 0 | 0 | 0 | 0
F12_Industrial_Agriculture_New_Space Heating_Natural Gas_Insulation - Roof/Ceiling_A_Achievable Economic TRC Potential | F12 | Industrial | Agriculture | New | Space Heating | Natural Gas | Insulation - Roof/Ceiling | A | Cumulative Winter Peak Savings (MW) | Achievable Economic TRC Potential | 0 | 0 | 0 | 0 | 0 | 0 | 0 | 0 | 0 | 0 | 0 | 0 | 0 | 0 | 0 | 0 | 0 | 0 | 0 | 0 | 0 | 0 | 0 | 0 | 0 | 0 | 0 | 0 | 0 | 0 | 0
F13_Industrial_Agriculture_New_Space Heating_Natural Gas_Insulation - Roof/Ceiling_A_Achievable Economic TRC Potential | F13 | Industrial | Agriculture | New | Space Heating | Natural Gas | Insulation - Roof/Ceiling | A | Purchases (Incremental) | Achievable Economic TRC Potential | 0 | 0 | 0 | 0 | 0 | 0 | 0 | 0 | 0 | 0 | 0 | 0 | 0 | 0 | 0 | 0 | 0 | 0 | 0 | 0 | 0 | 0 | 0 | 0 | 0 | 0 | 0 | 0 | 0 | 0 | 0
F14_Industrial_Agriculture_New_Space Heating_Natural Gas_Insulation - Roof/Ceiling_A_Achievable Economic TRC Potential | F14 | Industrial | Agriculture | New | Space Heating | Natural Gas | Insulation - Roof/Ceiling | A | Purchases (Cumulative) | Achievable Economic TRC Potential | 0 | 0 | 0 | 0 | 0 | 0 | 0 | 0 | 0 | 0 | 0 | 0 | 0 | 0 | 0 | 0 | 0 | 0 | 0 | 0 | 0 | 0 | 0 | 0 | 0 | 0 | 0 | 0 | 0 | 0 | 0
F1_Industrial_Agriculture_New_Space Heating_Natural Gas_Insulation - Wall Cavity_A_Achievable Economic TRC Potential | F1 | Industrial | Agriculture | New | Space Heating | Natural Gas | Insulation - Wall Cavity | A | Original Unit Energy Savings (kWh or therms) | Achievable Economic TRC Potential | 0 | 0 | 0 | 0 | 0 | 0.016909 | 0.016691 | 0.016531 | 0.01641 | 0.016315 | 0.016238 | 0.016147 | 0.016053 | 0.015959 | 0.015869 | 0.015798 | 0.015742 | 0.015697 | 0.015627 | 0.015575 | 0.015537 | 0.015508 | 0.015508 | 0.015508 | 0.015508 | 0.015508 | 0.015508 | 0.015508 | 0 | 0 | 0
F2_Industrial_Agriculture_New_Space Heating_Natural Gas_Insulation - Wall Cavity_A_Achievable Economic TRC Potential | F2 | Industrial | Agriculture | New | Space Heating | Natural Gas | Insulation - Wall Cavity | A | Original Unit Summer Peak Savings (kW) | Achievable Economic TRC Potential | 0 | 0 | 0 | 0 | 0 | 0 | 0 | 0 | 0 | 0 | 0 | 0 | 0 | 0 | 0 | 0 | 0 | 0 | 0 | 0 | 0 | 0 | 0 | 0 | 0 | 0 | 0 | 0 | 0 | 0 | 0
F3_Industrial_Agriculture_New_Space Heating_Natural Gas_Insulation - Wall Cavity_A_Achievable Economic TRC Potential | F3 | Industrial | Agriculture | New | Space Heating | Natural Gas | Insulation - Wall Cavity | A | Original Unit Winter Peak Savings (kW) | Achievable Economic TRC Potential | 0 | 0 | 0 | 0 | 0 | 0 | 0 | 0 | 0 | 0 | 0 | 0 | 0 | 0 | 0 | 0 | 0 | 0 | 0 | 0 | 0 | 0 | 0 | 0 | 0 | 0 | 0 | 0 | 0 | 0 | 0
F4_Industrial_Agriculture_New_Space Heating_Natural Gas_Insulation - Wall Cavity_A_Achievable Economic TRC Potential | F4 | Industrial | Agriculture | New | Space Heating | Natural Gas | Insulation - Wall Cavity | A | Standalone Impact on Baseline Energy (%) | Achievable Economic TRC Potential | 0% | 0% | 0% | 0% | 0% | 0% | 0% | 0% | 0% | 0% | 0% | 0% | 0% | 0% | 0% | 0% | 0% | 0% | 0% | 0% | 0% | 0% | 0% | 0% | 0 | 0 | 0 | 0 | 0 | 0 | 0
F5_Industrial_Agriculture_New_Space Heating_Natural Gas_Insulation - Wall Cavity_A_Achievable Economic TRC Potential | F5 | Industrial | Agriculture | New | Space Heating | Natural Gas | Insulation - Wall Cavity | A | Standalone Impact on Baseline Summer Peak (%) | Achievable Economic TRC Potential | 0% | 0% | 0% | 0% | 0% | 0% | 0% | 0% | 0% | 0% | 0% | 0% | 0% | 0% | 0% | 0% | 0% | 0% | 0% | 0% | 0% | 0% | 0% | 0% | 0 | 0 | 0 | 0 | 0 | 0 | 0
F6_Industrial_Agriculture_New_Space Heating_Natural Gas_Insulation - Wall Cavity_A_Achievable Economic TRC Potential | F6 | Industrial | Agriculture | New | Space Heating | Natural Gas | Insulation - Wall Cavity | A | Standalone Impact on Baseline Winter Peak (%) | Achievable Economic TRC Potential | 0% | 0% | 0% | 0% | 0% | 0% | 0% | 0% | 0% | 0% | 0% | 0% | 0% | 0% | 0% | 0% | 0% | 0% | 0% | 0% | 0% | 0% | 0% | 0% | 0 | 0 | 0 | 0 | 0 | 0 | 0
F7_Industrial_Agriculture_New_Space Heating_Natural Gas_Insulation - Wall Cavity_A_Achievable Economic TRC Potential | F7 | Industrial | Agriculture | New | Space Heating | Natural Gas | Insulation - Wall Cavity | A | Incremental Energy Savings (MWh or mTherms) | Achievable Economic TRC Potential | 0 | 0 | 0 | 0 | 0 | 0 | 0 | 0 | 0 | 0 | 0 | 0 | 0 | 0 | 0 | 0 | 0 | 0 | 0 | 0 | 0 | 0 | 0 | 0 | 0 | 0 | 0 | 0 | 0 | 0 | 0
F8_Industrial_Agriculture_New_Space Heating_Natural Gas_Insulation - Wall Cavity_A_Achievable Economic TRC Potential | F8 | Industrial | Agriculture | New | Space Heating | Natural Gas | Insulation - Wall Cavity | A | Incremental Summer Peak Savings (MW) | Achievable Economic TRC Potential | 0 | 0 | 0 | 0 | 0 | 0 | 0 | 0 | 0 | 0 | 0 | 0 | 0 | 0 | 0 | 0 | 0 | 0 | 0 | 0 | 0 | 0 | 0 | 0 | 0 | 0 | 0 | 0 | 0 | 0 | 0
F9_Industrial_Agriculture_New_Space Heating_Natural Gas_Insulation - Wall Cavity_A_Achievable Economic TRC Potential | F9 | Industrial | Agriculture | New | Space Heating | Natural Gas | Insulation - Wall Cavity | A | Incremental Winter Peak Savings (MW) | Achievable Economic TRC Potential | 0 | 0 | 0 | 0 | 0 | 0 | 0 | 0 | 0 | 0 | 0 | 0 | 0 | 0 | 0 | 0 | 0 | 0 | 0 | 0 | 0 | 0 | 0 | 0 | 0 | 0 | 0 | 0 | 0 | 0 | 0
F10_Industrial_Agriculture_New_Space Heating_Natural Gas_Insulation - Wall Cavity_A_Achievable Economic TRC Potential | F10 | Industrial | Agriculture | New | Space Heating | Natural Gas | Insulation - Wall Cavity | A | Cumulative Energy Savings (MWh or mTherms) | Achievable Economic TRC Potential | 0 | 0 | 0 | 0 | 0 | 0 | 0 | 0 | 0 | 0 | 0 | 0 | 0 | 0 | 0 | 0 | 0 | 0 | 0 | 0 | 0 | 0 | 0 | 0 | 0 | 0 | 0 | 0 | 0 | 0 | 0
F11_Industrial_Agriculture_New_Space Heating_Natural Gas_Insulation - Wall Cavity_A_Achievable Economic TRC Potential | F11 | Industrial | Agriculture | New | Space Heating | Natural Gas | Insulation - Wall Cavity | A | Cumulative Summer Peak Savings (MW) | Achievable Economic TRC Potential | 0 | 0 | 0 | 0 | 0 | 0 | 0 | 0 | 0 | 0 | 0 | 0 | 0 | 0 | 0 | 0 | 0 | 0 | 0 | 0 | 0 | 0 | 0 | 0 | 0 | 0 | 0 | 0 | 0 | 0 | 0
F12_Industrial_Agriculture_New_Space Heating_Natural Gas_Insulation - Wall Cavity_A_Achievable Economic TRC Potential | F12 | Industrial | Agriculture | New | Space Heating | Natural Gas | Insulation - Wall Cavity | A | Cumulative Winter Peak Savings (MW) | Achievable Economic TRC Potential | 0 | 0 | 0 | 0 | 0 | 0 | 0 | 0 | 0 | 0 | 0 | 0 | 0 | 0 | 0 | 0 | 0 | 0 | 0 | 0 | 0 | 0 | 0 | 0 | 0 | 0 | 0 | 0 | 0 | 0 | 0
F13_Industrial_Agriculture_New_Space Heating_Natural Gas_Insulation - Wall Cavity_A_Achievable Economic TRC Potential | F13 | Industrial | Agriculture | New | Space Heating | Natural Gas | Insulation - Wall Cavity | A | Purchases (Incremental) | Achievable Economic TRC Potential | 0 | 0 | 0 | 0 | 0 | 0 | 0 | 0 | 0 | 0 | 0 | 0 | 0 | 0 | 0 | 0 | 0 | 0 | 0 | 0 | 0 | 0 | 0 | 0 | 0 | 0 | 0 | 0 | 0 | 0 | 0
F14_Industrial_Agriculture_New_Space Heating_Natural Gas_Insulation - Wall Cavity_A_Achievable Economic TRC Potential | F14 | Industrial | Agriculture | New | Space Heating | Natural Gas | Insulation - Wall Cavity | A | Purchases (Cumulative) | Achievable Economic TRC Potential | 0 | 0 | 0 | 0 | 0 | 0 | 0 | 0 | 0 | 0 | 0 | 0 | 0 | 0 | 0 | 0 | 0 | 0 | 0 | 0 | 0 | 0 | 0 | 0 | 0 | 0 | 0 | 0 | 0 | 0 | 0
F1_Industrial_Agriculture_New_Space Heating_Natural Gas_Insulation - Ducting_A_Achievable Economic TRC Potential | F1 | Industrial | Agriculture | New | Space Heating | Natural Gas | Insulation - Ducting | A | Original Unit Energy Savings (kWh or therms) | Achievable Economic TRC Potential | 0 | 0 | 0 | 0 | 0 | 0 | 0 | 0 | 0 | 0 | 0 | 0 | 0 | 0 | 0 | 0 | 0 | 0 | 0 | 0 | 0 | 0 | 0 | 0 | 0 | 0 | 0 | 0 | 0 | 0 | 0
F2_Industrial_Agriculture_New_Space Heating_Natural Gas_Insulation - Ducting_A_Achievable Economic TRC Potential | F2 | Industrial | Agriculture | New | Space Heating | Natural Gas | Insulation - Ducting | A | Original Unit Summer Peak Savings (kW) | Achievable Economic TRC Potential | 0 | 0 | 0 | 0 | 0 | 0 | 0 | 0 | 0 | 0 | 0 | 0 | 0 | 0 | 0 | 0 | 0 | 0 | 0 | 0 | 0 | 0 | 0 | 0 | 0 | 0 | 0 | 0 | 0 | 0 | 0
F3_Industrial_Agriculture_New_Space Heating_Natural Gas_Insulation - Ducting_A_Achievable Economic TRC Potential | F3 | Industrial | Agriculture | New | Space Heating | Natural Gas | Insulation - Ducting | A | Original Unit Winter Peak Savings (kW) | Achievable Economic TRC Potential | 0 | 0 | 0 | 0 | 0 | 0 | 0 | 0 | 0 | 0 | 0 | 0 | 0 | 0 | 0 | 0 | 0 | 0 | 0 | 0 | 0 | 0 | 0 | 0 | 0 | 0 | 0 | 0 | 0 | 0 | 0
F4_Industrial_Agriculture_New_Space Heating_Natural Gas_Insulation - Ducting_A_Achievable Economic TRC Potential | F4 | Industrial | Agriculture | New | Space Heating | Natural Gas | Insulation - Ducting | A | Standalone Impact on Baseline Energy (%) | Achievable Economic TRC Potential | 0% | 0% | 0% | 0% | 0% | 0% | 0% | 0% | 0% | 0% | 0% | 0% | 0% | 0% | 0% | 0% | 0% | 0% | 0% | 0% | 0% | 0% | 0% | 0% | 0 | 0 | 0 | 0 | 0 | 0 | 0
F5_Industrial_Agriculture_New_Space Heating_Natural Gas_Insulation - Ducting_A_Achievable Economic TRC Potential | F5 | Industrial | Agriculture | New | Space Heating | Natural Gas | Insulation - Ducting | A | Standalone Impact on Baseline Summer Peak (%) | Achievable Economic TRC Potential | 0% | 0% | 0% | 0% | 0% | 0% | 0% | 0% | 0% | 0% | 0% | 0% | 0% | 0% | 0% | 0% | 0% | 0% | 0% | 0% | 0% | 0% | 0% | 0% | 0 | 0 | 0 | 0 | 0 | 0 | 0
F6_Industrial_Agriculture_New_Space Heating_Natural Gas_Insulation - Ducting_A_Achievable Economic TRC Potential | F6 | Industrial | Agriculture | New | Space Heating | Natural Gas | Insulation - Ducting | A | Standalone Impact on Baseline Winter Peak (%) | Achievable Economic TRC Potential | 0% | 0% | 0% | 0% | 0% | 0% | 0% | 0% | 0% | 0% | 0% | 0% | 0% | 0% | 0% | 0% | 0% | 0% | 0% | 0% | 0% | 0% | 0% | 0% | 0 | 0 | 0 | 0 | 0 | 0 | 0
F7_Industrial_Agriculture_New_Space Heating_Natural Gas_Insulation - Ducting_A_Achievable Economic TRC Potential | F7 | Industrial | Agriculture | New | Space Heating | Natural Gas | Insulation - Ducting | A | Incremental Energy Savings (MWh or mTherms) | Achievable Economic TRC Potential | 0 | 0 | 0 | 0 | 0 | 0 | 0 | 0 | 0 | 0 | 0 | 0 | 0 | 0 | 0 | 0 | 0 | 0 | 0 | 0 | 0 | 0 | 0 | 0 | 0 | 0 | 0 | 0 | 0 | 0 | 0
F8_Industrial_Agriculture_New_Space Heating_Natural Gas_Insulation - Ducting_A_Achievable Economic TRC Potential | F8 | Industrial | Agriculture | New | Space Heating | Natural Gas | Insulation - Ducting | A | Incremental Summer Peak Savings (MW) | Achievable Economic TRC Potential | 0 | 0 | 0 | 0 | 0 | 0 | 0 | 0 | 0 | 0 | 0 | 0 | 0 | 0 | 0 | 0 | 0 | 0 | 0 | 0 | 0 | 0 | 0 | 0 | 0 | 0 | 0 | 0 | 0 | 0 | 0
F9_Industrial_Agriculture_New_Space Heating_Natural Gas_Insulation - Ducting_A_Achievable Economic TRC Potential | F9 | Industrial | Agriculture | New | Space Heating | Natural Gas | Insulation - Ducting | A | Incremental Winter Peak Savings (MW) | Achievable Economic TRC Potential | 0 | 0 | 0 | 0 | 0 | 0 | 0 | 0 | 0 | 0 | 0 | 0 | 0 | 0 | 0 | 0 | 0 | 0 | 0 | 0 | 0 | 0 | 0 | 0 | 0 | 0 | 0 | 0 | 0 | 0 | 0
F10_Industrial_Agriculture_New_Space Heating_Natural Gas_Insulation - Ducting_A_Achievable Economic TRC Potential | F10 | Industrial | Agriculture | New | Space Heating | Natural Gas | Insulation - Ducting | A | Cumulative Energy Savings (MWh or mTherms) | Achievable Economic TRC Potential | 0 | 0 | 0 | 0 | 0 | 0 | 0 | 0 | 0 | 0 | 0 | 0 | 0 | 0 | 0 | 0 | 0 | 0 | 0 | 0 | 0 | 0 | 0 | 0 | 0 | 0 | 0 | 0 | 0 | 0 | 0
F11_Industrial_Agriculture_New_Space Heating_Natural Gas_Insulation - Ducting_A_Achievable Economic TRC Potential | F11 | Industrial | Agriculture | New | Space Heating | Natural Gas | Insulation - Ducting | A | Cumulative Summer Peak Savings (MW) | Achievable Economic TRC Potential | 0 | 0 | 0 | 0 | 0 | 0 | 0 | 0 | 0 | 0 | 0 | 0 | 0 | 0 | 0 | 0 | 0 | 0 | 0 | 0 | 0 | 0 | 0 | 0 | 0 | 0 | 0 | 0 | 0 | 0 | 0
F12_Industrial_Agriculture_New_Space Heating_Natural Gas_Insulation - Ducting_A_Achievable Economic TRC Potential | F12 | Industrial | Agriculture | New | Space Heating | Natural Gas | Insulation - Ducting | A | Cumulative Winter Peak Savings (MW) | Achievable Economic TRC Potential | 0 | 0 | 0 | 0 | 0 | 0 | 0 | 0 | 0 | 0 | 0 | 0 | 0 | 0 | 0 | 0 | 0 | 0 | 0 | 0 | 0 | 0 | 0 | 0 | 0 | 0 | 0 | 0 | 0 | 0 | 0
F13_Industrial_Agriculture_New_Space Heating_Natural Gas_Insulation - Ducting_A_Achievable Economic TRC Potential | F13 | Industrial | Agriculture | New | Space Heating | Natural Gas | Insulation - Ducting | A | Purchases (Incremental) | Achievable Economic TRC Potential | 0 | 0 | 0 | 0 | 0 | 0 | 0 | 0 | 0 | 0 | 0 | 0 | 0 | 0 | 0 | 0 | 0 | 0 | 0 | 0 | 0 | 0 | 0 | 0 | 0 | 0 | 0 | 0 | 0 | 0 | 0
F14_Industrial_Agriculture_New_Space Heating_Natural Gas_Insulation - Ducting_A_Achievable Economic TRC Potential | F14 | Industrial | Agriculture | New | Space Heating | Natural Gas | Insulation - Ducting | A | Purchases (Cumulative) | Achievable Economic TRC Potential | 0 | 0 | 0 | 0 | 0 | 0 | 0 | 0 | 0 | 0 | 0 | 0 | 0 | 0 | 0 | 0 | 0 | 0 | 0 | 0 | 0 | 0 | 0 | 0 | 0 | 0 | 0 | 0 | 0 | 0 | 0
F1_Industrial_Agriculture_New_Space Heating_Natural Gas_HVAC - Duct Repair and Sealing_A_Achievable Economic TRC Potential | F1 | Industrial | Agriculture | New | Space Heating | Natural Gas | HVAC - Duct Repair and Sealing | A | Original Unit Energy Savings (kWh or therms) | Achievable Economic TRC Potential | 0 | 0 | 0 | 0 | 0 | 0 | 0 | 0 | 0 | 0 | 0 | 0 | 0 | 0 | 0 | 0 | 0 | 0 | 0 | 0 | 0 | 0 | 0 | 0 | 0 | 0 | 0 | 0 | 0 | 0 | 0
F2_Industrial_Agriculture_New_Space Heating_Natural Gas_HVAC - Duct Repair and Sealing_A_Achievable Economic TRC Potential | F2 | Industrial | Agriculture | New | Space Heating | Natural Gas | HVAC - Duct Repair and Sealing | A | Original Unit Summer Peak Savings (kW) | Achievable Economic TRC Potential | 0 | 0 | 0 | 0 | 0 | 0 | 0 | 0 | 0 | 0 | 0 | 0 | 0 | 0 | 0 | 0 | 0 | 0 | 0 | 0 | 0 | 0 | 0 | 0 | 0 | 0 | 0 | 0 | 0 | 0 | 0
F3_Industrial_Agriculture_New_Space Heating_Natural Gas_HVAC - Duct Repair and Sealing_A_Achievable Economic TRC Potential | F3 | Industrial | Agriculture | New | Space Heating | Natural Gas | HVAC - Duct Repair and Sealing | A | Original Unit Winter Peak Savings (kW) | Achievable Economic TRC Potential | 0 | 0 | 0 | 0 | 0 | 0 | 0 | 0 | 0 | 0 | 0 | 0 | 0 | 0 | 0 | 0 | 0 | 0 | 0 | 0 | 0 | 0 | 0 | 0 | 0 | 0 | 0 | 0 | 0 | 0 | 0
F4_Industrial_Agriculture_New_Space Heating_Natural Gas_HVAC - Duct Repair and Sealing_A_Achievable Economic TRC Potential | F4 | Industrial | Agriculture | New | Space Heating | Natural Gas | HVAC - Duct Repair and Sealing | A | Standalone Impact on Baseline Energy (%) | Achievable Economic TRC Potential | 0% | 0% | 0% | 0% | 0% | 0% | 0% | 0% | 0% | 0% | 0% | 0% | 0% | 0% | 0% | 0% | 0% | 0% | 0% | 0% | 0% | 0% | 0% | 0% | 0 | 0 | 0 | 0 | 0 | 0 | 0
F5_Industrial_Agriculture_New_Space Heating_Natural Gas_HVAC - Duct Repair and Sealing_A_Achievable Economic TRC Potential | F5 | Industrial | Agriculture | New | Space Heating | Natural Gas | HVAC - Duct Repair and Sealing | A | Standalone Impact on Baseline Summer Peak (%) | Achievable Economic TRC Potential | 0% | 0% | 0% | 0% | 0% | 0% | 0% | 0% | 0% | 0% | 0% | 0% | 0% | 0% | 0% | 0% | 0% | 0% | 0% | 0% | 0% | 0% | 0% | 0% | 0 | 0 | 0 | 0 | 0 | 0 | 0
F6_Industrial_Agriculture_New_Space Heating_Natural Gas_HVAC - Duct Repair and Sealing_A_Achievable Economic TRC Potential | F6 | Industrial | Agriculture | New | Space Heating | Natural Gas | HVAC - Duct Repair and Sealing | A | Standalone Impact on Baseline Winter Peak (%) | Achievable Economic TRC Potential | 0% | 0% | 0% | 0% | 0% | 0% | 0% | 0% | 0% | 0% | 0% | 0% | 0% | 0% | 0% | 0% | 0% | 0% | 0% | 0% | 0% | 0% | 0% | 0% | 0 | 0 | 0 | 0 | 0 | 0 | 0
F7_Industrial_Agriculture_New_Space Heating_Natural Gas_HVAC - Duct Repair and Sealing_A_Achievable Economic TRC Potential | F7 | Industrial | Agriculture | New | Space Heating | Natural Gas | HVAC - Duct Repair and Sealing | A | Incremental Energy Savings (MWh or mTherms) | Achievable Economic TRC Potential | 0 | 0 | 0 | 0 | 0 | 0 | 0 | 0 | 0 | 0 | 0 | 0 | 0 | 0 | 0 | 0 | 0 | 0 | 0 | 0 | 0 | 0 | 0 | 0 | 0 | 0 | 0 | 0 | 0 | 0 | 0
F8_Industrial_Agriculture_New_Space Heating_Natural Gas_HVAC - Duct Repair and Sealing_A_Achievable Economic TRC Potential | F8 | Industrial | Agriculture | New | Space Heating | Natural Gas | HVAC - Duct Repair and Sealing | A | Incremental Summer Peak Savings (MW) | Achievable Economic TRC Potential | 0 | 0 | 0 | 0 | 0 | 0 | 0 | 0 | 0 | 0 | 0 | 0 | 0 | 0 | 0 | 0 | 0 | 0 | 0 | 0 | 0 | 0 | 0 | 0 | 0 | 0 | 0 | 0 | 0 | 0 | 0
F9_Industrial_Agriculture_New_Space Heating_Natural Gas_HVAC - Duct Repair and Sealing_A_Achievable Economic TRC Potential | F9 | Industrial | Agriculture | New | Space Heating | Natural Gas | HVAC - Duct Repair and Sealing | A | Incremental Winter Peak Savings (MW) | Achievable Economic TRC Potential | 0 | 0 | 0 | 0 | 0 | 0 | 0 | 0 | 0 | 0 | 0 | 0 | 0 | 0 | 0 | 0 | 0 | 0 | 0 | 0 | 0 | 0 | 0 | 0 | 0 | 0 | 0 | 0 | 0 | 0 | 0
F10_Industrial_Agriculture_New_Space Heating_Natural Gas_HVAC - Duct Repair and Sealing_A_Achievable Economic TRC Potential | F10 | Industrial | Agriculture | New | Space Heating | Natural Gas | HVAC - Duct Repair and Sealing | A | Cumulative Energy Savings (MWh or mTherms) | Achievable Economic TRC Potential | 0 | 0 | 0 | 0 | 0 | 0 | 0 | 0 | 0 | 0 | 0 | 0 | 0 | 0 | 0 | 0 | 0 | 0 | 0 | 0 | 0 | 0 | 0 | 0 | 0 | 0 | 0 | 0 | 0 | 0 | 0
F11_Industrial_Agriculture_New_Space Heating_Natural Gas_HVAC - Duct Repair and Sealing_A_Achievable Economic TRC Potential | F11 | Industrial | Agriculture | New | Space Heating | Natural Gas | HVAC - Duct Repair and Sealing | A | Cumulative Summer Peak Savings (MW) | Achievable Economic TRC Potential | 0 | 0 | 0 | 0 | 0 | 0 | 0 | 0 | 0 | 0 | 0 | 0 | 0 | 0 | 0 | 0 | 0 | 0 | 0 | 0 | 0 | 0 | 0 | 0 | 0 | 0 | 0 | 0 | 0 | 0 | 0
F12_Industrial_Agriculture_New_Space Heating_Natural Gas_HVAC - Duct Repair and Sealing_A_Achievable Economic TRC Potential | F12 | Industrial | Agriculture | New | Space Heating | Natural Gas | HVAC - Duct Repair and Sealing | A | Cumulative Winter Peak Savings (MW) | Achievable Economic TRC Potential | 0 | 0 | 0 | 0 | 0 | 0 | 0 | 0 | 0 | 0 | 0 | 0 | 0 | 0 | 0 | 0 | 0 | 0 | 0 | 0 | 0 | 0 | 0 | 0 | 0 | 0 | 0 | 0 | 0 | 0 | 0
F13_Industrial_Agriculture_New_Space Heating_Natural Gas_HVAC - Duct Repair and Sealing_A_Achievable Economic TRC Potential | F13 | Industrial | Agriculture | New | Space Heating | Natural Gas | HVAC - Duct Repair and Sealing | A | Purchases (Incremental) | Achievable Economic TRC Potential | 0 | 0 | 0 | 0 | 0 | 0 | 0 | 0 | 0 | 0 | 0 | 0 | 0 | 0 | 0 | 0 | 0 | 0 | 0 | 0 | 0 | 0 | 0 | 0 | 0 | 0 | 0 | 0 | 0 | 0 | 0
F14_Industrial_Agriculture_New_Space Heating_Natural Gas_HVAC - Duct Repair and Sealing_A_Achievable Economic TRC Potential | F14 | Industrial | Agriculture | New | Space Heating | Natural Gas | HVAC - Duct Repair and Sealing | A | Purchases (Cumulative) | Achievable Economic TRC Potential | 0 | 0 | 0 | 0 | 0 | 0 | 0 | 0 | 0 | 0 | 0 | 0 | 0 | 0 | 0 | 0 | 0 | 0 | 0 | 0 | 0 | 0 | 0 | 0 | 0 | 0 | 0 | 0 | 0 | 0 | 0
F1_Industrial_Agriculture_New_Space Heating_Natural Gas_Windows - High Efficiency_A_Achievable Economic TRC Potential | F1 | Industrial | Agriculture | New | Space Heating | Natural Gas | Windows - High Efficiency | A | Original Unit Energy Savings (kWh or therms) | Achievable Economic TRC Potential | 0 | 0 | 0 | 0 | 0 | 0.0053664 | 0.005297 | 0.0052464 | 0.0052081 | 0.0051778 | 0.0051533 | 0.0051246 | 0.0050945 | 0.0050648 | 0.0050361 | 0.0050136 | 0.0049958 | 0.0049817 | 0.0049593 | 0.0049429 | 0.004931 | 0.0049217 | 0.0049217 | 0.0049217 | 0.0049217 | 0.0049217 | 0.0049217 | 0.0049217 | 0 | 0 | 0
F2_Industrial_Agriculture_New_Space Heating_Natural Gas_Windows - High Efficiency_A_Achievable Economic TRC Potential | F2 | Industrial | Agriculture | New | Space Heating | Natural Gas | Windows - High Efficiency | A | Original Unit Summer Peak Savings (kW) | Achievable Economic TRC Potential | 0 | 0 | 0 | 0 | 0 | 0 | 0 | 0 | 0 | 0 | 0 | 0 | 0 | 0 | 0 | 0 | 0 | 0 | 0 | 0 | 0 | 0 | 0 | 0 | 0 | 0 | 0 | 0 | 0 | 0 | 0
F3_Industrial_Agriculture_New_Space Heating_Natural Gas_Windows - High Efficiency_A_Achievable Economic TRC Potential | F3 | Industrial | Agriculture | New | Space Heating | Natural Gas | Windows - High Efficiency | A | Original Unit Winter Peak Savings (kW) | Achievable Economic TRC Potential | 0 | 0 | 0 | 0 | 0 | 0 | 0 | 0 | 0 | 0 | 0 | 0 | 0 | 0 | 0 | 0 | 0 | 0 | 0 | 0 | 0 | 0 | 0 | 0 | 0 | 0 | 0 | 0 | 0 | 0 | 0
F4_Industrial_Agriculture_New_Space Heating_Natural Gas_Windows - High Efficiency_A_Achievable Economic TRC Potential | F4 | Industrial | Agriculture | New | Space Heating | Natural Gas | Windows - High Efficiency | A | Standalone Impact on Baseline Energy (%) | Achievable Economic TRC Potential | 0% | 0% | 0% | 0% | 0% | 0% | 0% | 0% | 0% | 0% | 0% | 0% | 0% | 0% | 0% | 0% | 0% | 0% | 0% | 0% | 0% | 0% | 0% | 0% | 0 | 0 | 0 | 0 | 0 | 0 | 0
F5_Industrial_Agriculture_New_Space Heating_Natural Gas_Windows - High Efficiency_A_Achievable Economic TRC Potential | F5 | Industrial | Agriculture | New | Space Heating | Natural Gas | Windows - High Efficiency | A | Standalone Impact on Baseline Summer Peak (%) | Achievable Economic TRC Potential | 0% | 0% | 0% | 0% | 0% | 0% | 0% | 0% | 0% | 0% | 0% | 0% | 0% | 0% | 0% | 0% | 0% | 0% | 0% | 0% | 0% | 0% | 0% | 0% | 0 | 0 | 0 | 0 | 0 | 0 | 0
F6_Industrial_Agriculture_New_Space Heating_Natural Gas_Windows - High Efficiency_A_Achievable Economic TRC Potential | F6 | Industrial | Agriculture | New | Space Heating | Natural Gas | Windows - High Efficiency | A | Standalone Impact on Baseline Winter Peak (%) | Achievable Economic TRC Potential | 0% | 0% | 0% | 0% | 0% | 0% | 0% | 0% | 0% | 0% | 0% | 0% | 0% | 0% | 0% | 0% | 0% | 0% | 0% | 0% | 0% | 0% | 0% | 0% | 0 | 0 | 0 | 0 | 0 | 0 | 0
F7_Industrial_Agriculture_New_Space Heating_Natural Gas_Windows - High Efficiency_A_Achievable Economic TRC Potential | F7 | Industrial | Agriculture | New | Space Heating | Natural Gas | Windows - High Efficiency | A | Incremental Energy Savings (MWh or mTherms) | Achievable Economic TRC Potential | 0 | 0 | 0 | 0 | 0 | 0 | 0 | 0 | 0 | 0 | 0 | 0 | 0 | 0 | 0 | 0 | 0 | 0 | 0 | 0 | 0 | 0 | 0 | 0 | 0 | 0 | 0 | 0 | 0 | 0 | 0
F8_Industrial_Agriculture_New_Space Heating_Natural Gas_Windows - High Efficiency_A_Achievable Economic TRC Potential | F8 | Industrial | Agriculture | New | Space Heating | Natural Gas | Windows - High Efficiency | A | Incremental Summer Peak Savings (MW) | Achievable Economic TRC Potential | 0 | 0 | 0 | 0 | 0 | 0 | 0 | 0 | 0 | 0 | 0 | 0 | 0 | 0 | 0 | 0 | 0 | 0 | 0 | 0 | 0 | 0 | 0 | 0 | 0 | 0 | 0 | 0 | 0 | 0 | 0
F9_Industrial_Agriculture_New_Space Heating_Natural Gas_Windows - High Efficiency_A_Achievable Economic TRC Potential | F9 | Industrial | Agriculture | New | Space Heating | Natural Gas | Windows - High Efficiency | A | Incremental Winter Peak Savings (MW) | Achievable Economic TRC Potential | 0 | 0 | 0 | 0 | 0 | 0 | 0 | 0 | 0 | 0 | 0 | 0 | 0 | 0 | 0 | 0 | 0 | 0 | 0 | 0 | 0 | 0 | 0 | 0 | 0 | 0 | 0 | 0 | 0 | 0 | 0
F10_Industrial_Agriculture_New_Space Heating_Natural Gas_Windows - High Efficiency_A_Achievable Economic TRC Potential | F10 | Industrial | Agriculture | New | Space Heating | Natural Gas | Windows - High Efficiency | A | Cumulative Energy Savings (MWh or mTherms) | Achievable Economic TRC Potential | 0 | 0 | 0 | 0 | 0 | 0 | 0 | 0 | 0 | 0 | 0 | 0 | 0 | 0 | 0 | 0 | 0 | 0 | 0 | 0 | 0 | 0 | 0 | 0 | 0 | 0 | 0 | 0 | 0 | 0 | 0
F11_Industrial_Agriculture_New_Space Heating_Natural Gas_Windows - High Efficiency_A_Achievable Economic TRC Potential | F11 | Industrial | Agriculture | New | Space Heating | Natural Gas | Windows - High Efficiency | A | Cumulative Summer Peak Savings (MW) | Achievable Economic TRC Potential | 0 | 0 | 0 | 0 | 0 | 0 | 0 | 0 | 0 | 0 | 0 | 0 | 0 | 0 | 0 | 0 | 0 | 0 | 0 | 0 | 0 | 0 | 0 | 0 | 0 | 0 | 0 | 0 | 0 | 0 | 0
F12_Industrial_Agriculture_New_Space Heating_Natural Gas_Windows - High Efficiency_A_Achievable Economic TRC Potential | F12 | Industrial | Agriculture | New | Space Heating | Natural Gas | Windows - High Efficiency | A | Cumulative Winter Peak Savings (MW) | Achievable Economic TRC Potential | 0 | 0 | 0 | 0 | 0 | 0 | 0 | 0 | 0 | 0 | 0 | 0 | 0 | 0 | 0 | 0 | 0 | 0 | 0 | 0 | 0 | 0 | 0 | 0 | 0 | 0 | 0 | 0 | 0 | 0 | 0
F13_Industrial_Agriculture_New_Space Heating_Natural Gas_Windows - High Efficiency_A_Achievable Economic TRC Potential | F13 | Industrial | Agriculture | New | Space Heating | Natural Gas | Windows - High Efficiency | A | Purchases (Incremental) | Achievable Economic TRC Potential | 0 | 0 | 0 | 0 | 0 | 0 | 0 | 0 | 0 | 0 | 0 | 0 | 0 | 0 | 0 | 0 | 0 | 0 | 0 | 0 | 0 | 0 | 0 | 0 | 0 | 0 | 0 | 0 | 0 | 0 | 0
F14_Industrial_Agriculture_New_Space Heating_Natural Gas_Windows - High Efficiency_A_Achievable Economic TRC Potential | F14 | Industrial | Agriculture | New | Space Heating | Natural Gas | Windows - High Efficiency | A | Purchases (Cumulative) | Achievable Economic TRC Potential | 0 | 0 | 0 | 0 | 0 | 0 | 0 | 0 | 0 | 0 | 0 | 0 | 0 | 0 | 0 | 0 | 0 | 0 | 0 | 0 | 0 | 0 | 0 | 0 | 0 | 0 | 0 | 0 | 0 | 0 | 0
F1_Industrial_Agriculture_New_Space Heating_Natural Gas_Gas Boiler - Maintenance_A_Achievable Economic TRC Potential | F1 | Industrial | Agriculture | New | Space Heating | Natural Gas | Gas Boiler - Maintenance | A | Original Unit Energy Savings (kWh or therms) | Achievable Economic TRC Potential | 0 | 0 | 0 | 0 | 0 | 0 | 0 | 0 | 0 | 0 | 0 | 0 | 0 | 0 | 0 | 0 | 0 | 0 | 0 | 0 | 0 | 0 | 0 | 0 | 0 | 0 | 0 | 0 | 0 | 0 | 0
F2_Industrial_Agriculture_New_Space Heating_Natural Gas_Gas Boiler - Maintenance_A_Achievable Economic TRC Potential | F2 | Industrial | Agriculture | New | Space Heating | Natural Gas | Gas Boiler - Maintenance | A | Original Unit Summer Peak Savings (kW) | Achievable Economic TRC Potential | 0 | 0 | 0 | 0 | 0 | 0 | 0 | 0 | 0 | 0 | 0 | 0 | 0 | 0 | 0 | 0 | 0 | 0 | 0 | 0 | 0 | 0 | 0 | 0 | 0 | 0 | 0 | 0 | 0 | 0 | 0
F3_Industrial_Agriculture_New_Space Heating_Natural Gas_Gas Boiler - Maintenance_A_Achievable Economic TRC Potential | F3 | Industrial | Agriculture | New | Space Heating | Natural Gas | Gas Boiler - Maintenance | A | Original Unit Winter Peak Savings (kW) | Achievable Economic TRC Potential | 0 | 0 | 0 | 0 | 0 | 0 | 0 | 0 | 0 | 0 | 0 | 0 | 0 | 0 | 0 | 0 | 0 | 0 | 0 | 0 | 0 | 0 | 0 | 0 | 0 | 0 | 0 | 0 | 0 | 0 | 0
F4_Industrial_Agriculture_New_Space Heating_Natural Gas_Gas Boiler - Maintenance_A_Achievable Economic TRC Potential | F4 | Industrial | Agriculture | New | Space Heating | Natural Gas | Gas Boiler - Maintenance | A | Standalone Impact on Baseline Energy (%) | Achievable Economic TRC Potential | 0% | 0% | 0% | 0% | 0% | 0% | 0% | 0% | 0% | 0% | 0% | 0% | 0% | 0% | 0% | 0% | 0% | 0% | 0% | 0% | 0% | 0% | 0% | 0% | 0 | 0 | 0 | 0 | 0 | 0 | 0
F5_Industrial_Agriculture_New_Space Heating_Natural Gas_Gas Boiler - Maintenance_A_Achievable Economic TRC Potential | F5 | Industrial | Agriculture | New | Space Heating | Natural Gas | Gas Boiler - Maintenance | A | Standalone Impact on Baseline Summer Peak (%) | Achievable Economic TRC Potential | 0% | 0% | 0% | 0% | 0% | 0% | 0% | 0% | 0% | 0% | 0% | 0% | 0% | 0% | 0% | 0% | 0% | 0% | 0% | 0% | 0% | 0% | 0% | 0% | 0 | 0 | 0 | 0 | 0 | 0 | 0
F6_Industrial_Agriculture_New_Space Heating_Natural Gas_Gas Boiler - Maintenance_A_Achievable Economic TRC Potential | F6 | Industrial | Agriculture | New | Space Heating | Natural Gas | Gas Boiler - Maintenance | A | Standalone Impact on Baseline Winter Peak (%) | Achievable Economic TRC Potential | 0% | 0% | 0% | 0% | 0% | 0% | 0% | 0% | 0% | 0% | 0% | 0% | 0% | 0% | 0% | 0% | 0% | 0% | 0% | 0% | 0% | 0% | 0% | 0% | 0 | 0 | 0 | 0 | 0 | 0 | 0
F7_Industrial_Agriculture_New_Space Heating_Natural Gas_Gas Boiler - Maintenance_A_Achievable Economic TRC Potential | F7 | Industrial | Agriculture | New | Space Heating | Natural Gas | Gas Boiler - Maintenance | A | Incremental Energy Savings (MWh or mTherms) | Achievable Economic TRC Potential | 0 | 0 | 0 | 0 | 0 | 0 | 0 | 0 | 0 | 0 | 0 | 0 | 0 | 0 | 0 | 0 | 0 | 0 | 0 | 0 | 0 | 0 | 0 | 0 | 0 | 0 | 0 | 0 | 0 | 0 | 0
F8_Industrial_Agriculture_New_Space Heating_Natural Gas_Gas Boiler - Maintenance_A_Achievable Economic TRC Potential | F8 | Industrial | Agriculture | New | Space Heating | Natural Gas | Gas Boiler - Maintenance | A | Incremental Summer Peak Savings (MW) | Achievable Economic TRC Potential | 0 | 0 | 0 | 0 | 0 | 0 | 0 | 0 | 0 | 0 | 0 | 0 | 0 | 0 | 0 | 0 | 0 | 0 | 0 | 0 | 0 | 0 | 0 | 0 | 0 | 0 | 0 | 0 | 0 | 0 | 0
F9_Industrial_Agriculture_New_Space Heating_Natural Gas_Gas Boiler - Maintenance_A_Achievable Economic TRC Potential | F9 | Industrial | Agriculture | New | Space Heating | Natural Gas | Gas Boiler - Maintenance | A | Incremental Winter Peak Savings (MW) | Achievable Economic TRC Potential | 0 | 0 | 0 | 0 | 0 | 0 | 0 | 0 | 0 | 0 | 0 | 0 | 0 | 0 | 0 | 0 | 0 | 0 | 0 | 0 | 0 | 0 | 0 | 0 | 0 | 0 | 0 | 0 | 0 | 0 | 0
F10_Industrial_Agriculture_New_Space Heating_Natural Gas_Gas Boiler - Maintenance_A_Achievable Economic TRC Potential | F10 | Industrial | Agriculture | New | Space Heating | Natural Gas | Gas Boiler - Maintenance | A | Cumulative Energy Savings (MWh or mTherms) | Achievable Economic TRC Potential | 0 | 0 | 0 | 0 | 0 | 0 | 0 | 0 | 0 | 0 | 0 | 0 | 0 | 0 | 0 | 0 | 0 | 0 | 0 | 0 | 0 | 0 | 0 | 0 | 0 | 0 | 0 | 0 | 0 | 0 | 0
F11_Industrial_Agriculture_New_Space Heating_Natural Gas_Gas Boiler - Maintenance_A_Achievable Economic TRC Potential | F11 | Industrial | Agriculture | New | Space Heating | Natural Gas | Gas Boiler - Maintenance | A | Cumulative Summer Peak Savings (MW) | Achievable Economic TRC Potential | 0 | 0 | 0 | 0 | 0 | 0 | 0 | 0 | 0 | 0 | 0 | 0 | 0 | 0 | 0 | 0 | 0 | 0 | 0 | 0 | 0 | 0 | 0 | 0 | 0 | 0 | 0 | 0 | 0 | 0 | 0
F12_Industrial_Agriculture_New_Space Heating_Natural Gas_Gas Boiler - Maintenance_A_Achievable Economic TRC Potential | F12 | Industrial | Agriculture | New | Space Heating | Natural Gas | Gas Boiler - Maintenance | A | Cumulative Winter Peak Savings (MW) | Achievable Economic TRC Potential | 0 | 0 | 0 | 0 | 0 | 0 | 0 | 0 | 0 | 0 | 0 | 0 | 0 | 0 | 0 | 0 | 0 | 0 | 0 | 0 | 0 | 0 | 0 | 0 | 0 | 0 | 0 | 0 | 0 | 0 | 0
F13_Industrial_Agriculture_New_Space Heating_Natural Gas_Gas Boiler - Maintenance_A_Achievable Economic TRC Potential | F13 | Industrial | Agriculture | New | Space Heating | Natural Gas | Gas Boiler - Maintenance | A | Purchases (Incremental) | Achievable Economic TRC Potential | 0 | 0 | 0 | 0 | 0 | 0 | 0 | 0 | 0 | 0 | 0 | 0 | 0 | 0 | 0 | 0 | 0 | 0 | 0 | 0 | 0 | 0 | 0 | 0 | 0 | 0 | 0 | 0 | 0 | 0 | 0
F14_Industrial_Agriculture_New_Space Heating_Natural Gas_Gas Boiler - Maintenance_A_Achievable Economic TRC Potential | F14 | Industrial | Agriculture | New | Space Heating | Natural Gas | Gas Boiler - Maintenance | A | Purchases (Cumulative) | Achievable Economic TRC Potential | 0 | 0 | 0 | 0 | 0 | 0 | 0 | 0 | 0 | 0 | 0 | 0 | 0 | 0 | 0 | 0 | 0 | 0 | 0 | 0 | 0 | 0 | 0 | 0 | 0 | 0 | 0 | 0 | 0 | 0 | 0
F1_Industrial_Agriculture_New_Process_Natural Gas_Gas Boiler - Maintenance_A_Achievable Economic TRC Potential | F1 | Industrial | Agriculture | New | Process | Natural Gas | Gas Boiler - Maintenance | A | Original Unit Energy Savings (kWh or therms) | Achievable Economic TRC Potential | 0 | 0 | 0 | 0 | 0 | 1.5559 | 1.5559 | 1.5559 | 1.5559 | 1.5559 | 1.5559 | 1.5559 | 1.5559 | 1.5559 | 1.5559 | 1.5559 | 1.5559 | 1.5559 | 1.5559 | 1.5559 | 1.5559 | 1.5559 | 1.5559 | 1.5559 | 1.5559 | 1.5559 | 1.5559 | 1.5559 | 1.5559 | 1.5559 | 1.5559
F2_Industrial_Agriculture_New_Process_Natural Gas_Gas Boiler - Maintenance_A_Achievable Economic TRC Potential | F2 | Industrial | Agriculture | New | Process | Natural Gas | Gas Boiler - Maintenance | A | Original Unit Summer Peak Savings (kW) | Achievable Economic TRC Potential | 0 | 0 | 0 | 0 | 0 | 0 | 0 | 0 | 0 | 0 | 0 | 0 | 0 | 0 | 0 | 0 | 0 | 0 | 0 | 0 | 0 | 0 | 0 | 0 | 0 | 0 | 0 | 0 | 0 | 0 | 0
F3_Industrial_Agriculture_New_Process_Natural Gas_Gas Boiler - Maintenance_A_Achievable Economic TRC Potential | F3 | Industrial | Agriculture | New | Process | Natural Gas | Gas Boiler - Maintenance | A | Original Unit Winter Peak Savings (kW) | Achievable Economic TRC Potential | 0 | 0 | 0 | 0 | 0 | 0 | 0 | 0 | 0 | 0 | 0 | 0 | 0 | 0 | 0 | 0 | 0 | 0 | 0 | 0 | 0 | 0 | 0 | 0 | 0 | 0 | 0 | 0 | 0 | 0 | 0
F4_Industrial_Agriculture_New_Process_Natural Gas_Gas Boiler - Maintenance_A_Achievable Economic TRC Potential | F4 | Industrial | Agriculture | New | Process | Natural Gas | Gas Boiler - Maintenance | A | Standalone Impact on Baseline Energy (%) | Achievable Economic TRC Potential | 0% | 0% | 0% | 0% | 0% | 0.01118% | 0.01727% | 0.02037% | 0.01796% | 0.01606% | 0.01452% | 0.01327% | 0.01222% | 0.01132% | 0.01056% | 0.009892% | 0.009308% | 0.00879% | 0.008328% | 0.007916% | 0.007543% | 0.007204% | 0.006896% | 0.006614% | 6.3551e-05 | 6.1163e-05 | 5.8954e-05 | 5.6905e-05 | 0 | 0 | 0
F5_Industrial_Agriculture_New_Process_Natural Gas_Gas Boiler - Maintenance_A_Achievable Economic TRC Potential | F5 | Industrial | Agriculture | New | Process | Natural Gas | Gas Boiler - Maintenance | A | Standalone Impact on Baseline Summer Peak (%) | Achievable Economic TRC Potential | 0% | 0% | 0% | 0% | 0% | 0% | 0% | 0% | 0% | 0% | 0% | 0% | 0% | 0% | 0% | 0% | 0% | 0% | 0% | 0% | 0% | 0% | 0% | 0% | 0 | 0 | 0 | 0 | 0 | 0 | 0
F6_Industrial_Agriculture_New_Process_Natural Gas_Gas Boiler - Maintenance_A_Achievable Economic TRC Potential | F6 | Industrial | Agriculture | New | Process | Natural Gas | Gas Boiler - Maintenance | A | Standalone Impact on Baseline Winter Peak (%) | Achievable Economic TRC Potential | 0% | 0% | 0% | 0% | 0% | 0% | 0% | 0% | 0% | 0% | 0% | 0% | 0% | 0% | 0% | 0% | 0% | 0% | 0% | 0% | 0% | 0% | 0% | 0% | 0 | 0 | 0 | 0 | 0 | 0 | 0
F7_Industrial_Agriculture_New_Process_Natural Gas_Gas Boiler - Maintenance_A_Achievable Economic TRC Potential | F7 | Industrial | Agriculture | New | Process | Natural Gas | Gas Boiler - Maintenance | A | Incremental Energy Savings (MWh or mTherms) | Achievable Economic TRC Potential | 0 | 0 | 0 | 0 | 0 | 0.02168 | 0.018003 | 0.014405 | 0.02168 | 0.018003 | 0.014405 | 0.02168 | 0.018003 | 0.014405 | 0.02168 | 0.018003 | 0.014405 | 0.02168 | 0.018003 | 0.014405 | 0.02168 | 0.018003 | 0.014405 | 0.02168 | 0.018003 | 0.014405 | 0.02168 | 0.018003 | 0.014405 | 0.02168 | 0.018003
F8_Industrial_Agriculture_New_Process_Natural Gas_Gas Boiler - Maintenance_A_Achievable Economic TRC Potential | F8 | Industrial | Agriculture | New | Process | Natural Gas | Gas Boiler - Maintenance | A | Incremental Summer Peak Savings (MW) | Achievable Economic TRC Potential | 0 | 0 | 0 | 0 | 0 | 0 | 0 | 0 | 0 | 0 | 0 | 0 | 0 | 0 | 0 | 0 | 0 | 0 | 0 | 0 | 0 | 0 | 0 | 0 | 0 | 0 | 0 | 0 | 0 | 0 | 0
F9_Industrial_Agriculture_New_Process_Natural Gas_Gas Boiler - Maintenance_A_Achievable Economic TRC Potential | F9 | Industrial | Agriculture | New | Process | Natural Gas | Gas Boiler - Maintenance | A | Incremental Winter Peak Savings (MW) | Achievable Economic TRC Potential | 0 | 0 | 0 | 0 | 0 | 0 | 0 | 0 | 0 | 0 | 0 | 0 | 0 | 0 | 0 | 0 | 0 | 0 | 0 | 0 | 0 | 0 | 0 | 0 | 0 | 0 | 0 | 0 | 0 | 0 | 0
F10_Industrial_Agriculture_New_Process_Natural Gas_Gas Boiler - Maintenance_A_Achievable Economic TRC Potential | F10 | Industrial | Agriculture | New | Process | Natural Gas | Gas Boiler - Maintenance | A | Cumulative Energy Savings (MWh or mTherms) | Achievable Economic TRC Potential | 0 | 0 | 0 | 0 | 0 | 0.02168 | 0.039682 | 0.054087 | 0.054087 | 0.054087 | 0.054087 | 0.054087 | 0.054087 | 0.054087 | 0.054087 | 0.054087 | 0.054087 | 0.054087 | 0.054087 | 0.054087 | 0.054087 | 0.054087 | 0.054087 | 0.054087 | 0.054087 | 0.054087 | 0.054087 | 0.054087 | 0.054087 | 0.054087 | 0.054087
F11_Industrial_Agriculture_New_Process_Natural Gas_Gas Boiler - Maintenance_A_Achievable Economic TRC Potential | F11 | Industrial | Agriculture | New | Process | Natural Gas | Gas Boiler - Maintenance | A | Cumulative Summer Peak Savings (MW) | Achievable Economic TRC Potential | 0 | 0 | 0 | 0 | 0 | 0 | 0 | 0 | 0 | 0 | 0 | 0 | 0 | 0 | 0 | 0 | 0 | 0 | 0 | 0 | 0 | 0 | 0 | 0 | 0 | 0 | 0 | 0 | 0 | 0 | 0
F12_Industrial_Agriculture_New_Process_Natural Gas_Gas Boiler - Maintenance_A_Achievable Economic TRC Potential | F12 | Industrial | Agriculture | New | Process | Natural Gas | Gas Boiler - Maintenance | A | Cumulative Winter Peak Savings (MW) | Achievable Economic TRC Potential | 0 | 0 | 0 | 0 | 0 | 0 | 0 | 0 | 0 | 0 | 0 | 0 | 0 | 0 | 0 | 0 | 0 | 0 | 0 | 0 | 0 | 0 | 0 | 0 | 0 | 0 | 0 | 0 | 0 | 0 | 0
F13_Industrial_Agriculture_New_Process_Natural Gas_Gas Boiler - Maintenance_A_Achievable Economic TRC Potential | F13 | Industrial | Agriculture | New | Process | Natural Gas | Gas Boiler - Maintenance | A | Purchases (Incremental) | Achievable Economic TRC Potential | 0 | 0 | 0 | 0 | 0 | 13.934 | 11.5708 | 9.2584 | 13.934 | 11.5708 | 9.2584 | 13.934 | 11.5708 | 9.2584 | 13.934 | 11.5708 | 9.2584 | 13.934 | 11.5708 | 9.2584 | 13.934 | 11.5708 | 9.2584 | 13.934 | 11.5708 | 9.2584 | 13.934 | 11.5708 | 9.2584 | 13.934 | 11.5708
F14_Industrial_Agriculture_New_Process_Natural Gas_Gas Boiler - Maintenance_A_Achievable Economic TRC Potential | F14 | Industrial | Agriculture | New | Process | Natural Gas | Gas Boiler - Maintenance | A | Purchases (Cumulative) | Achievable Economic TRC Potential | 0 | 0 | 0 | 0 | 0 | 13.934 | 25.5048 | 34.7631 | 34.7631 | 34.7631 | 34.7631 | 34.7631 | 34.7631 | 34.7631 | 34.7631 | 34.7631 | 34.7631 | 34.7631 | 34.7631 | 34.7631 | 34.7631 | 34.7631 | 34.7631 | 34.7631 | 34.7631 | 34.7631 | 34.7631 | 34.7631 | 34.7631 | 34.7631 | 34.7631
F1_Industrial_Agriculture_New_Space Heating_Natural Gas_Gas Furnace - Maintenance_A_Achievable Economic TRC Potential | F1 | Industrial | Agriculture | New | Space Heating | Natural Gas | Gas Furnace - Maintenance | A | Original Unit Energy Savings (kWh or therms) | Achievable Economic TRC Potential | 0 | 0 | 0 | 0 | 0 | 0 | 0 | 0 | 0 | 0 | 0 | 0 | 0 | 0 | 0 | 0 | 0 | 0 | 0 | 0 | 0 | 0 | 0 | 0 | 0 | 0 | 0 | 0 | 0 | 0 | 0
F2_Industrial_Agriculture_New_Space Heating_Natural Gas_Gas Furnace - Maintenance_A_Achievable Economic TRC Potential | F2 | Industrial | Agriculture | New | Space Heating | Natural Gas | Gas Furnace - Maintenance | A | Original Unit Summer Peak Savings (kW) | Achievable Economic TRC Potential | 0 | 0 | 0 | 0 | 0 | 0 | 0 | 0 | 0 | 0 | 0 | 0 | 0 | 0 | 0 | 0 | 0 | 0 | 0 | 0 | 0 | 0 | 0 | 0 | 0 | 0 | 0 | 0 | 0 | 0 | 0
F3_Industrial_Agriculture_New_Space Heating_Natural Gas_Gas Furnace - Maintenance_A_Achievable Economic TRC Potential | F3 | Industrial | Agriculture | New | Space Heating | Natural Gas | Gas Furnace - Maintenance | A | Original Unit Winter Peak Savings (kW) | Achievable Economic TRC Potential | 0 | 0 | 0 | 0 | 0 | 0 | 0 | 0 | 0 | 0 | 0 | 0 | 0 | 0 | 0 | 0 | 0 | 0 | 0 | 0 | 0 | 0 | 0 | 0 | 0 | 0 | 0 | 0 | 0 | 0 | 0
F4_Industrial_Agriculture_New_Space Heating_Natural Gas_Gas Furnace - Maintenance_A_Achievable Economic TRC Potential | F4 | Industrial | Agriculture | New | Space Heating | Natural Gas | Gas Furnace - Maintenance | A | Standalone Impact on Baseline Energy (%) | Achievable Economic TRC Potential | 0% | 0% | 0% | 0% | 0% | 0% | 0% | 0% | 0% | 0% | 0% | 0% | 0% | 0% | 0% | 0% | 0% | 0% | 0% | 0% | 0% | 0% | 0% | 0% | 0 | 0 | 0 | 0 | 0 | 0 | 0
F5_Industrial_Agriculture_New_Space Heating_Natural Gas_Gas Furnace - Maintenance_A_Achievable Economic TRC Potential | F5 | Industrial | Agriculture | New | Space Heating | Natural Gas | Gas Furnace - Maintenance | A | Standalone Impact on Baseline Summer Peak (%) | Achievable Economic TRC Potential | 0% | 0% | 0% | 0% | 0% | 0% | 0% | 0% | 0% | 0% | 0% | 0% | 0% | 0% | 0% | 0% | 0% | 0% | 0% | 0% | 0% | 0% | 0% | 0% | 0 | 0 | 0 | 0 | 0 | 0 | 0
F6_Industrial_Agriculture_New_Space Heating_Natural Gas_Gas Furnace - Maintenance_A_Achievable Economic TRC Potential | F6 | Industrial | Agriculture | New | Space Heating | Natural Gas | Gas Furnace - Maintenance | A | Standalone Impact on Baseline Winter Peak (%) | Achievable Economic TRC Potential | 0% | 0% | 0% | 0% | 0% | 0% | 0% | 0% | 0% | 0% | 0% | 0% | 0% | 0% | 0% | 0% | 0% | 0% | 0% | 0% | 0% | 0% | 0% | 0% | 0 | 0 | 0 | 0 | 0 | 0 | 0
F7_Industrial_Agriculture_New_Space Heating_Natural Gas_Gas Furnace - Maintenance_A_Achievable Economic TRC Potential | F7 | Industrial | Agriculture | New | Space Heating | Natural Gas | Gas Furnace - Maintenance | A | Incremental Energy Savings (MWh or mTherms) | Achievable Economic TRC Potential | 0 | 0 | 0 | 0 | 0 | 0 | 0 | 0 | 0 | 0 | 0 | 0 | 0 | 0 | 0 | 0 | 0 | 0 | 0 | 0 | 0 | 0 | 0 | 0 | 0 | 0 | 0 | 0 | 0 | 0 | 0
F8_Industrial_Agriculture_New_Space Heating_Natural Gas_Gas Furnace - Maintenance_A_Achievable Economic TRC Potential | F8 | Industrial | Agriculture | New | Space Heating | Natural Gas | Gas Furnace - Maintenance | A | Incremental Summer Peak Savings (MW) | Achievable Economic TRC Potential | 0 | 0 | 0 | 0 | 0 | 0 | 0 | 0 | 0 | 0 | 0 | 0 | 0 | 0 | 0 | 0 | 0 | 0 | 0 | 0 | 0 | 0 | 0 | 0 | 0 | 0 | 0 | 0 | 0 | 0 | 0
F9_Industrial_Agriculture_New_Space Heating_Natural Gas_Gas Furnace - Maintenance_A_Achievable Economic TRC Potential | F9 | Industrial | Agriculture | New | Space Heating | Natural Gas | Gas Furnace - Maintenance | A | Incremental Winter Peak Savings (MW) | Achievable Economic TRC Potential | 0 | 0 | 0 | 0 | 0 | 0 | 0 | 0 | 0 | 0 | 0 | 0 | 0 | 0 | 0 | 0 | 0 | 0 | 0 | 0 | 0 | 0 | 0 | 0 | 0 | 0 | 0 | 0 | 0 | 0 | 0
F10_Industrial_Agriculture_New_Space Heating_Natural Gas_Gas Furnace - Maintenance_A_Achievable Economic TRC Potential | F10 | Industrial | Agriculture | New | Space Heating | Natural Gas | Gas Furnace - Maintenance | A | Cumulative Energy Savings (MWh or mTherms) | Achievable Economic TRC Potential | 0 | 0 | 0 | 0 | 0 | 0 | 0 | 0 | 0 | 0 | 0 | 0 | 0 | 0 | 0 | 0 | 0 | 0 | 0 | 0 | 0 | 0 | 0 | 0 | 0 | 0 | 0 | 0 | 0 | 0 | 0
F11_Industrial_Agriculture_New_Space Heating_Natural Gas_Gas Furnace - Maintenance_A_Achievable Economic TRC Potential | F11 | Industrial | Agriculture | New | Space Heating | Natural Gas | Gas Furnace - Maintenance | A | Cumulative Summer Peak Savings (MW) | Achievable Economic TRC Potential | 0 | 0 | 0 | 0 | 0 | 0 | 0 | 0 | 0 | 0 | 0 | 0 | 0 | 0 | 0 | 0 | 0 | 0 | 0 | 0 | 0 | 0 | 0 | 0 | 0 | 0 | 0 | 0 | 0 | 0 | 0
F12_Industrial_Agriculture_New_Space Heating_Natural Gas_Gas Furnace - Maintenance_A_Achievable Economic TRC Potential | F12 | Industrial | Agriculture | New | Space Heating | Natural Gas | Gas Furnace - Maintenance | A | Cumulative Winter Peak Savings (MW) | Achievable Economic TRC Potential | 0 | 0 | 0 | 0 | 0 | 0 | 0 | 0 | 0 | 0 | 0 | 0 | 0 | 0 | 0 | 0 | 0 | 0 | 0 | 0 | 0 | 0 | 0 | 0 | 0 | 0 | 0 | 0 | 0 | 0 | 0
F13_Industrial_Agriculture_New_Space Heating_Natural Gas_Gas Furnace - Maintenance_A_Achievable Economic TRC Potential | F13 | Industrial | Agriculture | New | Space Heating | Natural Gas | Gas Furnace - Maintenance | A | Purchases (Incremental) | Achievable Economic TRC Potential | 0 | 0 | 0 | 0 | 0 | 0 | 0 | 0 | 0 | 0 | 0 | 0 | 0 | 0 | 0 | 0 | 0 | 0 | 0 | 0 | 0 | 0 | 0 | 0 | 0 | 0 | 0 | 0 | 0 | 0 | 0
F14_Industrial_Agriculture_New_Space Heating_Natural Gas_Gas Furnace - Maintenance_A_Achievable Economic TRC Potential | F14 | Industrial | Agriculture | New | Space Heating | Natural Gas | Gas Furnace - Maintenance | A | Purchases (Cumulative) | Achievable Economic TRC Potential | 0 | 0 | 0 | 0 | 0 | 0 | 0 | 0 | 0 | 0 | 0 | 0 | 0 | 0 | 0 | 0 | 0 | 0 | 0 | 0 | 0 | 0 | 0 | 0 | 0 | 0 | 0 | 0 | 0 | 0 | 0
F1_Industrial_Agriculture_New_Space Heating_Natural Gas_Gas Boiler - Hot Water Reset_A_Achievable Economic TRC Potential | F1 | Industrial | Agriculture | New | Space Heating | Natural Gas | Gas Boiler - Hot Water Reset | A | Original Unit Energy Savings (kWh or therms) | Achievable Economic TRC Potential | 0 | 0 | 0 | 0 | 0 | 0 | 0 | 0 | 0 | 0 | 0 | 0 | 0 | 0 | 0 | 0 | 0 | 0 | 0 | 0 | 0 | 0 | 0 | 0 | 0 | 0 | 0 | 0 | 0 | 0 | 0
F2_Industrial_Agriculture_New_Space Heating_Natural Gas_Gas Boiler - Hot Water Reset_A_Achievable Economic TRC Potential | F2 | Industrial | Agriculture | New | Space Heating | Natural Gas | Gas Boiler - Hot Water Reset | A | Original Unit Summer Peak Savings (kW) | Achievable Economic TRC Potential | 0 | 0 | 0 | 0 | 0 | 0 | 0 | 0 | 0 | 0 | 0 | 0 | 0 | 0 | 0 | 0 | 0 | 0 | 0 | 0 | 0 | 0 | 0 | 0 | 0 | 0 | 0 | 0 | 0 | 0 | 0
F3_Industrial_Agriculture_New_Space Heating_Natural Gas_Gas Boiler - Hot Water Reset_A_Achievable Economic TRC Potential | F3 | Industrial | Agriculture | New | Space Heating | Natural Gas | Gas Boiler - Hot Water Reset | A | Original Unit Winter Peak Savings (kW) | Achievable Economic TRC Potential | 0 | 0 | 0 | 0 | 0 | 0 | 0 | 0 | 0 | 0 | 0 | 0 | 0 | 0 | 0 | 0 | 0 | 0 | 0 | 0 | 0 | 0 | 0 | 0 | 0 | 0 | 0 | 0 | 0 | 0 | 0
F4_Industrial_Agriculture_New_Space Heating_Natural Gas_Gas Boiler - Hot Water Reset_A_Achievable Economic TRC Potential | F4 | Industrial | Agriculture | New | Space Heating | Natural Gas | Gas Boiler - Hot Water Reset | A | Standalone Impact on Baseline Energy (%) | Achievable Economic TRC Potential | 0% | 0% | 0% | 0% | 0% | 0% | 0% | 0% | 0% | 0% | 0% | 0% | 0% | 0% | 0% | 0% | 0% | 0% | 0% | 0% | 0% | 0% | 0% | 0% | 0 | 0 | 0 | 0 | 0 | 0 | 0
F5_Industrial_Agriculture_New_Space Heating_Natural Gas_Gas Boiler - Hot Water Reset_A_Achievable Economic TRC Potential | F5 | Industrial | Agriculture | New | Space Heating | Natural Gas | Gas Boiler - Hot Water Reset | A | Standalone Impact on Baseline Summer Peak (%) | Achievable Economic TRC Potential | 0% | 0% | 0% | 0% | 0% | 0% | 0% | 0% | 0% | 0% | 0% | 0% | 0% | 0% | 0% | 0% | 0% | 0% | 0% | 0% | 0% | 0% | 0% | 0% | 0 | 0 | 0 | 0 | 0 | 0 | 0
F6_Industrial_Agriculture_New_Space Heating_Natural Gas_Gas Boiler - Hot Water Reset_A_Achievable Economic TRC Potential | F6 | Industrial | Agriculture | New | Space Heating | Natural Gas | Gas Boiler - Hot Water Reset | A | Standalone Impact on Baseline Winter Peak (%) | Achievable Economic TRC Potential | 0% | 0% | 0% | 0% | 0% | 0% | 0% | 0% | 0% | 0% | 0% | 0% | 0% | 0% | 0% | 0% | 0% | 0% | 0% | 0% | 0% | 0% | 0% | 0% | 0 | 0 | 0 | 0 | 0 | 0 | 0
F7_Industrial_Agriculture_New_Space Heating_Natural Gas_Gas Boiler - Hot Water Reset_A_Achievable Economic TRC Potential | F7 | Industrial | Agriculture | New | Space Heating | Natural Gas | Gas Boiler - Hot Water Reset | A | Incremental Energy Savings (MWh or mTherms) | Achievable Economic TRC Potential | 0 | 0 | 0 | 0 | 0 | 0 | 0 | 0 | 0 | 0 | 0 | 0 | 0 | 0 | 0 | 0 | 0 | 0 | 0 | 0 | 0 | 0 | 0 | 0 | 0 | 0 | 0 | 0 | 0 | 0 | 0
F8_Industrial_Agriculture_New_Space Heating_Natural Gas_Gas Boiler - Hot Water Reset_A_Achievable Economic TRC Potential | F8 | Industrial | Agriculture | New | Space Heating | Natural Gas | Gas Boiler - Hot Water Reset | A | Incremental Summer Peak Savings (MW) | Achievable Economic TRC Potential | 0 | 0 | 0 | 0 | 0 | 0 | 0 | 0 | 0 | 0 | 0 | 0 | 0 | 0 | 0 | 0 | 0 | 0 | 0 | 0 | 0 | 0 | 0 | 0 | 0 | 0 | 0 | 0 | 0 | 0 | 0
F9_Industrial_Agriculture_New_Space Heating_Natural Gas_Gas Boiler - Hot Water Reset_A_Achievable Economic TRC Potential | F9 | Industrial | Agriculture | New | Space Heating | Natural Gas | Gas Boiler - Hot Water Reset | A | Incremental Winter Peak Savings (MW) | Achievable Economic TRC Potential | 0 | 0 | 0 | 0 | 0 | 0 | 0 | 0 | 0 | 0 | 0 | 0 | 0 | 0 | 0 | 0 | 0 | 0 | 0 | 0 | 0 | 0 | 0 | 0 | 0 | 0 | 0 | 0 | 0 | 0 | 0
F10_Industrial_Agriculture_New_Space Heating_Natural Gas_Gas Boiler - Hot Water Reset_A_Achievable Economic TRC Potential | F10 | Industrial | Agriculture | New | Space Heating | Natural Gas | Gas Boiler - Hot Water Reset | A | Cumulative Energy Savings (MWh or mTherms) | Achievable Economic TRC Potential | 0 | 0 | 0 | 0 | 0 | 0 | 0 | 0 | 0 | 0 | 0 | 0 | 0 | 0 | 0 | 0 | 0 | 0 | 0 | 0 | 0 | 0 | 0 | 0 | 0 | 0 | 0 | 0 | 0 | 0 | 0
F11_Industrial_Agriculture_New_Space Heating_Natural Gas_Gas Boiler - Hot Water Reset_A_Achievable Economic TRC Potential | F11 | Industrial | Agriculture | New | Space Heating | Natural Gas | Gas Boiler - Hot Water Reset | A | Cumulative Summer Peak Savings (MW) | Achievable Economic TRC Potential | 0 | 0 | 0 | 0 | 0 | 0 | 0 | 0 | 0 | 0 | 0 | 0 | 0 | 0 | 0 | 0 | 0 | 0 | 0 | 0 | 0 | 0 | 0 | 0 | 0 | 0 | 0 | 0 | 0 | 0 | 0
F12_Industrial_Agriculture_New_Space Heating_Natural Gas_Gas Boiler - Hot Water Reset_A_Achievable Economic TRC Potential | F12 | Industrial | Agriculture | New | Space Heating | Natural Gas | Gas Boiler - Hot Water Reset | A | Cumulative Winter Peak Savings (MW) | Achievable Economic TRC Potential | 0 | 0 | 0 | 0 | 0 | 0 | 0 | 0 | 0 | 0 | 0 | 0 | 0 | 0 | 0 | 0 | 0 | 0 | 0 | 0 | 0 | 0 | 0 | 0 | 0 | 0 | 0 | 0 | 0 | 0 | 0
F13_Industrial_Agriculture_New_Space Heating_Natural Gas_Gas Boiler - Hot Water Reset_A_Achievable Economic TRC Potential | F13 | Industrial | Agriculture | New | Space Heating | Natural Gas | Gas Boiler - Hot Water Reset | A | Purchases (Incremental) | Achievable Economic TRC Potential | 0 | 0 | 0 | 0 | 0 | 0 | 0 | 0 | 0 | 0 | 0 | 0 | 0 | 0 | 0 | 0 | 0 | 0 | 0 | 0 | 0 | 0 | 0 | 0 | 0 | 0 | 0 | 0 | 0 | 0 | 0
F14_Industrial_Agriculture_New_Space Heating_Natural Gas_Gas Boiler - Hot Water Reset_A_Achievable Economic TRC Potential | F14 | Industrial | Agriculture | New | Space Heating | Natural Gas | Gas Boiler - Hot Water Reset | A | Purchases (Cumulative) | Achievable Economic TRC Potential | 0 | 0 | 0 | 0 | 0 | 0 | 0 | 0 | 0 | 0 | 0 | 0 | 0 | 0 | 0 | 0 | 0 | 0 | 0 | 0 | 0 | 0 | 0 | 0 | 0 | 0 | 0 | 0 | 0 | 0 | 0
F1_Industrial_Agriculture_New_Process_Natural Gas_Gas Boiler - Hot Water Reset_A_Achievable Economic TRC Potential | F1 | Industrial | Agriculture | New | Process | Natural Gas | Gas Boiler - Hot Water Reset | A | Original Unit Energy Savings (kWh or therms) | Achievable Economic TRC Potential | 0 | 0 | 0 | 0 | 0 | 2.8289 | 2.8289 | 2.8289 | 2.8289 | 2.8289 | 2.8289 | 2.8289 | 2.8289 | 2.8289 | 2.8289 | 2.8289 | 2.8289 | 2.8289 | 2.8289 | 2.8289 | 2.8289 | 2.8289 | 2.8289 | 2.8289 | 2.8289 | 2.8289 | 2.8289 | 2.8289 | 2.8289 | 2.8289 | 2.8289
F2_Industrial_Agriculture_New_Process_Natural Gas_Gas Boiler - Hot Water Reset_A_Achievable Economic TRC Potential | F2 | Industrial | Agriculture | New | Process | Natural Gas | Gas Boiler - Hot Water Reset | A | Original Unit Summer Peak Savings (kW) | Achievable Economic TRC Potential | 0 | 0 | 0 | 0 | 0 | 0 | 0 | 0 | 0 | 0 | 0 | 0 | 0 | 0 | 0 | 0 | 0 | 0 | 0 | 0 | 0 | 0 | 0 | 0 | 0 | 0 | 0 | 0 | 0 | 0 | 0
F3_Industrial_Agriculture_New_Process_Natural Gas_Gas Boiler - Hot Water Reset_A_Achievable Economic TRC Potential | F3 | Industrial | Agriculture | New | Process | Natural Gas | Gas Boiler - Hot Water Reset | A | Original Unit Winter Peak Savings (kW) | Achievable Economic TRC Potential | 0 | 0 | 0 | 0 | 0 | 0 | 0 | 0 | 0 | 0 | 0 | 0 | 0 | 0 | 0 | 0 | 0 | 0 | 0 | 0 | 0 | 0 | 0 | 0 | 0 | 0 | 0 | 0 | 0 | 0 | 0
F4_Industrial_Agriculture_New_Process_Natural Gas_Gas Boiler - Hot Water Reset_A_Achievable Economic TRC Potential | F4 | Industrial | Agriculture | New | Process | Natural Gas | Gas Boiler - Hot Water Reset | A | Standalone Impact on Baseline Energy (%) | Achievable Economic TRC Potential | 0% | 0% | 0% | 0% | 0% | 0.01976% | 0.04093% | 0.0651% | 0.09186% | 0.1214% | 0.1558% | 0.1927% | 0.229% | 0.2607% | 0.2849% | 0.2991% | 0.3028% | 0.2984% | 0.2887% | 0.2769% | 0.2648% | 0.2529% | 0.2421% | 0.2322% | 0.0022308 | 0.002147 | 0.0020695 | 0.0019976 | 0 | 0 | 0
F5_Industrial_Agriculture_New_Process_Natural Gas_Gas Boiler - Hot Water Reset_A_Achievable Economic TRC Potential | F5 | Industrial | Agriculture | New | Process | Natural Gas | Gas Boiler - Hot Water Reset | A | Standalone Impact on Baseline Summer Peak (%) | Achievable Economic TRC Potential | 0% | 0% | 0% | 0% | 0% | 0% | 0% | 0% | 0% | 0% | 0% | 0% | 0% | 0% | 0% | 0% | 0% | 0% | 0% | 0% | 0% | 0% | 0% | 0% | 0 | 0 | 0 | 0 | 0 | 0 | 0
F6_Industrial_Agriculture_New_Process_Natural Gas_Gas Boiler - Hot Water Reset_A_Achievable Economic TRC Potential | F6 | Industrial | Agriculture | New | Process | Natural Gas | Gas Boiler - Hot Water Reset | A | Standalone Impact on Baseline Winter Peak (%) | Achievable Economic TRC Potential | 0% | 0% | 0% | 0% | 0% | 0% | 0% | 0% | 0% | 0% | 0% | 0% | 0% | 0% | 0% | 0% | 0% | 0% | 0% | 0% | 0% | 0% | 0% | 0% | 0 | 0 | 0 | 0 | 0 | 0 | 0
F7_Industrial_Agriculture_New_Process_Natural Gas_Gas Boiler - Hot Water Reset_A_Achievable Economic TRC Potential | F7 | Industrial | Agriculture | New | Process | Natural Gas | Gas Boiler - Hot Water Reset | A | Incremental Energy Savings (MWh or mTherms) | Achievable Economic TRC Potential | 0 | 0 | 0 | 0 | 0 | 0.038313 | 0.055732 | 0.078827 | 0.10377 | 0.13236 | 0.17112 | 0.20546 | 0.22797 | 0.23183 | 0.21365 | 0.1765 | 0.12413 | 0.076329 | 0.038788 | 0.017264 | 0.0065888 | 0.038313 | 0.055732 | 0.078827 | 0.10377 | 0.13236 | 0.17112 | 0.20546 | 0.22797 | 0.23183 | 0.21365
F8_Industrial_Agriculture_New_Process_Natural Gas_Gas Boiler - Hot Water Reset_A_Achievable Economic TRC Potential | F8 | Industrial | Agriculture | New | Process | Natural Gas | Gas Boiler - Hot Water Reset | A | Incremental Summer Peak Savings (MW) | Achievable Economic TRC Potential | 0 | 0 | 0 | 0 | 0 | 0 | 0 | 0 | 0 | 0 | 0 | 0 | 0 | 0 | 0 | 0 | 0 | 0 | 0 | 0 | 0 | 0 | 0 | 0 | 0 | 0 | 0 | 0 | 0 | 0 | 0
F9_Industrial_Agriculture_New_Process_Natural Gas_Gas Boiler - Hot Water Reset_A_Achievable Economic TRC Potential | F9 | Industrial | Agriculture | New | Process | Natural Gas | Gas Boiler - Hot Water Reset | A | Incremental Winter Peak Savings (MW) | Achievable Economic TRC Potential | 0 | 0 | 0 | 0 | 0 | 0 | 0 | 0 | 0 | 0 | 0 | 0 | 0 | 0 | 0 | 0 | 0 | 0 | 0 | 0 | 0 | 0 | 0 | 0 | 0 | 0 | 0 | 0 | 0 | 0 | 0
F10_Industrial_Agriculture_New_Process_Natural Gas_Gas Boiler - Hot Water Reset_A_Achievable Economic TRC Potential | F10 | Industrial | Agriculture | New | Process | Natural Gas | Gas Boiler - Hot Water Reset | A | Cumulative Energy Savings (MWh or mTherms) | Achievable Economic TRC Potential | 0 | 0 | 0 | 0 | 0 | 0.038313 | 0.094044 | 0.17287 | 0.27664 | 0.409 | 0.58013 | 0.78559 | 1.0136 | 1.2454 | 1.459 | 1.6355 | 1.7597 | 1.836 | 1.8748 | 1.8921 | 1.8986 | 1.8986 | 1.8986 | 1.8986 | 1.8986 | 1.8986 | 1.8986 | 1.8986 | 1.8986 | 1.8986 | 1.8986
F11_Industrial_Agriculture_New_Process_Natural Gas_Gas Boiler - Hot Water Reset_A_Achievable Economic TRC Potential | F11 | Industrial | Agriculture | New | Process | Natural Gas | Gas Boiler - Hot Water Reset | A | Cumulative Summer Peak Savings (MW) | Achievable Economic TRC Potential | 0 | 0 | 0 | 0 | 0 | 0 | 0 | 0 | 0 | 0 | 0 | 0 | 0 | 0 | 0 | 0 | 0 | 0 | 0 | 0 | 0 | 0 | 0 | 0 | 0 | 0 | 0 | 0 | 0 | 0 | 0
F12_Industrial_Agriculture_New_Process_Natural Gas_Gas Boiler - Hot Water Reset_A_Achievable Economic TRC Potential | F12 | Industrial | Agriculture | New | Process | Natural Gas | Gas Boiler - Hot Water Reset | A | Cumulative Winter Peak Savings (MW) | Achievable Economic TRC Potential | 0 | 0 | 0 | 0 | 0 | 0 | 0 | 0 | 0 | 0 | 0 | 0 | 0 | 0 | 0 | 0 | 0 | 0 | 0 | 0 | 0 | 0 | 0 | 0 | 0 | 0 | 0 | 0 | 0 | 0 | 0
F13_Industrial_Agriculture_New_Process_Natural Gas_Gas Boiler - Hot Water Reset_A_Achievable Economic TRC Potential | F13 | Industrial | Agriculture | New | Process | Natural Gas | Gas Boiler - Hot Water Reset | A | Purchases (Incremental) | Achievable Economic TRC Potential | 0 | 0 | 0 | 0 | 0 | 13.5435 | 19.7011 | 27.8654 | 36.6829 | 46.7895 | 60.492 | 72.6312 | 80.5862 | 81.9508 | 75.5261 | 62.3932 | 43.8811 | 26.9822 | 13.7114 | 6.1029 | 2.3291 | 13.5435 | 19.7011 | 27.8654 | 36.6829 | 46.7895 | 60.492 | 72.6312 | 80.5862 | 81.9508 | 75.5261
F14_Industrial_Agriculture_New_Process_Natural Gas_Gas Boiler - Hot Water Reset_A_Achievable Economic TRC Potential | F14 | Industrial | Agriculture | New | Process | Natural Gas | Gas Boiler - Hot Water Reset | A | Purchases (Cumulative) | Achievable Economic TRC Potential | 0 | 0 | 0 | 0 | 0 | 13.5435 | 33.2446 | 61.11 | 97.7929 | 144.5824 | 205.0744 | 277.7056 | 358.2919 | 440.2427 | 515.7688 | 578.162 | 622.043 | 649.0252 | 662.7366 | 668.8395 | 671.1686 | 671.1686 | 671.1686 | 671.1686 | 671.1686 | 671.1686 | 671.1686 | 671.1686 | 671.1686 | 671.1686 | 671.1686
F1_Industrial_Agriculture_New_Space Heating_Natural Gas_Steam Trap Maintenance_A_Achievable Economic TRC Potential | F1 | Industrial | Agriculture | New | Space Heating | Natural Gas | Steam Trap Maintenance | A | Original Unit Energy Savings (kWh or therms) | Achievable Economic TRC Potential | 0 | 0 | 0 | 0 | 0 | 0 | 0 | 0 | 0 | 0 | 0 | 0 | 0 | 0 | 0 | 0 | 0 | 0 | 0 | 0 | 0 | 0 | 0 | 0 | 0 | 0 | 0 | 0 | 0 | 0 | 0
F2_Industrial_Agriculture_New_Space Heating_Natural Gas_Steam Trap Maintenance_A_Achievable Economic TRC Potential | F2 | Industrial | Agriculture | New | Space Heating | Natural Gas | Steam Trap Maintenance | A | Original Unit Summer Peak Savings (kW) | Achievable Economic TRC Potential | 0 | 0 | 0 | 0 | 0 | 0 | 0 | 0 | 0 | 0 | 0 | 0 | 0 | 0 | 0 | 0 | 0 | 0 | 0 | 0 | 0 | 0 | 0 | 0 | 0 | 0 | 0 | 0 | 0 | 0 | 0
F3_Industrial_Agriculture_New_Space Heating_Natural Gas_Steam Trap Maintenance_A_Achievable Economic TRC Potential | F3 | Industrial | Agriculture | New | Space Heating | Natural Gas | Steam Trap Maintenance | A | Original Unit Winter Peak Savings (kW) | Achievable Economic TRC Potential | 0 | 0 | 0 | 0 | 0 | 0 | 0 | 0 | 0 | 0 | 0 | 0 | 0 | 0 | 0 | 0 | 0 | 0 | 0 | 0 | 0 | 0 | 0 | 0 | 0 | 0 | 0 | 0 | 0 | 0 | 0
F4_Industrial_Agriculture_New_Space Heating_Natural Gas_Steam Trap Maintenance_A_Achievable Economic TRC Potential | F4 | Industrial | Agriculture | New | Space Heating | Natural Gas | Steam Trap Maintenance | A | Standalone Impact on Baseline Energy (%) | Achievable Economic TRC Potential | 0% | 0% | 0% | 0% | 0% | 0% | 0% | 0% | 0% | 0% | 0% | 0% | 0% | 0% | 0% | 0% | 0% | 0% | 0% | 0% | 0% | 0% | 0% | 0% | 0 | 0 | 0 | 0 | 0 | 0 | 0
F5_Industrial_Agriculture_New_Space Heating_Natural Gas_Steam Trap Maintenance_A_Achievable Economic TRC Potential | F5 | Industrial | Agriculture | New | Space Heating | Natural Gas | Steam Trap Maintenance | A | Standalone Impact on Baseline Summer Peak (%) | Achievable Economic TRC Potential | 0% | 0% | 0% | 0% | 0% | 0% | 0% | 0% | 0% | 0% | 0% | 0% | 0% | 0% | 0% | 0% | 0% | 0% | 0% | 0% | 0% | 0% | 0% | 0% | 0 | 0 | 0 | 0 | 0 | 0 | 0
F6_Industrial_Agriculture_New_Space Heating_Natural Gas_Steam Trap Maintenance_A_Achievable Economic TRC Potential | F6 | Industrial | Agriculture | New | Space Heating | Natural Gas | Steam Trap Maintenance | A | Standalone Impact on Baseline Winter Peak (%) | Achievable Economic TRC Potential | 0% | 0% | 0% | 0% | 0% | 0% | 0% | 0% | 0% | 0% | 0% | 0% | 0% | 0% | 0% | 0% | 0% | 0% | 0% | 0% | 0% | 0% | 0% | 0% | 0 | 0 | 0 | 0 | 0 | 0 | 0
F7_Industrial_Agriculture_New_Space Heating_Natural Gas_Steam Trap Maintenance_A_Achievable Economic TRC Potential | F7 | Industrial | Agriculture | New | Space Heating | Natural Gas | Steam Trap Maintenance | A | Incremental Energy Savings (MWh or mTherms) | Achievable Economic TRC Potential | 0 | 0 | 0 | 0 | 0 | 0 | 0 | 0 | 0 | 0 | 0 | 0 | 0 | 0 | 0 | 0 | 0 | 0 | 0 | 0 | 0 | 0 | 0 | 0 | 0 | 0 | 0 | 0 | 0 | 0 | 0
F8_Industrial_Agriculture_New_Space Heating_Natural Gas_Steam Trap Maintenance_A_Achievable Economic TRC Potential | F8 | Industrial | Agriculture | New | Space Heating | Natural Gas | Steam Trap Maintenance | A | Incremental Summer Peak Savings (MW) | Achievable Economic TRC Potential | 0 | 0 | 0 | 0 | 0 | 0 | 0 | 0 | 0 | 0 | 0 | 0 | 0 | 0 | 0 | 0 | 0 | 0 | 0 | 0 | 0 | 0 | 0 | 0 | 0 | 0 | 0 | 0 | 0 | 0 | 0
F9_Industrial_Agriculture_New_Space Heating_Natural Gas_Steam Trap Maintenance_A_Achievable Economic TRC Potential | F9 | Industrial | Agriculture | New | Space Heating | Natural Gas | Steam Trap Maintenance | A | Incremental Winter Peak Savings (MW) | Achievable Economic TRC Potential | 0 | 0 | 0 | 0 | 0 | 0 | 0 | 0 | 0 | 0 | 0 | 0 | 0 | 0 | 0 | 0 | 0 | 0 | 0 | 0 | 0 | 0 | 0 | 0 | 0 | 0 | 0 | 0 | 0 | 0 | 0
F10_Industrial_Agriculture_New_Space Heating_Natural Gas_Steam Trap Maintenance_A_Achievable Economic TRC Potential | F10 | Industrial | Agriculture | New | Space Heating | Natural Gas | Steam Trap Maintenance | A | Cumulative Energy Savings (MWh or mTherms) | Achievable Economic TRC Potential | 0 | 0 | 0 | 0 | 0 | 0 | 0 | 0 | 0 | 0 | 0 | 0 | 0 | 0 | 0 | 0 | 0 | 0 | 0 | 0 | 0 | 0 | 0 | 0 | 0 | 0 | 0 | 0 | 0 | 0 | 0
F11_Industrial_Agriculture_New_Space Heating_Natural Gas_Steam Trap Maintenance_A_Achievable Economic TRC Potential | F11 | Industrial | Agriculture | New | Space Heating | Natural Gas | Steam Trap Maintenance | A | Cumulative Summer Peak Savings (MW) | Achievable Economic TRC Potential | 0 | 0 | 0 | 0 | 0 | 0 | 0 | 0 | 0 | 0 | 0 | 0 | 0 | 0 | 0 | 0 | 0 | 0 | 0 | 0 | 0 | 0 | 0 | 0 | 0 | 0 | 0 | 0 | 0 | 0 | 0
F12_Industrial_Agriculture_New_Space Heating_Natural Gas_Steam Trap Maintenance_A_Achievable Economic TRC Potential | F12 | Industrial | Agriculture | New | Space Heating | Natural Gas | Steam Trap Maintenance | A | Cumulative Winter Peak Savings (MW) | Achievable Economic TRC Potential | 0 | 0 | 0 | 0 | 0 | 0 | 0 | 0 | 0 | 0 | 0 | 0 | 0 | 0 | 0 | 0 | 0 | 0 | 0 | 0 | 0 | 0 | 0 | 0 | 0 | 0 | 0 | 0 | 0 | 0 | 0
F13_Industrial_Agriculture_New_Space Heating_Natural Gas_Steam Trap Maintenance_A_Achievable Economic TRC Potential | F13 | Industrial | Agriculture | New | Space Heating | Natural Gas | Steam Trap Maintenance | A | Purchases (Incremental) | Achievable Economic TRC Potential | 0 | 0 | 0 | 0 | 0 | 0 | 0 | 0 | 0 | 0 | 0 | 0 | 0 | 0 | 0 | 0 | 0 | 0 | 0 | 0 | 0 | 0 | 0 | 0 | 0 | 0 | 0 | 0 | 0 | 0 | 0
F14_Industrial_Agriculture_New_Space Heating_Natural Gas_Steam Trap Maintenance_A_Achievable Economic TRC Potential | F14 | Industrial | Agriculture | New | Space Heating | Natural Gas | Steam Trap Maintenance | A | Purchases (Cumulative) | Achievable Economic TRC Potential | 0 | 0 | 0 | 0 | 0 | 0 | 0 | 0 | 0 | 0 | 0 | 0 | 0 | 0 | 0 | 0 | 0 | 0 | 0 | 0 | 0 | 0 | 0 | 0 | 0 | 0 | 0 | 0 | 0 | 0 | 0
F1_Industrial_Agriculture_New_Process_Natural Gas_Steam Trap Maintenance_A_Achievable Economic TRC Potential | F1 | Industrial | Agriculture | New | Process | Natural Gas | Steam Trap Maintenance | A | Original Unit Energy Savings (kWh or therms) | Achievable Economic TRC Potential | 0 | 0 | 0 | 0 | 0 | 1.9988 | 1.9988 | 1.9988 | 1.9988 | 1.9988 | 1.9988 | 1.9988 | 1.9988 | 1.9988 | 1.9988 | 1.9988 | 1.9988 | 1.9988 | 1.9988 | 1.9988 | 1.9988 | 1.9988 | 1.9988 | 1.9988 | 1.9988 | 1.9988 | 1.9988 | 1.9988 | 1.9988 | 1.9988 | 1.9988
F2_Industrial_Agriculture_New_Process_Natural Gas_Steam Trap Maintenance_A_Achievable Economic TRC Potential | F2 | Industrial | Agriculture | New | Process | Natural Gas | Steam Trap Maintenance | A | Original Unit Summer Peak Savings (kW) | Achievable Economic TRC Potential | 0 | 0 | 0 | 0 | 0 | 0 | 0 | 0 | 0 | 0 | 0 | 0 | 0 | 0 | 0 | 0 | 0 | 0 | 0 | 0 | 0 | 0 | 0 | 0 | 0 | 0 | 0 | 0 | 0 | 0 | 0
F3_Industrial_Agriculture_New_Process_Natural Gas_Steam Trap Maintenance_A_Achievable Economic TRC Potential | F3 | Industrial | Agriculture | New | Process | Natural Gas | Steam Trap Maintenance | A | Original Unit Winter Peak Savings (kW) | Achievable Economic TRC Potential | 0 | 0 | 0 | 0 | 0 | 0 | 0 | 0 | 0 | 0 | 0 | 0 | 0 | 0 | 0 | 0 | 0 | 0 | 0 | 0 | 0 | 0 | 0 | 0 | 0 | 0 | 0 | 0 | 0 | 0 | 0
F4_Industrial_Agriculture_New_Process_Natural Gas_Steam Trap Maintenance_A_Achievable Economic TRC Potential | F4 | Industrial | Agriculture | New | Process | Natural Gas | Steam Trap Maintenance | A | Standalone Impact on Baseline Energy (%) | Achievable Economic TRC Potential | 0% | 0% | 0% | 0% | 0% | 0% | 0% | 0% | 0% | 0% | 0% | 0% | 0% | 0% | 0% | 0% | 0% | 0% | 0% | 0% | 0% | 0% | 0% | 0% | 0 | 0 | 0 | 0 | 0 | 0 | 0
F5_Industrial_Agriculture_New_Process_Natural Gas_Steam Trap Maintenance_A_Achievable Economic TRC Potential | F5 | Industrial | Agriculture | New | Process | Natural Gas | Steam Trap Maintenance | A | Standalone Impact on Baseline Summer Peak (%) | Achievable Economic TRC Potential | 0% | 0% | 0% | 0% | 0% | 0% | 0% | 0% | 0% | 0% | 0% | 0% | 0% | 0% | 0% | 0% | 0% | 0% | 0% | 0% | 0% | 0% | 0% | 0% | 0 | 0 | 0 | 0 | 0 | 0 | 0
F6_Industrial_Agriculture_New_Process_Natural Gas_Steam Trap Maintenance_A_Achievable Economic TRC Potential | F6 | Industrial | Agriculture | New | Process | Natural Gas | Steam Trap Maintenance | A | Standalone Impact on Baseline Winter Peak (%) | Achievable Economic TRC Potential | 0% | 0% | 0% | 0% | 0% | 0% | 0% | 0% | 0% | 0% | 0% | 0% | 0% | 0% | 0% | 0% | 0% | 0% | 0% | 0% | 0% | 0% | 0% | 0% | 0 | 0 | 0 | 0 | 0 | 0 | 0
F7_Industrial_Agriculture_New_Process_Natural Gas_Steam Trap Maintenance_A_Achievable Economic TRC Potential | F7 | Industrial | Agriculture | New | Process | Natural Gas | Steam Trap Maintenance | A | Incremental Energy Savings (MWh or mTherms) | Achievable Economic TRC Potential | 0 | 0 | 0 | 0 | 0 | 0 | 0 | 0 | 0 | 0 | 0 | 0 | 0 | 0 | 0 | 0 | 0 | 0 | 0 | 0 | 0 | 0 | 0 | 0 | 0 | 0 | 0 | 0 | 0 | 0 | 0
F8_Industrial_Agriculture_New_Process_Natural Gas_Steam Trap Maintenance_A_Achievable Economic TRC Potential | F8 | Industrial | Agriculture | New | Process | Natural Gas | Steam Trap Maintenance | A | Incremental Summer Peak Savings (MW) | Achievable Economic TRC Potential | 0 | 0 | 0 | 0 | 0 | 0 | 0 | 0 | 0 | 0 | 0 | 0 | 0 | 0 | 0 | 0 | 0 | 0 | 0 | 0 | 0 | 0 | 0 | 0 | 0 | 0 | 0 | 0 | 0 | 0 | 0
F9_Industrial_Agriculture_New_Process_Natural Gas_Steam Trap Maintenance_A_Achievable Economic TRC Potential | F9 | Industrial | Agriculture | New | Process | Natural Gas | Steam Trap Maintenance | A | Incremental Winter Peak Savings (MW) | Achievable Economic TRC Potential | 0 | 0 | 0 | 0 | 0 | 0 | 0 | 0 | 0 | 0 | 0 | 0 | 0 | 0 | 0 | 0 | 0 | 0 | 0 | 0 | 0 | 0 | 0 | 0 | 0 | 0 | 0 | 0 | 0 | 0 | 0
F10_Industrial_Agriculture_New_Process_Natural Gas_Steam Trap Maintenance_A_Achievable Economic TRC Potential | F10 | Industrial | Agriculture | New | Process | Natural Gas | Steam Trap Maintenance | A | Cumulative Energy Savings (MWh or mTherms) | Achievable Economic TRC Potential | 0 | 0 | 0 | 0 | 0 | 0 | 0 | 0 | 0 | 0 | 0 | 0 | 0 | 0 | 0 | 0 | 0 | 0 | 0 | 0 | 0 | 0 | 0 | 0 | 0 | 0 | 0 | 0 | 0 | 0 | 0
F11_Industrial_Agriculture_New_Process_Natural Gas_Steam Trap Maintenance_A_Achievable Economic TRC Potential | F11 | Industrial | Agriculture | New | Process | Natural Gas | Steam Trap Maintenance | A | Cumulative Summer Peak Savings (MW) | Achievable Economic TRC Potential | 0 | 0 | 0 | 0 | 0 | 0 | 0 | 0 | 0 | 0 | 0 | 0 | 0 | 0 | 0 | 0 | 0 | 0 | 0 | 0 | 0 | 0 | 0 | 0 | 0 | 0 | 0 | 0 | 0 | 0 | 0
F12_Industrial_Agriculture_New_Process_Natural Gas_Steam Trap Maintenance_A_Achievable Economic TRC Potential | F12 | Industrial | Agriculture | New | Process | Natural Gas | Steam Trap Maintenance | A | Cumulative Winter Peak Savings (MW) | Achievable Economic TRC Potential | 0 | 0 | 0 | 0 | 0 | 0 | 0 | 0 | 0 | 0 | 0 | 0 | 0 | 0 | 0 | 0 | 0 | 0 | 0 | 0 | 0 | 0 | 0 | 0 | 0 | 0 | 0 | 0 | 0 | 0 | 0
F13_Industrial_Agriculture_New_Process_Natural Gas_Steam Trap Maintenance_A_Achievable Economic TRC Potential | F13 | Industrial | Agriculture | New | Process | Natural Gas | Steam Trap Maintenance | A | Purchases (Incremental) | Achievable Economic TRC Potential | 0 | 0 | 0 | 0 | 0 | 0 | 0 | 0 | 0 | 0 | 0 | 0 | 0 | 0 | 0 | 0 | 0 | 0 | 0 | 0 | 0 | 0 | 0 | 0 | 0 | 0 | 0 | 0 | 0 | 0 | 0
F14_Industrial_Agriculture_New_Process_Natural Gas_Steam Trap Maintenance_A_Achievable Economic TRC Potential | F14 | Industrial | Agriculture | New | Process | Natural Gas | Steam Trap Maintenance | A | Purchases (Cumulative) | Achievable Economic TRC Potential | 0 | 0 | 0 | 0 | 0 | 0 | 0 | 0 | 0 | 0 | 0 | 0 | 0 | 0 | 0 | 0 | 0 | 0 | 0 | 0 | 0 | 0 | 0 | 0 | 0 | 0 | 0 | 0 | 0 | 0 | 0
F1_Industrial_Agriculture_New_Space Heating_Natural Gas_Gas Boiler - High Turndown_A_Achievable Economic TRC Potential | F1 | Industrial | Agriculture | New | Space Heating | Natural Gas | Gas Boiler - High Turndown | A | Original Unit Energy Savings (kWh or therms) | Achievable Economic TRC Potential | 0 | 0 | 0 | 0 | 0 | 0 | 0 | 0 | 0 | 0 | 0 | 0 | 0 | 0 | 0 | 0 | 0 | 0 | 0 | 0 | 0 | 0 | 0 | 0 | 0 | 0 | 0 | 0 | 0 | 0 | 0
F2_Industrial_Agriculture_New_Space Heating_Natural Gas_Gas Boiler - High Turndown_A_Achievable Economic TRC Potential | F2 | Industrial | Agriculture | New | Space Heating | Natural Gas | Gas Boiler - High Turndown | A | Original Unit Summer Peak Savings (kW) | Achievable Economic TRC Potential | 0 | 0 | 0 | 0 | 0 | 0 | 0 | 0 | 0 | 0 | 0 | 0 | 0 | 0 | 0 | 0 | 0 | 0 | 0 | 0 | 0 | 0 | 0 | 0 | 0 | 0 | 0 | 0 | 0 | 0 | 0
F3_Industrial_Agriculture_New_Space Heating_Natural Gas_Gas Boiler - High Turndown_A_Achievable Economic TRC Potential | F3 | Industrial | Agriculture | New | Space Heating | Natural Gas | Gas Boiler - High Turndown | A | Original Unit Winter Peak Savings (kW) | Achievable Economic TRC Potential | 0 | 0 | 0 | 0 | 0 | 0 | 0 | 0 | 0 | 0 | 0 | 0 | 0 | 0 | 0 | 0 | 0 | 0 | 0 | 0 | 0 | 0 | 0 | 0 | 0 | 0 | 0 | 0 | 0 | 0 | 0
F4_Industrial_Agriculture_New_Space Heating_Natural Gas_Gas Boiler - High Turndown_A_Achievable Economic TRC Potential | F4 | Industrial | Agriculture | New | Space Heating | Natural Gas | Gas Boiler - High Turndown | A | Standalone Impact on Baseline Energy (%) | Achievable Economic TRC Potential | 0% | 0% | 0% | 0% | 0% | 0% | 0% | 0% | 0% | 0% | 0% | 0% | 0% | 0% | 0% | 0% | 0% | 0% | 0% | 0% | 0% | 0% | 0% | 0% | 0 | 0 | 0 | 0 | 0 | 0 | 0
F5_Industrial_Agriculture_New_Space Heating_Natural Gas_Gas Boiler - High Turndown_A_Achievable Economic TRC Potential | F5 | Industrial | Agriculture | New | Space Heating | Natural Gas | Gas Boiler - High Turndown | A | Standalone Impact on Baseline Summer Peak (%) | Achievable Economic TRC Potential | 0% | 0% | 0% | 0% | 0% | 0% | 0% | 0% | 0% | 0% | 0% | 0% | 0% | 0% | 0% | 0% | 0% | 0% | 0% | 0% | 0% | 0% | 0% | 0% | 0 | 0 | 0 | 0 | 0 | 0 | 0
F6_Industrial_Agriculture_New_Space Heating_Natural Gas_Gas Boiler - High Turndown_A_Achievable Economic TRC Potential | F6 | Industrial | Agriculture | New | Space Heating | Natural Gas | Gas Boiler - High Turndown | A | Standalone Impact on Baseline Winter Peak (%) | Achievable Economic TRC Potential | 0% | 0% | 0% | 0% | 0% | 0% | 0% | 0% | 0% | 0% | 0% | 0% | 0% | 0% | 0% | 0% | 0% | 0% | 0% | 0% | 0% | 0% | 0% | 0% | 0 | 0 | 0 | 0 | 0 | 0 | 0
F7_Industrial_Agriculture_New_Space Heating_Natural Gas_Gas Boiler - High Turndown_A_Achievable Economic TRC Potential | F7 | Industrial | Agriculture | New | Space Heating | Natural Gas | Gas Boiler - High Turndown | A | Incremental Energy Savings (MWh or mTherms) | Achievable Economic TRC Potential | 0 | 0 | 0 | 0 | 0 | 0 | 0 | 0 | 0 | 0 | 0 | 0 | 0 | 0 | 0 | 0 | 0 | 0 | 0 | 0 | 0 | 0 | 0 | 0 | 0 | 0 | 0 | 0 | 0 | 0 | 0
F8_Industrial_Agriculture_New_Space Heating_Natural Gas_Gas Boiler - High Turndown_A_Achievable Economic TRC Potential | F8 | Industrial | Agriculture | New | Space Heating | Natural Gas | Gas Boiler - High Turndown | A | Incremental Summer Peak Savings (MW) | Achievable Economic TRC Potential | 0 | 0 | 0 | 0 | 0 | 0 | 0 | 0 | 0 | 0 | 0 | 0 | 0 | 0 | 0 | 0 | 0 | 0 | 0 | 0 | 0 | 0 | 0 | 0 | 0 | 0 | 0 | 0 | 0 | 0 | 0
F9_Industrial_Agriculture_New_Space Heating_Natural Gas_Gas Boiler - High Turndown_A_Achievable Economic TRC Potential | F9 | Industrial | Agriculture | New | Space Heating | Natural Gas | Gas Boiler - High Turndown | A | Incremental Winter Peak Savings (MW) | Achievable Economic TRC Potential | 0 | 0 | 0 | 0 | 0 | 0 | 0 | 0 | 0 | 0 | 0 | 0 | 0 | 0 | 0 | 0 | 0 | 0 | 0 | 0 | 0 | 0 | 0 | 0 | 0 | 0 | 0 | 0 | 0 | 0 | 0
F10_Industrial_Agriculture_New_Space Heating_Natural Gas_Gas Boiler - High Turndown_A_Achievable Economic TRC Potential | F10 | Industrial | Agriculture | New | Space Heating | Natural Gas | Gas Boiler - High Turndown | A | Cumulative Energy Savings (MWh or mTherms) | Achievable Economic TRC Potential | 0 | 0 | 0 | 0 | 0 | 0 | 0 | 0 | 0 | 0 | 0 | 0 | 0 | 0 | 0 | 0 | 0 | 0 | 0 | 0 | 0 | 0 | 0 | 0 | 0 | 0 | 0 | 0 | 0 | 0 | 0
F11_Industrial_Agriculture_New_Space Heating_Natural Gas_Gas Boiler - High Turndown_A_Achievable Economic TRC Potential | F11 | Industrial | Agriculture | New | Space Heating | Natural Gas | Gas Boiler - High Turndown | A | Cumulative Summer Peak Savings (MW) | Achievable Economic TRC Potential | 0 | 0 | 0 | 0 | 0 | 0 | 0 | 0 | 0 | 0 | 0 | 0 | 0 | 0 | 0 | 0 | 0 | 0 | 0 | 0 | 0 | 0 | 0 | 0 | 0 | 0 | 0 | 0 | 0 | 0 | 0
F12_Industrial_Agriculture_New_Space Heating_Natural Gas_Gas Boiler - High Turndown_A_Achievable Economic TRC Potential | F12 | Industrial | Agriculture | New | Space Heating | Natural Gas | Gas Boiler - High Turndown | A | Cumulative Winter Peak Savings (MW) | Achievable Economic TRC Potential | 0 | 0 | 0 | 0 | 0 | 0 | 0 | 0 | 0 | 0 | 0 | 0 | 0 | 0 | 0 | 0 | 0 | 0 | 0 | 0 | 0 | 0 | 0 | 0 | 0 | 0 | 0 | 0 | 0 | 0 | 0
F13_Industrial_Agriculture_New_Space Heating_Natural Gas_Gas Boiler - High Turndown_A_Achievable Economic TRC Potential | F13 | Industrial | Agriculture | New | Space Heating | Natural Gas | Gas Boiler - High Turndown | A | Purchases (Incremental) | Achievable Economic TRC Potential | 0 | 0 | 0 | 0 | 0 | 0 | 0 | 0 | 0 | 0 | 0 | 0 | 0 | 0 | 0 | 0 | 0 | 0 | 0 | 0 | 0 | 0 | 0 | 0 | 0 | 0 | 0 | 0 | 0 | 0 | 0
F14_Industrial_Agriculture_New_Space Heating_Natural Gas_Gas Boiler - High Turndown_A_Achievable Economic TRC Potential | F14 | Industrial | Agriculture | New | Space Heating | Natural Gas | Gas Boiler - High Turndown | A | Purchases (Cumulative) | Achievable Economic TRC Potential | 0 | 0 | 0 | 0 | 0 | 0 | 0 | 0 | 0 | 0 | 0 | 0 | 0 | 0 | 0 | 0 | 0 | 0 | 0 | 0 | 0 | 0 | 0 | 0 | 0 | 0 | 0 | 0 | 0 | 0 | 0
F1_Industrial_Agriculture_New_Process_Natural Gas_Gas Boiler - High Turndown_A_Achievable Economic TRC Potential | F1 | Industrial | Agriculture | New | Process | Natural Gas | Gas Boiler - High Turndown | A | Original Unit Energy Savings (kWh or therms) | Achievable Economic TRC Potential | 0 | 0 | 0 | 0 | 0 | 2.1216 | 2.1216 | 2.1216 | 2.1216 | 2.1216 | 2.1216 | 2.1216 | 2.1216 | 2.1216 | 2.1216 | 2.1216 | 2.1216 | 2.1216 | 2.1216 | 2.1216 | 2.1216 | 2.1216 | 2.1216 | 2.1216 | 2.1216 | 2.1216 | 2.1216 | 2.1216 | 2.1216 | 2.1216 | 2.1216
F2_Industrial_Agriculture_New_Process_Natural Gas_Gas Boiler - High Turndown_A_Achievable Economic TRC Potential | F2 | Industrial | Agriculture | New | Process | Natural Gas | Gas Boiler - High Turndown | A | Original Unit Summer Peak Savings (kW) | Achievable Economic TRC Potential | 0 | 0 | 0 | 0 | 0 | 0 | 0 | 0 | 0 | 0 | 0 | 0 | 0 | 0 | 0 | 0 | 0 | 0 | 0 | 0 | 0 | 0 | 0 | 0 | 0 | 0 | 0 | 0 | 0 | 0 | 0
F3_Industrial_Agriculture_New_Process_Natural Gas_Gas Boiler - High Turndown_A_Achievable Economic TRC Potential | F3 | Industrial | Agriculture | New | Process | Natural Gas | Gas Boiler - High Turndown | A | Original Unit Winter Peak Savings (kW) | Achievable Economic TRC Potential | 0 | 0 | 0 | 0 | 0 | 0 | 0 | 0 | 0 | 0 | 0 | 0 | 0 | 0 | 0 | 0 | 0 | 0 | 0 | 0 | 0 | 0 | 0 | 0 | 0 | 0 | 0 | 0 | 0 | 0 | 0
F4_Industrial_Agriculture_New_Process_Natural Gas_Gas Boiler - High Turndown_A_Achievable Economic TRC Potential | F4 | Industrial | Agriculture | New | Process | Natural Gas | Gas Boiler - High Turndown | A | Standalone Impact on Baseline Energy (%) | Achievable Economic TRC Potential | 0% | 0% | 0% | 0% | 0% | 0% | 0% | 0% | 0% | 0% | 0% | 0% | 0% | 0% | 0% | 0% | 0% | 0% | 0% | 0% | 0% | 0% | 0% | 0% | 0 | 0 | 0 | 0 | 0 | 0 | 0
F5_Industrial_Agriculture_New_Process_Natural Gas_Gas Boiler - High Turndown_A_Achievable Economic TRC Potential | F5 | Industrial | Agriculture | New | Process | Natural Gas | Gas Boiler - High Turndown | A | Standalone Impact on Baseline Summer Peak (%) | Achievable Economic TRC Potential | 0% | 0% | 0% | 0% | 0% | 0% | 0% | 0% | 0% | 0% | 0% | 0% | 0% | 0% | 0% | 0% | 0% | 0% | 0% | 0% | 0% | 0% | 0% | 0% | 0 | 0 | 0 | 0 | 0 | 0 | 0
F6_Industrial_Agriculture_New_Process_Natural Gas_Gas Boiler - High Turndown_A_Achievable Economic TRC Potential | F6 | Industrial | Agriculture | New | Process | Natural Gas | Gas Boiler - High Turndown | A | Standalone Impact on Baseline Winter Peak (%) | Achievable Economic TRC Potential | 0% | 0% | 0% | 0% | 0% | 0% | 0% | 0% | 0% | 0% | 0% | 0% | 0% | 0% | 0% | 0% | 0% | 0% | 0% | 0% | 0% | 0% | 0% | 0% | 0 | 0 | 0 | 0 | 0 | 0 | 0
F7_Industrial_Agriculture_New_Process_Natural Gas_Gas Boiler - High Turndown_A_Achievable Economic TRC Potential | F7 | Industrial | Agriculture | New | Process | Natural Gas | Gas Boiler - High Turndown | A | Incremental Energy Savings (MWh or mTherms) | Achievable Economic TRC Potential | 0 | 0 | 0 | 0 | 0 | 0 | 0 | 0 | 0 | 0 | 0 | 0 | 0 | 0 | 0 | 0 | 0 | 0 | 0 | 0 | 0 | 0 | 0 | 0 | 0 | 0 | 0 | 0 | 0 | 0 | 0
F8_Industrial_Agriculture_New_Process_Natural Gas_Gas Boiler - High Turndown_A_Achievable Economic TRC Potential | F8 | Industrial | Agriculture | New | Process | Natural Gas | Gas Boiler - High Turndown | A | Incremental Summer Peak Savings (MW) | Achievable Economic TRC Potential | 0 | 0 | 0 | 0 | 0 | 0 | 0 | 0 | 0 | 0 | 0 | 0 | 0 | 0 | 0 | 0 | 0 | 0 | 0 | 0 | 0 | 0 | 0 | 0 | 0 | 0 | 0 | 0 | 0 | 0 | 0
F9_Industrial_Agriculture_New_Process_Natural Gas_Gas Boiler - High Turndown_A_Achievable Economic TRC Potential | F9 | Industrial | Agriculture | New | Process | Natural Gas | Gas Boiler - High Turndown | A | Incremental Winter Peak Savings (MW) | Achievable Economic TRC Potential | 0 | 0 | 0 | 0 | 0 | 0 | 0 | 0 | 0 | 0 | 0 | 0 | 0 | 0 | 0 | 0 | 0 | 0 | 0 | 0 | 0 | 0 | 0 | 0 | 0 | 0 | 0 | 0 | 0 | 0 | 0
F10_Industrial_Agriculture_New_Process_Natural Gas_Gas Boiler - High Turndown_A_Achievable Economic TRC Potential | F10 | Industrial | Agriculture | New | Process | Natural Gas | Gas Boiler - High Turndown | A | Cumulative Energy Savings (MWh or mTherms) | Achievable Economic TRC Potential | 0 | 0 | 0 | 0 | 0 | 0 | 0 | 0 | 0 | 0 | 0 | 0 | 0 | 0 | 0 | 0 | 0 | 0 | 0 | 0 | 0 | 0 | 0 | 0 | 0 | 0 | 0 | 0 | 0 | 0 | 0
F11_Industrial_Agriculture_New_Process_Natural Gas_Gas Boiler - High Turndown_A_Achievable Economic TRC Potential | F11 | Industrial | Agriculture | New | Process | Natural Gas | Gas Boiler - High Turndown | A | Cumulative Summer Peak Savings (MW) | Achievable Economic TRC Potential | 0 | 0 | 0 | 0 | 0 | 0 | 0 | 0 | 0 | 0 | 0 | 0 | 0 | 0 | 0 | 0 | 0 | 0 | 0 | 0 | 0 | 0 | 0 | 0 | 0 | 0 | 0 | 0 | 0 | 0 | 0
F12_Industrial_Agriculture_New_Process_Natural Gas_Gas Boiler - High Turndown_A_Achievable Economic TRC Potential | F12 | Industrial | Agriculture | New | Process | Natural Gas | Gas Boiler - High Turndown | A | Cumulative Winter Peak Savings (MW) | Achievable Economic TRC Potential | 0 | 0 | 0 | 0 | 0 | 0 | 0 | 0 | 0 | 0 | 0 | 0 | 0 | 0 | 0 | 0 | 0 | 0 | 0 | 0 | 0 | 0 | 0 | 0 | 0 | 0 | 0 | 0 | 0 | 0 | 0
F13_Industrial_Agriculture_New_Process_Natural Gas_Gas Boiler - High Turndown_A_Achievable Economic TRC Potential | F13 | Industrial | Agriculture | New | Process | Natural Gas | Gas Boiler - High Turndown | A | Purchases (Incremental) | Achievable Economic TRC Potential | 0 | 0 | 0 | 0 | 0 | 0 | 0 | 0 | 0 | 0 | 0 | 0 | 0 | 0 | 0 | 0 | 0 | 0 | 0 | 0 | 0 | 0 | 0 | 0 | 0 | 0 | 0 | 0 | 0 | 0 | 0
F14_Industrial_Agriculture_New_Process_Natural Gas_Gas Boiler - High Turndown_A_Achievable Economic TRC Potential | F14 | Industrial | Agriculture | New | Process | Natural Gas | Gas Boiler - High Turndown | A | Purchases (Cumulative) | Achievable Economic TRC Potential | 0 | 0 | 0 | 0 | 0 | 0 | 0 | 0 | 0 | 0 | 0 | 0 | 0 | 0 | 0 | 0 | 0 | 0 | 0 | 0 | 0 | 0 | 0 | 0 | 0 | 0 | 0 | 0 | 0 | 0 | 0
F1_Industrial_Agriculture_New_Space Heating_Natural Gas_Gas Boiler - Burner Control Optimization_A_Achievable Economic TRC Potential | F1 | Industrial | Agriculture | New | Space Heating | Natural Gas | Gas Boiler - Burner Control Optimization | A | Original Unit Energy Savings (kWh or therms) | Achievable Economic TRC Potential | 0 | 0 | 0 | 0 | 0 | 0 | 0 | 0 | 0 | 0 | 0 | 0 | 0 | 0 | 0 | 0 | 0 | 0 | 0 | 0 | 0 | 0 | 0 | 0 | 0 | 0 | 0 | 0 | 0 | 0 | 0
F2_Industrial_Agriculture_New_Space Heating_Natural Gas_Gas Boiler - Burner Control Optimization_A_Achievable Economic TRC Potential | F2 | Industrial | Agriculture | New | Space Heating | Natural Gas | Gas Boiler - Burner Control Optimization | A | Original Unit Summer Peak Savings (kW) | Achievable Economic TRC Potential | 0 | 0 | 0 | 0 | 0 | 0 | 0 | 0 | 0 | 0 | 0 | 0 | 0 | 0 | 0 | 0 | 0 | 0 | 0 | 0 | 0 | 0 | 0 | 0 | 0 | 0 | 0 | 0 | 0 | 0 | 0
F3_Industrial_Agriculture_New_Space Heating_Natural Gas_Gas Boiler - Burner Control Optimization_A_Achievable Economic TRC Potential | F3 | Industrial | Agriculture | New | Space Heating | Natural Gas | Gas Boiler - Burner Control Optimization | A | Original Unit Winter Peak Savings (kW) | Achievable Economic TRC Potential | 0 | 0 | 0 | 0 | 0 | 0 | 0 | 0 | 0 | 0 | 0 | 0 | 0 | 0 | 0 | 0 | 0 | 0 | 0 | 0 | 0 | 0 | 0 | 0 | 0 | 0 | 0 | 0 | 0 | 0 | 0
F4_Industrial_Agriculture_New_Space Heating_Natural Gas_Gas Boiler - Burner Control Optimization_A_Achievable Economic TRC Potential | F4 | Industrial | Agriculture | New | Space Heating | Natural Gas | Gas Boiler - Burner Control Optimization | A | Standalone Impact on Baseline Energy (%) | Achievable Economic TRC Potential | 0% | 0% | 0% | 0% | 0% | 0% | 0% | 0% | 0% | 0% | 0% | 0% | 0% | 0% | 0% | 0% | 0% | 0% | 0% | 0% | 0% | 0% | 0% | 0% | 0 | 0 | 0 | 0 | 0 | 0 | 0
F5_Industrial_Agriculture_New_Space Heating_Natural Gas_Gas Boiler - Burner Control Optimization_A_Achievable Economic TRC Potential | F5 | Industrial | Agriculture | New | Space Heating | Natural Gas | Gas Boiler - Burner Control Optimization | A | Standalone Impact on Baseline Summer Peak (%) | Achievable Economic TRC Potential | 0% | 0% | 0% | 0% | 0% | 0% | 0% | 0% | 0% | 0% | 0% | 0% | 0% | 0% | 0% | 0% | 0% | 0% | 0% | 0% | 0% | 0% | 0% | 0% | 0 | 0 | 0 | 0 | 0 | 0 | 0
F6_Industrial_Agriculture_New_Space Heating_Natural Gas_Gas Boiler - Burner Control Optimization_A_Achievable Economic TRC Potential | F6 | Industrial | Agriculture | New | Space Heating | Natural Gas | Gas Boiler - Burner Control Optimization | A | Standalone Impact on Baseline Winter Peak (%) | Achievable Economic TRC Potential | 0% | 0% | 0% | 0% | 0% | 0% | 0% | 0% | 0% | 0% | 0% | 0% | 0% | 0% | 0% | 0% | 0% | 0% | 0% | 0% | 0% | 0% | 0% | 0% | 0 | 0 | 0 | 0 | 0 | 0 | 0
F7_Industrial_Agriculture_New_Space Heating_Natural Gas_Gas Boiler - Burner Control Optimization_A_Achievable Economic TRC Potential | F7 | Industrial | Agriculture | New | Space Heating | Natural Gas | Gas Boiler - Burner Control Optimization | A | Incremental Energy Savings (MWh or mTherms) | Achievable Economic TRC Potential | 0 | 0 | 0 | 0 | 0 | 0 | 0 | 0 | 0 | 0 | 0 | 0 | 0 | 0 | 0 | 0 | 0 | 0 | 0 | 0 | 0 | 0 | 0 | 0 | 0 | 0 | 0 | 0 | 0 | 0 | 0
F8_Industrial_Agriculture_New_Space Heating_Natural Gas_Gas Boiler - Burner Control Optimization_A_Achievable Economic TRC Potential | F8 | Industrial | Agriculture | New | Space Heating | Natural Gas | Gas Boiler - Burner Control Optimization | A | Incremental Summer Peak Savings (MW) | Achievable Economic TRC Potential | 0 | 0 | 0 | 0 | 0 | 0 | 0 | 0 | 0 | 0 | 0 | 0 | 0 | 0 | 0 | 0 | 0 | 0 | 0 | 0 | 0 | 0 | 0 | 0 | 0 | 0 | 0 | 0 | 0 | 0 | 0
F9_Industrial_Agriculture_New_Space Heating_Natural Gas_Gas Boiler - Burner Control Optimization_A_Achievable Economic TRC Potential | F9 | Industrial | Agriculture | New | Space Heating | Natural Gas | Gas Boiler - Burner Control Optimization | A | Incremental Winter Peak Savings (MW) | Achievable Economic TRC Potential | 0 | 0 | 0 | 0 | 0 | 0 | 0 | 0 | 0 | 0 | 0 | 0 | 0 | 0 | 0 | 0 | 0 | 0 | 0 | 0 | 0 | 0 | 0 | 0 | 0 | 0 | 0 | 0 | 0 | 0 | 0
F10_Industrial_Agriculture_New_Space Heating_Natural Gas_Gas Boiler - Burner Control Optimization_A_Achievable Economic TRC Potential | F10 | Industrial | Agriculture | New | Space Heating | Natural Gas | Gas Boiler - Burner Control Optimization | A | Cumulative Energy Savings (MWh or mTherms) | Achievable Economic TRC Potential | 0 | 0 | 0 | 0 | 0 | 0 | 0 | 0 | 0 | 0 | 0 | 0 | 0 | 0 | 0 | 0 | 0 | 0 | 0 | 0 | 0 | 0 | 0 | 0 | 0 | 0 | 0 | 0 | 0 | 0 | 0
F11_Industrial_Agriculture_New_Space Heating_Natural Gas_Gas Boiler - Burner Control Optimization_A_Achievable Economic TRC Potential | F11 | Industrial | Agriculture | New | Space Heating | Natural Gas | Gas Boiler - Burner Control Optimization | A | Cumulative Summer Peak Savings (MW) | Achievable Economic TRC Potential | 0 | 0 | 0 | 0 | 0 | 0 | 0 | 0 | 0 | 0 | 0 | 0 | 0 | 0 | 0 | 0 | 0 | 0 | 0 | 0 | 0 | 0 | 0 | 0 | 0 | 0 | 0 | 0 | 0 | 0 | 0
F12_Industrial_Agriculture_New_Space Heating_Natural Gas_Gas Boiler - Burner Control Optimization_A_Achievable Economic TRC Potential | F12 | Industrial | Agriculture | New | Space Heating | Natural Gas | Gas Boiler - Burner Control Optimization | A | Cumulative Winter Peak Savings (MW) | Achievable Economic TRC Potential | 0 | 0 | 0 | 0 | 0 | 0 | 0 | 0 | 0 | 0 | 0 | 0 | 0 | 0 | 0 | 0 | 0 | 0 | 0 | 0 | 0 | 0 | 0 | 0 | 0 | 0 | 0 | 0 | 0 | 0 | 0
F13_Industrial_Agriculture_New_Space Heating_Natural Gas_Gas Boiler - Burner Control Optimization_A_Achievable Economic TRC Potential | F13 | Industrial | Agriculture | New | Space Heating | Natural Gas | Gas Boiler - Burner Control Optimization | A | Purchases (Incremental) | Achievable Economic TRC Potential | 0 | 0 | 0 | 0 | 0 | 0 | 0 | 0 | 0 | 0 | 0 | 0 | 0 | 0 | 0 | 0 | 0 | 0 | 0 | 0 | 0 | 0 | 0 | 0 | 0 | 0 | 0 | 0 | 0 | 0 | 0
F14_Industrial_Agriculture_New_Space Heating_Natural Gas_Gas Boiler - Burner Control Optimization_A_Achievable Economic TRC Potential | F14 | Industrial | Agriculture | New | Space Heating | Natural Gas | Gas Boiler - Burner Control Optimization | A | Purchases (Cumulative) | Achievable Economic TRC Potential | 0 | 0 | 0 | 0 | 0 | 0 | 0 | 0 | 0 | 0 | 0 | 0 | 0 | 0 | 0 | 0 | 0 | 0 | 0 | 0 | 0 | 0 | 0 | 0 | 0 | 0 | 0 | 0 | 0 | 0 | 0
F1_Industrial_Agriculture_New_Process_Natural Gas_Gas Boiler - Burner Control Optimization_A_Achievable Economic TRC Potential | F1 | Industrial | Agriculture | New | Process | Natural Gas | Gas Boiler - Burner Control Optimization | A | Original Unit Energy Savings (kWh or therms) | Achievable Economic TRC Potential | 0 | 0 | 0 | 0 | 0 | 0.61528 | 0.61528 | 0.61528 | 0.61528 | 0.61528 | 0.61528 | 0.61528 | 0.61528 | 0.61528 | 0.61528 | 0.61528 | 0.61528 | 0.61528 | 0.61528 | 0.61528 | 0.61528 | 0.61528 | 0.61528 | 0.61528 | 0.61528 | 0.61528 | 0.61528 | 0.61528 | 0.61528 | 0.61528 | 0.61528
F2_Industrial_Agriculture_New_Process_Natural Gas_Gas Boiler - Burner Control Optimization_A_Achievable Economic TRC Potential | F2 | Industrial | Agriculture | New | Process | Natural Gas | Gas Boiler - Burner Control Optimization | A | Original Unit Summer Peak Savings (kW) | Achievable Economic TRC Potential | 0 | 0 | 0 | 0 | 0 | 0 | 0 | 0 | 0 | 0 | 0 | 0 | 0 | 0 | 0 | 0 | 0 | 0 | 0 | 0 | 0 | 0 | 0 | 0 | 0 | 0 | 0 | 0 | 0 | 0 | 0
F3_Industrial_Agriculture_New_Process_Natural Gas_Gas Boiler - Burner Control Optimization_A_Achievable Economic TRC Potential | F3 | Industrial | Agriculture | New | Process | Natural Gas | Gas Boiler - Burner Control Optimization | A | Original Unit Winter Peak Savings (kW) | Achievable Economic TRC Potential | 0 | 0 | 0 | 0 | 0 | 0 | 0 | 0 | 0 | 0 | 0 | 0 | 0 | 0 | 0 | 0 | 0 | 0 | 0 | 0 | 0 | 0 | 0 | 0 | 0 | 0 | 0 | 0 | 0 | 0 | 0
F4_Industrial_Agriculture_New_Process_Natural Gas_Gas Boiler - Burner Control Optimization_A_Achievable Economic TRC Potential | F4 | Industrial | Agriculture | New | Process | Natural Gas | Gas Boiler - Burner Control Optimization | A | Standalone Impact on Baseline Energy (%) | Achievable Economic TRC Potential | 0% | 0% | 0% | 0% | 0% | 0% | 0% | 0% | 0% | 0% | 0% | 0% | 0% | 0% | 0% | 0% | 0% | 0% | 0% | 0% | 0% | 0% | 0% | 0% | 0 | 0 | 0 | 0 | 0 | 0 | 0
F5_Industrial_Agriculture_New_Process_Natural Gas_Gas Boiler - Burner Control Optimization_A_Achievable Economic TRC Potential | F5 | Industrial | Agriculture | New | Process | Natural Gas | Gas Boiler - Burner Control Optimization | A | Standalone Impact on Baseline Summer Peak (%) | Achievable Economic TRC Potential | 0% | 0% | 0% | 0% | 0% | 0% | 0% | 0% | 0% | 0% | 0% | 0% | 0% | 0% | 0% | 0% | 0% | 0% | 0% | 0% | 0% | 0% | 0% | 0% | 0 | 0 | 0 | 0 | 0 | 0 | 0
F6_Industrial_Agriculture_New_Process_Natural Gas_Gas Boiler - Burner Control Optimization_A_Achievable Economic TRC Potential | F6 | Industrial | Agriculture | New | Process | Natural Gas | Gas Boiler - Burner Control Optimization | A | Standalone Impact on Baseline Winter Peak (%) | Achievable Economic TRC Potential | 0% | 0% | 0% | 0% | 0% | 0% | 0% | 0% | 0% | 0% | 0% | 0% | 0% | 0% | 0% | 0% | 0% | 0% | 0% | 0% | 0% | 0% | 0% | 0% | 0 | 0 | 0 | 0 | 0 | 0 | 0
F7_Industrial_Agriculture_New_Process_Natural Gas_Gas Boiler - Burner Control Optimization_A_Achievable Economic TRC Potential | F7 | Industrial | Agriculture | New | Process | Natural Gas | Gas Boiler - Burner Control Optimization | A | Incremental Energy Savings (MWh or mTherms) | Achievable Economic TRC Potential | 0 | 0 | 0 | 0 | 0 | 0 | 0 | 0 | 0 | 0 | 0 | 0 | 0 | 0 | 0 | 0 | 0 | 0 | 0 | 0 | 0 | 0 | 0 | 0 | 0 | 0 | 0 | 0 | 0 | 0 | 0
F8_Industrial_Agriculture_New_Process_Natural Gas_Gas Boiler - Burner Control Optimization_A_Achievable Economic TRC Potential | F8 | Industrial | Agriculture | New | Process | Natural Gas | Gas Boiler - Burner Control Optimization | A | Incremental Summer Peak Savings (MW) | Achievable Economic TRC Potential | 0 | 0 | 0 | 0 | 0 | 0 | 0 | 0 | 0 | 0 | 0 | 0 | 0 | 0 | 0 | 0 | 0 | 0 | 0 | 0 | 0 | 0 | 0 | 0 | 0 | 0 | 0 | 0 | 0 | 0 | 0
F9_Industrial_Agriculture_New_Process_Natural Gas_Gas Boiler - Burner Control Optimization_A_Achievable Economic TRC Potential | F9 | Industrial | Agriculture | New | Process | Natural Gas | Gas Boiler - Burner Control Optimization | A | Incremental Winter Peak Savings (MW) | Achievable Economic TRC Potential | 0 | 0 | 0 | 0 | 0 | 0 | 0 | 0 | 0 | 0 | 0 | 0 | 0 | 0 | 0 | 0 | 0 | 0 | 0 | 0 | 0 | 0 | 0 | 0 | 0 | 0 | 0 | 0 | 0 | 0 | 0
F10_Industrial_Agriculture_New_Process_Natural Gas_Gas Boiler - Burner Control Optimization_A_Achievable Economic TRC Potential | F10 | Industrial | Agriculture | New | Process | Natural Gas | Gas Boiler - Burner Control Optimization | A | Cumulative Energy Savings (MWh or mTherms) | Achievable Economic TRC Potential | 0 | 0 | 0 | 0 | 0 | 0 | 0 | 0 | 0 | 0 | 0 | 0 | 0 | 0 | 0 | 0 | 0 | 0 | 0 | 0 | 0 | 0 | 0 | 0 | 0 | 0 | 0 | 0 | 0 | 0 | 0
F11_Industrial_Agriculture_New_Process_Natural Gas_Gas Boiler - Burner Control Optimization_A_Achievable Economic TRC Potential | F11 | Industrial | Agriculture | New | Process | Natural Gas | Gas Boiler - Burner Control Optimization | A | Cumulative Summer Peak Savings (MW) | Achievable Economic TRC Potential | 0 | 0 | 0 | 0 | 0 | 0 | 0 | 0 | 0 | 0 | 0 | 0 | 0 | 0 | 0 | 0 | 0 | 0 | 0 | 0 | 0 | 0 | 0 | 0 | 0 | 0 | 0 | 0 | 0 | 0 | 0
F12_Industrial_Agriculture_New_Process_Natural Gas_Gas Boiler - Burner Control Optimization_A_Achievable Economic TRC Potential | F12 | Industrial | Agriculture | New | Process | Natural Gas | Gas Boiler - Burner Control Optimization | A | Cumulative Winter Peak Savings (MW) | Achievable Economic TRC Potential | 0 | 0 | 0 | 0 | 0 | 0 | 0 | 0 | 0 | 0 | 0 | 0 | 0 | 0 | 0 | 0 | 0 | 0 | 0 | 0 | 0 | 0 | 0 | 0 | 0 | 0 | 0 | 0 | 0 | 0 | 0
F13_Industrial_Agriculture_New_Process_Natural Gas_Gas Boiler - Burner Control Optimization_A_Achievable Economic TRC Potential | F13 | Industrial | Agriculture | New | Process | Natural Gas | Gas Boiler - Burner Control Optimization | A | Purchases (Incremental) | Achievable Economic TRC Potential | 0 | 0 | 0 | 0 | 0 | 0 | 0 | 0 | 0 | 0 | 0 | 0 | 0 | 0 | 0 | 0 | 0 | 0 | 0 | 0 | 0 | 0 | 0 | 0 | 0 | 0 | 0 | 0 | 0 | 0 | 0
F14_Industrial_Agriculture_New_Process_Natural Gas_Gas Boiler - Burner Control Optimization_A_Achievable Economic TRC Potential | F14 | Industrial | Agriculture | New | Process | Natural Gas | Gas Boiler - Burner Control Optimization | A | Purchases (Cumulative) | Achievable Economic TRC Potential | 0 | 0 | 0 | 0 | 0 | 0 | 0 | 0 | 0 | 0 | 0 | 0 | 0 | 0 | 0 | 0 | 0 | 0 | 0 | 0 | 0 | 0 | 0 | 0 | 0 | 0 | 0 | 0 | 0 | 0 | 0
F1_Industrial_Agriculture_New_Space Heating_Natural Gas_HVAC - Demand Controlled Ventilation_A_Achievable Economic TRC Potential | F1 | Industrial | Agriculture | New | Space Heating | Natural Gas | HVAC - Demand Controlled Ventilation | A | Original Unit Energy Savings (kWh or therms) | Achievable Economic TRC Potential | 0 | 0 | 0 | 0 | 0 | 0 | 0 | 0 | 0 | 0 | 0 | 0 | 0 | 0 | 0 | 0 | 0 | 0 | 0 | 0 | 0 | 0 | 0 | 0 | 0 | 0 | 0 | 0 | 0 | 0 | 0
F2_Industrial_Agriculture_New_Space Heating_Natural Gas_HVAC - Demand Controlled Ventilation_A_Achievable Economic TRC Potential | F2 | Industrial | Agriculture | New | Space Heating | Natural Gas | HVAC - Demand Controlled Ventilation | A | Original Unit Summer Peak Savings (kW) | Achievable Economic TRC Potential | 0 | 0 | 0 | 0 | 0 | 0 | 0 | 0 | 0 | 0 | 0 | 0 | 0 | 0 | 0 | 0 | 0 | 0 | 0 | 0 | 0 | 0 | 0 | 0 | 0 | 0 | 0 | 0 | 0 | 0 | 0
F3_Industrial_Agriculture_New_Space Heating_Natural Gas_HVAC - Demand Controlled Ventilation_A_Achievable Economic TRC Potential | F3 | Industrial | Agriculture | New | Space Heating | Natural Gas | HVAC - Demand Controlled Ventilation | A | Original Unit Winter Peak Savings (kW) | Achievable Economic TRC Potential | 0 | 0 | 0 | 0 | 0 | 0 | 0 | 0 | 0 | 0 | 0 | 0 | 0 | 0 | 0 | 0 | 0 | 0 | 0 | 0 | 0 | 0 | 0 | 0 | 0 | 0 | 0 | 0 | 0 | 0 | 0
F4_Industrial_Agriculture_New_Space Heating_Natural Gas_HVAC - Demand Controlled Ventilation_A_Achievable Economic TRC Potential | F4 | Industrial | Agriculture | New | Space Heating | Natural Gas | HVAC - Demand Controlled Ventilation | A | Standalone Impact on Baseline Energy (%) | Achievable Economic TRC Potential | 0% | 0% | 0% | 0% | 0% | 0% | 0% | 0% | 0% | 0% | 0% | 0% | 0% | 0% | 0% | 0% | 0% | 0% | 0% | 0% | 0% | 0% | 0% | 0% | 0 | 0 | 0 | 0 | 0 | 0 | 0
F5_Industrial_Agriculture_New_Space Heating_Natural Gas_HVAC - Demand Controlled Ventilation_A_Achievable Economic TRC Potential | F5 | Industrial | Agriculture | New | Space Heating | Natural Gas | HVAC - Demand Controlled Ventilation | A | Standalone Impact on Baseline Summer Peak (%) | Achievable Economic TRC Potential | 0% | 0% | 0% | 0% | 0% | 0% | 0% | 0% | 0% | 0% | 0% | 0% | 0% | 0% | 0% | 0% | 0% | 0% | 0% | 0% | 0% | 0% | 0% | 0% | 0 | 0 | 0 | 0 | 0 | 0 | 0
F6_Industrial_Agriculture_New_Space Heating_Natural Gas_HVAC - Demand Controlled Ventilation_A_Achievable Economic TRC Potential | F6 | Industrial | Agriculture | New | Space Heating | Natural Gas | HVAC - Demand Controlled Ventilation | A | Standalone Impact on Baseline Winter Peak (%) | Achievable Economic TRC Potential | 0% | 0% | 0% | 0% | 0% | 0% | 0% | 0% | 0% | 0% | 0% | 0% | 0% | 0% | 0% | 0% | 0% | 0% | 0% | 0% | 0% | 0% | 0% | 0% | 0 | 0 | 0 | 0 | 0 | 0 | 0
F7_Industrial_Agriculture_New_Space Heating_Natural Gas_HVAC - Demand Controlled Ventilation_A_Achievable Economic TRC Potential | F7 | Industrial | Agriculture | New | Space Heating | Natural Gas | HVAC - Demand Controlled Ventilation | A | Incremental Energy Savings (MWh or mTherms) | Achievable Economic TRC Potential | 0 | 0 | 0 | 0 | 0 | 0 | 0 | 0 | 0 | 0 | 0 | 0 | 0 | 0 | 0 | 0 | 0 | 0 | 0 | 0 | 0 | 0 | 0 | 0 | 0 | 0 | 0 | 0 | 0 | 0 | 0
F8_Industrial_Agriculture_New_Space Heating_Natural Gas_HVAC - Demand Controlled Ventilation_A_Achievable Economic TRC Potential | F8 | Industrial | Agriculture | New | Space Heating | Natural Gas | HVAC - Demand Controlled Ventilation | A | Incremental Summer Peak Savings (MW) | Achievable Economic TRC Potential | 0 | 0 | 0 | 0 | 0 | 0 | 0 | 0 | 0 | 0 | 0 | 0 | 0 | 0 | 0 | 0 | 0 | 0 | 0 | 0 | 0 | 0 | 0 | 0 | 0 | 0 | 0 | 0 | 0 | 0 | 0
F9_Industrial_Agriculture_New_Space Heating_Natural Gas_HVAC - Demand Controlled Ventilation_A_Achievable Economic TRC Potential | F9 | Industrial | Agriculture | New | Space Heating | Natural Gas | HVAC - Demand Controlled Ventilation | A | Incremental Winter Peak Savings (MW) | Achievable Economic TRC Potential | 0 | 0 | 0 | 0 | 0 | 0 | 0 | 0 | 0 | 0 | 0 | 0 | 0 | 0 | 0 | 0 | 0 | 0 | 0 | 0 | 0 | 0 | 0 | 0 | 0 | 0 | 0 | 0 | 0 | 0 | 0
F10_Industrial_Agriculture_New_Space Heating_Natural Gas_HVAC - Demand Controlled Ventilation_A_Achievable Economic TRC Potential | F10 | Industrial | Agriculture | New | Space Heating | Natural Gas | HVAC - Demand Controlled Ventilation | A | Cumulative Energy Savings (MWh or mTherms) | Achievable Economic TRC Potential | 0 | 0 | 0 | 0 | 0 | 0 | 0 | 0 | 0 | 0 | 0 | 0 | 0 | 0 | 0 | 0 | 0 | 0 | 0 | 0 | 0 | 0 | 0 | 0 | 0 | 0 | 0 | 0 | 0 | 0 | 0
F11_Industrial_Agriculture_New_Space Heating_Natural Gas_HVAC - Demand Controlled Ventilation_A_Achievable Economic TRC Potential | F11 | Industrial | Agriculture | New | Space Heating | Natural Gas | HVAC - Demand Controlled Ventilation | A | Cumulative Summer Peak Savings (MW) | Achievable Economic TRC Potential | 0 | 0 | 0 | 0 | 0 | 0 | 0 | 0 | 0 | 0 | 0 | 0 | 0 | 0 | 0 | 0 | 0 | 0 | 0 | 0 | 0 | 0 | 0 | 0 | 0 | 0 | 0 | 0 | 0 | 0 | 0
F12_Industrial_Agriculture_New_Space Heating_Natural Gas_HVAC - Demand Controlled Ventilation_A_Achievable Economic TRC Potential | F12 | Industrial | Agriculture | New | Space Heating | Natural Gas | HVAC - Demand Controlled Ventilation | A | Cumulative Winter Peak Savings (MW) | Achievable Economic TRC Potential | 0 | 0 | 0 | 0 | 0 | 0 | 0 | 0 | 0 | 0 | 0 | 0 | 0 | 0 | 0 | 0 | 0 | 0 | 0 | 0 | 0 | 0 | 0 | 0 | 0 | 0 | 0 | 0 | 0 | 0 | 0
F13_Industrial_Agriculture_New_Space Heating_Natural Gas_HVAC - Demand Controlled Ventilation_A_Achievable Economic TRC Potential | F13 | Industrial | Agriculture | New | Space Heating | Natural Gas | HVAC - Demand Controlled Ventilation | A | Purchases (Incremental) | Achievable Economic TRC Potential | 0 | 0 | 0 | 0 | 0 | 0 | 0 | 0 | 0 | 0 | 0 | 0 | 0 | 0 | 0 | 0 | 0 | 0 | 0 | 0 | 0 | 0 | 0 | 0 | 0 | 0 | 0 | 0 | 0 | 0 | 0
F14_Industrial_Agriculture_New_Space Heating_Natural Gas_HVAC - Demand Controlled Ventilation_A_Achievable Economic TRC Potential | F14 | Industrial | Agriculture | New | Space Heating | Natural Gas | HVAC - Demand Controlled Ventilation | A | Purchases (Cumulative) | Achievable Economic TRC Potential | 0 | 0 | 0 | 0 | 0 | 0 | 0 | 0 | 0 | 0 | 0 | 0 | 0 | 0 | 0 | 0 | 0 | 0 | 0 | 0 | 0 | 0 | 0 | 0 | 0 | 0 | 0 | 0 | 0 | 0 | 0
F1_Industrial_Agriculture_New_Space Heating_Natural Gas_Gas Boiler - Stack Economizer_A_Achievable Economic TRC Potential | F1 | Industrial | Agriculture | New | Space Heating | Natural Gas | Gas Boiler - Stack Economizer | A | Original Unit Energy Savings (kWh or therms) | Achievable Economic TRC Potential | 0 | 0 | 0 | 0 | 0 | 0 | 0 | 0 | 0 | 0 | 0 | 0 | 0 | 0 | 0 | 0 | 0 | 0 | 0 | 0 | 0 | 0 | 0 | 0 | 0 | 0 | 0 | 0 | 0 | 0 | 0
F2_Industrial_Agriculture_New_Space Heating_Natural Gas_Gas Boiler - Stack Economizer_A_Achievable Economic TRC Potential | F2 | Industrial | Agriculture | New | Space Heating | Natural Gas | Gas Boiler - Stack Economizer | A | Original Unit Summer Peak Savings (kW) | Achievable Economic TRC Potential | 0 | 0 | 0 | 0 | 0 | 0 | 0 | 0 | 0 | 0 | 0 | 0 | 0 | 0 | 0 | 0 | 0 | 0 | 0 | 0 | 0 | 0 | 0 | 0 | 0 | 0 | 0 | 0 | 0 | 0 | 0
F3_Industrial_Agriculture_New_Space Heating_Natural Gas_Gas Boiler - Stack Economizer_A_Achievable Economic TRC Potential | F3 | Industrial | Agriculture | New | Space Heating | Natural Gas | Gas Boiler - Stack Economizer | A | Original Unit Winter Peak Savings (kW) | Achievable Economic TRC Potential | 0 | 0 | 0 | 0 | 0 | 0 | 0 | 0 | 0 | 0 | 0 | 0 | 0 | 0 | 0 | 0 | 0 | 0 | 0 | 0 | 0 | 0 | 0 | 0 | 0 | 0 | 0 | 0 | 0 | 0 | 0
F4_Industrial_Agriculture_New_Space Heating_Natural Gas_Gas Boiler - Stack Economizer_A_Achievable Economic TRC Potential | F4 | Industrial | Agriculture | New | Space Heating | Natural Gas | Gas Boiler - Stack Economizer | A | Standalone Impact on Baseline Energy (%) | Achievable Economic TRC Potential | 0% | 0% | 0% | 0% | 0% | 0% | 0% | 0% | 0% | 0% | 0% | 0% | 0% | 0% | 0% | 0% | 0% | 0% | 0% | 0% | 0% | 0% | 0% | 0% | 0 | 0 | 0 | 0 | 0 | 0 | 0
F5_Industrial_Agriculture_New_Space Heating_Natural Gas_Gas Boiler - Stack Economizer_A_Achievable Economic TRC Potential | F5 | Industrial | Agriculture | New | Space Heating | Natural Gas | Gas Boiler - Stack Economizer | A | Standalone Impact on Baseline Summer Peak (%) | Achievable Economic TRC Potential | 0% | 0% | 0% | 0% | 0% | 0% | 0% | 0% | 0% | 0% | 0% | 0% | 0% | 0% | 0% | 0% | 0% | 0% | 0% | 0% | 0% | 0% | 0% | 0% | 0 | 0 | 0 | 0 | 0 | 0 | 0
F6_Industrial_Agriculture_New_Space Heating_Natural Gas_Gas Boiler - Stack Economizer_A_Achievable Economic TRC Potential | F6 | Industrial | Agriculture | New | Space Heating | Natural Gas | Gas Boiler - Stack Economizer | A | Standalone Impact on Baseline Winter Peak (%) | Achievable Economic TRC Potential | 0% | 0% | 0% | 0% | 0% | 0% | 0% | 0% | 0% | 0% | 0% | 0% | 0% | 0% | 0% | 0% | 0% | 0% | 0% | 0% | 0% | 0% | 0% | 0% | 0 | 0 | 0 | 0 | 0 | 0 | 0
F7_Industrial_Agriculture_New_Space Heating_Natural Gas_Gas Boiler - Stack Economizer_A_Achievable Economic TRC Potential | F7 | Industrial | Agriculture | New | Space Heating | Natural Gas | Gas Boiler - Stack Economizer | A | Incremental Energy Savings (MWh or mTherms) | Achievable Economic TRC Potential | 0 | 0 | 0 | 0 | 0 | 0 | 0 | 0 | 0 | 0 | 0 | 0 | 0 | 0 | 0 | 0 | 0 | 0 | 0 | 0 | 0 | 0 | 0 | 0 | 0 | 0 | 0 | 0 | 0 | 0 | 0
F8_Industrial_Agriculture_New_Space Heating_Natural Gas_Gas Boiler - Stack Economizer_A_Achievable Economic TRC Potential | F8 | Industrial | Agriculture | New | Space Heating | Natural Gas | Gas Boiler - Stack Economizer | A | Incremental Summer Peak Savings (MW) | Achievable Economic TRC Potential | 0 | 0 | 0 | 0 | 0 | 0 | 0 | 0 | 0 | 0 | 0 | 0 | 0 | 0 | 0 | 0 | 0 | 0 | 0 | 0 | 0 | 0 | 0 | 0 | 0 | 0 | 0 | 0 | 0 | 0 | 0
F9_Industrial_Agriculture_New_Space Heating_Natural Gas_Gas Boiler - Stack Economizer_A_Achievable Economic TRC Potential | F9 | Industrial | Agriculture | New | Space Heating | Natural Gas | Gas Boiler - Stack Economizer | A | Incremental Winter Peak Savings (MW) | Achievable Economic TRC Potential | 0 | 0 | 0 | 0 | 0 | 0 | 0 | 0 | 0 | 0 | 0 | 0 | 0 | 0 | 0 | 0 | 0 | 0 | 0 | 0 | 0 | 0 | 0 | 0 | 0 | 0 | 0 | 0 | 0 | 0 | 0
F10_Industrial_Agriculture_New_Space Heating_Natural Gas_Gas Boiler - Stack Economizer_A_Achievable Economic TRC Potential | F10 | Industrial | Agriculture | New | Space Heating | Natural Gas | Gas Boiler - Stack Economizer | A | Cumulative Energy Savings (MWh or mTherms) | Achievable Economic TRC Potential | 0 | 0 | 0 | 0 | 0 | 0 | 0 | 0 | 0 | 0 | 0 | 0 | 0 | 0 | 0 | 0 | 0 | 0 | 0 | 0 | 0 | 0 | 0 | 0 | 0 | 0 | 0 | 0 | 0 | 0 | 0
F11_Industrial_Agriculture_New_Space Heating_Natural Gas_Gas Boiler - Stack Economizer_A_Achievable Economic TRC Potential | F11 | Industrial | Agriculture | New | Space Heating | Natural Gas | Gas Boiler - Stack Economizer | A | Cumulative Summer Peak Savings (MW) | Achievable Economic TRC Potential | 0 | 0 | 0 | 0 | 0 | 0 | 0 | 0 | 0 | 0 | 0 | 0 | 0 | 0 | 0 | 0 | 0 | 0 | 0 | 0 | 0 | 0 | 0 | 0 | 0 | 0 | 0 | 0 | 0 | 0 | 0
F12_Industrial_Agriculture_New_Space Heating_Natural Gas_Gas Boiler - Stack Economizer_A_Achievable Economic TRC Potential | F12 | Industrial | Agriculture | New | Space Heating | Natural Gas | Gas Boiler - Stack Economizer | A | Cumulative Winter Peak Savings (MW) | Achievable Economic TRC Potential | 0 | 0 | 0 | 0 | 0 | 0 | 0 | 0 | 0 | 0 | 0 | 0 | 0 | 0 | 0 | 0 | 0 | 0 | 0 | 0 | 0 | 0 | 0 | 0 | 0 | 0 | 0 | 0 | 0 | 0 | 0
F13_Industrial_Agriculture_New_Space Heating_Natural Gas_Gas Boiler - Stack Economizer_A_Achievable Economic TRC Potential | F13 | Industrial | Agriculture | New | Space Heating | Natural Gas | Gas Boiler - Stack Economizer | A | Purchases (Incremental) | Achievable Economic TRC Potential | 0 | 0 | 0 | 0 | 0 | 0 | 0 | 0 | 0 | 0 | 0 | 0 | 0 | 0 | 0 | 0 | 0 | 0 | 0 | 0 | 0 | 0 | 0 | 0 | 0 | 0 | 0 | 0 | 0 | 0 | 0
F14_Industrial_Agriculture_New_Space Heating_Natural Gas_Gas Boiler - Stack Economizer_A_Achievable Economic TRC Potential | F14 | Industrial | Agriculture | New | Space Heating | Natural Gas | Gas Boiler - Stack Economizer | A | Purchases (Cumulative) | Achievable Economic TRC Potential | 0 | 0 | 0 | 0 | 0 | 0 | 0 | 0 | 0 | 0 | 0 | 0 | 0 | 0 | 0 | 0 | 0 | 0 | 0 | 0 | 0 | 0 | 0 | 0 | 0 | 0 | 0 | 0 | 0 | 0 | 0
F1_Industrial_Agriculture_New_Process_Natural Gas_Gas Boiler - Stack Economizer_A_Achievable Economic TRC Potential | F1 | Industrial | Agriculture | New | Process | Natural Gas | Gas Boiler - Stack Economizer | A | Original Unit Energy Savings (kWh or therms) | Achievable Economic TRC Potential | 0 | 0 | 0 | 0 | 0 | 2.0368 | 2.0368 | 2.0368 | 2.0368 | 2.0368 | 2.0368 | 2.0368 | 2.0368 | 2.0368 | 2.0368 | 2.0368 | 2.0368 | 2.0368 | 2.0368 | 2.0368 | 2.0368 | 2.0368 | 2.0368 | 2.0368 | 2.0368 | 2.0368 | 2.0368 | 2.0368 | 2.0368 | 2.0368 | 2.0368
F2_Industrial_Agriculture_New_Process_Natural Gas_Gas Boiler - Stack Economizer_A_Achievable Economic TRC Potential | F2 | Industrial | Agriculture | New | Process | Natural Gas | Gas Boiler - Stack Economizer | A | Original Unit Summer Peak Savings (kW) | Achievable Economic TRC Potential | 0 | 0 | 0 | 0 | 0 | 0 | 0 | 0 | 0 | 0 | 0 | 0 | 0 | 0 | 0 | 0 | 0 | 0 | 0 | 0 | 0 | 0 | 0 | 0 | 0 | 0 | 0 | 0 | 0 | 0 | 0
F3_Industrial_Agriculture_New_Process_Natural Gas_Gas Boiler - Stack Economizer_A_Achievable Economic TRC Potential | F3 | Industrial | Agriculture | New | Process | Natural Gas | Gas Boiler - Stack Economizer | A | Original Unit Winter Peak Savings (kW) | Achievable Economic TRC Potential | 0 | 0 | 0 | 0 | 0 | 0 | 0 | 0 | 0 | 0 | 0 | 0 | 0 | 0 | 0 | 0 | 0 | 0 | 0 | 0 | 0 | 0 | 0 | 0 | 0 | 0 | 0 | 0 | 0 | 0 | 0
F4_Industrial_Agriculture_New_Process_Natural Gas_Gas Boiler - Stack Economizer_A_Achievable Economic TRC Potential | F4 | Industrial | Agriculture | New | Process | Natural Gas | Gas Boiler - Stack Economizer | A | Standalone Impact on Baseline Energy (%) | Achievable Economic TRC Potential | 0% | 0% | 0% | 0% | 0% | 0.05789% | 0.1068% | 0.1502% | 0.1904% | 0.2281% | 0.2584% | 0.2778% | 0.2891% | 0.2946% | 0.2961% | 0.2944% | 0.2907% | 0.2855% | 0.2792% | 0.2724% | 0.2595% | 0.2479% | 0.2373% | 0.2276% | 0.0021866 | 0.0021045 | 0.0020285 | 0.001958 | 0 | 0 | 0
F5_Industrial_Agriculture_New_Process_Natural Gas_Gas Boiler - Stack Economizer_A_Achievable Economic TRC Potential | F5 | Industrial | Agriculture | New | Process | Natural Gas | Gas Boiler - Stack Economizer | A | Standalone Impact on Baseline Summer Peak (%) | Achievable Economic TRC Potential | 0% | 0% | 0% | 0% | 0% | 0% | 0% | 0% | 0% | 0% | 0% | 0% | 0% | 0% | 0% | 0% | 0% | 0% | 0% | 0% | 0% | 0% | 0% | 0% | 0 | 0 | 0 | 0 | 0 | 0 | 0
F6_Industrial_Agriculture_New_Process_Natural Gas_Gas Boiler - Stack Economizer_A_Achievable Economic TRC Potential | F6 | Industrial | Agriculture | New | Process | Natural Gas | Gas Boiler - Stack Economizer | A | Standalone Impact on Baseline Winter Peak (%) | Achievable Economic TRC Potential | 0% | 0% | 0% | 0% | 0% | 0% | 0% | 0% | 0% | 0% | 0% | 0% | 0% | 0% | 0% | 0% | 0% | 0% | 0% | 0% | 0% | 0% | 0% | 0% | 0 | 0 | 0 | 0 | 0 | 0 | 0
F7_Industrial_Agriculture_New_Process_Natural Gas_Gas Boiler - Stack Economizer_A_Achievable Economic TRC Potential | F7 | Industrial | Agriculture | New | Process | Natural Gas | Gas Boiler - Stack Economizer | A | Incremental Energy Savings (MWh or mTherms) | Achievable Economic TRC Potential | 0 | 0 | 0 | 0 | 0 | 0.11226 | 0.133 | 0.15373 | 0.17433 | 0.19495 | 0.19403 | 0.16989 | 0.14761 | 0.12743 | 0.1093 | 0.093347 | 0.079358 | 0.067231 | 0.056765 | 0.047775 | 0.11226 | 0.133 | 0.15373 | 0.17433 | 0.19495 | 0.19403 | 0.16989 | 0.14761 | 0.12743 | 0.1093 | 0.093347
F8_Industrial_Agriculture_New_Process_Natural Gas_Gas Boiler - Stack Economizer_A_Achievable Economic TRC Potential | F8 | Industrial | Agriculture | New | Process | Natural Gas | Gas Boiler - Stack Economizer | A | Incremental Summer Peak Savings (MW) | Achievable Economic TRC Potential | 0 | 0 | 0 | 0 | 0 | 0 | 0 | 0 | 0 | 0 | 0 | 0 | 0 | 0 | 0 | 0 | 0 | 0 | 0 | 0 | 0 | 0 | 0 | 0 | 0 | 0 | 0 | 0 | 0 | 0 | 0
F9_Industrial_Agriculture_New_Process_Natural Gas_Gas Boiler - Stack Economizer_A_Achievable Economic TRC Potential | F9 | Industrial | Agriculture | New | Process | Natural Gas | Gas Boiler - Stack Economizer | A | Incremental Winter Peak Savings (MW) | Achievable Economic TRC Potential | 0 | 0 | 0 | 0 | 0 | 0 | 0 | 0 | 0 | 0 | 0 | 0 | 0 | 0 | 0 | 0 | 0 | 0 | 0 | 0 | 0 | 0 | 0 | 0 | 0 | 0 | 0 | 0 | 0 | 0 | 0
F10_Industrial_Agriculture_New_Process_Natural Gas_Gas Boiler - Stack Economizer_A_Achievable Economic TRC Potential | F10 | Industrial | Agriculture | New | Process | Natural Gas | Gas Boiler - Stack Economizer | A | Cumulative Energy Savings (MWh or mTherms) | Achievable Economic TRC Potential | 0 | 0 | 0 | 0 | 0 | 0.11226 | 0.24527 | 0.399 | 0.57333 | 0.76828 | 0.96231 | 1.1322 | 1.2798 | 1.4072 | 1.5165 | 1.6099 | 1.6892 | 1.7565 | 1.8132 | 1.861 | 1.861 | 1.861 | 1.861 | 1.861 | 1.861 | 1.861 | 1.861 | 1.861 | 1.861 | 1.861 | 1.861
F11_Industrial_Agriculture_New_Process_Natural Gas_Gas Boiler - Stack Economizer_A_Achievable Economic TRC Potential | F11 | Industrial | Agriculture | New | Process | Natural Gas | Gas Boiler - Stack Economizer | A | Cumulative Summer Peak Savings (MW) | Achievable Economic TRC Potential | 0 | 0 | 0 | 0 | 0 | 0 | 0 | 0 | 0 | 0 | 0 | 0 | 0 | 0 | 0 | 0 | 0 | 0 | 0 | 0 | 0 | 0 | 0 | 0 | 0 | 0 | 0 | 0 | 0 | 0 | 0
F12_Industrial_Agriculture_New_Process_Natural Gas_Gas Boiler - Stack Economizer_A_Achievable Economic TRC Potential | F12 | Industrial | Agriculture | New | Process | Natural Gas | Gas Boiler - Stack Economizer | A | Cumulative Winter Peak Savings (MW) | Achievable Economic TRC Potential | 0 | 0 | 0 | 0 | 0 | 0 | 0 | 0 | 0 | 0 | 0 | 0 | 0 | 0 | 0 | 0 | 0 | 0 | 0 | 0 | 0 | 0 | 0 | 0 | 0 | 0 | 0 | 0 | 0 | 0 | 0
F13_Industrial_Agriculture_New_Process_Natural Gas_Gas Boiler - Stack Economizer_A_Achievable Economic TRC Potential | F13 | Industrial | Agriculture | New | Process | Natural Gas | Gas Boiler - Stack Economizer | A | Purchases (Incremental) | Achievable Economic TRC Potential | 0 | 0 | 0 | 0 | 0 | 55.1186 | 65.3005 | 75.4768 | 85.5931 | 95.7149 | 95.2606 | 83.4095 | 72.4727 | 62.565 | 53.6631 | 45.8304 | 38.9622 | 33.0082 | 27.87 | 23.4563 | 55.1186 | 65.3005 | 75.4768 | 85.5931 | 95.7149 | 95.2606 | 83.4095 | 72.4727 | 62.565 | 53.6631 | 45.8304
F14_Industrial_Agriculture_New_Process_Natural Gas_Gas Boiler - Stack Economizer_A_Achievable Economic TRC Potential | F14 | Industrial | Agriculture | New | Process | Natural Gas | Gas Boiler - Stack Economizer | A | Purchases (Cumulative) | Achievable Economic TRC Potential | 0 | 0 | 0 | 0 | 0 | 55.1186 | 120.4191 | 195.896 | 281.4891 | 377.2041 | 472.4646 | 555.8741 | 628.3469 | 690.9118 | 744.575 | 790.4054 | 829.3676 | 862.3758 | 890.2458 | 913.7021 | 913.7021 | 913.7021 | 913.7021 | 913.7021 | 913.7021 | 913.7021 | 913.7021 | 913.7021 | 913.7021 | 913.7021 | 913.7021
F1_Industrial_Agriculture_New_Space Heating_Natural Gas_Gas Furnace Tube Inserts_A_Achievable Economic TRC Potential | F1 | Industrial | Agriculture | New | Space Heating | Natural Gas | Gas Furnace Tube Inserts | A | Original Unit Energy Savings (kWh or therms) | Achievable Economic TRC Potential | 0 | 0 | 0 | 0 | 0 | 0 | 0 | 0 | 0 | 0 | 0 | 0 | 0 | 0 | 0 | 0 | 0 | 0 | 0 | 0 | 0 | 0 | 0 | 0 | 0 | 0 | 0 | 0 | 0 | 0 | 0
F2_Industrial_Agriculture_New_Space Heating_Natural Gas_Gas Furnace Tube Inserts_A_Achievable Economic TRC Potential | F2 | Industrial | Agriculture | New | Space Heating | Natural Gas | Gas Furnace Tube Inserts | A | Original Unit Summer Peak Savings (kW) | Achievable Economic TRC Potential | 0 | 0 | 0 | 0 | 0 | 0 | 0 | 0 | 0 | 0 | 0 | 0 | 0 | 0 | 0 | 0 | 0 | 0 | 0 | 0 | 0 | 0 | 0 | 0 | 0 | 0 | 0 | 0 | 0 | 0 | 0
F3_Industrial_Agriculture_New_Space Heating_Natural Gas_Gas Furnace Tube Inserts_A_Achievable Economic TRC Potential | F3 | Industrial | Agriculture | New | Space Heating | Natural Gas | Gas Furnace Tube Inserts | A | Original Unit Winter Peak Savings (kW) | Achievable Economic TRC Potential | 0 | 0 | 0 | 0 | 0 | 0 | 0 | 0 | 0 | 0 | 0 | 0 | 0 | 0 | 0 | 0 | 0 | 0 | 0 | 0 | 0 | 0 | 0 | 0 | 0 | 0 | 0 | 0 | 0 | 0 | 0
F4_Industrial_Agriculture_New_Space Heating_Natural Gas_Gas Furnace Tube Inserts_A_Achievable Economic TRC Potential | F4 | Industrial | Agriculture | New | Space Heating | Natural Gas | Gas Furnace Tube Inserts | A | Standalone Impact on Baseline Energy (%) | Achievable Economic TRC Potential | 0% | 0% | 0% | 0% | 0% | 0% | 0% | 0% | 0% | 0% | 0% | 0% | 0% | 0% | 0% | 0% | 0% | 0% | 0% | 0% | 0% | 0% | 0% | 0% | 0 | 0 | 0 | 0 | 0 | 0 | 0
F5_Industrial_Agriculture_New_Space Heating_Natural Gas_Gas Furnace Tube Inserts_A_Achievable Economic TRC Potential | F5 | Industrial | Agriculture | New | Space Heating | Natural Gas | Gas Furnace Tube Inserts | A | Standalone Impact on Baseline Summer Peak (%) | Achievable Economic TRC Potential | 0% | 0% | 0% | 0% | 0% | 0% | 0% | 0% | 0% | 0% | 0% | 0% | 0% | 0% | 0% | 0% | 0% | 0% | 0% | 0% | 0% | 0% | 0% | 0% | 0 | 0 | 0 | 0 | 0 | 0 | 0
F6_Industrial_Agriculture_New_Space Heating_Natural Gas_Gas Furnace Tube Inserts_A_Achievable Economic TRC Potential | F6 | Industrial | Agriculture | New | Space Heating | Natural Gas | Gas Furnace Tube Inserts | A | Standalone Impact on Baseline Winter Peak (%) | Achievable Economic TRC Potential | 0% | 0% | 0% | 0% | 0% | 0% | 0% | 0% | 0% | 0% | 0% | 0% | 0% | 0% | 0% | 0% | 0% | 0% | 0% | 0% | 0% | 0% | 0% | 0% | 0 | 0 | 0 | 0 | 0 | 0 | 0
F7_Industrial_Agriculture_New_Space Heating_Natural Gas_Gas Furnace Tube Inserts_A_Achievable Economic TRC Potential | F7 | Industrial | Agriculture | New | Space Heating | Natural Gas | Gas Furnace Tube Inserts | A | Incremental Energy Savings (MWh or mTherms) | Achievable Economic TRC Potential | 0 | 0 | 0 | 0 | 0 | 0 | 0 | 0 | 0 | 0 | 0 | 0 | 0 | 0 | 0 | 0 | 0 | 0 | 0 | 0 | 0 | 0 | 0 | 0 | 0 | 0 | 0 | 0 | 0 | 0 | 0
F8_Industrial_Agriculture_New_Space Heating_Natural Gas_Gas Furnace Tube Inserts_A_Achievable Economic TRC Potential | F8 | Industrial | Agriculture | New | Space Heating | Natural Gas | Gas Furnace Tube Inserts | A | Incremental Summer Peak Savings (MW) | Achievable Economic TRC Potential | 0 | 0 | 0 | 0 | 0 | 0 | 0 | 0 | 0 | 0 | 0 | 0 | 0 | 0 | 0 | 0 | 0 | 0 | 0 | 0 | 0 | 0 | 0 | 0 | 0 | 0 | 0 | 0 | 0 | 0 | 0
F9_Industrial_Agriculture_New_Space Heating_Natural Gas_Gas Furnace Tube Inserts_A_Achievable Economic TRC Potential | F9 | Industrial | Agriculture | New | Space Heating | Natural Gas | Gas Furnace Tube Inserts | A | Incremental Winter Peak Savings (MW) | Achievable Economic TRC Potential | 0 | 0 | 0 | 0 | 0 | 0 | 0 | 0 | 0 | 0 | 0 | 0 | 0 | 0 | 0 | 0 | 0 | 0 | 0 | 0 | 0 | 0 | 0 | 0 | 0 | 0 | 0 | 0 | 0 | 0 | 0
F10_Industrial_Agriculture_New_Space Heating_Natural Gas_Gas Furnace Tube Inserts_A_Achievable Economic TRC Potential | F10 | Industrial | Agriculture | New | Space Heating | Natural Gas | Gas Furnace Tube Inserts | A | Cumulative Energy Savings (MWh or mTherms) | Achievable Economic TRC Potential | 0 | 0 | 0 | 0 | 0 | 0 | 0 | 0 | 0 | 0 | 0 | 0 | 0 | 0 | 0 | 0 | 0 | 0 | 0 | 0 | 0 | 0 | 0 | 0 | 0 | 0 | 0 | 0 | 0 | 0 | 0
F11_Industrial_Agriculture_New_Space Heating_Natural Gas_Gas Furnace Tube Inserts_A_Achievable Economic TRC Potential | F11 | Industrial | Agriculture | New | Space Heating | Natural Gas | Gas Furnace Tube Inserts | A | Cumulative Summer Peak Savings (MW) | Achievable Economic TRC Potential | 0 | 0 | 0 | 0 | 0 | 0 | 0 | 0 | 0 | 0 | 0 | 0 | 0 | 0 | 0 | 0 | 0 | 0 | 0 | 0 | 0 | 0 | 0 | 0 | 0 | 0 | 0 | 0 | 0 | 0 | 0
F12_Industrial_Agriculture_New_Space Heating_Natural Gas_Gas Furnace Tube Inserts_A_Achievable Economic TRC Potential | F12 | Industrial | Agriculture | New | Space Heating | Natural Gas | Gas Furnace Tube Inserts | A | Cumulative Winter Peak Savings (MW) | Achievable Economic TRC Potential | 0 | 0 | 0 | 0 | 0 | 0 | 0 | 0 | 0 | 0 | 0 | 0 | 0 | 0 | 0 | 0 | 0 | 0 | 0 | 0 | 0 | 0 | 0 | 0 | 0 | 0 | 0 | 0 | 0 | 0 | 0
F13_Industrial_Agriculture_New_Space Heating_Natural Gas_Gas Furnace Tube Inserts_A_Achievable Economic TRC Potential | F13 | Industrial | Agriculture | New | Space Heating | Natural Gas | Gas Furnace Tube Inserts | A | Purchases (Incremental) | Achievable Economic TRC Potential | 0 | 0 | 0 | 0 | 0 | 0 | 0 | 0 | 0 | 0 | 0 | 0 | 0 | 0 | 0 | 0 | 0 | 0 | 0 | 0 | 0 | 0 | 0 | 0 | 0 | 0 | 0 | 0 | 0 | 0 | 0
F14_Industrial_Agriculture_New_Space Heating_Natural Gas_Gas Furnace Tube Inserts_A_Achievable Economic TRC Potential | F14 | Industrial | Agriculture | New | Space Heating | Natural Gas | Gas Furnace Tube Inserts | A | Purchases (Cumulative) | Achievable Economic TRC Potential | 0 | 0 | 0 | 0 | 0 | 0 | 0 | 0 | 0 | 0 | 0 | 0 | 0 | 0 | 0 | 0 | 0 | 0 | 0 | 0 | 0 | 0 | 0 | 0 | 0 | 0 | 0 | 0 | 0 | 0 | 0
F1_Industrial_Agriculture_New_Space Heating_Natural Gas_Space Heating - Heat Recovery Ventilator_A_Achievable Economic TRC Potential | F1 | Industrial | Agriculture | New | Space Heating | Natural Gas | Space Heating - Heat Recovery Ventilator | A | Original Unit Energy Savings (kWh or therms) | Achievable Economic TRC Potential | 0 | 0 | 0 | 0 | 0 | 0.012468 | 0.012307 | 0.01219 | 0.0121 | 0.01203 | 0.011973 | 0.011906 | 0.011837 | 0.011768 | 0.011701 | 0.011649 | 0.011607 | 0.011574 | 0.011522 | 0.011484 | 0.011457 | 0.011435 | 0.011435 | 0.011435 | 0.011435 | 0.011435 | 0.011435 | 0.011435 | 0 | 0 | 0
F2_Industrial_Agriculture_New_Space Heating_Natural Gas_Space Heating - Heat Recovery Ventilator_A_Achievable Economic TRC Potential | F2 | Industrial | Agriculture | New | Space Heating | Natural Gas | Space Heating - Heat Recovery Ventilator | A | Original Unit Summer Peak Savings (kW) | Achievable Economic TRC Potential | 0 | 0 | 0 | 0 | 0 | 0 | 0 | 0 | 0 | 0 | 0 | 0 | 0 | 0 | 0 | 0 | 0 | 0 | 0 | 0 | 0 | 0 | 0 | 0 | 0 | 0 | 0 | 0 | 0 | 0 | 0
F3_Industrial_Agriculture_New_Space Heating_Natural Gas_Space Heating - Heat Recovery Ventilator_A_Achievable Economic TRC Potential | F3 | Industrial | Agriculture | New | Space Heating | Natural Gas | Space Heating - Heat Recovery Ventilator | A | Original Unit Winter Peak Savings (kW) | Achievable Economic TRC Potential | 0 | 0 | 0 | 0 | 0 | 0 | 0 | 0 | 0 | 0 | 0 | 0 | 0 | 0 | 0 | 0 | 0 | 0 | 0 | 0 | 0 | 0 | 0 | 0 | 0 | 0 | 0 | 0 | 0 | 0 | 0
F4_Industrial_Agriculture_New_Space Heating_Natural Gas_Space Heating - Heat Recovery Ventilator_A_Achievable Economic TRC Potential | F4 | Industrial | Agriculture | New | Space Heating | Natural Gas | Space Heating - Heat Recovery Ventilator | A | Standalone Impact on Baseline Energy (%) | Achievable Economic TRC Potential | 0% | 0% | 0% | 0% | 0% | 0% | 0% | 0% | 0% | 0% | 0% | 0% | 0% | 0% | 0% | 0% | 0% | 0% | 0% | 0% | 0% | 0% | 0% | 0% | 0 | 0 | 0 | 0 | 0 | 0 | 0
F5_Industrial_Agriculture_New_Space Heating_Natural Gas_Space Heating - Heat Recovery Ventilator_A_Achievable Economic TRC Potential | F5 | Industrial | Agriculture | New | Space Heating | Natural Gas | Space Heating - Heat Recovery Ventilator | A | Standalone Impact on Baseline Summer Peak (%) | Achievable Economic TRC Potential | 0% | 0% | 0% | 0% | 0% | 0% | 0% | 0% | 0% | 0% | 0% | 0% | 0% | 0% | 0% | 0% | 0% | 0% | 0% | 0% | 0% | 0% | 0% | 0% | 0 | 0 | 0 | 0 | 0 | 0 | 0
F6_Industrial_Agriculture_New_Space Heating_Natural Gas_Space Heating - Heat Recovery Ventilator_A_Achievable Economic TRC Potential | F6 | Industrial | Agriculture | New | Space Heating | Natural Gas | Space Heating - Heat Recovery Ventilator | A | Standalone Impact on Baseline Winter Peak (%) | Achievable Economic TRC Potential | 0% | 0% | 0% | 0% | 0% | 0% | 0% | 0% | 0% | 0% | 0% | 0% | 0% | 0% | 0% | 0% | 0% | 0% | 0% | 0% | 0% | 0% | 0% | 0% | 0 | 0 | 0 | 0 | 0 | 0 | 0
F7_Industrial_Agriculture_New_Space Heating_Natural Gas_Space Heating - Heat Recovery Ventilator_A_Achievable Economic TRC Potential | F7 | Industrial | Agriculture | New | Space Heating | Natural Gas | Space Heating - Heat Recovery Ventilator | A | Incremental Energy Savings (MWh or mTherms) | Achievable Economic TRC Potential | 0 | 0 | 0 | 0 | 0 | 0 | 0 | 0 | 0 | 0 | 0 | 0 | 0 | 0 | 0 | 0 | 0 | 0 | 0 | 0 | 0 | 0 | 0 | 0 | 0 | 0 | 0 | 0 | 0 | 0 | 0
F8_Industrial_Agriculture_New_Space Heating_Natural Gas_Space Heating - Heat Recovery Ventilator_A_Achievable Economic TRC Potential | F8 | Industrial | Agriculture | New | Space Heating | Natural Gas | Space Heating - Heat Recovery Ventilator | A | Incremental Summer Peak Savings (MW) | Achievable Economic TRC Potential | 0 | 0 | 0 | 0 | 0 | 0 | 0 | 0 | 0 | 0 | 0 | 0 | 0 | 0 | 0 | 0 | 0 | 0 | 0 | 0 | 0 | 0 | 0 | 0 | 0 | 0 | 0 | 0 | 0 | 0 | 0
F9_Industrial_Agriculture_New_Space Heating_Natural Gas_Space Heating - Heat Recovery Ventilator_A_Achievable Economic TRC Potential | F9 | Industrial | Agriculture | New | Space Heating | Natural Gas | Space Heating - Heat Recovery Ventilator | A | Incremental Winter Peak Savings (MW) | Achievable Economic TRC Potential | 0 | 0 | 0 | 0 | 0 | 0 | 0 | 0 | 0 | 0 | 0 | 0 | 0 | 0 | 0 | 0 | 0 | 0 | 0 | 0 | 0 | 0 | 0 | 0 | 0 | 0 | 0 | 0 | 0 | 0 | 0
F10_Industrial_Agriculture_New_Space Heating_Natural Gas_Space Heating - Heat Recovery Ventilator_A_Achievable Economic TRC Potential | F10 | Industrial | Agriculture | New | Space Heating | Natural Gas | Space Heating - Heat Recovery Ventilator | A | Cumulative Energy Savings (MWh or mTherms) | Achievable Economic TRC Potential | 0 | 0 | 0 | 0 | 0 | 0 | 0 | 0 | 0 | 0 | 0 | 0 | 0 | 0 | 0 | 0 | 0 | 0 | 0 | 0 | 0 | 0 | 0 | 0 | 0 | 0 | 0 | 0 | 0 | 0 | 0
F11_Industrial_Agriculture_New_Space Heating_Natural Gas_Space Heating - Heat Recovery Ventilator_A_Achievable Economic TRC Potential | F11 | Industrial | Agriculture | New | Space Heating | Natural Gas | Space Heating - Heat Recovery Ventilator | A | Cumulative Summer Peak Savings (MW) | Achievable Economic TRC Potential | 0 | 0 | 0 | 0 | 0 | 0 | 0 | 0 | 0 | 0 | 0 | 0 | 0 | 0 | 0 | 0 | 0 | 0 | 0 | 0 | 0 | 0 | 0 | 0 | 0 | 0 | 0 | 0 | 0 | 0 | 0
F12_Industrial_Agriculture_New_Space Heating_Natural Gas_Space Heating - Heat Recovery Ventilator_A_Achievable Economic TRC Potential | F12 | Industrial | Agriculture | New | Space Heating | Natural Gas | Space Heating - Heat Recovery Ventilator | A | Cumulative Winter Peak Savings (MW) | Achievable Economic TRC Potential | 0 | 0 | 0 | 0 | 0 | 0 | 0 | 0 | 0 | 0 | 0 | 0 | 0 | 0 | 0 | 0 | 0 | 0 | 0 | 0 | 0 | 0 | 0 | 0 | 0 | 0 | 0 | 0 | 0 | 0 | 0
F13_Industrial_Agriculture_New_Space Heating_Natural Gas_Space Heating - Heat Recovery Ventilator_A_Achievable Economic TRC Potential | F13 | Industrial | Agriculture | New | Space Heating | Natural Gas | Space Heating - Heat Recovery Ventilator | A | Purchases (Incremental) | Achievable Economic TRC Potential | 0 | 0 | 0 | 0 | 0 | 0 | 0 | 0 | 0 | 0 | 0 | 0 | 0 | 0 | 0 | 0 | 0 | 0 | 0 | 0 | 0 | 0 | 0 | 0 | 0 | 0 | 0 | 0 | 0 | 0 | 0
F14_Industrial_Agriculture_New_Space Heating_Natural Gas_Space Heating - Heat Recovery Ventilator_A_Achievable Economic TRC Potential | F14 | Industrial | Agriculture | New | Space Heating | Natural Gas | Space Heating - Heat Recovery Ventilator | A | Purchases (Cumulative) | Achievable Economic TRC Potential | 0 | 0 | 0 | 0 | 0 | 0 | 0 | 0 | 0 | 0 | 0 | 0 | 0 | 0 | 0 | 0 | 0 | 0 | 0 | 0 | 0 | 0 | 0 | 0 | 0 | 0 | 0 | 0 | 0 | 0 | 0
F1_Industrial_Agriculture_New_Space Heating_Natural Gas_Thermostat - Programmable_A_Achievable Economic TRC Potential | F1 | Industrial | Agriculture | New | Space Heating | Natural Gas | Thermostat - Programmable | A | Original Unit Energy Savings (kWh or therms) | Achievable Economic TRC Potential | 0 | 0 | 0 | 0 | 0 | 0.006194 | 0.006114 | 0.0060556 | 0.0060113 | 0.0059764 | 0.0059481 | 0.005915 | 0.0058802 | 0.005846 | 0.0058129 | 0.0057868 | 0.0057663 | 0.00575 | 0.0057242 | 0.0057053 | 0.0056915 | 0.0056808 | 0.0056808 | 0.0056808 | 0.0056808 | 0.0056808 | 0.0056808 | 0.0056808 | 0 | 0 | 0
F2_Industrial_Agriculture_New_Space Heating_Natural Gas_Thermostat - Programmable_A_Achievable Economic TRC Potential | F2 | Industrial | Agriculture | New | Space Heating | Natural Gas | Thermostat - Programmable | A | Original Unit Summer Peak Savings (kW) | Achievable Economic TRC Potential | 0 | 0 | 0 | 0 | 0 | 0 | 0 | 0 | 0 | 0 | 0 | 0 | 0 | 0 | 0 | 0 | 0 | 0 | 0 | 0 | 0 | 0 | 0 | 0 | 0 | 0 | 0 | 0 | 0 | 0 | 0
F3_Industrial_Agriculture_New_Space Heating_Natural Gas_Thermostat - Programmable_A_Achievable Economic TRC Potential | F3 | Industrial | Agriculture | New | Space Heating | Natural Gas | Thermostat - Programmable | A | Original Unit Winter Peak Savings (kW) | Achievable Economic TRC Potential | 0 | 0 | 0 | 0 | 0 | 0 | 0 | 0 | 0 | 0 | 0 | 0 | 0 | 0 | 0 | 0 | 0 | 0 | 0 | 0 | 0 | 0 | 0 | 0 | 0 | 0 | 0 | 0 | 0 | 0 | 0
F4_Industrial_Agriculture_New_Space Heating_Natural Gas_Thermostat - Programmable_A_Achievable Economic TRC Potential | F4 | Industrial | Agriculture | New | Space Heating | Natural Gas | Thermostat - Programmable | A | Standalone Impact on Baseline Energy (%) | Achievable Economic TRC Potential | 0% | 0% | 0% | 0% | 0% | 0% | 0% | 0% | 0% | 0% | 0% | 0% | 0% | 0% | 0% | 0% | 0% | 0% | 0% | 0% | 0% | 0% | 0% | 0% | 0 | 0 | 0 | 0 | 0 | 0 | 0
F5_Industrial_Agriculture_New_Space Heating_Natural Gas_Thermostat - Programmable_A_Achievable Economic TRC Potential | F5 | Industrial | Agriculture | New | Space Heating | Natural Gas | Thermostat - Programmable | A | Standalone Impact on Baseline Summer Peak (%) | Achievable Economic TRC Potential | 0% | 0% | 0% | 0% | 0% | 0% | 0% | 0% | 0% | 0% | 0% | 0% | 0% | 0% | 0% | 0% | 0% | 0% | 0% | 0% | 0% | 0% | 0% | 0% | 0 | 0 | 0 | 0 | 0 | 0 | 0
F6_Industrial_Agriculture_New_Space Heating_Natural Gas_Thermostat - Programmable_A_Achievable Economic TRC Potential | F6 | Industrial | Agriculture | New | Space Heating | Natural Gas | Thermostat - Programmable | A | Standalone Impact on Baseline Winter Peak (%) | Achievable Economic TRC Potential | 0% | 0% | 0% | 0% | 0% | 0% | 0% | 0% | 0% | 0% | 0% | 0% | 0% | 0% | 0% | 0% | 0% | 0% | 0% | 0% | 0% | 0% | 0% | 0% | 0 | 0 | 0 | 0 | 0 | 0 | 0
F7_Industrial_Agriculture_New_Space Heating_Natural Gas_Thermostat - Programmable_A_Achievable Economic TRC Potential | F7 | Industrial | Agriculture | New | Space Heating | Natural Gas | Thermostat - Programmable | A | Incremental Energy Savings (MWh or mTherms) | Achievable Economic TRC Potential | 0 | 0 | 0 | 0 | 0 | 0 | 0 | 0 | 0 | 0 | 0 | 0 | 0 | 0 | 0 | 0 | 0 | 0 | 0 | 0 | 0 | 0 | 0 | 0 | 0 | 0 | 0 | 0 | 0 | 0 | 0
F8_Industrial_Agriculture_New_Space Heating_Natural Gas_Thermostat - Programmable_A_Achievable Economic TRC Potential | F8 | Industrial | Agriculture | New | Space Heating | Natural Gas | Thermostat - Programmable | A | Incremental Summer Peak Savings (MW) | Achievable Economic TRC Potential | 0 | 0 | 0 | 0 | 0 | 0 | 0 | 0 | 0 | 0 | 0 | 0 | 0 | 0 | 0 | 0 | 0 | 0 | 0 | 0 | 0 | 0 | 0 | 0 | 0 | 0 | 0 | 0 | 0 | 0 | 0
F9_Industrial_Agriculture_New_Space Heating_Natural Gas_Thermostat - Programmable_A_Achievable Economic TRC Potential | F9 | Industrial | Agriculture | New | Space Heating | Natural Gas | Thermostat - Programmable | A | Incremental Winter Peak Savings (MW) | Achievable Economic TRC Potential | 0 | 0 | 0 | 0 | 0 | 0 | 0 | 0 | 0 | 0 | 0 | 0 | 0 | 0 | 0 | 0 | 0 | 0 | 0 | 0 | 0 | 0 | 0 | 0 | 0 | 0 | 0 | 0 | 0 | 0 | 0
F10_Industrial_Agriculture_New_Space Heating_Natural Gas_Thermostat - Programmable_A_Achievable Economic TRC Potential | F10 | Industrial | Agriculture | New | Space Heating | Natural Gas | Thermostat - Programmable | A | Cumulative Energy Savings (MWh or mTherms) | Achievable Economic TRC Potential | 0 | 0 | 0 | 0 | 0 | 0 | 0 | 0 | 0 | 0 | 0 | 0 | 0 | 0 | 0 | 0 | 0 | 0 | 0 | 0 | 0 | 0 | 0 | 0 | 0 | 0 | 0 | 0 | 0 | 0 | 0
F11_Industrial_Agriculture_New_Space Heating_Natural Gas_Thermostat - Programmable_A_Achievable Economic TRC Potential | F11 | Industrial | Agriculture | New | Space Heating | Natural Gas | Thermostat - Programmable | A | Cumulative Summer Peak Savings (MW) | Achievable Economic TRC Potential | 0 | 0 | 0 | 0 | 0 | 0 | 0 | 0 | 0 | 0 | 0 | 0 | 0 | 0 | 0 | 0 | 0 | 0 | 0 | 0 | 0 | 0 | 0 | 0 | 0 | 0 | 0 | 0 | 0 | 0 | 0
F12_Industrial_Agriculture_New_Space Heating_Natural Gas_Thermostat - Programmable_A_Achievable Economic TRC Potential | F12 | Industrial | Agriculture | New | Space Heating | Natural Gas | Thermostat - Programmable | A | Cumulative Winter Peak Savings (MW) | Achievable Economic TRC Potential | 0 | 0 | 0 | 0 | 0 | 0 | 0 | 0 | 0 | 0 | 0 | 0 | 0 | 0 | 0 | 0 | 0 | 0 | 0 | 0 | 0 | 0 | 0 | 0 | 0 | 0 | 0 | 0 | 0 | 0 | 0
F13_Industrial_Agriculture_New_Space Heating_Natural Gas_Thermostat - Programmable_A_Achievable Economic TRC Potential | F13 | Industrial | Agriculture | New | Space Heating | Natural Gas | Thermostat - Programmable | A | Purchases (Incremental) | Achievable Economic TRC Potential | 0 | 0 | 0 | 0 | 0 | 0 | 0 | 0 | 0 | 0 | 0 | 0 | 0 | 0 | 0 | 0 | 0 | 0 | 0 | 0 | 0 | 0 | 0 | 0 | 0 | 0 | 0 | 0 | 0 | 0 | 0
F14_Industrial_Agriculture_New_Space Heating_Natural Gas_Thermostat - Programmable_A_Achievable Economic TRC Potential | F14 | Industrial | Agriculture | New | Space Heating | Natural Gas | Thermostat - Programmable | A | Purchases (Cumulative) | Achievable Economic TRC Potential | 0 | 0 | 0 | 0 | 0 | 0 | 0 | 0 | 0 | 0 | 0 | 0 | 0 | 0 | 0 | 0 | 0 | 0 | 0 | 0 | 0 | 0 | 0 | 0 | 0 | 0 | 0 | 0 | 0 | 0 | 0
F1_Industrial_Agriculture_New_Space Heating_Natural Gas_ENERGY STAR Connected Thermostat_A_Achievable Economic TRC Potential | F1 | Industrial | Agriculture | New | Space Heating | Natural Gas | ENERGY STAR Connected Thermostat | A | Original Unit Energy Savings (kWh or therms) | Achievable Economic TRC Potential | 0 | 0 | 0 | 0 | 0 | 0.014581 | 0.014392 | 0.014255 | 0.014151 | 0.014068 | 0.014002 | 0.013924 | 0.013842 | 0.013762 | 0.013684 | 0.013622 | 0.013574 | 0.013536 | 0.013475 | 0.01343 | 0.013398 | 0.013373 | 0.013373 | 0.013373 | 0.013373 | 0.013373 | 0.013373 | 0.013373 | 0 | 0 | 0
F2_Industrial_Agriculture_New_Space Heating_Natural Gas_ENERGY STAR Connected Thermostat_A_Achievable Economic TRC Potential | F2 | Industrial | Agriculture | New | Space Heating | Natural Gas | ENERGY STAR Connected Thermostat | A | Original Unit Summer Peak Savings (kW) | Achievable Economic TRC Potential | 0 | 0 | 0 | 0 | 0 | 0 | 0 | 0 | 0 | 0 | 0 | 0 | 0 | 0 | 0 | 0 | 0 | 0 | 0 | 0 | 0 | 0 | 0 | 0 | 0 | 0 | 0 | 0 | 0 | 0 | 0
F3_Industrial_Agriculture_New_Space Heating_Natural Gas_ENERGY STAR Connected Thermostat_A_Achievable Economic TRC Potential | F3 | Industrial | Agriculture | New | Space Heating | Natural Gas | ENERGY STAR Connected Thermostat | A | Original Unit Winter Peak Savings (kW) | Achievable Economic TRC Potential | 0 | 0 | 0 | 0 | 0 | 0 | 0 | 0 | 0 | 0 | 0 | 0 | 0 | 0 | 0 | 0 | 0 | 0 | 0 | 0 | 0 | 0 | 0 | 0 | 0 | 0 | 0 | 0 | 0 | 0 | 0
F4_Industrial_Agriculture_New_Space Heating_Natural Gas_ENERGY STAR Connected Thermostat_A_Achievable Economic TRC Potential | F4 | Industrial | Agriculture | New | Space Heating | Natural Gas | ENERGY STAR Connected Thermostat | A | Standalone Impact on Baseline Energy (%) | Achievable Economic TRC Potential | 0% | 0% | 0% | 0% | 0% | 0% | 0% | 0% | 0% | 0% | 0% | 0% | 0% | 0% | 0% | 0% | 0% | 0% | 0% | 0% | 0% | 0% | 0% | 0% | 0 | 0 | 0 | 0 | 0 | 0 | 0
F5_Industrial_Agriculture_New_Space Heating_Natural Gas_ENERGY STAR Connected Thermostat_A_Achievable Economic TRC Potential | F5 | Industrial | Agriculture | New | Space Heating | Natural Gas | ENERGY STAR Connected Thermostat | A | Standalone Impact on Baseline Summer Peak (%) | Achievable Economic TRC Potential | 0% | 0% | 0% | 0% | 0% | 0% | 0% | 0% | 0% | 0% | 0% | 0% | 0% | 0% | 0% | 0% | 0% | 0% | 0% | 0% | 0% | 0% | 0% | 0% | 0 | 0 | 0 | 0 | 0 | 0 | 0
F6_Industrial_Agriculture_New_Space Heating_Natural Gas_ENERGY STAR Connected Thermostat_A_Achievable Economic TRC Potential | F6 | Industrial | Agriculture | New | Space Heating | Natural Gas | ENERGY STAR Connected Thermostat | A | Standalone Impact on Baseline Winter Peak (%) | Achievable Economic TRC Potential | 0% | 0% | 0% | 0% | 0% | 0% | 0% | 0% | 0% | 0% | 0% | 0% | 0% | 0% | 0% | 0% | 0% | 0% | 0% | 0% | 0% | 0% | 0% | 0% | 0 | 0 | 0 | 0 | 0 | 0 | 0
F7_Industrial_Agriculture_New_Space Heating_Natural Gas_ENERGY STAR Connected Thermostat_A_Achievable Economic TRC Potential | F7 | Industrial | Agriculture | New | Space Heating | Natural Gas | ENERGY STAR Connected Thermostat | A | Incremental Energy Savings (MWh or mTherms) | Achievable Economic TRC Potential | 0 | 0 | 0 | 0 | 0 | 0 | 0 | 0 | 0 | 0 | 0 | 0 | 0 | 0 | 0 | 0 | 0 | 0 | 0 | 0 | 0 | 0 | 0 | 0 | 0 | 0 | 0 | 0 | 0 | 0 | 0
F8_Industrial_Agriculture_New_Space Heating_Natural Gas_ENERGY STAR Connected Thermostat_A_Achievable Economic TRC Potential | F8 | Industrial | Agriculture | New | Space Heating | Natural Gas | ENERGY STAR Connected Thermostat | A | Incremental Summer Peak Savings (MW) | Achievable Economic TRC Potential | 0 | 0 | 0 | 0 | 0 | 0 | 0 | 0 | 0 | 0 | 0 | 0 | 0 | 0 | 0 | 0 | 0 | 0 | 0 | 0 | 0 | 0 | 0 | 0 | 0 | 0 | 0 | 0 | 0 | 0 | 0
F9_Industrial_Agriculture_New_Space Heating_Natural Gas_ENERGY STAR Connected Thermostat_A_Achievable Economic TRC Potential | F9 | Industrial | Agriculture | New | Space Heating | Natural Gas | ENERGY STAR Connected Thermostat | A | Incremental Winter Peak Savings (MW) | Achievable Economic TRC Potential | 0 | 0 | 0 | 0 | 0 | 0 | 0 | 0 | 0 | 0 | 0 | 0 | 0 | 0 | 0 | 0 | 0 | 0 | 0 | 0 | 0 | 0 | 0 | 0 | 0 | 0 | 0 | 0 | 0 | 0 | 0
F10_Industrial_Agriculture_New_Space Heating_Natural Gas_ENERGY STAR Connected Thermostat_A_Achievable Economic TRC Potential | F10 | Industrial | Agriculture | New | Space Heating | Natural Gas | ENERGY STAR Connected Thermostat | A | Cumulative Energy Savings (MWh or mTherms) | Achievable Economic TRC Potential | 0 | 0 | 0 | 0 | 0 | 0 | 0 | 0 | 0 | 0 | 0 | 0 | 0 | 0 | 0 | 0 | 0 | 0 | 0 | 0 | 0 | 0 | 0 | 0 | 0 | 0 | 0 | 0 | 0 | 0 | 0
F11_Industrial_Agriculture_New_Space Heating_Natural Gas_ENERGY STAR Connected Thermostat_A_Achievable Economic TRC Potential | F11 | Industrial | Agriculture | New | Space Heating | Natural Gas | ENERGY STAR Connected Thermostat | A | Cumulative Summer Peak Savings (MW) | Achievable Economic TRC Potential | 0 | 0 | 0 | 0 | 0 | 0 | 0 | 0 | 0 | 0 | 0 | 0 | 0 | 0 | 0 | 0 | 0 | 0 | 0 | 0 | 0 | 0 | 0 | 0 | 0 | 0 | 0 | 0 | 0 | 0 | 0
F12_Industrial_Agriculture_New_Space Heating_Natural Gas_ENERGY STAR Connected Thermostat_A_Achievable Economic TRC Potential | F12 | Industrial | Agriculture | New | Space Heating | Natural Gas | ENERGY STAR Connected Thermostat | A | Cumulative Winter Peak Savings (MW) | Achievable Economic TRC Potential | 0 | 0 | 0 | 0 | 0 | 0 | 0 | 0 | 0 | 0 | 0 | 0 | 0 | 0 | 0 | 0 | 0 | 0 | 0 | 0 | 0 | 0 | 0 | 0 | 0 | 0 | 0 | 0 | 0 | 0 | 0
F13_Industrial_Agriculture_New_Space Heating_Natural Gas_ENERGY STAR Connected Thermostat_A_Achievable Economic TRC Potential | F13 | Industrial | Agriculture | New | Space Heating | Natural Gas | ENERGY STAR Connected Thermostat | A | Purchases (Incremental) | Achievable Economic TRC Potential | 0 | 0 | 0 | 0 | 0 | 0 | 0 | 0 | 0 | 0 | 0 | 0 | 0 | 0 | 0 | 0 | 0 | 0 | 0 | 0 | 0 | 0 | 0 | 0 | 0 | 0 | 0 | 0 | 0 | 0 | 0
F14_Industrial_Agriculture_New_Space Heating_Natural Gas_ENERGY STAR Connected Thermostat_A_Achievable Economic TRC Potential | F14 | Industrial | Agriculture | New | Space Heating | Natural Gas | ENERGY STAR Connected Thermostat | A | Purchases (Cumulative) | Achievable Economic TRC Potential | 0 | 0 | 0 | 0 | 0 | 0 | 0 | 0 | 0 | 0 | 0 | 0 | 0 | 0 | 0 | 0 | 0 | 0 | 0 | 0 | 0 | 0 | 0 | 0 | 0 | 0 | 0 | 0 | 0 | 0 | 0
F1_Industrial_Agriculture_New_Space Heating_Natural Gas_Destratification Fans (HVLS)_A_Achievable Economic TRC Potential | F1 | Industrial | Agriculture | New | Space Heating | Natural Gas | Destratification Fans (HVLS) | A | Original Unit Energy Savings (kWh or therms) | Achievable Economic TRC Potential | 0 | 0 | 0 | 0 | 0 | 0.014581 | 0.014392 | 0.014255 | 0.014151 | 0.014068 | 0.014002 | 0.013924 | 0.013842 | 0.013762 | 0.013684 | 0.013622 | 0.013574 | 0.013536 | 0.013475 | 0.01343 | 0.013398 | 0.013373 | 0.013373 | 0.013373 | 0.013373 | 0.013373 | 0.013373 | 0.013373 | 0 | 0 | 0
F2_Industrial_Agriculture_New_Space Heating_Natural Gas_Destratification Fans (HVLS)_A_Achievable Economic TRC Potential | F2 | Industrial | Agriculture | New | Space Heating | Natural Gas | Destratification Fans (HVLS) | A | Original Unit Summer Peak Savings (kW) | Achievable Economic TRC Potential | 0 | 0 | 0 | 0 | 0 | 0 | 0 | 0 | 0 | 0 | 0 | 0 | 0 | 0 | 0 | 0 | 0 | 0 | 0 | 0 | 0 | 0 | 0 | 0 | 0 | 0 | 0 | 0 | 0 | 0 | 0
F3_Industrial_Agriculture_New_Space Heating_Natural Gas_Destratification Fans (HVLS)_A_Achievable Economic TRC Potential | F3 | Industrial | Agriculture | New | Space Heating | Natural Gas | Destratification Fans (HVLS) | A | Original Unit Winter Peak Savings (kW) | Achievable Economic TRC Potential | 0 | 0 | 0 | 0 | 0 | 0 | 0 | 0 | 0 | 0 | 0 | 0 | 0 | 0 | 0 | 0 | 0 | 0 | 0 | 0 | 0 | 0 | 0 | 0 | 0 | 0 | 0 | 0 | 0 | 0 | 0
F4_Industrial_Agriculture_New_Space Heating_Natural Gas_Destratification Fans (HVLS)_A_Achievable Economic TRC Potential | F4 | Industrial | Agriculture | New | Space Heating | Natural Gas | Destratification Fans (HVLS) | A | Standalone Impact on Baseline Energy (%) | Achievable Economic TRC Potential | 0% | 0% | 0% | 0% | 0% | 0% | 0% | 0% | 0% | 0% | 0% | 0% | 0% | 0% | 0% | 0% | 0% | 0% | 0% | 0% | 0% | 0% | 0% | 0% | 0 | 0 | 0 | 0 | 0 | 0 | 0
F5_Industrial_Agriculture_New_Space Heating_Natural Gas_Destratification Fans (HVLS)_A_Achievable Economic TRC Potential | F5 | Industrial | Agriculture | New | Space Heating | Natural Gas | Destratification Fans (HVLS) | A | Standalone Impact on Baseline Summer Peak (%) | Achievable Economic TRC Potential | 0% | 0% | 0% | 0% | 0% | 0% | 0% | 0% | 0% | 0% | 0% | 0% | 0% | 0% | 0% | 0% | 0% | 0% | 0% | 0% | 0% | 0% | 0% | 0% | 0 | 0 | 0 | 0 | 0 | 0 | 0
F6_Industrial_Agriculture_New_Space Heating_Natural Gas_Destratification Fans (HVLS)_A_Achievable Economic TRC Potential | F6 | Industrial | Agriculture | New | Space Heating | Natural Gas | Destratification Fans (HVLS) | A | Standalone Impact on Baseline Winter Peak (%) | Achievable Economic TRC Potential | 0% | 0% | 0% | 0% | 0% | 0% | 0% | 0% | 0% | 0% | 0% | 0% | 0% | 0% | 0% | 0% | 0% | 0% | 0% | 0% | 0% | 0% | 0% | 0% | 0 | 0 | 0 | 0 | 0 | 0 | 0
F7_Industrial_Agriculture_New_Space Heating_Natural Gas_Destratification Fans (HVLS)_A_Achievable Economic TRC Potential | F7 | Industrial | Agriculture | New | Space Heating | Natural Gas | Destratification Fans (HVLS) | A | Incremental Energy Savings (MWh or mTherms) | Achievable Economic TRC Potential | 0 | 0 | 0 | 0 | 0 | 0 | 0 | 0 | 0 | 0 | 0 | 0 | 0 | 0 | 0 | 0 | 0 | 0 | 0 | 0 | 0 | 0 | 0 | 0 | 0 | 0 | 0 | 0 | 0 | 0 | 0
F8_Industrial_Agriculture_New_Space Heating_Natural Gas_Destratification Fans (HVLS)_A_Achievable Economic TRC Potential | F8 | Industrial | Agriculture | New | Space Heating | Natural Gas | Destratification Fans (HVLS) | A | Incremental Summer Peak Savings (MW) | Achievable Economic TRC Potential | 0 | 0 | 0 | 0 | 0 | 0 | 0 | 0 | 0 | 0 | 0 | 0 | 0 | 0 | 0 | 0 | 0 | 0 | 0 | 0 | 0 | 0 | 0 | 0 | 0 | 0 | 0 | 0 | 0 | 0 | 0
F9_Industrial_Agriculture_New_Space Heating_Natural Gas_Destratification Fans (HVLS)_A_Achievable Economic TRC Potential | F9 | Industrial | Agriculture | New | Space Heating | Natural Gas | Destratification Fans (HVLS) | A | Incremental Winter Peak Savings (MW) | Achievable Economic TRC Potential | 0 | 0 | 0 | 0 | 0 | 0 | 0 | 0 | 0 | 0 | 0 | 0 | 0 | 0 | 0 | 0 | 0 | 0 | 0 | 0 | 0 | 0 | 0 | 0 | 0 | 0 | 0 | 0 | 0 | 0 | 0
F10_Industrial_Agriculture_New_Space Heating_Natural Gas_Destratification Fans (HVLS)_A_Achievable Economic TRC Potential | F10 | Industrial | Agriculture | New | Space Heating | Natural Gas | Destratification Fans (HVLS) | A | Cumulative Energy Savings (MWh or mTherms) | Achievable Economic TRC Potential | 0 | 0 | 0 | 0 | 0 | 0 | 0 | 0 | 0 | 0 | 0 | 0 | 0 | 0 | 0 | 0 | 0 | 0 | 0 | 0 | 0 | 0 | 0 | 0 | 0 | 0 | 0 | 0 | 0 | 0 | 0
F11_Industrial_Agriculture_New_Space Heating_Natural Gas_Destratification Fans (HVLS)_A_Achievable Economic TRC Potential | F11 | Industrial | Agriculture | New | Space Heating | Natural Gas | Destratification Fans (HVLS) | A | Cumulative Summer Peak Savings (MW) | Achievable Economic TRC Potential | 0 | 0 | 0 | 0 | 0 | 0 | 0 | 0 | 0 | 0 | 0 | 0 | 0 | 0 | 0 | 0 | 0 | 0 | 0 | 0 | 0 | 0 | 0 | 0 | 0 | 0 | 0 | 0 | 0 | 0 | 0
F12_Industrial_Agriculture_New_Space Heating_Natural Gas_Destratification Fans (HVLS)_A_Achievable Economic TRC Potential | F12 | Industrial | Agriculture | New | Space Heating | Natural Gas | Destratification Fans (HVLS) | A | Cumulative Winter Peak Savings (MW) | Achievable Economic TRC Potential | 0 | 0 | 0 | 0 | 0 | 0 | 0 | 0 | 0 | 0 | 0 | 0 | 0 | 0 | 0 | 0 | 0 | 0 | 0 | 0 | 0 | 0 | 0 | 0 | 0 | 0 | 0 | 0 | 0 | 0 | 0
F13_Industrial_Agriculture_New_Space Heating_Natural Gas_Destratification Fans (HVLS)_A_Achievable Economic TRC Potential | F13 | Industrial | Agriculture | New | Space Heating | Natural Gas | Destratification Fans (HVLS) | A | Purchases (Incremental) | Achievable Economic TRC Potential | 0 | 0 | 0 | 0 | 0 | 0 | 0 | 0 | 0 | 0 | 0 | 0 | 0 | 0 | 0 | 0 | 0 | 0 | 0 | 0 | 0 | 0 | 0 | 0 | 0 | 0 | 0 | 0 | 0 | 0 | 0
F14_Industrial_Agriculture_New_Space Heating_Natural Gas_Destratification Fans (HVLS)_A_Achievable Economic TRC Potential | F14 | Industrial | Agriculture | New | Space Heating | Natural Gas | Destratification Fans (HVLS) | A | Purchases (Cumulative) | Achievable Economic TRC Potential | 0 | 0 | 0 | 0 | 0 | 0 | 0 | 0 | 0 | 0 | 0 | 0 | 0 | 0 | 0 | 0 | 0 | 0 | 0 | 0 | 0 | 0 | 0 | 0 | 0 | 0 | 0 | 0 | 0 | 0 | 0
F1_Industrial_Agriculture_New_Space Heating_Natural Gas_Gas Boiler - Insulate Steam Lines/Condensate Tank_A_Achievable Economic TRC Potential | F1 | Industrial | Agriculture | New | Space Heating | Natural Gas | Gas Boiler - Insulate Steam Lines/Condensate Tank | A | Original Unit Energy Savings (kWh or therms) | Achievable Economic TRC Potential | 0 | 0 | 0 | 0 | 0 | 0 | 0 | 0 | 0 | 0 | 0 | 0 | 0 | 0 | 0 | 0 | 0 | 0 | 0 | 0 | 0 | 0 | 0 | 0 | 0 | 0 | 0 | 0 | 0 | 0 | 0
F2_Industrial_Agriculture_New_Space Heating_Natural Gas_Gas Boiler - Insulate Steam Lines/Condensate Tank_A_Achievable Economic TRC Potential | F2 | Industrial | Agriculture | New | Space Heating | Natural Gas | Gas Boiler - Insulate Steam Lines/Condensate Tank | A | Original Unit Summer Peak Savings (kW) | Achievable Economic TRC Potential | 0 | 0 | 0 | 0 | 0 | 0 | 0 | 0 | 0 | 0 | 0 | 0 | 0 | 0 | 0 | 0 | 0 | 0 | 0 | 0 | 0 | 0 | 0 | 0 | 0 | 0 | 0 | 0 | 0 | 0 | 0
F3_Industrial_Agriculture_New_Space Heating_Natural Gas_Gas Boiler - Insulate Steam Lines/Condensate Tank_A_Achievable Economic TRC Potential | F3 | Industrial | Agriculture | New | Space Heating | Natural Gas | Gas Boiler - Insulate Steam Lines/Condensate Tank | A | Original Unit Winter Peak Savings (kW) | Achievable Economic TRC Potential | 0 | 0 | 0 | 0 | 0 | 0 | 0 | 0 | 0 | 0 | 0 | 0 | 0 | 0 | 0 | 0 | 0 | 0 | 0 | 0 | 0 | 0 | 0 | 0 | 0 | 0 | 0 | 0 | 0 | 0 | 0
F4_Industrial_Agriculture_New_Space Heating_Natural Gas_Gas Boiler - Insulate Steam Lines/Condensate Tank_A_Achievable Economic TRC Potential | F4 | Industrial | Agriculture | New | Space Heating | Natural Gas | Gas Boiler - Insulate Steam Lines/Condensate Tank | A | Standalone Impact on Baseline Energy (%) | Achievable Economic TRC Potential | 0% | 0% | 0% | 0% | 0% | 0% | 0% | 0% | 0% | 0% | 0% | 0% | 0% | 0% | 0% | 0% | 0% | 0% | 0% | 0% | 0% | 0% | 0% | 0% | 0 | 0 | 0 | 0 | 0 | 0 | 0
F5_Industrial_Agriculture_New_Space Heating_Natural Gas_Gas Boiler - Insulate Steam Lines/Condensate Tank_A_Achievable Economic TRC Potential | F5 | Industrial | Agriculture | New | Space Heating | Natural Gas | Gas Boiler - Insulate Steam Lines/Condensate Tank | A | Standalone Impact on Baseline Summer Peak (%) | Achievable Economic TRC Potential | 0% | 0% | 0% | 0% | 0% | 0% | 0% | 0% | 0% | 0% | 0% | 0% | 0% | 0% | 0% | 0% | 0% | 0% | 0% | 0% | 0% | 0% | 0% | 0% | 0 | 0 | 0 | 0 | 0 | 0 | 0
F6_Industrial_Agriculture_New_Space Heating_Natural Gas_Gas Boiler - Insulate Steam Lines/Condensate Tank_A_Achievable Economic TRC Potential | F6 | Industrial | Agriculture | New | Space Heating | Natural Gas | Gas Boiler - Insulate Steam Lines/Condensate Tank | A | Standalone Impact on Baseline Winter Peak (%) | Achievable Economic TRC Potential | 0% | 0% | 0% | 0% | 0% | 0% | 0% | 0% | 0% | 0% | 0% | 0% | 0% | 0% | 0% | 0% | 0% | 0% | 0% | 0% | 0% | 0% | 0% | 0% | 0 | 0 | 0 | 0 | 0 | 0 | 0
F7_Industrial_Agriculture_New_Space Heating_Natural Gas_Gas Boiler - Insulate Steam Lines/Condensate Tank_A_Achievable Economic TRC Potential | F7 | Industrial | Agriculture | New | Space Heating | Natural Gas | Gas Boiler - Insulate Steam Lines/Condensate Tank | A | Incremental Energy Savings (MWh or mTherms) | Achievable Economic TRC Potential | 0 | 0 | 0 | 0 | 0 | 0 | 0 | 0 | 0 | 0 | 0 | 0 | 0 | 0 | 0 | 0 | 0 | 0 | 0 | 0 | 0 | 0 | 0 | 0 | 0 | 0 | 0 | 0 | 0 | 0 | 0
F8_Industrial_Agriculture_New_Space Heating_Natural Gas_Gas Boiler - Insulate Steam Lines/Condensate Tank_A_Achievable Economic TRC Potential | F8 | Industrial | Agriculture | New | Space Heating | Natural Gas | Gas Boiler - Insulate Steam Lines/Condensate Tank | A | Incremental Summer Peak Savings (MW) | Achievable Economic TRC Potential | 0 | 0 | 0 | 0 | 0 | 0 | 0 | 0 | 0 | 0 | 0 | 0 | 0 | 0 | 0 | 0 | 0 | 0 | 0 | 0 | 0 | 0 | 0 | 0 | 0 | 0 | 0 | 0 | 0 | 0 | 0
F9_Industrial_Agriculture_New_Space Heating_Natural Gas_Gas Boiler - Insulate Steam Lines/Condensate Tank_A_Achievable Economic TRC Potential | F9 | Industrial | Agriculture | New | Space Heating | Natural Gas | Gas Boiler - Insulate Steam Lines/Condensate Tank | A | Incremental Winter Peak Savings (MW) | Achievable Economic TRC Potential | 0 | 0 | 0 | 0 | 0 | 0 | 0 | 0 | 0 | 0 | 0 | 0 | 0 | 0 | 0 | 0 | 0 | 0 | 0 | 0 | 0 | 0 | 0 | 0 | 0 | 0 | 0 | 0 | 0 | 0 | 0
F10_Industrial_Agriculture_New_Space Heating_Natural Gas_Gas Boiler - Insulate Steam Lines/Condensate Tank_A_Achievable Economic TRC Potential | F10 | Industrial | Agriculture | New | Space Heating | Natural Gas | Gas Boiler - Insulate Steam Lines/Condensate Tank | A | Cumulative Energy Savings (MWh or mTherms) | Achievable Economic TRC Potential | 0 | 0 | 0 | 0 | 0 | 0 | 0 | 0 | 0 | 0 | 0 | 0 | 0 | 0 | 0 | 0 | 0 | 0 | 0 | 0 | 0 | 0 | 0 | 0 | 0 | 0 | 0 | 0 | 0 | 0 | 0
F11_Industrial_Agriculture_New_Space Heating_Natural Gas_Gas Boiler - Insulate Steam Lines/Condensate Tank_A_Achievable Economic TRC Potential | F11 | Industrial | Agriculture | New | Space Heating | Natural Gas | Gas Boiler - Insulate Steam Lines/Condensate Tank | A | Cumulative Summer Peak Savings (MW) | Achievable Economic TRC Potential | 0 | 0 | 0 | 0 | 0 | 0 | 0 | 0 | 0 | 0 | 0 | 0 | 0 | 0 | 0 | 0 | 0 | 0 | 0 | 0 | 0 | 0 | 0 | 0 | 0 | 0 | 0 | 0 | 0 | 0 | 0
F12_Industrial_Agriculture_New_Space Heating_Natural Gas_Gas Boiler - Insulate Steam Lines/Condensate Tank_A_Achievable Economic TRC Potential | F12 | Industrial | Agriculture | New | Space Heating | Natural Gas | Gas Boiler - Insulate Steam Lines/Condensate Tank | A | Cumulative Winter Peak Savings (MW) | Achievable Economic TRC Potential | 0 | 0 | 0 | 0 | 0 | 0 | 0 | 0 | 0 | 0 | 0 | 0 | 0 | 0 | 0 | 0 | 0 | 0 | 0 | 0 | 0 | 0 | 0 | 0 | 0 | 0 | 0 | 0 | 0 | 0 | 0
F13_Industrial_Agriculture_New_Space Heating_Natural Gas_Gas Boiler - Insulate Steam Lines/Condensate Tank_A_Achievable Economic TRC Potential | F13 | Industrial | Agriculture | New | Space Heating | Natural Gas | Gas Boiler - Insulate Steam Lines/Condensate Tank | A | Purchases (Incremental) | Achievable Economic TRC Potential | 0 | 0 | 0 | 0 | 0 | 0 | 0 | 0 | 0 | 0 | 0 | 0 | 0 | 0 | 0 | 0 | 0 | 0 | 0 | 0 | 0 | 0 | 0 | 0 | 0 | 0 | 0 | 0 | 0 | 0 | 0
F14_Industrial_Agriculture_New_Space Heating_Natural Gas_Gas Boiler - Insulate Steam Lines/Condensate Tank_A_Achievable Economic TRC Potential | F14 | Industrial | Agriculture | New | Space Heating | Natural Gas | Gas Boiler - Insulate Steam Lines/Condensate Tank | A | Purchases (Cumulative) | Achievable Economic TRC Potential | 0 | 0 | 0 | 0 | 0 | 0 | 0 | 0 | 0 | 0 | 0 | 0 | 0 | 0 | 0 | 0 | 0 | 0 | 0 | 0 | 0 | 0 | 0 | 0 | 0 | 0 | 0 | 0 | 0 | 0 | 0
F1_Industrial_Agriculture_New_Process_Natural Gas_Gas Boiler - Insulate Steam Lines/Condensate Tank_A_Achievable Economic TRC Potential | F1 | Industrial | Agriculture | New | Process | Natural Gas | Gas Boiler - Insulate Steam Lines/Condensate Tank | A | Original Unit Energy Savings (kWh or therms) | Achievable Economic TRC Potential | 0 | 0 | 0 | 0 | 0 | 16.8499 | 16.8499 | 16.8499 | 16.8499 | 16.8499 | 16.8499 | 16.8499 | 16.8499 | 16.8499 | 16.8499 | 16.8499 | 16.8499 | 16.8499 | 16.8499 | 16.8499 | 16.8499 | 16.8499 | 16.8499 | 16.8499 | 16.8499 | 16.8499 | 16.8499 | 16.8499 | 16.8499 | 16.8499 | 16.8499
F2_Industrial_Agriculture_New_Process_Natural Gas_Gas Boiler - Insulate Steam Lines/Condensate Tank_A_Achievable Economic TRC Potential | F2 | Industrial | Agriculture | New | Process | Natural Gas | Gas Boiler - Insulate Steam Lines/Condensate Tank | A | Original Unit Summer Peak Savings (kW) | Achievable Economic TRC Potential | 0 | 0 | 0 | 0 | 0 | 0 | 0 | 0 | 0 | 0 | 0 | 0 | 0 | 0 | 0 | 0 | 0 | 0 | 0 | 0 | 0 | 0 | 0 | 0 | 0 | 0 | 0 | 0 | 0 | 0 | 0
F3_Industrial_Agriculture_New_Process_Natural Gas_Gas Boiler - Insulate Steam Lines/Condensate Tank_A_Achievable Economic TRC Potential | F3 | Industrial | Agriculture | New | Process | Natural Gas | Gas Boiler - Insulate Steam Lines/Condensate Tank | A | Original Unit Winter Peak Savings (kW) | Achievable Economic TRC Potential | 0 | 0 | 0 | 0 | 0 | 0 | 0 | 0 | 0 | 0 | 0 | 0 | 0 | 0 | 0 | 0 | 0 | 0 | 0 | 0 | 0 | 0 | 0 | 0 | 0 | 0 | 0 | 0 | 0 | 0 | 0
F4_Industrial_Agriculture_New_Process_Natural Gas_Gas Boiler - Insulate Steam Lines/Condensate Tank_A_Achievable Economic TRC Potential | F4 | Industrial | Agriculture | New | Process | Natural Gas | Gas Boiler - Insulate Steam Lines/Condensate Tank | A | Standalone Impact on Baseline Energy (%) | Achievable Economic TRC Potential | 0% | 0% | 0% | 0% | 0% | 0.02737% | 0.05046% | 0.07103% | 0.09% | 0.1078% | 0.1249% | 0.1415% | 0.1576% | 0.1734% | 0.1891% | 0.2045% | 0.2198% | 0.235% | 0.25% | 0.265% | 0.2798% | 0.2946% | 0.3094% | 0.3241% | 0.0033879 | 0.0032606 | 0.0031429 | 0.0030336 | 0 | 0 | 0
F5_Industrial_Agriculture_New_Process_Natural Gas_Gas Boiler - Insulate Steam Lines/Condensate Tank_A_Achievable Economic TRC Potential | F5 | Industrial | Agriculture | New | Process | Natural Gas | Gas Boiler - Insulate Steam Lines/Condensate Tank | A | Standalone Impact on Baseline Summer Peak (%) | Achievable Economic TRC Potential | 0% | 0% | 0% | 0% | 0% | 0% | 0% | 0% | 0% | 0% | 0% | 0% | 0% | 0% | 0% | 0% | 0% | 0% | 0% | 0% | 0% | 0% | 0% | 0% | 0 | 0 | 0 | 0 | 0 | 0 | 0
F6_Industrial_Agriculture_New_Process_Natural Gas_Gas Boiler - Insulate Steam Lines/Condensate Tank_A_Achievable Economic TRC Potential | F6 | Industrial | Agriculture | New | Process | Natural Gas | Gas Boiler - Insulate Steam Lines/Condensate Tank | A | Standalone Impact on Baseline Winter Peak (%) | Achievable Economic TRC Potential | 0% | 0% | 0% | 0% | 0% | 0% | 0% | 0% | 0% | 0% | 0% | 0% | 0% | 0% | 0% | 0% | 0% | 0% | 0% | 0% | 0% | 0% | 0% | 0% | 0 | 0 | 0 | 0 | 0 | 0 | 0
F7_Industrial_Agriculture_New_Process_Natural Gas_Gas Boiler - Insulate Steam Lines/Condensate Tank_A_Achievable Economic TRC Potential | F7 | Industrial | Agriculture | New | Process | Natural Gas | Gas Boiler - Insulate Steam Lines/Condensate Tank | A | Incremental Energy Savings (MWh or mTherms) | Achievable Economic TRC Potential | 0 | 0 | 0 | 0 | 0 | 0.053071 | 0.062875 | 0.072673 | 0.082414 | 0.09216 | 0.10191 | 0.11154 | 0.12115 | 0.13073 | 0.14016 | 0.14963 | 0.15901 | 0.16839 | 0.17772 | 0.18697 | 0.19623 | 0.20545 | 0.21463 | 0.22379 | 0.23291 | 0.053071 | 0.062875 | 0.072673 | 0.082414 | 0.09216 | 0.10191
F8_Industrial_Agriculture_New_Process_Natural Gas_Gas Boiler - Insulate Steam Lines/Condensate Tank_A_Achievable Economic TRC Potential | F8 | Industrial | Agriculture | New | Process | Natural Gas | Gas Boiler - Insulate Steam Lines/Condensate Tank | A | Incremental Summer Peak Savings (MW) | Achievable Economic TRC Potential | 0 | 0 | 0 | 0 | 0 | 0 | 0 | 0 | 0 | 0 | 0 | 0 | 0 | 0 | 0 | 0 | 0 | 0 | 0 | 0 | 0 | 0 | 0 | 0 | 0 | 0 | 0 | 0 | 0 | 0 | 0
F9_Industrial_Agriculture_New_Process_Natural Gas_Gas Boiler - Insulate Steam Lines/Condensate Tank_A_Achievable Economic TRC Potential | F9 | Industrial | Agriculture | New | Process | Natural Gas | Gas Boiler - Insulate Steam Lines/Condensate Tank | A | Incremental Winter Peak Savings (MW) | Achievable Economic TRC Potential | 0 | 0 | 0 | 0 | 0 | 0 | 0 | 0 | 0 | 0 | 0 | 0 | 0 | 0 | 0 | 0 | 0 | 0 | 0 | 0 | 0 | 0 | 0 | 0 | 0 | 0 | 0 | 0 | 0 | 0 | 0
F10_Industrial_Agriculture_New_Process_Natural Gas_Gas Boiler - Insulate Steam Lines/Condensate Tank_A_Achievable Economic TRC Potential | F10 | Industrial | Agriculture | New | Process | Natural Gas | Gas Boiler - Insulate Steam Lines/Condensate Tank | A | Cumulative Energy Savings (MWh or mTherms) | Achievable Economic TRC Potential | 0 | 0 | 0 | 0 | 0 | 0.053071 | 0.11595 | 0.18862 | 0.27103 | 0.36319 | 0.46511 | 0.57665 | 0.6978 | 0.82853 | 0.96869 | 1.1183 | 1.2773 | 1.4457 | 1.6234 | 1.8104 | 2.0066 | 2.2121 | 2.4267 | 2.6505 | 2.8834 | 2.8834 | 2.8834 | 2.8834 | 2.8834 | 2.8834 | 2.8834
F11_Industrial_Agriculture_New_Process_Natural Gas_Gas Boiler - Insulate Steam Lines/Condensate Tank_A_Achievable Economic TRC Potential | F11 | Industrial | Agriculture | New | Process | Natural Gas | Gas Boiler - Insulate Steam Lines/Condensate Tank | A | Cumulative Summer Peak Savings (MW) | Achievable Economic TRC Potential | 0 | 0 | 0 | 0 | 0 | 0 | 0 | 0 | 0 | 0 | 0 | 0 | 0 | 0 | 0 | 0 | 0 | 0 | 0 | 0 | 0 | 0 | 0 | 0 | 0 | 0 | 0 | 0 | 0 | 0 | 0
F12_Industrial_Agriculture_New_Process_Natural Gas_Gas Boiler - Insulate Steam Lines/Condensate Tank_A_Achievable Economic TRC Potential | F12 | Industrial | Agriculture | New | Process | Natural Gas | Gas Boiler - Insulate Steam Lines/Condensate Tank | A | Cumulative Winter Peak Savings (MW) | Achievable Economic TRC Potential | 0 | 0 | 0 | 0 | 0 | 0 | 0 | 0 | 0 | 0 | 0 | 0 | 0 | 0 | 0 | 0 | 0 | 0 | 0 | 0 | 0 | 0 | 0 | 0 | 0 | 0 | 0 | 0 | 0 | 0 | 0
F13_Industrial_Agriculture_New_Process_Natural Gas_Gas Boiler - Insulate Steam Lines/Condensate Tank_A_Achievable Economic TRC Potential | F13 | Industrial | Agriculture | New | Process | Natural Gas | Gas Boiler - Insulate Steam Lines/Condensate Tank | A | Purchases (Incremental) | Achievable Economic TRC Potential | 0 | 0 | 0 | 0 | 0 | 3.1496 | 3.7315 | 4.313 | 4.8911 | 5.4694 | 6.0483 | 6.6198 | 7.1898 | 7.7586 | 8.3183 | 8.8802 | 9.4368 | 9.9934 | 10.5472 | 11.0961 | 11.6456 | 12.1929 | 12.738 | 13.2811 | 13.8224 | 3.1496 | 3.7315 | 4.313 | 4.8911 | 5.4694 | 6.0483
F14_Industrial_Agriculture_New_Process_Natural Gas_Gas Boiler - Insulate Steam Lines/Condensate Tank_A_Achievable Economic TRC Potential | F14 | Industrial | Agriculture | New | Process | Natural Gas | Gas Boiler - Insulate Steam Lines/Condensate Tank | A | Purchases (Cumulative) | Achievable Economic TRC Potential | 0 | 0 | 0 | 0 | 0 | 3.1496 | 6.8811 | 11.1941 | 16.0852 | 21.5546 | 27.6029 | 34.2227 | 41.4125 | 49.1711 | 57.4894 | 66.3697 | 75.8065 | 85.7999 | 96.3471 | 107.4432 | 119.0888 | 131.2817 | 144.0197 | 157.3008 | 171.1233 | 171.1233 | 171.1233 | 171.1233 | 171.1233 | 171.1233 | 171.1233
F1_Industrial_Agriculture_New_Space Heating_Natural Gas_Gas Boiler - Insulate Hot Water Lines_A_Achievable Economic TRC Potential | F1 | Industrial | Agriculture | New | Space Heating | Natural Gas | Gas Boiler - Insulate Hot Water Lines | A | Original Unit Energy Savings (kWh or therms) | Achievable Economic TRC Potential | 0 | 0 | 0 | 0 | 0 | 0 | 0 | 0 | 0 | 0 | 0 | 0 | 0 | 0 | 0 | 0 | 0 | 0 | 0 | 0 | 0 | 0 | 0 | 0 | 0 | 0 | 0 | 0 | 0 | 0 | 0
F2_Industrial_Agriculture_New_Space Heating_Natural Gas_Gas Boiler - Insulate Hot Water Lines_A_Achievable Economic TRC Potential | F2 | Industrial | Agriculture | New | Space Heating | Natural Gas | Gas Boiler - Insulate Hot Water Lines | A | Original Unit Summer Peak Savings (kW) | Achievable Economic TRC Potential | 0 | 0 | 0 | 0 | 0 | 0 | 0 | 0 | 0 | 0 | 0 | 0 | 0 | 0 | 0 | 0 | 0 | 0 | 0 | 0 | 0 | 0 | 0 | 0 | 0 | 0 | 0 | 0 | 0 | 0 | 0
F3_Industrial_Agriculture_New_Space Heating_Natural Gas_Gas Boiler - Insulate Hot Water Lines_A_Achievable Economic TRC Potential | F3 | Industrial | Agriculture | New | Space Heating | Natural Gas | Gas Boiler - Insulate Hot Water Lines | A | Original Unit Winter Peak Savings (kW) | Achievable Economic TRC Potential | 0 | 0 | 0 | 0 | 0 | 0 | 0 | 0 | 0 | 0 | 0 | 0 | 0 | 0 | 0 | 0 | 0 | 0 | 0 | 0 | 0 | 0 | 0 | 0 | 0 | 0 | 0 | 0 | 0 | 0 | 0
F4_Industrial_Agriculture_New_Space Heating_Natural Gas_Gas Boiler - Insulate Hot Water Lines_A_Achievable Economic TRC Potential | F4 | Industrial | Agriculture | New | Space Heating | Natural Gas | Gas Boiler - Insulate Hot Water Lines | A | Standalone Impact on Baseline Energy (%) | Achievable Economic TRC Potential | 0% | 0% | 0% | 0% | 0% | 0% | 0% | 0% | 0% | 0% | 0% | 0% | 0% | 0% | 0% | 0% | 0% | 0% | 0% | 0% | 0% | 0% | 0% | 0% | 0 | 0 | 0 | 0 | 0 | 0 | 0
F5_Industrial_Agriculture_New_Space Heating_Natural Gas_Gas Boiler - Insulate Hot Water Lines_A_Achievable Economic TRC Potential | F5 | Industrial | Agriculture | New | Space Heating | Natural Gas | Gas Boiler - Insulate Hot Water Lines | A | Standalone Impact on Baseline Summer Peak (%) | Achievable Economic TRC Potential | 0% | 0% | 0% | 0% | 0% | 0% | 0% | 0% | 0% | 0% | 0% | 0% | 0% | 0% | 0% | 0% | 0% | 0% | 0% | 0% | 0% | 0% | 0% | 0% | 0 | 0 | 0 | 0 | 0 | 0 | 0
F6_Industrial_Agriculture_New_Space Heating_Natural Gas_Gas Boiler - Insulate Hot Water Lines_A_Achievable Economic TRC Potential | F6 | Industrial | Agriculture | New | Space Heating | Natural Gas | Gas Boiler - Insulate Hot Water Lines | A | Standalone Impact on Baseline Winter Peak (%) | Achievable Economic TRC Potential | 0% | 0% | 0% | 0% | 0% | 0% | 0% | 0% | 0% | 0% | 0% | 0% | 0% | 0% | 0% | 0% | 0% | 0% | 0% | 0% | 0% | 0% | 0% | 0% | 0 | 0 | 0 | 0 | 0 | 0 | 0
F7_Industrial_Agriculture_New_Space Heating_Natural Gas_Gas Boiler - Insulate Hot Water Lines_A_Achievable Economic TRC Potential | F7 | Industrial | Agriculture | New | Space Heating | Natural Gas | Gas Boiler - Insulate Hot Water Lines | A | Incremental Energy Savings (MWh or mTherms) | Achievable Economic TRC Potential | 0 | 0 | 0 | 0 | 0 | 0 | 0 | 0 | 0 | 0 | 0 | 0 | 0 | 0 | 0 | 0 | 0 | 0 | 0 | 0 | 0 | 0 | 0 | 0 | 0 | 0 | 0 | 0 | 0 | 0 | 0
F8_Industrial_Agriculture_New_Space Heating_Natural Gas_Gas Boiler - Insulate Hot Water Lines_A_Achievable Economic TRC Potential | F8 | Industrial | Agriculture | New | Space Heating | Natural Gas | Gas Boiler - Insulate Hot Water Lines | A | Incremental Summer Peak Savings (MW) | Achievable Economic TRC Potential | 0 | 0 | 0 | 0 | 0 | 0 | 0 | 0 | 0 | 0 | 0 | 0 | 0 | 0 | 0 | 0 | 0 | 0 | 0 | 0 | 0 | 0 | 0 | 0 | 0 | 0 | 0 | 0 | 0 | 0 | 0
F9_Industrial_Agriculture_New_Space Heating_Natural Gas_Gas Boiler - Insulate Hot Water Lines_A_Achievable Economic TRC Potential | F9 | Industrial | Agriculture | New | Space Heating | Natural Gas | Gas Boiler - Insulate Hot Water Lines | A | Incremental Winter Peak Savings (MW) | Achievable Economic TRC Potential | 0 | 0 | 0 | 0 | 0 | 0 | 0 | 0 | 0 | 0 | 0 | 0 | 0 | 0 | 0 | 0 | 0 | 0 | 0 | 0 | 0 | 0 | 0 | 0 | 0 | 0 | 0 | 0 | 0 | 0 | 0
F10_Industrial_Agriculture_New_Space Heating_Natural Gas_Gas Boiler - Insulate Hot Water Lines_A_Achievable Economic TRC Potential | F10 | Industrial | Agriculture | New | Space Heating | Natural Gas | Gas Boiler - Insulate Hot Water Lines | A | Cumulative Energy Savings (MWh or mTherms) | Achievable Economic TRC Potential | 0 | 0 | 0 | 0 | 0 | 0 | 0 | 0 | 0 | 0 | 0 | 0 | 0 | 0 | 0 | 0 | 0 | 0 | 0 | 0 | 0 | 0 | 0 | 0 | 0 | 0 | 0 | 0 | 0 | 0 | 0
F11_Industrial_Agriculture_New_Space Heating_Natural Gas_Gas Boiler - Insulate Hot Water Lines_A_Achievable Economic TRC Potential | F11 | Industrial | Agriculture | New | Space Heating | Natural Gas | Gas Boiler - Insulate Hot Water Lines | A | Cumulative Summer Peak Savings (MW) | Achievable Economic TRC Potential | 0 | 0 | 0 | 0 | 0 | 0 | 0 | 0 | 0 | 0 | 0 | 0 | 0 | 0 | 0 | 0 | 0 | 0 | 0 | 0 | 0 | 0 | 0 | 0 | 0 | 0 | 0 | 0 | 0 | 0 | 0
F12_Industrial_Agriculture_New_Space Heating_Natural Gas_Gas Boiler - Insulate Hot Water Lines_A_Achievable Economic TRC Potential | F12 | Industrial | Agriculture | New | Space Heating | Natural Gas | Gas Boiler - Insulate Hot Water Lines | A | Cumulative Winter Peak Savings (MW) | Achievable Economic TRC Potential | 0 | 0 | 0 | 0 | 0 | 0 | 0 | 0 | 0 | 0 | 0 | 0 | 0 | 0 | 0 | 0 | 0 | 0 | 0 | 0 | 0 | 0 | 0 | 0 | 0 | 0 | 0 | 0 | 0 | 0 | 0
F13_Industrial_Agriculture_New_Space Heating_Natural Gas_Gas Boiler - Insulate Hot Water Lines_A_Achievable Economic TRC Potential | F13 | Industrial | Agriculture | New | Space Heating | Natural Gas | Gas Boiler - Insulate Hot Water Lines | A | Purchases (Incremental) | Achievable Economic TRC Potential | 0 | 0 | 0 | 0 | 0 | 0 | 0 | 0 | 0 | 0 | 0 | 0 | 0 | 0 | 0 | 0 | 0 | 0 | 0 | 0 | 0 | 0 | 0 | 0 | 0 | 0 | 0 | 0 | 0 | 0 | 0
F14_Industrial_Agriculture_New_Space Heating_Natural Gas_Gas Boiler - Insulate Hot Water Lines_A_Achievable Economic TRC Potential | F14 | Industrial | Agriculture | New | Space Heating | Natural Gas | Gas Boiler - Insulate Hot Water Lines | A | Purchases (Cumulative) | Achievable Economic TRC Potential | 0 | 0 | 0 | 0 | 0 | 0 | 0 | 0 | 0 | 0 | 0 | 0 | 0 | 0 | 0 | 0 | 0 | 0 | 0 | 0 | 0 | 0 | 0 | 0 | 0 | 0 | 0 | 0 | 0 | 0 | 0
F1_Industrial_Agriculture_New_Process_Natural Gas_Gas Boiler - Insulate Hot Water Lines_A_Achievable Economic TRC Potential | F1 | Industrial | Agriculture | New | Process | Natural Gas | Gas Boiler - Insulate Hot Water Lines | A | Original Unit Energy Savings (kWh or therms) | Achievable Economic TRC Potential | 0 | 0 | 0 | 0 | 0 | 19.0457 | 19.0457 | 19.0457 | 19.0457 | 19.0457 | 19.0457 | 19.0457 | 19.0457 | 19.0457 | 19.0457 | 19.0457 | 19.0457 | 19.0457 | 19.0457 | 19.0457 | 19.0457 | 19.0457 | 19.0457 | 19.0457 | 19.0457 | 19.0457 | 19.0457 | 19.0457 | 19.0457 | 19.0457 | 19.0457
F2_Industrial_Agriculture_New_Process_Natural Gas_Gas Boiler - Insulate Hot Water Lines_A_Achievable Economic TRC Potential | F2 | Industrial | Agriculture | New | Process | Natural Gas | Gas Boiler - Insulate Hot Water Lines | A | Original Unit Summer Peak Savings (kW) | Achievable Economic TRC Potential | 0 | 0 | 0 | 0 | 0 | 0 | 0 | 0 | 0 | 0 | 0 | 0 | 0 | 0 | 0 | 0 | 0 | 0 | 0 | 0 | 0 | 0 | 0 | 0 | 0 | 0 | 0 | 0 | 0 | 0 | 0
F3_Industrial_Agriculture_New_Process_Natural Gas_Gas Boiler - Insulate Hot Water Lines_A_Achievable Economic TRC Potential | F3 | Industrial | Agriculture | New | Process | Natural Gas | Gas Boiler - Insulate Hot Water Lines | A | Original Unit Winter Peak Savings (kW) | Achievable Economic TRC Potential | 0 | 0 | 0 | 0 | 0 | 0 | 0 | 0 | 0 | 0 | 0 | 0 | 0 | 0 | 0 | 0 | 0 | 0 | 0 | 0 | 0 | 0 | 0 | 0 | 0 | 0 | 0 | 0 | 0 | 0 | 0
F4_Industrial_Agriculture_New_Process_Natural Gas_Gas Boiler - Insulate Hot Water Lines_A_Achievable Economic TRC Potential | F4 | Industrial | Agriculture | New | Process | Natural Gas | Gas Boiler - Insulate Hot Water Lines | A | Standalone Impact on Baseline Energy (%) | Achievable Economic TRC Potential | 0% | 0% | 0% | 0% | 0% | 0.03093% | 0.05704% | 0.08028% | 0.1017% | 0.1219% | 0.1412% | 0.1599% | 0.1782% | 0.196% | 0.2138% | 0.2312% | 0.2485% | 0.2656% | 0.2826% | 0.2995% | 0.3163% | 0.333% | 0.3497% | 0.3664% | 0.0038294 | 0.0036855 | 0.0035525 | 0.003429 | 0 | 0 | 0
F5_Industrial_Agriculture_New_Process_Natural Gas_Gas Boiler - Insulate Hot Water Lines_A_Achievable Economic TRC Potential | F5 | Industrial | Agriculture | New | Process | Natural Gas | Gas Boiler - Insulate Hot Water Lines | A | Standalone Impact on Baseline Summer Peak (%) | Achievable Economic TRC Potential | 0% | 0% | 0% | 0% | 0% | 0% | 0% | 0% | 0% | 0% | 0% | 0% | 0% | 0% | 0% | 0% | 0% | 0% | 0% | 0% | 0% | 0% | 0% | 0% | 0 | 0 | 0 | 0 | 0 | 0 | 0
F6_Industrial_Agriculture_New_Process_Natural Gas_Gas Boiler - Insulate Hot Water Lines_A_Achievable Economic TRC Potential | F6 | Industrial | Agriculture | New | Process | Natural Gas | Gas Boiler - Insulate Hot Water Lines | A | Standalone Impact on Baseline Winter Peak (%) | Achievable Economic TRC Potential | 0% | 0% | 0% | 0% | 0% | 0% | 0% | 0% | 0% | 0% | 0% | 0% | 0% | 0% | 0% | 0% | 0% | 0% | 0% | 0% | 0% | 0% | 0% | 0% | 0 | 0 | 0 | 0 | 0 | 0 | 0
F7_Industrial_Agriculture_New_Process_Natural Gas_Gas Boiler - Insulate Hot Water Lines_A_Achievable Economic TRC Potential | F7 | Industrial | Agriculture | New | Process | Natural Gas | Gas Boiler - Insulate Hot Water Lines | A | Incremental Energy Savings (MWh or mTherms) | Achievable Economic TRC Potential | 0 | 0 | 0 | 0 | 0 | 0.059987 | 0.071069 | 0.082144 | 0.093154 | 0.10417 | 0.11519 | 0.12608 | 0.13693 | 0.14777 | 0.15843 | 0.16913 | 0.17973 | 0.19033 | 0.20088 | 0.21133 | 0.2218 | 0.23222 | 0.2426 | 0.25295 | 0.26326 | 0.059987 | 0.071069 | 0.082144 | 0.093154 | 0.10417 | 0.11519
F8_Industrial_Agriculture_New_Process_Natural Gas_Gas Boiler - Insulate Hot Water Lines_A_Achievable Economic TRC Potential | F8 | Industrial | Agriculture | New | Process | Natural Gas | Gas Boiler - Insulate Hot Water Lines | A | Incremental Summer Peak Savings (MW) | Achievable Economic TRC Potential | 0 | 0 | 0 | 0 | 0 | 0 | 0 | 0 | 0 | 0 | 0 | 0 | 0 | 0 | 0 | 0 | 0 | 0 | 0 | 0 | 0 | 0 | 0 | 0 | 0 | 0 | 0 | 0 | 0 | 0 | 0
F9_Industrial_Agriculture_New_Process_Natural Gas_Gas Boiler - Insulate Hot Water Lines_A_Achievable Economic TRC Potential | F9 | Industrial | Agriculture | New | Process | Natural Gas | Gas Boiler - Insulate Hot Water Lines | A | Incremental Winter Peak Savings (MW) | Achievable Economic TRC Potential | 0 | 0 | 0 | 0 | 0 | 0 | 0 | 0 | 0 | 0 | 0 | 0 | 0 | 0 | 0 | 0 | 0 | 0 | 0 | 0 | 0 | 0 | 0 | 0 | 0 | 0 | 0 | 0 | 0 | 0 | 0
F10_Industrial_Agriculture_New_Process_Natural Gas_Gas Boiler - Insulate Hot Water Lines_A_Achievable Economic TRC Potential | F10 | Industrial | Agriculture | New | Process | Natural Gas | Gas Boiler - Insulate Hot Water Lines | A | Cumulative Energy Savings (MWh or mTherms) | Achievable Economic TRC Potential | 0 | 0 | 0 | 0 | 0 | 0.059987 | 0.13106 | 0.2132 | 0.30635 | 0.41052 | 0.52572 | 0.6518 | 0.78873 | 0.9365 | 1.0949 | 1.2641 | 1.4438 | 1.6341 | 1.835 | 2.0463 | 2.2681 | 2.5004 | 2.743 | 2.9959 | 3.2592 | 3.2592 | 3.2592 | 3.2592 | 3.2592 | 3.2592 | 3.2592
F11_Industrial_Agriculture_New_Process_Natural Gas_Gas Boiler - Insulate Hot Water Lines_A_Achievable Economic TRC Potential | F11 | Industrial | Agriculture | New | Process | Natural Gas | Gas Boiler - Insulate Hot Water Lines | A | Cumulative Summer Peak Savings (MW) | Achievable Economic TRC Potential | 0 | 0 | 0 | 0 | 0 | 0 | 0 | 0 | 0 | 0 | 0 | 0 | 0 | 0 | 0 | 0 | 0 | 0 | 0 | 0 | 0 | 0 | 0 | 0 | 0 | 0 | 0 | 0 | 0 | 0 | 0
F12_Industrial_Agriculture_New_Process_Natural Gas_Gas Boiler - Insulate Hot Water Lines_A_Achievable Economic TRC Potential | F12 | Industrial | Agriculture | New | Process | Natural Gas | Gas Boiler - Insulate Hot Water Lines | A | Cumulative Winter Peak Savings (MW) | Achievable Economic TRC Potential | 0 | 0 | 0 | 0 | 0 | 0 | 0 | 0 | 0 | 0 | 0 | 0 | 0 | 0 | 0 | 0 | 0 | 0 | 0 | 0 | 0 | 0 | 0 | 0 | 0 | 0 | 0 | 0 | 0 | 0 | 0
F13_Industrial_Agriculture_New_Process_Natural Gas_Gas Boiler - Insulate Hot Water Lines_A_Achievable Economic TRC Potential | F13 | Industrial | Agriculture | New | Process | Natural Gas | Gas Boiler - Insulate Hot Water Lines | A | Purchases (Incremental) | Achievable Economic TRC Potential | 0 | 0 | 0 | 0 | 0 | 3.1496 | 3.7315 | 4.313 | 4.8911 | 5.4694 | 6.0483 | 6.6198 | 7.1898 | 7.7586 | 8.3183 | 8.8802 | 9.4368 | 9.9934 | 10.5472 | 11.0961 | 11.6456 | 12.1929 | 12.738 | 13.2811 | 13.8224 | 3.1496 | 3.7315 | 4.313 | 4.8911 | 5.4694 | 6.0483
F14_Industrial_Agriculture_New_Process_Natural Gas_Gas Boiler - Insulate Hot Water Lines_A_Achievable Economic TRC Potential | F14 | Industrial | Agriculture | New | Process | Natural Gas | Gas Boiler - Insulate Hot Water Lines | A | Purchases (Cumulative) | Achievable Economic TRC Potential | 0 | 0 | 0 | 0 | 0 | 3.1496 | 6.8811 | 11.1941 | 16.0852 | 21.5546 | 27.6029 | 34.2227 | 41.4125 | 49.1711 | 57.4894 | 66.3697 | 75.8065 | 85.7999 | 96.3471 | 107.4432 | 119.0888 | 131.2817 | 144.0197 | 157.3008 | 171.1233 | 171.1233 | 171.1233 | 171.1233 | 171.1233 | 171.1233 | 171.1233
F1_Industrial_Agriculture_New_Process_Natural Gas_Process - Insulate Heated Process Fluids_A_Achievable Economic TRC Potential | F1 | Industrial | Agriculture | New | Process | Natural Gas | Process - Insulate Heated Process Fluids | A | Original Unit Energy Savings (kWh or therms) | Achievable Economic TRC Potential | 0 | 0 | 0 | 0 | 0 | 13.6092 | 13.6092 | 13.6092 | 13.6092 | 13.6092 | 13.6092 | 13.6092 | 13.6092 | 13.6092 | 13.6092 | 13.6092 | 13.6092 | 13.6092 | 13.6092 | 13.6092 | 13.6092 | 13.6092 | 13.6092 | 13.6092 | 13.6092 | 13.6092 | 13.6092 | 13.6092 | 13.6092 | 13.6092 | 13.6092
F2_Industrial_Agriculture_New_Process_Natural Gas_Process - Insulate Heated Process Fluids_A_Achievable Economic TRC Potential | F2 | Industrial | Agriculture | New | Process | Natural Gas | Process - Insulate Heated Process Fluids | A | Original Unit Summer Peak Savings (kW) | Achievable Economic TRC Potential | 0 | 0 | 0 | 0 | 0 | 0 | 0 | 0 | 0 | 0 | 0 | 0 | 0 | 0 | 0 | 0 | 0 | 0 | 0 | 0 | 0 | 0 | 0 | 0 | 0 | 0 | 0 | 0 | 0 | 0 | 0
F3_Industrial_Agriculture_New_Process_Natural Gas_Process - Insulate Heated Process Fluids_A_Achievable Economic TRC Potential | F3 | Industrial | Agriculture | New | Process | Natural Gas | Process - Insulate Heated Process Fluids | A | Original Unit Winter Peak Savings (kW) | Achievable Economic TRC Potential | 0 | 0 | 0 | 0 | 0 | 0 | 0 | 0 | 0 | 0 | 0 | 0 | 0 | 0 | 0 | 0 | 0 | 0 | 0 | 0 | 0 | 0 | 0 | 0 | 0 | 0 | 0 | 0 | 0 | 0 | 0
F4_Industrial_Agriculture_New_Process_Natural Gas_Process - Insulate Heated Process Fluids_A_Achievable Economic TRC Potential | F4 | Industrial | Agriculture | New | Process | Natural Gas | Process - Insulate Heated Process Fluids | A | Standalone Impact on Baseline Energy (%) | Achievable Economic TRC Potential | 0% | 0% | 0% | 0% | 0% | 0.04835% | 0.08916% | 0.1255% | 0.159% | 0.1905% | 0.2158% | 0.232% | 0.2415% | 0.246% | 0.2473% | 0.2459% | 0.2428% | 0.2384% | 0.2332% | 0.2275% | 0.2214% | 0.2115% | 0.2025% | 0.1942% | 0.0018661 | 0.001796 | 0.0017311 | 0.001671 | 0 | 0 | 0
F5_Industrial_Agriculture_New_Process_Natural Gas_Process - Insulate Heated Process Fluids_A_Achievable Economic TRC Potential | F5 | Industrial | Agriculture | New | Process | Natural Gas | Process - Insulate Heated Process Fluids | A | Standalone Impact on Baseline Summer Peak (%) | Achievable Economic TRC Potential | 0% | 0% | 0% | 0% | 0% | 0% | 0% | 0% | 0% | 0% | 0% | 0% | 0% | 0% | 0% | 0% | 0% | 0% | 0% | 0% | 0% | 0% | 0% | 0% | 0 | 0 | 0 | 0 | 0 | 0 | 0
F6_Industrial_Agriculture_New_Process_Natural Gas_Process - Insulate Heated Process Fluids_A_Achievable Economic TRC Potential | F6 | Industrial | Agriculture | New | Process | Natural Gas | Process - Insulate Heated Process Fluids | A | Standalone Impact on Baseline Winter Peak (%) | Achievable Economic TRC Potential | 0% | 0% | 0% | 0% | 0% | 0% | 0% | 0% | 0% | 0% | 0% | 0% | 0% | 0% | 0% | 0% | 0% | 0% | 0% | 0% | 0% | 0% | 0% | 0% | 0 | 0 | 0 | 0 | 0 | 0 | 0
F7_Industrial_Agriculture_New_Process_Natural Gas_Process - Insulate Heated Process Fluids_A_Achievable Economic TRC Potential | F7 | Industrial | Agriculture | New | Process | Natural Gas | Process - Insulate Heated Process Fluids | A | Incremental Energy Savings (MWh or mTherms) | Achievable Economic TRC Potential | 0 | 0 | 0 | 0 | 0 | 0.093765 | 0.11109 | 0.1284 | 0.14561 | 0.16283 | 0.16205 | 0.14189 | 0.12329 | 0.10643 | 0.091289 | 0.077964 | 0.066281 | 0.056152 | 0.047411 | 0.039903 | 0.033503 | 0.00023925 | 8.9268e-05 | 3.173e-05 | 1.0768e-05 | 0.093765 | 0.11109 | 0.1284 | 0.14561 | 0.16283 | 0.16205
F8_Industrial_Agriculture_New_Process_Natural Gas_Process - Insulate Heated Process Fluids_A_Achievable Economic TRC Potential | F8 | Industrial | Agriculture | New | Process | Natural Gas | Process - Insulate Heated Process Fluids | A | Incremental Summer Peak Savings (MW) | Achievable Economic TRC Potential | 0 | 0 | 0 | 0 | 0 | 0 | 0 | 0 | 0 | 0 | 0 | 0 | 0 | 0 | 0 | 0 | 0 | 0 | 0 | 0 | 0 | 0 | 0 | 0 | 0 | 0 | 0 | 0 | 0 | 0 | 0
F9_Industrial_Agriculture_New_Process_Natural Gas_Process - Insulate Heated Process Fluids_A_Achievable Economic TRC Potential | F9 | Industrial | Agriculture | New | Process | Natural Gas | Process - Insulate Heated Process Fluids | A | Incremental Winter Peak Savings (MW) | Achievable Economic TRC Potential | 0 | 0 | 0 | 0 | 0 | 0 | 0 | 0 | 0 | 0 | 0 | 0 | 0 | 0 | 0 | 0 | 0 | 0 | 0 | 0 | 0 | 0 | 0 | 0 | 0 | 0 | 0 | 0 | 0 | 0 | 0
F10_Industrial_Agriculture_New_Process_Natural Gas_Process - Insulate Heated Process Fluids_A_Achievable Economic TRC Potential | F10 | Industrial | Agriculture | New | Process | Natural Gas | Process - Insulate Heated Process Fluids | A | Cumulative Energy Savings (MWh or mTherms) | Achievable Economic TRC Potential | 0 | 0 | 0 | 0 | 0 | 0.093765 | 0.20485 | 0.33325 | 0.47886 | 0.64168 | 0.80373 | 0.94563 | 1.0689 | 1.1753 | 1.2666 | 1.3446 | 1.4109 | 1.467 | 1.5144 | 1.5543 | 1.5878 | 1.5881 | 1.5882 | 1.5882 | 1.5882 | 1.5882 | 1.5882 | 1.5882 | 1.5882 | 1.5882 | 1.5882
F11_Industrial_Agriculture_New_Process_Natural Gas_Process - Insulate Heated Process Fluids_A_Achievable Economic TRC Potential | F11 | Industrial | Agriculture | New | Process | Natural Gas | Process - Insulate Heated Process Fluids | A | Cumulative Summer Peak Savings (MW) | Achievable Economic TRC Potential | 0 | 0 | 0 | 0 | 0 | 0 | 0 | 0 | 0 | 0 | 0 | 0 | 0 | 0 | 0 | 0 | 0 | 0 | 0 | 0 | 0 | 0 | 0 | 0 | 0 | 0 | 0 | 0 | 0 | 0 | 0
F12_Industrial_Agriculture_New_Process_Natural Gas_Process - Insulate Heated Process Fluids_A_Achievable Economic TRC Potential | F12 | Industrial | Agriculture | New | Process | Natural Gas | Process - Insulate Heated Process Fluids | A | Cumulative Winter Peak Savings (MW) | Achievable Economic TRC Potential | 0 | 0 | 0 | 0 | 0 | 0 | 0 | 0 | 0 | 0 | 0 | 0 | 0 | 0 | 0 | 0 | 0 | 0 | 0 | 0 | 0 | 0 | 0 | 0 | 0 | 0 | 0 | 0 | 0 | 0 | 0
F13_Industrial_Agriculture_New_Process_Natural Gas_Process - Insulate Heated Process Fluids_A_Achievable Economic TRC Potential | F13 | Industrial | Agriculture | New | Process | Natural Gas | Process - Insulate Heated Process Fluids | A | Purchases (Incremental) | Achievable Economic TRC Potential | 0 | 0 | 0 | 0 | 0 | 6.8898 | 8.1626 | 9.4346 | 10.6991 | 11.9644 | 11.9076 | 10.4262 | 9.0591 | 7.8206 | 6.7079 | 5.7288 | 4.8703 | 4.126 | 3.4837 | 2.932 | 2.4618 | 0.01758 | 0.0065594 | 0.0023315 | 0.00079126 | 6.8898 | 8.1626 | 9.4346 | 10.6991 | 11.9644 | 11.9076
F14_Industrial_Agriculture_New_Process_Natural Gas_Process - Insulate Heated Process Fluids_A_Achievable Economic TRC Potential | F14 | Industrial | Agriculture | New | Process | Natural Gas | Process - Insulate Heated Process Fluids | A | Purchases (Cumulative) | Achievable Economic TRC Potential | 0 | 0 | 0 | 0 | 0 | 6.8898 | 15.0524 | 24.487 | 35.1861 | 47.1505 | 59.0581 | 69.4843 | 78.5434 | 86.364 | 93.0719 | 98.8007 | 103.6709 | 107.797 | 111.2807 | 114.2128 | 116.6746 | 116.6921 | 116.6987 | 116.701 | 116.7018 | 116.7018 | 116.7018 | 116.7018 | 116.7018 | 116.7018 | 116.7018
F1_Industrial_Agriculture_New_Process_Natural Gas_Process Heat Recovery_A_Achievable Economic TRC Potential | F1 | Industrial | Agriculture | New | Process | Natural Gas | Process Heat Recovery | A | Original Unit Energy Savings (kWh or therms) | Achievable Economic TRC Potential | 0 | 0 | 0 | 0 | 0 | 0.13629 | 0.13629 | 0.13629 | 0.13629 | 0.13629 | 0.13629 | 0.13629 | 0.13629 | 0.13629 | 0.13629 | 0.13629 | 0.13629 | 0.13629 | 0.13629 | 0.13629 | 0.13629 | 0.13629 | 0.13629 | 0.13629 | 0.13629 | 0.13629 | 0.13629 | 0.13629 | 0 | 0 | 0
F2_Industrial_Agriculture_New_Process_Natural Gas_Process Heat Recovery_A_Achievable Economic TRC Potential | F2 | Industrial | Agriculture | New | Process | Natural Gas | Process Heat Recovery | A | Original Unit Summer Peak Savings (kW) | Achievable Economic TRC Potential | 0 | 0 | 0 | 0 | 0 | 0 | 0 | 0 | 0 | 0 | 0 | 0 | 0 | 0 | 0 | 0 | 0 | 0 | 0 | 0 | 0 | 0 | 0 | 0 | 0 | 0 | 0 | 0 | 0 | 0 | 0
F3_Industrial_Agriculture_New_Process_Natural Gas_Process Heat Recovery_A_Achievable Economic TRC Potential | F3 | Industrial | Agriculture | New | Process | Natural Gas | Process Heat Recovery | A | Original Unit Winter Peak Savings (kW) | Achievable Economic TRC Potential | 0 | 0 | 0 | 0 | 0 | 0 | 0 | 0 | 0 | 0 | 0 | 0 | 0 | 0 | 0 | 0 | 0 | 0 | 0 | 0 | 0 | 0 | 0 | 0 | 0 | 0 | 0 | 0 | 0 | 0 | 0
F4_Industrial_Agriculture_New_Process_Natural Gas_Process Heat Recovery_A_Achievable Economic TRC Potential | F4 | Industrial | Agriculture | New | Process | Natural Gas | Process Heat Recovery | A | Standalone Impact on Baseline Energy (%) | Achievable Economic TRC Potential | 0% | 0% | 0% | 0% | 0% | 0% | 0% | 0% | 0% | 0% | 0% | 0% | 0% | 0% | 0% | 0% | 0% | 0% | 0% | 0% | 0% | 0% | 0% | 0% | 0 | 0 | 0 | 0 | 0 | 0 | 0
F5_Industrial_Agriculture_New_Process_Natural Gas_Process Heat Recovery_A_Achievable Economic TRC Potential | F5 | Industrial | Agriculture | New | Process | Natural Gas | Process Heat Recovery | A | Standalone Impact on Baseline Summer Peak (%) | Achievable Economic TRC Potential | 0% | 0% | 0% | 0% | 0% | 0% | 0% | 0% | 0% | 0% | 0% | 0% | 0% | 0% | 0% | 0% | 0% | 0% | 0% | 0% | 0% | 0% | 0% | 0% | 0 | 0 | 0 | 0 | 0 | 0 | 0
F6_Industrial_Agriculture_New_Process_Natural Gas_Process Heat Recovery_A_Achievable Economic TRC Potential | F6 | Industrial | Agriculture | New | Process | Natural Gas | Process Heat Recovery | A | Standalone Impact on Baseline Winter Peak (%) | Achievable Economic TRC Potential | 0% | 0% | 0% | 0% | 0% | 0% | 0% | 0% | 0% | 0% | 0% | 0% | 0% | 0% | 0% | 0% | 0% | 0% | 0% | 0% | 0% | 0% | 0% | 0% | 0 | 0 | 0 | 0 | 0 | 0 | 0
F7_Industrial_Agriculture_New_Process_Natural Gas_Process Heat Recovery_A_Achievable Economic TRC Potential | F7 | Industrial | Agriculture | New | Process | Natural Gas | Process Heat Recovery | A | Incremental Energy Savings (MWh or mTherms) | Achievable Economic TRC Potential | 0 | 0 | 0 | 0 | 0 | 0 | 0 | 0 | 0 | 0 | 0 | 0 | 0 | 0 | 0 | 0 | 0 | 0 | 0 | 0 | 0 | 0 | 0 | 0 | 0 | 0 | 0 | 0 | 0 | 0 | 0
F8_Industrial_Agriculture_New_Process_Natural Gas_Process Heat Recovery_A_Achievable Economic TRC Potential | F8 | Industrial | Agriculture | New | Process | Natural Gas | Process Heat Recovery | A | Incremental Summer Peak Savings (MW) | Achievable Economic TRC Potential | 0 | 0 | 0 | 0 | 0 | 0 | 0 | 0 | 0 | 0 | 0 | 0 | 0 | 0 | 0 | 0 | 0 | 0 | 0 | 0 | 0 | 0 | 0 | 0 | 0 | 0 | 0 | 0 | 0 | 0 | 0
F9_Industrial_Agriculture_New_Process_Natural Gas_Process Heat Recovery_A_Achievable Economic TRC Potential | F9 | Industrial | Agriculture | New | Process | Natural Gas | Process Heat Recovery | A | Incremental Winter Peak Savings (MW) | Achievable Economic TRC Potential | 0 | 0 | 0 | 0 | 0 | 0 | 0 | 0 | 0 | 0 | 0 | 0 | 0 | 0 | 0 | 0 | 0 | 0 | 0 | 0 | 0 | 0 | 0 | 0 | 0 | 0 | 0 | 0 | 0 | 0 | 0
F10_Industrial_Agriculture_New_Process_Natural Gas_Process Heat Recovery_A_Achievable Economic TRC Potential | F10 | Industrial | Agriculture | New | Process | Natural Gas | Process Heat Recovery | A | Cumulative Energy Savings (MWh or mTherms) | Achievable Economic TRC Potential | 0 | 0 | 0 | 0 | 0 | 0 | 0 | 0 | 0 | 0 | 0 | 0 | 0 | 0 | 0 | 0 | 0 | 0 | 0 | 0 | 0 | 0 | 0 | 0 | 0 | 0 | 0 | 0 | 0 | 0 | 0
F11_Industrial_Agriculture_New_Process_Natural Gas_Process Heat Recovery_A_Achievable Economic TRC Potential | F11 | Industrial | Agriculture | New | Process | Natural Gas | Process Heat Recovery | A | Cumulative Summer Peak Savings (MW) | Achievable Economic TRC Potential | 0 | 0 | 0 | 0 | 0 | 0 | 0 | 0 | 0 | 0 | 0 | 0 | 0 | 0 | 0 | 0 | 0 | 0 | 0 | 0 | 0 | 0 | 0 | 0 | 0 | 0 | 0 | 0 | 0 | 0 | 0
F12_Industrial_Agriculture_New_Process_Natural Gas_Process Heat Recovery_A_Achievable Economic TRC Potential | F12 | Industrial | Agriculture | New | Process | Natural Gas | Process Heat Recovery | A | Cumulative Winter Peak Savings (MW) | Achievable Economic TRC Potential | 0 | 0 | 0 | 0 | 0 | 0 | 0 | 0 | 0 | 0 | 0 | 0 | 0 | 0 | 0 | 0 | 0 | 0 | 0 | 0 | 0 | 0 | 0 | 0 | 0 | 0 | 0 | 0 | 0 | 0 | 0
F13_Industrial_Agriculture_New_Process_Natural Gas_Process Heat Recovery_A_Achievable Economic TRC Potential | F13 | Industrial | Agriculture | New | Process | Natural Gas | Process Heat Recovery | A | Purchases (Incremental) | Achievable Economic TRC Potential | 0 | 0 | 0 | 0 | 0 | 0 | 0 | 0 | 0 | 0 | 0 | 0 | 0 | 0 | 0 | 0 | 0 | 0 | 0 | 0 | 0 | 0 | 0 | 0 | 0 | 0 | 0 | 0 | 0 | 0 | 0
F14_Industrial_Agriculture_New_Process_Natural Gas_Process Heat Recovery_A_Achievable Economic TRC Potential | F14 | Industrial | Agriculture | New | Process | Natural Gas | Process Heat Recovery | A | Purchases (Cumulative) | Achievable Economic TRC Potential | 0 | 0 | 0 | 0 | 0 | 0 | 0 | 0 | 0 | 0 | 0 | 0 | 0 | 0 | 0 | 0 | 0 | 0 | 0 | 0 | 0 | 0 | 0 | 0 | 0 | 0 | 0 | 0 | 0 | 0 | 0
F1_Industrial_Agriculture_New_Space Heating_Natural Gas_Building Automation System_A_Achievable Economic TRC Potential | F1 | Industrial | Agriculture | New | Space Heating | Natural Gas | Building Automation System | A | Original Unit Energy Savings (kWh or therms) | Achievable Economic TRC Potential | 0 | 0 | 0 | 0 | 0 | 0.014581 | 0.014392 | 0.014255 | 0.014151 | 0.014068 | 0.014002 | 0.013924 | 0.013842 | 0.013762 | 0.013684 | 0.013622 | 0.013574 | 0.013536 | 0.013475 | 0.01343 | 0.013398 | 0.013373 | 0.013373 | 0.013373 | 0.013373 | 0.013373 | 0.013373 | 0.013373 | 0 | 0 | 0
F2_Industrial_Agriculture_New_Space Heating_Natural Gas_Building Automation System_A_Achievable Economic TRC Potential | F2 | Industrial | Agriculture | New | Space Heating | Natural Gas | Building Automation System | A | Original Unit Summer Peak Savings (kW) | Achievable Economic TRC Potential | 0 | 0 | 0 | 0 | 0 | 0 | 0 | 0 | 0 | 0 | 0 | 0 | 0 | 0 | 0 | 0 | 0 | 0 | 0 | 0 | 0 | 0 | 0 | 0 | 0 | 0 | 0 | 0 | 0 | 0 | 0
F3_Industrial_Agriculture_New_Space Heating_Natural Gas_Building Automation System_A_Achievable Economic TRC Potential | F3 | Industrial | Agriculture | New | Space Heating | Natural Gas | Building Automation System | A | Original Unit Winter Peak Savings (kW) | Achievable Economic TRC Potential | 0 | 0 | 0 | 0 | 0 | 0 | 0 | 0 | 0 | 0 | 0 | 0 | 0 | 0 | 0 | 0 | 0 | 0 | 0 | 0 | 0 | 0 | 0 | 0 | 0 | 0 | 0 | 0 | 0 | 0 | 0
F4_Industrial_Agriculture_New_Space Heating_Natural Gas_Building Automation System_A_Achievable Economic TRC Potential | F4 | Industrial | Agriculture | New | Space Heating | Natural Gas | Building Automation System | A | Standalone Impact on Baseline Energy (%) | Achievable Economic TRC Potential | 0% | 0% | 0% | 0% | 0% | 0.01082% | 0.03075% | 0.06499% | 0.1198% | 0.2019% | 0.3183% | 0.4755% | 0.6772% | 0.9236% | 1.211% | 1.526% | 1.852% | 2.168% | 2.448% | 2.674% | 2.832% | 2.917% | 2.931% | 2.885% | 0.027982 | 0.026931 | 0.025958 | 0.025056 | 0 | 0 | 0
F5_Industrial_Agriculture_New_Space Heating_Natural Gas_Building Automation System_A_Achievable Economic TRC Potential | F5 | Industrial | Agriculture | New | Space Heating | Natural Gas | Building Automation System | A | Standalone Impact on Baseline Summer Peak (%) | Achievable Economic TRC Potential | 0% | 0% | 0% | 0% | 0% | 0% | 0% | 0% | 0% | 0% | 0% | 0% | 0% | 0% | 0% | 0% | 0% | 0% | 0% | 0% | 0% | 0% | 0% | 0% | 0 | 0 | 0 | 0 | 0 | 0 | 0
F6_Industrial_Agriculture_New_Space Heating_Natural Gas_Building Automation System_A_Achievable Economic TRC Potential | F6 | Industrial | Agriculture | New | Space Heating | Natural Gas | Building Automation System | A | Standalone Impact on Baseline Winter Peak (%) | Achievable Economic TRC Potential | 0% | 0% | 0% | 0% | 0% | 0% | 0% | 0% | 0% | 0% | 0% | 0% | 0% | 0% | 0% | 0% | 0% | 0% | 0% | 0% | 0% | 0% | 0% | 0% | 0 | 0 | 0 | 0 | 0 | 0 | 0
F7_Industrial_Agriculture_New_Space Heating_Natural Gas_Building Automation System_A_Achievable Economic TRC Potential | F7 | Industrial | Agriculture | New | Space Heating | Natural Gas | Building Automation System | A | Incremental Energy Savings (MWh or mTherms) | Achievable Economic TRC Potential | 0 | 0 | 0 | 0 | 0 | 0.001026 | 0.0023984 | 0.0048751 | 0.0089271 | 0.015064 | 0.023746 | 0.035157 | 0.049209 | 0.065295 | 0.082086 | 0.097876 | 0.11026 | 0.11691 | 0.1158 | 0.10676 | 0.092435 | 0.073868 | 0.053426 | 0.035588 | 0.024156 | 0.022679 | 0.033765 | 0.04754 | 0 | 0 | 0
F8_Industrial_Agriculture_New_Space Heating_Natural Gas_Building Automation System_A_Achievable Economic TRC Potential | F8 | Industrial | Agriculture | New | Space Heating | Natural Gas | Building Automation System | A | Incremental Summer Peak Savings (MW) | Achievable Economic TRC Potential | 0 | 0 | 0 | 0 | 0 | 0 | 0 | 0 | 0 | 0 | 0 | 0 | 0 | 0 | 0 | 0 | 0 | 0 | 0 | 0 | 0 | 0 | 0 | 0 | 0 | 0 | 0 | 0 | 0 | 0 | 0
F9_Industrial_Agriculture_New_Space Heating_Natural Gas_Building Automation System_A_Achievable Economic TRC Potential | F9 | Industrial | Agriculture | New | Space Heating | Natural Gas | Building Automation System | A | Incremental Winter Peak Savings (MW) | Achievable Economic TRC Potential | 0 | 0 | 0 | 0 | 0 | 0 | 0 | 0 | 0 | 0 | 0 | 0 | 0 | 0 | 0 | 0 | 0 | 0 | 0 | 0 | 0 | 0 | 0 | 0 | 0 | 0 | 0 | 0 | 0 | 0 | 0
F10_Industrial_Agriculture_New_Space Heating_Natural Gas_Building Automation System_A_Achievable Economic TRC Potential | F10 | Industrial | Agriculture | New | Space Heating | Natural Gas | Building Automation System | A | Cumulative Energy Savings (MWh or mTherms) | Achievable Economic TRC Potential | 0 | 0 | 0 | 0 | 0 | 0.001026 | 0.0034112 | 0.0082537 | 0.01712 | 0.032085 | 0.055679 | 0.090526 | 0.1392 | 0.20369 | 0.28462 | 0.38122 | 0.49013 | 0.60566 | 0.71873 | 0.82311 | 0.91262 | 0.98254 | 1.0314 | 1.0585 | 1.0684 | 1.0684 | 1.0684 | 1.0684 | 0 | 0 | 0
F11_Industrial_Agriculture_New_Space Heating_Natural Gas_Building Automation System_A_Achievable Economic TRC Potential | F11 | Industrial | Agriculture | New | Space Heating | Natural Gas | Building Automation System | A | Cumulative Summer Peak Savings (MW) | Achievable Economic TRC Potential | 0 | 0 | 0 | 0 | 0 | 0 | 0 | 0 | 0 | 0 | 0 | 0 | 0 | 0 | 0 | 0 | 0 | 0 | 0 | 0 | 0 | 0 | 0 | 0 | 0 | 0 | 0 | 0 | 0 | 0 | 0
F12_Industrial_Agriculture_New_Space Heating_Natural Gas_Building Automation System_A_Achievable Economic TRC Potential | F12 | Industrial | Agriculture | New | Space Heating | Natural Gas | Building Automation System | A | Cumulative Winter Peak Savings (MW) | Achievable Economic TRC Potential | 0 | 0 | 0 | 0 | 0 | 0 | 0 | 0 | 0 | 0 | 0 | 0 | 0 | 0 | 0 | 0 | 0 | 0 | 0 | 0 | 0 | 0 | 0 | 0 | 0 | 0 | 0 | 0 | 0 | 0 | 0
F13_Industrial_Agriculture_New_Space Heating_Natural Gas_Building Automation System_A_Achievable Economic TRC Potential | F13 | Industrial | Agriculture | New | Space Heating | Natural Gas | Building Automation System | A | Purchases (Incremental) | Achievable Economic TRC Potential | 0 | 0 | 0 | 0 | 0 | 70.3675 | 166.6437 | 341.9934 | 630.861 | 1070.7946 | 1695.9183 | 2524.8994 | 3554.9963 | 4744.7662 | 5998.8888 | 7184.9979 | 8122.5183 | 8637.5243 | 8593.5546 | 7948.8508 | 6899.1643 | 5523.754 | 3995.1085 | 2661.2639 | 1806.3441 | 1695.9183 | 2524.8994 | 3554.9963 | 4744.7662 | 5998.8888 | 7184.9979
F14_Industrial_Agriculture_New_Space Heating_Natural Gas_Building Automation System_A_Achievable Economic TRC Potential | F14 | Industrial | Agriculture | New | Space Heating | Natural Gas | Building Automation System | A | Purchases (Cumulative) | Achievable Economic TRC Potential | 0 | 0 | 0 | 0 | 0 | 70.3675 | 237.0112 | 579.0047 | 1209.8657 | 2280.6602 | 3976.5786 | 6501.478 | 10056.4743 | 14801.2405 | 20800.1293 | 27985.1272 | 36107.6455 | 44745.1698 | 53338.7244 | 61287.5752 | 68116.3721 | 73473.4824 | 77126.5974 | 79157.0003 | 79892.5499 | 79892.5499 | 79892.5499 | 79892.5499 | 79892.5499 | 79892.5499 | 79892.5499
F1_Industrial_Agriculture_New_Space Heating_Natural Gas_Steam System Efficiency Improvements_A_Achievable Economic TRC Potential | F1 | Industrial | Agriculture | New | Space Heating | Natural Gas | Steam System Efficiency Improvements | A | Original Unit Energy Savings (kWh or therms) | Achievable Economic TRC Potential | 0 | 0 | 0 | 0 | 0 | 0 | 0 | 0 | 0 | 0 | 0 | 0 | 0 | 0 | 0 | 0 | 0 | 0 | 0 | 0 | 0 | 0 | 0 | 0 | 0 | 0 | 0 | 0 | 0 | 0 | 0
F2_Industrial_Agriculture_New_Space Heating_Natural Gas_Steam System Efficiency Improvements_A_Achievable Economic TRC Potential | F2 | Industrial | Agriculture | New | Space Heating | Natural Gas | Steam System Efficiency Improvements | A | Original Unit Summer Peak Savings (kW) | Achievable Economic TRC Potential | 0 | 0 | 0 | 0 | 0 | 0 | 0 | 0 | 0 | 0 | 0 | 0 | 0 | 0 | 0 | 0 | 0 | 0 | 0 | 0 | 0 | 0 | 0 | 0 | 0 | 0 | 0 | 0 | 0 | 0 | 0
F3_Industrial_Agriculture_New_Space Heating_Natural Gas_Steam System Efficiency Improvements_A_Achievable Economic TRC Potential | F3 | Industrial | Agriculture | New | Space Heating | Natural Gas | Steam System Efficiency Improvements | A | Original Unit Winter Peak Savings (kW) | Achievable Economic TRC Potential | 0 | 0 | 0 | 0 | 0 | 0 | 0 | 0 | 0 | 0 | 0 | 0 | 0 | 0 | 0 | 0 | 0 | 0 | 0 | 0 | 0 | 0 | 0 | 0 | 0 | 0 | 0 | 0 | 0 | 0 | 0
F4_Industrial_Agriculture_New_Space Heating_Natural Gas_Steam System Efficiency Improvements_A_Achievable Economic TRC Potential | F4 | Industrial | Agriculture | New | Space Heating | Natural Gas | Steam System Efficiency Improvements | A | Standalone Impact on Baseline Energy (%) | Achievable Economic TRC Potential | 0% | 0% | 0% | 0% | 0% | 0% | 0% | 0% | 0% | 0% | 0% | 0% | 0% | 0% | 0% | 0% | 0% | 0% | 0% | 0% | 0% | 0% | 0% | 0% | 0 | 0 | 0 | 0 | 0 | 0 | 0
F5_Industrial_Agriculture_New_Space Heating_Natural Gas_Steam System Efficiency Improvements_A_Achievable Economic TRC Potential | F5 | Industrial | Agriculture | New | Space Heating | Natural Gas | Steam System Efficiency Improvements | A | Standalone Impact on Baseline Summer Peak (%) | Achievable Economic TRC Potential | 0% | 0% | 0% | 0% | 0% | 0% | 0% | 0% | 0% | 0% | 0% | 0% | 0% | 0% | 0% | 0% | 0% | 0% | 0% | 0% | 0% | 0% | 0% | 0% | 0 | 0 | 0 | 0 | 0 | 0 | 0
F6_Industrial_Agriculture_New_Space Heating_Natural Gas_Steam System Efficiency Improvements_A_Achievable Economic TRC Potential | F6 | Industrial | Agriculture | New | Space Heating | Natural Gas | Steam System Efficiency Improvements | A | Standalone Impact on Baseline Winter Peak (%) | Achievable Economic TRC Potential | 0% | 0% | 0% | 0% | 0% | 0% | 0% | 0% | 0% | 0% | 0% | 0% | 0% | 0% | 0% | 0% | 0% | 0% | 0% | 0% | 0% | 0% | 0% | 0% | 0 | 0 | 0 | 0 | 0 | 0 | 0
F7_Industrial_Agriculture_New_Space Heating_Natural Gas_Steam System Efficiency Improvements_A_Achievable Economic TRC Potential | F7 | Industrial | Agriculture | New | Space Heating | Natural Gas | Steam System Efficiency Improvements | A | Incremental Energy Savings (MWh or mTherms) | Achievable Economic TRC Potential | 0 | 0 | 0 | 0 | 0 | 0 | 0 | 0 | 0 | 0 | 0 | 0 | 0 | 0 | 0 | 0 | 0 | 0 | 0 | 0 | 0 | 0 | 0 | 0 | 0 | 0 | 0 | 0 | 0 | 0 | 0
F8_Industrial_Agriculture_New_Space Heating_Natural Gas_Steam System Efficiency Improvements_A_Achievable Economic TRC Potential | F8 | Industrial | Agriculture | New | Space Heating | Natural Gas | Steam System Efficiency Improvements | A | Incremental Summer Peak Savings (MW) | Achievable Economic TRC Potential | 0 | 0 | 0 | 0 | 0 | 0 | 0 | 0 | 0 | 0 | 0 | 0 | 0 | 0 | 0 | 0 | 0 | 0 | 0 | 0 | 0 | 0 | 0 | 0 | 0 | 0 | 0 | 0 | 0 | 0 | 0
F9_Industrial_Agriculture_New_Space Heating_Natural Gas_Steam System Efficiency Improvements_A_Achievable Economic TRC Potential | F9 | Industrial | Agriculture | New | Space Heating | Natural Gas | Steam System Efficiency Improvements | A | Incremental Winter Peak Savings (MW) | Achievable Economic TRC Potential | 0 | 0 | 0 | 0 | 0 | 0 | 0 | 0 | 0 | 0 | 0 | 0 | 0 | 0 | 0 | 0 | 0 | 0 | 0 | 0 | 0 | 0 | 0 | 0 | 0 | 0 | 0 | 0 | 0 | 0 | 0
F10_Industrial_Agriculture_New_Space Heating_Natural Gas_Steam System Efficiency Improvements_A_Achievable Economic TRC Potential | F10 | Industrial | Agriculture | New | Space Heating | Natural Gas | Steam System Efficiency Improvements | A | Cumulative Energy Savings (MWh or mTherms) | Achievable Economic TRC Potential | 0 | 0 | 0 | 0 | 0 | 0 | 0 | 0 | 0 | 0 | 0 | 0 | 0 | 0 | 0 | 0 | 0 | 0 | 0 | 0 | 0 | 0 | 0 | 0 | 0 | 0 | 0 | 0 | 0 | 0 | 0
F11_Industrial_Agriculture_New_Space Heating_Natural Gas_Steam System Efficiency Improvements_A_Achievable Economic TRC Potential | F11 | Industrial | Agriculture | New | Space Heating | Natural Gas | Steam System Efficiency Improvements | A | Cumulative Summer Peak Savings (MW) | Achievable Economic TRC Potential | 0 | 0 | 0 | 0 | 0 | 0 | 0 | 0 | 0 | 0 | 0 | 0 | 0 | 0 | 0 | 0 | 0 | 0 | 0 | 0 | 0 | 0 | 0 | 0 | 0 | 0 | 0 | 0 | 0 | 0 | 0
F12_Industrial_Agriculture_New_Space Heating_Natural Gas_Steam System Efficiency Improvements_A_Achievable Economic TRC Potential | F12 | Industrial | Agriculture | New | Space Heating | Natural Gas | Steam System Efficiency Improvements | A | Cumulative Winter Peak Savings (MW) | Achievable Economic TRC Potential | 0 | 0 | 0 | 0 | 0 | 0 | 0 | 0 | 0 | 0 | 0 | 0 | 0 | 0 | 0 | 0 | 0 | 0 | 0 | 0 | 0 | 0 | 0 | 0 | 0 | 0 | 0 | 0 | 0 | 0 | 0
F13_Industrial_Agriculture_New_Space Heating_Natural Gas_Steam System Efficiency Improvements_A_Achievable Economic TRC Potential | F13 | Industrial | Agriculture | New | Space Heating | Natural Gas | Steam System Efficiency Improvements | A | Purchases (Incremental) | Achievable Economic TRC Potential | 0 | 0 | 0 | 0 | 0 | 0 | 0 | 0 | 0 | 0 | 0 | 0 | 0 | 0 | 0 | 0 | 0 | 0 | 0 | 0 | 0 | 0 | 0 | 0 | 0 | 0 | 0 | 0 | 0 | 0 | 0
F14_Industrial_Agriculture_New_Space Heating_Natural Gas_Steam System Efficiency Improvements_A_Achievable Economic TRC Potential | F14 | Industrial | Agriculture | New | Space Heating | Natural Gas | Steam System Efficiency Improvements | A | Purchases (Cumulative) | Achievable Economic TRC Potential | 0 | 0 | 0 | 0 | 0 | 0 | 0 | 0 | 0 | 0 | 0 | 0 | 0 | 0 | 0 | 0 | 0 | 0 | 0 | 0 | 0 | 0 | 0 | 0 | 0 | 0 | 0 | 0 | 0 | 0 | 0
F1_Industrial_Agriculture_New_Process_Natural Gas_Steam System Efficiency Improvements_A_Achievable Economic TRC Potential | F1 | Industrial | Agriculture | New | Process | Natural Gas | Steam System Efficiency Improvements | A | Original Unit Energy Savings (kWh or therms) | Achievable Economic TRC Potential | 0 | 0 | 0 | 0 | 0 | 0.18594 | 0.18594 | 0.18594 | 0.18594 | 0.18594 | 0.18594 | 0.18594 | 0.18594 | 0.18594 | 0.18594 | 0.18594 | 0.18594 | 0.18594 | 0.18594 | 0.18594 | 0.18594 | 0.18594 | 0.18594 | 0.18594 | 0.18594 | 0.18594 | 0.18594 | 0.18594 | 0.18594 | 0.18594 | 0.18594
F2_Industrial_Agriculture_New_Process_Natural Gas_Steam System Efficiency Improvements_A_Achievable Economic TRC Potential | F2 | Industrial | Agriculture | New | Process | Natural Gas | Steam System Efficiency Improvements | A | Original Unit Summer Peak Savings (kW) | Achievable Economic TRC Potential | 0 | 0 | 0 | 0 | 0 | 0 | 0 | 0 | 0 | 0 | 0 | 0 | 0 | 0 | 0 | 0 | 0 | 0 | 0 | 0 | 0 | 0 | 0 | 0 | 0 | 0 | 0 | 0 | 0 | 0 | 0
F3_Industrial_Agriculture_New_Process_Natural Gas_Steam System Efficiency Improvements_A_Achievable Economic TRC Potential | F3 | Industrial | Agriculture | New | Process | Natural Gas | Steam System Efficiency Improvements | A | Original Unit Winter Peak Savings (kW) | Achievable Economic TRC Potential | 0 | 0 | 0 | 0 | 0 | 0 | 0 | 0 | 0 | 0 | 0 | 0 | 0 | 0 | 0 | 0 | 0 | 0 | 0 | 0 | 0 | 0 | 0 | 0 | 0 | 0 | 0 | 0 | 0 | 0 | 0
F4_Industrial_Agriculture_New_Process_Natural Gas_Steam System Efficiency Improvements_A_Achievable Economic TRC Potential | F4 | Industrial | Agriculture | New | Process | Natural Gas | Steam System Efficiency Improvements | A | Standalone Impact on Baseline Energy (%) | Achievable Economic TRC Potential | 0% | 0% | 0% | 0% | 0% | 0% | 0% | 0% | 0% | 0% | 0% | 0% | 0% | 0% | 0% | 0% | 0% | 0% | 0% | 0% | 0% | 0% | 0% | 0% | 0 | 0 | 0 | 0 | 0 | 0 | 0
F5_Industrial_Agriculture_New_Process_Natural Gas_Steam System Efficiency Improvements_A_Achievable Economic TRC Potential | F5 | Industrial | Agriculture | New | Process | Natural Gas | Steam System Efficiency Improvements | A | Standalone Impact on Baseline Summer Peak (%) | Achievable Economic TRC Potential | 0% | 0% | 0% | 0% | 0% | 0% | 0% | 0% | 0% | 0% | 0% | 0% | 0% | 0% | 0% | 0% | 0% | 0% | 0% | 0% | 0% | 0% | 0% | 0% | 0 | 0 | 0 | 0 | 0 | 0 | 0
F6_Industrial_Agriculture_New_Process_Natural Gas_Steam System Efficiency Improvements_A_Achievable Economic TRC Potential | F6 | Industrial | Agriculture | New | Process | Natural Gas | Steam System Efficiency Improvements | A | Standalone Impact on Baseline Winter Peak (%) | Achievable Economic TRC Potential | 0% | 0% | 0% | 0% | 0% | 0% | 0% | 0% | 0% | 0% | 0% | 0% | 0% | 0% | 0% | 0% | 0% | 0% | 0% | 0% | 0% | 0% | 0% | 0% | 0 | 0 | 0 | 0 | 0 | 0 | 0
F7_Industrial_Agriculture_New_Process_Natural Gas_Steam System Efficiency Improvements_A_Achievable Economic TRC Potential | F7 | Industrial | Agriculture | New | Process | Natural Gas | Steam System Efficiency Improvements | A | Incremental Energy Savings (MWh or mTherms) | Achievable Economic TRC Potential | 0 | 0 | 0 | 0 | 0 | 0 | 0 | 0 | 0 | 0 | 0 | 0 | 0 | 0 | 0 | 0 | 0 | 0 | 0 | 0 | 0 | 0 | 0 | 0 | 0 | 0 | 0 | 0 | 0 | 0 | 0
F8_Industrial_Agriculture_New_Process_Natural Gas_Steam System Efficiency Improvements_A_Achievable Economic TRC Potential | F8 | Industrial | Agriculture | New | Process | Natural Gas | Steam System Efficiency Improvements | A | Incremental Summer Peak Savings (MW) | Achievable Economic TRC Potential | 0 | 0 | 0 | 0 | 0 | 0 | 0 | 0 | 0 | 0 | 0 | 0 | 0 | 0 | 0 | 0 | 0 | 0 | 0 | 0 | 0 | 0 | 0 | 0 | 0 | 0 | 0 | 0 | 0 | 0 | 0
F9_Industrial_Agriculture_New_Process_Natural Gas_Steam System Efficiency Improvements_A_Achievable Economic TRC Potential | F9 | Industrial | Agriculture | New | Process | Natural Gas | Steam System Efficiency Improvements | A | Incremental Winter Peak Savings (MW) | Achievable Economic TRC Potential | 0 | 0 | 0 | 0 | 0 | 0 | 0 | 0 | 0 | 0 | 0 | 0 | 0 | 0 | 0 | 0 | 0 | 0 | 0 | 0 | 0 | 0 | 0 | 0 | 0 | 0 | 0 | 0 | 0 | 0 | 0
F10_Industrial_Agriculture_New_Process_Natural Gas_Steam System Efficiency Improvements_A_Achievable Economic TRC Potential | F10 | Industrial | Agriculture | New | Process | Natural Gas | Steam System Efficiency Improvements | A | Cumulative Energy Savings (MWh or mTherms) | Achievable Economic TRC Potential | 0 | 0 | 0 | 0 | 0 | 0 | 0 | 0 | 0 | 0 | 0 | 0 | 0 | 0 | 0 | 0 | 0 | 0 | 0 | 0 | 0 | 0 | 0 | 0 | 0 | 0 | 0 | 0 | 0 | 0 | 0
F11_Industrial_Agriculture_New_Process_Natural Gas_Steam System Efficiency Improvements_A_Achievable Economic TRC Potential | F11 | Industrial | Agriculture | New | Process | Natural Gas | Steam System Efficiency Improvements | A | Cumulative Summer Peak Savings (MW) | Achievable Economic TRC Potential | 0 | 0 | 0 | 0 | 0 | 0 | 0 | 0 | 0 | 0 | 0 | 0 | 0 | 0 | 0 | 0 | 0 | 0 | 0 | 0 | 0 | 0 | 0 | 0 | 0 | 0 | 0 | 0 | 0 | 0 | 0
F12_Industrial_Agriculture_New_Process_Natural Gas_Steam System Efficiency Improvements_A_Achievable Economic TRC Potential | F12 | Industrial | Agriculture | New | Process | Natural Gas | Steam System Efficiency Improvements | A | Cumulative Winter Peak Savings (MW) | Achievable Economic TRC Potential | 0 | 0 | 0 | 0 | 0 | 0 | 0 | 0 | 0 | 0 | 0 | 0 | 0 | 0 | 0 | 0 | 0 | 0 | 0 | 0 | 0 | 0 | 0 | 0 | 0 | 0 | 0 | 0 | 0 | 0 | 0
F13_Industrial_Agriculture_New_Process_Natural Gas_Steam System Efficiency Improvements_A_Achievable Economic TRC Potential | F13 | Industrial | Agriculture | New | Process | Natural Gas | Steam System Efficiency Improvements | A | Purchases (Incremental) | Achievable Economic TRC Potential | 0 | 0 | 0 | 0 | 0 | 0 | 0 | 0 | 0 | 0 | 0 | 0 | 0 | 0 | 0 | 0 | 0 | 0 | 0 | 0 | 0 | 0 | 0 | 0 | 0 | 0 | 0 | 0 | 0 | 0 | 0
F14_Industrial_Agriculture_New_Process_Natural Gas_Steam System Efficiency Improvements_A_Achievable Economic TRC Potential | F14 | Industrial | Agriculture | New | Process | Natural Gas | Steam System Efficiency Improvements | A | Purchases (Cumulative) | Achievable Economic TRC Potential | 0 | 0 | 0 | 0 | 0 | 0 | 0 | 0 | 0 | 0 | 0 | 0 | 0 | 0 | 0 | 0 | 0 | 0 | 0 | 0 | 0 | 0 | 0 | 0 | 0 | 0 | 0 | 0 | 0 | 0 | 0
F1_Industrial_Agriculture_New_Space Heating_Natural Gas_Strategic Energy Management_A_Achievable Economic TRC Potential | F1 | Industrial | Agriculture | New | Space Heating | Natural Gas | Strategic Energy Management | A | Original Unit Energy Savings (kWh or therms) | Achievable Economic TRC Potential | 0 | 0 | 0 | 0 | 0 | 3.8448 | 3.7952 | 3.7589 | 3.7314 | 3.7097 | 3.6922 | 3.6716 | 3.6501 | 3.6288 | 3.6082 | 3.5921 | 3.5794 | 3.5692 | 3.5532 | 3.5414 | 3.5329 | 3.5263 | 3.5263 | 3.5263 | 3.5263 | 3.5263 | 3.5263 | 3.5263 | 0 | 0 | 0
F2_Industrial_Agriculture_New_Space Heating_Natural Gas_Strategic Energy Management_A_Achievable Economic TRC Potential | F2 | Industrial | Agriculture | New | Space Heating | Natural Gas | Strategic Energy Management | A | Original Unit Summer Peak Savings (kW) | Achievable Economic TRC Potential | 0 | 0 | 0 | 0 | 0 | 0 | 0 | 0 | 0 | 0 | 0 | 0 | 0 | 0 | 0 | 0 | 0 | 0 | 0 | 0 | 0 | 0 | 0 | 0 | 0 | 0 | 0 | 0 | 0 | 0 | 0
F3_Industrial_Agriculture_New_Space Heating_Natural Gas_Strategic Energy Management_A_Achievable Economic TRC Potential | F3 | Industrial | Agriculture | New | Space Heating | Natural Gas | Strategic Energy Management | A | Original Unit Winter Peak Savings (kW) | Achievable Economic TRC Potential | 0 | 0 | 0 | 0 | 0 | 0 | 0 | 0 | 0 | 0 | 0 | 0 | 0 | 0 | 0 | 0 | 0 | 0 | 0 | 0 | 0 | 0 | 0 | 0 | 0 | 0 | 0 | 0 | 0 | 0 | 0
F4_Industrial_Agriculture_New_Space Heating_Natural Gas_Strategic Energy Management_A_Achievable Economic TRC Potential | F4 | Industrial | Agriculture | New | Space Heating | Natural Gas | Strategic Energy Management | A | Standalone Impact on Baseline Energy (%) | Achievable Economic TRC Potential | 0% | 0% | 0% | 0% | 0% | 0.06801% | 0.1254% | 0.1765% | 0.2237% | 0.268% | 0.275% | 0.2809% | 0.2858% | 0.29% | 0.2938% | 0.2969% | 0.2997% | 0.3021% | 0.3042% | 0.3062% | 0.3079% | 0.3094% | 0.3108% | 0.3121% | 0.0031333 | 0.0030156 | 0.0029067 | 0.0028056 | 0 | 0 | 0
F5_Industrial_Agriculture_New_Space Heating_Natural Gas_Strategic Energy Management_A_Achievable Economic TRC Potential | F5 | Industrial | Agriculture | New | Space Heating | Natural Gas | Strategic Energy Management | A | Standalone Impact on Baseline Summer Peak (%) | Achievable Economic TRC Potential | 0% | 0% | 0% | 0% | 0% | 0% | 0% | 0% | 0% | 0% | 0% | 0% | 0% | 0% | 0% | 0% | 0% | 0% | 0% | 0% | 0% | 0% | 0% | 0% | 0 | 0 | 0 | 0 | 0 | 0 | 0
F6_Industrial_Agriculture_New_Space Heating_Natural Gas_Strategic Energy Management_A_Achievable Economic TRC Potential | F6 | Industrial | Agriculture | New | Space Heating | Natural Gas | Strategic Energy Management | A | Standalone Impact on Baseline Winter Peak (%) | Achievable Economic TRC Potential | 0% | 0% | 0% | 0% | 0% | 0% | 0% | 0% | 0% | 0% | 0% | 0% | 0% | 0% | 0% | 0% | 0% | 0% | 0% | 0% | 0% | 0% | 0% | 0% | 0 | 0 | 0 | 0 | 0 | 0 | 0
F7_Industrial_Agriculture_New_Space Heating_Natural Gas_Strategic Energy Management_A_Achievable Economic TRC Potential | F7 | Industrial | Agriculture | New | Space Heating | Natural Gas | Strategic Energy Management | A | Incremental Energy Savings (MWh or mTherms) | Achievable Economic TRC Potential | 0 | 0 | 0 | 0 | 0 | 0.0064516 | 0.0075447 | 0.0086371 | 0.0097231 | 0.01081 | 0.011897 | 0.012949 | 0.013981 | 0.014999 | 0.01599 | 0.016994 | 0.017995 | 0.019003 | 0.019966 | 0.020935 | 0.021919 | 0.022906 | 0.02393 | 0.024951 | 0.025967 | 0.021878 | 0.022906 | 0.02393 | 0 | 0 | 0
F8_Industrial_Agriculture_New_Space Heating_Natural Gas_Strategic Energy Management_A_Achievable Economic TRC Potential | F8 | Industrial | Agriculture | New | Space Heating | Natural Gas | Strategic Energy Management | A | Incremental Summer Peak Savings (MW) | Achievable Economic TRC Potential | 0 | 0 | 0 | 0 | 0 | 0 | 0 | 0 | 0 | 0 | 0 | 0 | 0 | 0 | 0 | 0 | 0 | 0 | 0 | 0 | 0 | 0 | 0 | 0 | 0 | 0 | 0 | 0 | 0 | 0 | 0
F9_Industrial_Agriculture_New_Space Heating_Natural Gas_Strategic Energy Management_A_Achievable Economic TRC Potential | F9 | Industrial | Agriculture | New | Space Heating | Natural Gas | Strategic Energy Management | A | Incremental Winter Peak Savings (MW) | Achievable Economic TRC Potential | 0 | 0 | 0 | 0 | 0 | 0 | 0 | 0 | 0 | 0 | 0 | 0 | 0 | 0 | 0 | 0 | 0 | 0 | 0 | 0 | 0 | 0 | 0 | 0 | 0 | 0 | 0 | 0 | 0 | 0 | 0
F10_Industrial_Agriculture_New_Space Heating_Natural Gas_Strategic Energy Management_A_Achievable Economic TRC Potential | F10 | Industrial | Agriculture | New | Space Heating | Natural Gas | Strategic Energy Management | A | Cumulative Energy Savings (MWh or mTherms) | Achievable Economic TRC Potential | 0 | 0 | 0 | 0 | 0 | 0.0064516 | 0.013913 | 0.022417 | 0.031976 | 0.0426 | 0.0481 | 0.053483 | 0.058763 | 0.063964 | 0.069078 | 0.074188 | 0.079297 | 0.084404 | 0.089304 | 0.094249 | 0.099228 | 0.10422 | 0.10937 | 0.11451 | 0.11963 | 0.11963 | 0.11963 | 0.11963 | 0 | 0 | 0
F11_Industrial_Agriculture_New_Space Heating_Natural Gas_Strategic Energy Management_A_Achievable Economic TRC Potential | F11 | Industrial | Agriculture | New | Space Heating | Natural Gas | Strategic Energy Management | A | Cumulative Summer Peak Savings (MW) | Achievable Economic TRC Potential | 0 | 0 | 0 | 0 | 0 | 0 | 0 | 0 | 0 | 0 | 0 | 0 | 0 | 0 | 0 | 0 | 0 | 0 | 0 | 0 | 0 | 0 | 0 | 0 | 0 | 0 | 0 | 0 | 0 | 0 | 0
F12_Industrial_Agriculture_New_Space Heating_Natural Gas_Strategic Energy Management_A_Achievable Economic TRC Potential | F12 | Industrial | Agriculture | New | Space Heating | Natural Gas | Strategic Energy Management | A | Cumulative Winter Peak Savings (MW) | Achievable Economic TRC Potential | 0 | 0 | 0 | 0 | 0 | 0 | 0 | 0 | 0 | 0 | 0 | 0 | 0 | 0 | 0 | 0 | 0 | 0 | 0 | 0 | 0 | 0 | 0 | 0 | 0 | 0 | 0 | 0 | 0 | 0 | 0
F13_Industrial_Agriculture_New_Space Heating_Natural Gas_Strategic Energy Management_A_Achievable Economic TRC Potential | F13 | Industrial | Agriculture | New | Space Heating | Natural Gas | Strategic Energy Management | A | Purchases (Incremental) | Achievable Economic TRC Potential | 0 | 0 | 0 | 0 | 0 | 1.678 | 1.988 | 2.2978 | 2.6057 | 2.9139 | 3.2223 | 3.5268 | 3.8304 | 4.1334 | 4.4317 | 4.731 | 5.0275 | 5.3241 | 5.6191 | 5.9115 | 6.2043 | 6.4959 | 6.7863 | 7.0756 | 7.364 | 6.2043 | 6.4959 | 6.7863 | 7.0756 | 7.364 | 6.2043
F14_Industrial_Agriculture_New_Space Heating_Natural Gas_Strategic Energy Management_A_Achievable Economic TRC Potential | F14 | Industrial | Agriculture | New | Space Heating | Natural Gas | Strategic Energy Management | A | Purchases (Cumulative) | Achievable Economic TRC Potential | 0 | 0 | 0 | 0 | 0 | 1.678 | 3.666 | 5.9637 | 8.5695 | 11.4834 | 13.0277 | 14.5665 | 16.0991 | 17.6268 | 19.1446 | 20.6533 | 22.1541 | 23.6477 | 25.1334 | 26.6133 | 28.0865 | 29.5549 | 31.0171 | 32.4736 | 33.9261 | 33.9261 | 33.9261 | 33.9261 | 33.9261 | 33.9261 | 33.9261
F1_Industrial_Agriculture_New_Process_Natural Gas_Strategic Energy Management_A_Achievable Economic TRC Potential | F1 | Industrial | Agriculture | New | Process | Natural Gas | Strategic Energy Management | A | Original Unit Energy Savings (kWh or therms) | Achievable Economic TRC Potential | 0 | 0 | 0 | 0 | 0 | 1.4066 | 1.4066 | 1.4066 | 1.4066 | 1.4066 | 1.4066 | 1.4066 | 1.4066 | 1.4066 | 1.4066 | 1.4066 | 1.4066 | 1.4066 | 1.4066 | 1.4066 | 1.4066 | 1.4066 | 1.4066 | 1.4066 | 1.4066 | 1.4066 | 1.4066 | 1.4066 | 0 | 0 | 0
F2_Industrial_Agriculture_New_Process_Natural Gas_Strategic Energy Management_A_Achievable Economic TRC Potential | F2 | Industrial | Agriculture | New | Process | Natural Gas | Strategic Energy Management | A | Original Unit Summer Peak Savings (kW) | Achievable Economic TRC Potential | 0 | 0 | 0 | 0 | 0 | 0 | 0 | 0 | 0 | 0 | 0 | 0 | 0 | 0 | 0 | 0 | 0 | 0 | 0 | 0 | 0 | 0 | 0 | 0 | 0 | 0 | 0 | 0 | 0 | 0 | 0
F3_Industrial_Agriculture_New_Process_Natural Gas_Strategic Energy Management_A_Achievable Economic TRC Potential | F3 | Industrial | Agriculture | New | Process | Natural Gas | Strategic Energy Management | A | Original Unit Winter Peak Savings (kW) | Achievable Economic TRC Potential | 0 | 0 | 0 | 0 | 0 | 0 | 0 | 0 | 0 | 0 | 0 | 0 | 0 | 0 | 0 | 0 | 0 | 0 | 0 | 0 | 0 | 0 | 0 | 0 | 0 | 0 | 0 | 0 | 0 | 0 | 0
F4_Industrial_Agriculture_New_Process_Natural Gas_Strategic Energy Management_A_Achievable Economic TRC Potential | F4 | Industrial | Agriculture | New | Process | Natural Gas | Strategic Energy Management | A | Standalone Impact on Baseline Energy (%) | Achievable Economic TRC Potential | 0% | 0% | 0% | 0% | 0% | 0.08224% | 0.1517% | 0.2134% | 0.2705% | 0.3241% | 0.3325% | 0.3397% | 0.3456% | 0.3507% | 0.3553% | 0.359% | 0.3624% | 0.3653% | 0.3678% | 0.3702% | 0.3723% | 0.3742% | 0.3759% | 0.3774% | 0.0037887 | 0.0036463 | 0.0035147 | 0.0033925 | 0 | 0 | 0
F5_Industrial_Agriculture_New_Process_Natural Gas_Strategic Energy Management_A_Achievable Economic TRC Potential | F5 | Industrial | Agriculture | New | Process | Natural Gas | Strategic Energy Management | A | Standalone Impact on Baseline Summer Peak (%) | Achievable Economic TRC Potential | 0% | 0% | 0% | 0% | 0% | 0% | 0% | 0% | 0% | 0% | 0% | 0% | 0% | 0% | 0% | 0% | 0% | 0% | 0% | 0% | 0% | 0% | 0% | 0% | 0 | 0 | 0 | 0 | 0 | 0 | 0
F6_Industrial_Agriculture_New_Process_Natural Gas_Strategic Energy Management_A_Achievable Economic TRC Potential | F6 | Industrial | Agriculture | New | Process | Natural Gas | Strategic Energy Management | A | Standalone Impact on Baseline Winter Peak (%) | Achievable Economic TRC Potential | 0% | 0% | 0% | 0% | 0% | 0% | 0% | 0% | 0% | 0% | 0% | 0% | 0% | 0% | 0% | 0% | 0% | 0% | 0% | 0% | 0% | 0% | 0% | 0% | 0 | 0 | 0 | 0 | 0 | 0 | 0
F7_Industrial_Agriculture_New_Process_Natural Gas_Strategic Energy Management_A_Achievable Economic TRC Potential | F7 | Industrial | Agriculture | New | Process | Natural Gas | Strategic Energy Management | A | Incremental Energy Savings (MWh or mTherms) | Achievable Economic TRC Potential | 0 | 0 | 0 | 0 | 0 | 0.15949 | 0.18895 | 0.21839 | 0.24766 | 0.27695 | 0.30626 | 0.3352 | 0.36406 | 0.39286 | 0.42121 | 0.44966 | 0.47784 | 0.50603 | 0.53407 | 0.56186 | 0.58969 | 0.6174 | 0.645 | 0.6725 | 0.69991 | 0.58969 | 0.6174 | 0.645 | 0 | 0 | 0
F8_Industrial_Agriculture_New_Process_Natural Gas_Strategic Energy Management_A_Achievable Economic TRC Potential | F8 | Industrial | Agriculture | New | Process | Natural Gas | Strategic Energy Management | A | Incremental Summer Peak Savings (MW) | Achievable Economic TRC Potential | 0 | 0 | 0 | 0 | 0 | 0 | 0 | 0 | 0 | 0 | 0 | 0 | 0 | 0 | 0 | 0 | 0 | 0 | 0 | 0 | 0 | 0 | 0 | 0 | 0 | 0 | 0 | 0 | 0 | 0 | 0
F9_Industrial_Agriculture_New_Process_Natural Gas_Strategic Energy Management_A_Achievable Economic TRC Potential | F9 | Industrial | Agriculture | New | Process | Natural Gas | Strategic Energy Management | A | Incremental Winter Peak Savings (MW) | Achievable Economic TRC Potential | 0 | 0 | 0 | 0 | 0 | 0 | 0 | 0 | 0 | 0 | 0 | 0 | 0 | 0 | 0 | 0 | 0 | 0 | 0 | 0 | 0 | 0 | 0 | 0 | 0 | 0 | 0 | 0 | 0 | 0 | 0
F10_Industrial_Agriculture_New_Process_Natural Gas_Strategic Energy Management_A_Achievable Economic TRC Potential | F10 | Industrial | Agriculture | New | Process | Natural Gas | Strategic Energy Management | A | Cumulative Energy Savings (MWh or mTherms) | Achievable Economic TRC Potential | 0 | 0 | 0 | 0 | 0 | 0.15949 | 0.34843 | 0.56683 | 0.81449 | 1.0914 | 1.2382 | 1.3845 | 1.5301 | 1.6753 | 1.8196 | 1.963 | 2.1056 | 2.2476 | 2.3888 | 2.5295 | 2.6695 | 2.809 | 2.948 | 3.0865 | 3.2245 | 3.2245 | 3.2245 | 3.2245 | 0 | 0 | 0
F11_Industrial_Agriculture_New_Process_Natural Gas_Strategic Energy Management_A_Achievable Economic TRC Potential | F11 | Industrial | Agriculture | New | Process | Natural Gas | Strategic Energy Management | A | Cumulative Summer Peak Savings (MW) | Achievable Economic TRC Potential | 0 | 0 | 0 | 0 | 0 | 0 | 0 | 0 | 0 | 0 | 0 | 0 | 0 | 0 | 0 | 0 | 0 | 0 | 0 | 0 | 0 | 0 | 0 | 0 | 0 | 0 | 0 | 0 | 0 | 0 | 0
F12_Industrial_Agriculture_New_Process_Natural Gas_Strategic Energy Management_A_Achievable Economic TRC Potential | F12 | Industrial | Agriculture | New | Process | Natural Gas | Strategic Energy Management | A | Cumulative Winter Peak Savings (MW) | Achievable Economic TRC Potential | 0 | 0 | 0 | 0 | 0 | 0 | 0 | 0 | 0 | 0 | 0 | 0 | 0 | 0 | 0 | 0 | 0 | 0 | 0 | 0 | 0 | 0 | 0 | 0 | 0 | 0 | 0 | 0 | 0 | 0 | 0
F13_Industrial_Agriculture_New_Process_Natural Gas_Strategic Energy Management_A_Achievable Economic TRC Potential | F13 | Industrial | Agriculture | New | Process | Natural Gas | Strategic Energy Management | A | Purchases (Incremental) | Achievable Economic TRC Potential | 0 | 0 | 0 | 0 | 0 | 113.3873 | 134.333 | 155.2672 | 176.078 | 196.9 | 217.7392 | 238.3138 | 258.8322 | 279.3089 | 299.4604 | 319.6889 | 339.7245 | 359.7627 | 379.7 | 399.4595 | 419.2424 | 438.9435 | 458.5679 | 478.1209 | 497.6074 | 419.2424 | 438.9435 | 458.5679 | 478.1209 | 497.6074 | 419.2424
F14_Industrial_Agriculture_New_Process_Natural Gas_Strategic Energy Management_A_Achievable Economic TRC Potential | F14 | Industrial | Agriculture | New | Process | Natural Gas | Strategic Energy Management | A | Purchases (Cumulative) | Achievable Economic TRC Potential | 0 | 0 | 0 | 0 | 0 | 113.3873 | 247.7203 | 402.9875 | 579.0655 | 775.9655 | 880.3174 | 984.2982 | 1087.8632 | 1191.0941 | 1293.6546 | 1395.6042 | 1497.0149 | 1597.9454 | 1698.3365 | 1798.3356 | 1897.889 | 1997.108 | 2095.9132 | 2194.3341 | 2292.482 | 2292.482 | 2292.482 | 2292.482 | 2292.482 | 2292.482 | 2292.482
F1_Industrial_Agriculture_New_Miscellaneous_Natural Gas_Strategic Energy Management_A_Achievable Economic TRC Potential | F1 | Industrial | Agriculture | New | Miscellaneous | Natural Gas | Strategic Energy Management | A | Original Unit Energy Savings (kWh or therms) | Achievable Economic TRC Potential | 0 | 0 | 0 | 0 | 0 | 0.89787 | 0.89787 | 0.89787 | 0.89787 | 0.89787 | 0.89787 | 0.89787 | 0.89787 | 0.89787 | 0.89787 | 0.89787 | 0.89787 | 0.89787 | 0.89787 | 0.89787 | 0.89787 | 0.89787 | 0.89787 | 0.89787 | 0.89787 | 0.89787 | 0.89787 | 0.89787 | 0 | 0 | 0
F2_Industrial_Agriculture_New_Miscellaneous_Natural Gas_Strategic Energy Management_A_Achievable Economic TRC Potential | F2 | Industrial | Agriculture | New | Miscellaneous | Natural Gas | Strategic Energy Management | A | Original Unit Summer Peak Savings (kW) | Achievable Economic TRC Potential | 0 | 0 | 0 | 0 | 0 | 0 | 0 | 0 | 0 | 0 | 0 | 0 | 0 | 0 | 0 | 0 | 0 | 0 | 0 | 0 | 0 | 0 | 0 | 0 | 0 | 0 | 0 | 0 | 0 | 0 | 0
F3_Industrial_Agriculture_New_Miscellaneous_Natural Gas_Strategic Energy Management_A_Achievable Economic TRC Potential | F3 | Industrial | Agriculture | New | Miscellaneous | Natural Gas | Strategic Energy Management | A | Original Unit Winter Peak Savings (kW) | Achievable Economic TRC Potential | 0 | 0 | 0 | 0 | 0 | 0 | 0 | 0 | 0 | 0 | 0 | 0 | 0 | 0 | 0 | 0 | 0 | 0 | 0 | 0 | 0 | 0 | 0 | 0 | 0 | 0 | 0 | 0 | 0 | 0 | 0
F4_Industrial_Agriculture_New_Miscellaneous_Natural Gas_Strategic Energy Management_A_Achievable Economic TRC Potential | F4 | Industrial | Agriculture | New | Miscellaneous | Natural Gas | Strategic Energy Management | A | Standalone Impact on Baseline Energy (%) | Achievable Economic TRC Potential | 0% | 0% | 0% | 0% | 0% | 0.08224% | 0.1517% | 0.2134% | 0.2705% | 0.3241% | 0.3325% | 0.3397% | 0.3456% | 0.3507% | 0.3553% | 0.359% | 0.3624% | 0.3653% | 0.3678% | 0.3702% | 0.3723% | 0.3742% | 0.3759% | 0.3774% | 0.0037887 | 0.0036463 | 0.0035147 | 0.0033925 | 0 | 0 | 0
F5_Industrial_Agriculture_New_Miscellaneous_Natural Gas_Strategic Energy Management_A_Achievable Economic TRC Potential | F5 | Industrial | Agriculture | New | Miscellaneous | Natural Gas | Strategic Energy Management | A | Standalone Impact on Baseline Summer Peak (%) | Achievable Economic TRC Potential | 0% | 0% | 0% | 0% | 0% | 0% | 0% | 0% | 0% | 0% | 0% | 0% | 0% | 0% | 0% | 0% | 0% | 0% | 0% | 0% | 0% | 0% | 0% | 0% | 0 | 0 | 0 | 0 | 0 | 0 | 0
F6_Industrial_Agriculture_New_Miscellaneous_Natural Gas_Strategic Energy Management_A_Achievable Economic TRC Potential | F6 | Industrial | Agriculture | New | Miscellaneous | Natural Gas | Strategic Energy Management | A | Standalone Impact on Baseline Winter Peak (%) | Achievable Economic TRC Potential | 0% | 0% | 0% | 0% | 0% | 0% | 0% | 0% | 0% | 0% | 0% | 0% | 0% | 0% | 0% | 0% | 0% | 0% | 0% | 0% | 0% | 0% | 0% | 0% | 0 | 0 | 0 | 0 | 0 | 0 | 0
F7_Industrial_Agriculture_New_Miscellaneous_Natural Gas_Strategic Energy Management_A_Achievable Economic TRC Potential | F7 | Industrial | Agriculture | New | Miscellaneous | Natural Gas | Strategic Energy Management | A | Incremental Energy Savings (MWh or mTherms) | Achievable Economic TRC Potential | 0 | 0 | 0 | 0 | 0 | 0.025452 | 0.030153 | 0.034852 | 0.039524 | 0.044198 | 0.048875 | 0.053494 | 0.058099 | 0.062696 | 0.067219 | 0.07176 | 0.076257 | 0.080755 | 0.08523 | 0.089666 | 0.094106 | 0.098529 | 0.10293 | 0.10732 | 0.1117 | 0.094106 | 0.098529 | 0.10293 | 0 | 0 | 0
F8_Industrial_Agriculture_New_Miscellaneous_Natural Gas_Strategic Energy Management_A_Achievable Economic TRC Potential | F8 | Industrial | Agriculture | New | Miscellaneous | Natural Gas | Strategic Energy Management | A | Incremental Summer Peak Savings (MW) | Achievable Economic TRC Potential | 0 | 0 | 0 | 0 | 0 | 0 | 0 | 0 | 0 | 0 | 0 | 0 | 0 | 0 | 0 | 0 | 0 | 0 | 0 | 0 | 0 | 0 | 0 | 0 | 0 | 0 | 0 | 0 | 0 | 0 | 0
F9_Industrial_Agriculture_New_Miscellaneous_Natural Gas_Strategic Energy Management_A_Achievable Economic TRC Potential | F9 | Industrial | Agriculture | New | Miscellaneous | Natural Gas | Strategic Energy Management | A | Incremental Winter Peak Savings (MW) | Achievable Economic TRC Potential | 0 | 0 | 0 | 0 | 0 | 0 | 0 | 0 | 0 | 0 | 0 | 0 | 0 | 0 | 0 | 0 | 0 | 0 | 0 | 0 | 0 | 0 | 0 | 0 | 0 | 0 | 0 | 0 | 0 | 0 | 0
F10_Industrial_Agriculture_New_Miscellaneous_Natural Gas_Strategic Energy Management_A_Achievable Economic TRC Potential | F10 | Industrial | Agriculture | New | Miscellaneous | Natural Gas | Strategic Energy Management | A | Cumulative Energy Savings (MWh or mTherms) | Achievable Economic TRC Potential | 0 | 0 | 0 | 0 | 0 | 0.025452 | 0.055605 | 0.090458 | 0.12998 | 0.17418 | 0.1976 | 0.22094 | 0.24419 | 0.26736 | 0.29038 | 0.31327 | 0.33603 | 0.35869 | 0.38122 | 0.40367 | 0.42601 | 0.44829 | 0.47046 | 0.49256 | 0.51459 | 0.51459 | 0.51459 | 0.51459 | 0 | 0 | 0
F11_Industrial_Agriculture_New_Miscellaneous_Natural Gas_Strategic Energy Management_A_Achievable Economic TRC Potential | F11 | Industrial | Agriculture | New | Miscellaneous | Natural Gas | Strategic Energy Management | A | Cumulative Summer Peak Savings (MW) | Achievable Economic TRC Potential | 0 | 0 | 0 | 0 | 0 | 0 | 0 | 0 | 0 | 0 | 0 | 0 | 0 | 0 | 0 | 0 | 0 | 0 | 0 | 0 | 0 | 0 | 0 | 0 | 0 | 0 | 0 | 0 | 0 | 0 | 0
F12_Industrial_Agriculture_New_Miscellaneous_Natural Gas_Strategic Energy Management_A_Achievable Economic TRC Potential | F12 | Industrial | Agriculture | New | Miscellaneous | Natural Gas | Strategic Energy Management | A | Cumulative Winter Peak Savings (MW) | Achievable Economic TRC Potential | 0 | 0 | 0 | 0 | 0 | 0 | 0 | 0 | 0 | 0 | 0 | 0 | 0 | 0 | 0 | 0 | 0 | 0 | 0 | 0 | 0 | 0 | 0 | 0 | 0 | 0 | 0 | 0 | 0 | 0 | 0
F13_Industrial_Agriculture_New_Miscellaneous_Natural Gas_Strategic Energy Management_A_Achievable Economic TRC Potential | F13 | Industrial | Agriculture | New | Miscellaneous | Natural Gas | Strategic Energy Management | A | Purchases (Incremental) | Achievable Economic TRC Potential | 0 | 0 | 0 | 0 | 0 | 28.3468 | 33.5833 | 38.8168 | 44.0195 | 49.225 | 54.4348 | 59.5785 | 64.708 | 69.8272 | 74.8651 | 79.9222 | 84.9311 | 89.9407 | 94.925 | 99.8649 | 104.8106 | 109.7359 | 114.642 | 119.5302 | 124.4018 | 104.8106 | 109.7359 | 114.642 | 119.5302 | 124.4018 | 104.8106
F14_Industrial_Agriculture_New_Miscellaneous_Natural Gas_Strategic Energy Management_A_Achievable Economic TRC Potential | F14 | Industrial | Agriculture | New | Miscellaneous | Natural Gas | Strategic Energy Management | A | Purchases (Cumulative) | Achievable Economic TRC Potential | 0 | 0 | 0 | 0 | 0 | 28.3468 | 61.9301 | 100.7469 | 144.7664 | 193.9914 | 220.0794 | 246.0746 | 271.9658 | 297.7735 | 323.4136 | 348.9011 | 374.2537 | 399.4864 | 424.5841 | 449.5839 | 474.4723 | 499.277 | 523.9783 | 548.5835 | 573.1205 | 573.1205 | 573.1205 | 573.1205 | 573.1205 | 573.1205 | 573.1205
F1_Industrial_Agriculture_New_Space Heating_Natural Gas_Commissioning_A_Achievable Economic TRC Potential | F1 | Industrial | Agriculture | New | Space Heating | Natural Gas | Commissioning | A | Original Unit Energy Savings (kWh or therms) | Achievable Economic TRC Potential | 0 | 0 | 0 | 0 | 0 | 3.5474 | 3.5015 | 3.4681 | 3.4427 | 3.4227 | 3.4065 | 3.3876 | 3.3677 | 3.3481 | 3.3291 | 3.3142 | 3.3024 | 3.2931 | 3.2783 | 3.2674 | 3.2596 | 3.2535 | 3.2535 | 3.2535 | 3.2535 | 3.2535 | 3.2535 | 3.2535 | 0 | 0 | 0
F2_Industrial_Agriculture_New_Space Heating_Natural Gas_Commissioning_A_Achievable Economic TRC Potential | F2 | Industrial | Agriculture | New | Space Heating | Natural Gas | Commissioning | A | Original Unit Summer Peak Savings (kW) | Achievable Economic TRC Potential | 0 | 0 | 0 | 0 | 0 | 0 | 0 | 0 | 0 | 0 | 0 | 0 | 0 | 0 | 0 | 0 | 0 | 0 | 0 | 0 | 0 | 0 | 0 | 0 | 0 | 0 | 0 | 0 | 0 | 0 | 0
F3_Industrial_Agriculture_New_Space Heating_Natural Gas_Commissioning_A_Achievable Economic TRC Potential | F3 | Industrial | Agriculture | New | Space Heating | Natural Gas | Commissioning | A | Original Unit Winter Peak Savings (kW) | Achievable Economic TRC Potential | 0 | 0 | 0 | 0 | 0 | 0 | 0 | 0 | 0 | 0 | 0 | 0 | 0 | 0 | 0 | 0 | 0 | 0 | 0 | 0 | 0 | 0 | 0 | 0 | 0 | 0 | 0 | 0 | 0 | 0 | 0
F4_Industrial_Agriculture_New_Space Heating_Natural Gas_Commissioning_A_Achievable Economic TRC Potential | F4 | Industrial | Agriculture | New | Space Heating | Natural Gas | Commissioning | A | Standalone Impact on Baseline Energy (%) | Achievable Economic TRC Potential | 0% | 0% | 0% | 0% | 0% | 0% | 0% | 0% | 0% | 0% | 0% | 0% | 0% | 0% | 0% | 0% | 0% | 0% | 0% | 0% | 0% | 0% | 0% | 0% | 0 | 0 | 0 | 0 | 0 | 0 | 0
F5_Industrial_Agriculture_New_Space Heating_Natural Gas_Commissioning_A_Achievable Economic TRC Potential | F5 | Industrial | Agriculture | New | Space Heating | Natural Gas | Commissioning | A | Standalone Impact on Baseline Summer Peak (%) | Achievable Economic TRC Potential | 0% | 0% | 0% | 0% | 0% | 0% | 0% | 0% | 0% | 0% | 0% | 0% | 0% | 0% | 0% | 0% | 0% | 0% | 0% | 0% | 0% | 0% | 0% | 0% | 0 | 0 | 0 | 0 | 0 | 0 | 0
F6_Industrial_Agriculture_New_Space Heating_Natural Gas_Commissioning_A_Achievable Economic TRC Potential | F6 | Industrial | Agriculture | New | Space Heating | Natural Gas | Commissioning | A | Standalone Impact on Baseline Winter Peak (%) | Achievable Economic TRC Potential | 0% | 0% | 0% | 0% | 0% | 0% | 0% | 0% | 0% | 0% | 0% | 0% | 0% | 0% | 0% | 0% | 0% | 0% | 0% | 0% | 0% | 0% | 0% | 0% | 0 | 0 | 0 | 0 | 0 | 0 | 0
F7_Industrial_Agriculture_New_Space Heating_Natural Gas_Commissioning_A_Achievable Economic TRC Potential | F7 | Industrial | Agriculture | New | Space Heating | Natural Gas | Commissioning | A | Incremental Energy Savings (MWh or mTherms) | Achievable Economic TRC Potential | 0 | 0 | 0 | 0 | 0 | 0 | 0 | 0 | 0 | 0 | 0 | 0 | 0 | 0 | 0 | 0 | 0 | 0 | 0 | 0 | 0 | 0 | 0 | 0 | 0 | 0 | 0 | 0 | 0 | 0 | 0
F8_Industrial_Agriculture_New_Space Heating_Natural Gas_Commissioning_A_Achievable Economic TRC Potential | F8 | Industrial | Agriculture | New | Space Heating | Natural Gas | Commissioning | A | Incremental Summer Peak Savings (MW) | Achievable Economic TRC Potential | 0 | 0 | 0 | 0 | 0 | 0 | 0 | 0 | 0 | 0 | 0 | 0 | 0 | 0 | 0 | 0 | 0 | 0 | 0 | 0 | 0 | 0 | 0 | 0 | 0 | 0 | 0 | 0 | 0 | 0 | 0
F9_Industrial_Agriculture_New_Space Heating_Natural Gas_Commissioning_A_Achievable Economic TRC Potential | F9 | Industrial | Agriculture | New | Space Heating | Natural Gas | Commissioning | A | Incremental Winter Peak Savings (MW) | Achievable Economic TRC Potential | 0 | 0 | 0 | 0 | 0 | 0 | 0 | 0 | 0 | 0 | 0 | 0 | 0 | 0 | 0 | 0 | 0 | 0 | 0 | 0 | 0 | 0 | 0 | 0 | 0 | 0 | 0 | 0 | 0 | 0 | 0
F10_Industrial_Agriculture_New_Space Heating_Natural Gas_Commissioning_A_Achievable Economic TRC Potential | F10 | Industrial | Agriculture | New | Space Heating | Natural Gas | Commissioning | A | Cumulative Energy Savings (MWh or mTherms) | Achievable Economic TRC Potential | 0 | 0 | 0 | 0 | 0 | 0 | 0 | 0 | 0 | 0 | 0 | 0 | 0 | 0 | 0 | 0 | 0 | 0 | 0 | 0 | 0 | 0 | 0 | 0 | 0 | 0 | 0 | 0 | 0 | 0 | 0
F11_Industrial_Agriculture_New_Space Heating_Natural Gas_Commissioning_A_Achievable Economic TRC Potential | F11 | Industrial | Agriculture | New | Space Heating | Natural Gas | Commissioning | A | Cumulative Summer Peak Savings (MW) | Achievable Economic TRC Potential | 0 | 0 | 0 | 0 | 0 | 0 | 0 | 0 | 0 | 0 | 0 | 0 | 0 | 0 | 0 | 0 | 0 | 0 | 0 | 0 | 0 | 0 | 0 | 0 | 0 | 0 | 0 | 0 | 0 | 0 | 0
F12_Industrial_Agriculture_New_Space Heating_Natural Gas_Commissioning_A_Achievable Economic TRC Potential | F12 | Industrial | Agriculture | New | Space Heating | Natural Gas | Commissioning | A | Cumulative Winter Peak Savings (MW) | Achievable Economic TRC Potential | 0 | 0 | 0 | 0 | 0 | 0 | 0 | 0 | 0 | 0 | 0 | 0 | 0 | 0 | 0 | 0 | 0 | 0 | 0 | 0 | 0 | 0 | 0 | 0 | 0 | 0 | 0 | 0 | 0 | 0 | 0
F13_Industrial_Agriculture_New_Space Heating_Natural Gas_Commissioning_A_Achievable Economic TRC Potential | F13 | Industrial | Agriculture | New | Space Heating | Natural Gas | Commissioning | A | Purchases (Incremental) | Achievable Economic TRC Potential | 0 | 0 | 0 | 0 | 0 | 0 | 0 | 0 | 0 | 0 | 0 | 0 | 0 | 0 | 0 | 0 | 0 | 0 | 0 | 0 | 0 | 0 | 0 | 0 | 0 | 0 | 0 | 0 | 0 | 0 | 0
F14_Industrial_Agriculture_New_Space Heating_Natural Gas_Commissioning_A_Achievable Economic TRC Potential | F14 | Industrial | Agriculture | New | Space Heating | Natural Gas | Commissioning | A | Purchases (Cumulative) | Achievable Economic TRC Potential | 0 | 0 | 0 | 0 | 0 | 0 | 0 | 0 | 0 | 0 | 0 | 0 | 0 | 0 | 0 | 0 | 0 | 0 | 0 | 0 | 0 | 0 | 0 | 0 | 0 | 0 | 0 | 0 | 0 | 0 | 0
F1_Industrial_Agriculture_New_Process_Natural Gas_Commissioning_A_Achievable Economic TRC Potential | F1 | Industrial | Agriculture | New | Process | Natural Gas | Commissioning | A | Original Unit Energy Savings (kWh or therms) | Achievable Economic TRC Potential | 0 | 0 | 0 | 0 | 0 | 7.8506 | 7.8506 | 7.8506 | 7.8506 | 7.8506 | 7.8506 | 7.8506 | 7.8506 | 7.8506 | 7.8506 | 7.8506 | 7.8506 | 7.8506 | 7.8506 | 7.8506 | 7.8506 | 7.8506 | 7.8506 | 7.8506 | 7.8506 | 7.8506 | 7.8506 | 7.8506 | 0 | 0 | 0
F2_Industrial_Agriculture_New_Process_Natural Gas_Commissioning_A_Achievable Economic TRC Potential | F2 | Industrial | Agriculture | New | Process | Natural Gas | Commissioning | A | Original Unit Summer Peak Savings (kW) | Achievable Economic TRC Potential | 0 | 0 | 0 | 0 | 0 | 0 | 0 | 0 | 0 | 0 | 0 | 0 | 0 | 0 | 0 | 0 | 0 | 0 | 0 | 0 | 0 | 0 | 0 | 0 | 0 | 0 | 0 | 0 | 0 | 0 | 0
F3_Industrial_Agriculture_New_Process_Natural Gas_Commissioning_A_Achievable Economic TRC Potential | F3 | Industrial | Agriculture | New | Process | Natural Gas | Commissioning | A | Original Unit Winter Peak Savings (kW) | Achievable Economic TRC Potential | 0 | 0 | 0 | 0 | 0 | 0 | 0 | 0 | 0 | 0 | 0 | 0 | 0 | 0 | 0 | 0 | 0 | 0 | 0 | 0 | 0 | 0 | 0 | 0 | 0 | 0 | 0 | 0 | 0 | 0 | 0
F4_Industrial_Agriculture_New_Process_Natural Gas_Commissioning_A_Achievable Economic TRC Potential | F4 | Industrial | Agriculture | New | Process | Natural Gas | Commissioning | A | Standalone Impact on Baseline Energy (%) | Achievable Economic TRC Potential | 0% | 0% | 0% | 0% | 0% | 0% | 0% | 0% | 0% | 0% | 0% | 0% | 0% | 0% | 0% | 0% | 0% | 0% | 0% | 0% | 0% | 0% | 0% | 0% | 0 | 0 | 0 | 0 | 0 | 0 | 0
F5_Industrial_Agriculture_New_Process_Natural Gas_Commissioning_A_Achievable Economic TRC Potential | F5 | Industrial | Agriculture | New | Process | Natural Gas | Commissioning | A | Standalone Impact on Baseline Summer Peak (%) | Achievable Economic TRC Potential | 0% | 0% | 0% | 0% | 0% | 0% | 0% | 0% | 0% | 0% | 0% | 0% | 0% | 0% | 0% | 0% | 0% | 0% | 0% | 0% | 0% | 0% | 0% | 0% | 0 | 0 | 0 | 0 | 0 | 0 | 0
F6_Industrial_Agriculture_New_Process_Natural Gas_Commissioning_A_Achievable Economic TRC Potential | F6 | Industrial | Agriculture | New | Process | Natural Gas | Commissioning | A | Standalone Impact on Baseline Winter Peak (%) | Achievable Economic TRC Potential | 0% | 0% | 0% | 0% | 0% | 0% | 0% | 0% | 0% | 0% | 0% | 0% | 0% | 0% | 0% | 0% | 0% | 0% | 0% | 0% | 0% | 0% | 0% | 0% | 0 | 0 | 0 | 0 | 0 | 0 | 0
F7_Industrial_Agriculture_New_Process_Natural Gas_Commissioning_A_Achievable Economic TRC Potential | F7 | Industrial | Agriculture | New | Process | Natural Gas | Commissioning | A | Incremental Energy Savings (MWh or mTherms) | Achievable Economic TRC Potential | 0 | 0 | 0 | 0 | 0 | 0 | 0 | 0 | 0 | 0 | 0 | 0 | 0 | 0 | 0 | 0 | 0 | 0 | 0 | 0 | 0 | 0 | 0 | 0 | 0 | 0 | 0 | 0 | 0 | 0 | 0
F8_Industrial_Agriculture_New_Process_Natural Gas_Commissioning_A_Achievable Economic TRC Potential | F8 | Industrial | Agriculture | New | Process | Natural Gas | Commissioning | A | Incremental Summer Peak Savings (MW) | Achievable Economic TRC Potential | 0 | 0 | 0 | 0 | 0 | 0 | 0 | 0 | 0 | 0 | 0 | 0 | 0 | 0 | 0 | 0 | 0 | 0 | 0 | 0 | 0 | 0 | 0 | 0 | 0 | 0 | 0 | 0 | 0 | 0 | 0
F9_Industrial_Agriculture_New_Process_Natural Gas_Commissioning_A_Achievable Economic TRC Potential | F9 | Industrial | Agriculture | New | Process | Natural Gas | Commissioning | A | Incremental Winter Peak Savings (MW) | Achievable Economic TRC Potential | 0 | 0 | 0 | 0 | 0 | 0 | 0 | 0 | 0 | 0 | 0 | 0 | 0 | 0 | 0 | 0 | 0 | 0 | 0 | 0 | 0 | 0 | 0 | 0 | 0 | 0 | 0 | 0 | 0 | 0 | 0
F10_Industrial_Agriculture_New_Process_Natural Gas_Commissioning_A_Achievable Economic TRC Potential | F10 | Industrial | Agriculture | New | Process | Natural Gas | Commissioning | A | Cumulative Energy Savings (MWh or mTherms) | Achievable Economic TRC Potential | 0 | 0 | 0 | 0 | 0 | 0 | 0 | 0 | 0 | 0 | 0 | 0 | 0 | 0 | 0 | 0 | 0 | 0 | 0 | 0 | 0 | 0 | 0 | 0 | 0 | 0 | 0 | 0 | 0 | 0 | 0
F11_Industrial_Agriculture_New_Process_Natural Gas_Commissioning_A_Achievable Economic TRC Potential | F11 | Industrial | Agriculture | New | Process | Natural Gas | Commissioning | A | Cumulative Summer Peak Savings (MW) | Achievable Economic TRC Potential | 0 | 0 | 0 | 0 | 0 | 0 | 0 | 0 | 0 | 0 | 0 | 0 | 0 | 0 | 0 | 0 | 0 | 0 | 0 | 0 | 0 | 0 | 0 | 0 | 0 | 0 | 0 | 0 | 0 | 0 | 0
F12_Industrial_Agriculture_New_Process_Natural Gas_Commissioning_A_Achievable Economic TRC Potential | F12 | Industrial | Agriculture | New | Process | Natural Gas | Commissioning | A | Cumulative Winter Peak Savings (MW) | Achievable Economic TRC Potential | 0 | 0 | 0 | 0 | 0 | 0 | 0 | 0 | 0 | 0 | 0 | 0 | 0 | 0 | 0 | 0 | 0 | 0 | 0 | 0 | 0 | 0 | 0 | 0 | 0 | 0 | 0 | 0 | 0 | 0 | 0
F13_Industrial_Agriculture_New_Process_Natural Gas_Commissioning_A_Achievable Economic TRC Potential | F13 | Industrial | Agriculture | New | Process | Natural Gas | Commissioning | A | Purchases (Incremental) | Achievable Economic TRC Potential | 0 | 0 | 0 | 0 | 0 | 0 | 0 | 0 | 0 | 0 | 0 | 0 | 0 | 0 | 0 | 0 | 0 | 0 | 0 | 0 | 0 | 0 | 0 | 0 | 0 | 0 | 0 | 0 | 0 | 0 | 0
F14_Industrial_Agriculture_New_Process_Natural Gas_Commissioning_A_Achievable Economic TRC Potential | F14 | Industrial | Agriculture | New | Process | Natural Gas | Commissioning | A | Purchases (Cumulative) | Achievable Economic TRC Potential | 0 | 0 | 0 | 0 | 0 | 0 | 0 | 0 | 0 | 0 | 0 | 0 | 0 | 0 | 0 | 0 | 0 | 0 | 0 | 0 | 0 | 0 | 0 | 0 | 0 | 0 | 0 | 0 | 0 | 0 | 0
F1_Industrial_Agriculture_New_Space Heating_Natural Gas_Retrocommissioning_A_Achievable Economic TRC Potential | F1 | Industrial | Agriculture | New | Space Heating | Natural Gas | Retrocommissioning | A | Original Unit Energy Savings (kWh or therms) | Achievable Economic TRC Potential | 0 | 0 | 0 | 0 | 0 | 0 | 0 | 0 | 0 | 0 | 0 | 0 | 0 | 0 | 0 | 0 | 0 | 0 | 0 | 0 | 0 | 0 | 0 | 0 | 0 | 0 | 0 | 0 | 0 | 0 | 0
F2_Industrial_Agriculture_New_Space Heating_Natural Gas_Retrocommissioning_A_Achievable Economic TRC Potential | F2 | Industrial | Agriculture | New | Space Heating | Natural Gas | Retrocommissioning | A | Original Unit Summer Peak Savings (kW) | Achievable Economic TRC Potential | 0 | 0 | 0 | 0 | 0 | 0 | 0 | 0 | 0 | 0 | 0 | 0 | 0 | 0 | 0 | 0 | 0 | 0 | 0 | 0 | 0 | 0 | 0 | 0 | 0 | 0 | 0 | 0 | 0 | 0 | 0
F3_Industrial_Agriculture_New_Space Heating_Natural Gas_Retrocommissioning_A_Achievable Economic TRC Potential | F3 | Industrial | Agriculture | New | Space Heating | Natural Gas | Retrocommissioning | A | Original Unit Winter Peak Savings (kW) | Achievable Economic TRC Potential | 0 | 0 | 0 | 0 | 0 | 0 | 0 | 0 | 0 | 0 | 0 | 0 | 0 | 0 | 0 | 0 | 0 | 0 | 0 | 0 | 0 | 0 | 0 | 0 | 0 | 0 | 0 | 0 | 0 | 0 | 0
F4_Industrial_Agriculture_New_Space Heating_Natural Gas_Retrocommissioning_A_Achievable Economic TRC Potential | F4 | Industrial | Agriculture | New | Space Heating | Natural Gas | Retrocommissioning | A | Standalone Impact on Baseline Energy (%) | Achievable Economic TRC Potential | 0% | 0% | 0% | 0% | 0% | 0% | 0% | 0% | 0% | 0% | 0% | 0% | 0% | 0% | 0% | 0% | 0% | 0% | 0% | 0% | 0% | 0% | 0% | 0% | 0 | 0 | 0 | 0 | 0 | 0 | 0
F5_Industrial_Agriculture_New_Space Heating_Natural Gas_Retrocommissioning_A_Achievable Economic TRC Potential | F5 | Industrial | Agriculture | New | Space Heating | Natural Gas | Retrocommissioning | A | Standalone Impact on Baseline Summer Peak (%) | Achievable Economic TRC Potential | 0% | 0% | 0% | 0% | 0% | 0% | 0% | 0% | 0% | 0% | 0% | 0% | 0% | 0% | 0% | 0% | 0% | 0% | 0% | 0% | 0% | 0% | 0% | 0% | 0 | 0 | 0 | 0 | 0 | 0 | 0
F6_Industrial_Agriculture_New_Space Heating_Natural Gas_Retrocommissioning_A_Achievable Economic TRC Potential | F6 | Industrial | Agriculture | New | Space Heating | Natural Gas | Retrocommissioning | A | Standalone Impact on Baseline Winter Peak (%) | Achievable Economic TRC Potential | 0% | 0% | 0% | 0% | 0% | 0% | 0% | 0% | 0% | 0% | 0% | 0% | 0% | 0% | 0% | 0% | 0% | 0% | 0% | 0% | 0% | 0% | 0% | 0% | 0 | 0 | 0 | 0 | 0 | 0 | 0
F7_Industrial_Agriculture_New_Space Heating_Natural Gas_Retrocommissioning_A_Achievable Economic TRC Potential | F7 | Industrial | Agriculture | New | Space Heating | Natural Gas | Retrocommissioning | A | Incremental Energy Savings (MWh or mTherms) | Achievable Economic TRC Potential | 0 | 0 | 0 | 0 | 0 | 0 | 0 | 0 | 0 | 0 | 0 | 0 | 0 | 0 | 0 | 0 | 0 | 0 | 0 | 0 | 0 | 0 | 0 | 0 | 0 | 0 | 0 | 0 | 0 | 0 | 0
F8_Industrial_Agriculture_New_Space Heating_Natural Gas_Retrocommissioning_A_Achievable Economic TRC Potential | F8 | Industrial | Agriculture | New | Space Heating | Natural Gas | Retrocommissioning | A | Incremental Summer Peak Savings (MW) | Achievable Economic TRC Potential | 0 | 0 | 0 | 0 | 0 | 0 | 0 | 0 | 0 | 0 | 0 | 0 | 0 | 0 | 0 | 0 | 0 | 0 | 0 | 0 | 0 | 0 | 0 | 0 | 0 | 0 | 0 | 0 | 0 | 0 | 0
F9_Industrial_Agriculture_New_Space Heating_Natural Gas_Retrocommissioning_A_Achievable Economic TRC Potential | F9 | Industrial | Agriculture | New | Space Heating | Natural Gas | Retrocommissioning | A | Incremental Winter Peak Savings (MW) | Achievable Economic TRC Potential | 0 | 0 | 0 | 0 | 0 | 0 | 0 | 0 | 0 | 0 | 0 | 0 | 0 | 0 | 0 | 0 | 0 | 0 | 0 | 0 | 0 | 0 | 0 | 0 | 0 | 0 | 0 | 0 | 0 | 0 | 0
F10_Industrial_Agriculture_New_Space Heating_Natural Gas_Retrocommissioning_A_Achievable Economic TRC Potential | F10 | Industrial | Agriculture | New | Space Heating | Natural Gas | Retrocommissioning | A | Cumulative Energy Savings (MWh or mTherms) | Achievable Economic TRC Potential | 0 | 0 | 0 | 0 | 0 | 0 | 0 | 0 | 0 | 0 | 0 | 0 | 0 | 0 | 0 | 0 | 0 | 0 | 0 | 0 | 0 | 0 | 0 | 0 | 0 | 0 | 0 | 0 | 0 | 0 | 0
F11_Industrial_Agriculture_New_Space Heating_Natural Gas_Retrocommissioning_A_Achievable Economic TRC Potential | F11 | Industrial | Agriculture | New | Space Heating | Natural Gas | Retrocommissioning | A | Cumulative Summer Peak Savings (MW) | Achievable Economic TRC Potential | 0 | 0 | 0 | 0 | 0 | 0 | 0 | 0 | 0 | 0 | 0 | 0 | 0 | 0 | 0 | 0 | 0 | 0 | 0 | 0 | 0 | 0 | 0 | 0 | 0 | 0 | 0 | 0 | 0 | 0 | 0
F12_Industrial_Agriculture_New_Space Heating_Natural Gas_Retrocommissioning_A_Achievable Economic TRC Potential | F12 | Industrial | Agriculture | New | Space Heating | Natural Gas | Retrocommissioning | A | Cumulative Winter Peak Savings (MW) | Achievable Economic TRC Potential | 0 | 0 | 0 | 0 | 0 | 0 | 0 | 0 | 0 | 0 | 0 | 0 | 0 | 0 | 0 | 0 | 0 | 0 | 0 | 0 | 0 | 0 | 0 | 0 | 0 | 0 | 0 | 0 | 0 | 0 | 0
F13_Industrial_Agriculture_New_Space Heating_Natural Gas_Retrocommissioning_A_Achievable Economic TRC Potential | F13 | Industrial | Agriculture | New | Space Heating | Natural Gas | Retrocommissioning | A | Purchases (Incremental) | Achievable Economic TRC Potential | 0 | 0 | 0 | 0 | 0 | 0 | 0 | 0 | 0 | 0 | 0 | 0 | 0 | 0 | 0 | 0 | 0 | 0 | 0 | 0 | 0 | 0 | 0 | 0 | 0 | 0 | 0 | 0 | 0 | 0 | 0
F14_Industrial_Agriculture_New_Space Heating_Natural Gas_Retrocommissioning_A_Achievable Economic TRC Potential | F14 | Industrial | Agriculture | New | Space Heating | Natural Gas | Retrocommissioning | A | Purchases (Cumulative) | Achievable Economic TRC Potential | 0 | 0 | 0 | 0 | 0 | 0 | 0 | 0 | 0 | 0 | 0 | 0 | 0 | 0 | 0 | 0 | 0 | 0 | 0 | 0 | 0 | 0 | 0 | 0 | 0 | 0 | 0 | 0 | 0 | 0 | 0
F1_Industrial_Agriculture_New_Process_Natural Gas_Retrocommissioning_A_Achievable Economic TRC Potential | F1 | Industrial | Agriculture | New | Process | Natural Gas | Retrocommissioning | A | Original Unit Energy Savings (kWh or therms) | Achievable Economic TRC Potential | 0 | 0 | 0 | 0 | 0 | 0 | 0 | 0 | 0 | 0 | 0 | 0 | 0 | 0 | 0 | 0 | 0 | 0 | 0 | 0 | 0 | 0 | 0 | 0 | 0 | 0 | 0 | 0 | 0 | 0 | 0
F2_Industrial_Agriculture_New_Process_Natural Gas_Retrocommissioning_A_Achievable Economic TRC Potential | F2 | Industrial | Agriculture | New | Process | Natural Gas | Retrocommissioning | A | Original Unit Summer Peak Savings (kW) | Achievable Economic TRC Potential | 0 | 0 | 0 | 0 | 0 | 0 | 0 | 0 | 0 | 0 | 0 | 0 | 0 | 0 | 0 | 0 | 0 | 0 | 0 | 0 | 0 | 0 | 0 | 0 | 0 | 0 | 0 | 0 | 0 | 0 | 0
F3_Industrial_Agriculture_New_Process_Natural Gas_Retrocommissioning_A_Achievable Economic TRC Potential | F3 | Industrial | Agriculture | New | Process | Natural Gas | Retrocommissioning | A | Original Unit Winter Peak Savings (kW) | Achievable Economic TRC Potential | 0 | 0 | 0 | 0 | 0 | 0 | 0 | 0 | 0 | 0 | 0 | 0 | 0 | 0 | 0 | 0 | 0 | 0 | 0 | 0 | 0 | 0 | 0 | 0 | 0 | 0 | 0 | 0 | 0 | 0 | 0
F4_Industrial_Agriculture_New_Process_Natural Gas_Retrocommissioning_A_Achievable Economic TRC Potential | F4 | Industrial | Agriculture | New | Process | Natural Gas | Retrocommissioning | A | Standalone Impact on Baseline Energy (%) | Achievable Economic TRC Potential | 0% | 0% | 0% | 0% | 0% | 0% | 0% | 0% | 0% | 0% | 0% | 0% | 0% | 0% | 0% | 0% | 0% | 0% | 0% | 0% | 0% | 0% | 0% | 0% | 0 | 0 | 0 | 0 | 0 | 0 | 0
F5_Industrial_Agriculture_New_Process_Natural Gas_Retrocommissioning_A_Achievable Economic TRC Potential | F5 | Industrial | Agriculture | New | Process | Natural Gas | Retrocommissioning | A | Standalone Impact on Baseline Summer Peak (%) | Achievable Economic TRC Potential | 0% | 0% | 0% | 0% | 0% | 0% | 0% | 0% | 0% | 0% | 0% | 0% | 0% | 0% | 0% | 0% | 0% | 0% | 0% | 0% | 0% | 0% | 0% | 0% | 0 | 0 | 0 | 0 | 0 | 0 | 0
F6_Industrial_Agriculture_New_Process_Natural Gas_Retrocommissioning_A_Achievable Economic TRC Potential | F6 | Industrial | Agriculture | New | Process | Natural Gas | Retrocommissioning | A | Standalone Impact on Baseline Winter Peak (%) | Achievable Economic TRC Potential | 0% | 0% | 0% | 0% | 0% | 0% | 0% | 0% | 0% | 0% | 0% | 0% | 0% | 0% | 0% | 0% | 0% | 0% | 0% | 0% | 0% | 0% | 0% | 0% | 0 | 0 | 0 | 0 | 0 | 0 | 0
F7_Industrial_Agriculture_New_Process_Natural Gas_Retrocommissioning_A_Achievable Economic TRC Potential | F7 | Industrial | Agriculture | New | Process | Natural Gas | Retrocommissioning | A | Incremental Energy Savings (MWh or mTherms) | Achievable Economic TRC Potential | 0 | 0 | 0 | 0 | 0 | 0 | 0 | 0 | 0 | 0 | 0 | 0 | 0 | 0 | 0 | 0 | 0 | 0 | 0 | 0 | 0 | 0 | 0 | 0 | 0 | 0 | 0 | 0 | 0 | 0 | 0
F8_Industrial_Agriculture_New_Process_Natural Gas_Retrocommissioning_A_Achievable Economic TRC Potential | F8 | Industrial | Agriculture | New | Process | Natural Gas | Retrocommissioning | A | Incremental Summer Peak Savings (MW) | Achievable Economic TRC Potential | 0 | 0 | 0 | 0 | 0 | 0 | 0 | 0 | 0 | 0 | 0 | 0 | 0 | 0 | 0 | 0 | 0 | 0 | 0 | 0 | 0 | 0 | 0 | 0 | 0 | 0 | 0 | 0 | 0 | 0 | 0
F9_Industrial_Agriculture_New_Process_Natural Gas_Retrocommissioning_A_Achievable Economic TRC Potential | F9 | Industrial | Agriculture | New | Process | Natural Gas | Retrocommissioning | A | Incremental Winter Peak Savings (MW) | Achievable Economic TRC Potential | 0 | 0 | 0 | 0 | 0 | 0 | 0 | 0 | 0 | 0 | 0 | 0 | 0 | 0 | 0 | 0 | 0 | 0 | 0 | 0 | 0 | 0 | 0 | 0 | 0 | 0 | 0 | 0 | 0 | 0 | 0
F10_Industrial_Agriculture_New_Process_Natural Gas_Retrocommissioning_A_Achievable Economic TRC Potential | F10 | Industrial | Agriculture | New | Process | Natural Gas | Retrocommissioning | A | Cumulative Energy Savings (MWh or mTherms) | Achievable Economic TRC Potential | 0 | 0 | 0 | 0 | 0 | 0 | 0 | 0 | 0 | 0 | 0 | 0 | 0 | 0 | 0 | 0 | 0 | 0 | 0 | 0 | 0 | 0 | 0 | 0 | 0 | 0 | 0 | 0 | 0 | 0 | 0
F11_Industrial_Agriculture_New_Process_Natural Gas_Retrocommissioning_A_Achievable Economic TRC Potential | F11 | Industrial | Agriculture | New | Process | Natural Gas | Retrocommissioning | A | Cumulative Summer Peak Savings (MW) | Achievable Economic TRC Potential | 0 | 0 | 0 | 0 | 0 | 0 | 0 | 0 | 0 | 0 | 0 | 0 | 0 | 0 | 0 | 0 | 0 | 0 | 0 | 0 | 0 | 0 | 0 | 0 | 0 | 0 | 0 | 0 | 0 | 0 | 0
F12_Industrial_Agriculture_New_Process_Natural Gas_Retrocommissioning_A_Achievable Economic TRC Potential | F12 | Industrial | Agriculture | New | Process | Natural Gas | Retrocommissioning | A | Cumulative Winter Peak Savings (MW) | Achievable Economic TRC Potential | 0 | 0 | 0 | 0 | 0 | 0 | 0 | 0 | 0 | 0 | 0 | 0 | 0 | 0 | 0 | 0 | 0 | 0 | 0 | 0 | 0 | 0 | 0 | 0 | 0 | 0 | 0 | 0 | 0 | 0 | 0
F13_Industrial_Agriculture_New_Process_Natural Gas_Retrocommissioning_A_Achievable Economic TRC Potential | F13 | Industrial | Agriculture | New | Process | Natural Gas | Retrocommissioning | A | Purchases (Incremental) | Achievable Economic TRC Potential | 0 | 0 | 0 | 0 | 0 | 0 | 0 | 0 | 0 | 0 | 0 | 0 | 0 | 0 | 0 | 0 | 0 | 0 | 0 | 0 | 0 | 0 | 0 | 0 | 0 | 0 | 0 | 0 | 0 | 0 | 0
F14_Industrial_Agriculture_New_Process_Natural Gas_Retrocommissioning_A_Achievable Economic TRC Potential | F14 | Industrial | Agriculture | New | Process | Natural Gas | Retrocommissioning | A | Purchases (Cumulative) | Achievable Economic TRC Potential | 0 | 0 | 0 | 0 | 0 | 0 | 0 | 0 | 0 | 0 | 0 | 0 | 0 | 0 | 0 | 0 | 0 | 0 | 0 | 0 | 0 | 0 | 0 | 0 | 0 | 0 | 0 | 0 | 0 | 0 | 0
F1_Industrial_Primary Metals_Existing_Space Heating_Natural Gas_Insulation - Roof/Ceiling_A_Achievable Economic TRC Potential | F1 | Industrial | Primary Metals | Existing | Space Heating | Natural Gas | Insulation - Roof/Ceiling | A | Original Unit Energy Savings (kWh or therms) | Achievable Economic TRC Potential | 0 | 0 | 0 | 0 | 0 | 0.099591 | 0.099104 | 0.098502 | 0.097865 | 0.097198 | 0.096522 | 0.095828 | 0.095137 | 0.094449 | 0.093706 | 0.093019 | 0.09234 | 0.09171 | 0.091123 | 0.090551 | 0.090011 | 0.089458 | 0.08896 | 0.088489 | 0.088041 | 0.087626 | 0.087242 | 0.086887 | 0 | 0 | 0
F2_Industrial_Primary Metals_Existing_Space Heating_Natural Gas_Insulation - Roof/Ceiling_A_Achievable Economic TRC Potential | F2 | Industrial | Primary Metals | Existing | Space Heating | Natural Gas | Insulation - Roof/Ceiling | A | Original Unit Summer Peak Savings (kW) | Achievable Economic TRC Potential | 0 | 0 | 0 | 0 | 0 | 0 | 0 | 0 | 0 | 0 | 0 | 0 | 0 | 0 | 0 | 0 | 0 | 0 | 0 | 0 | 0 | 0 | 0 | 0 | 0 | 0 | 0 | 0 | 0 | 0 | 0
F3_Industrial_Primary Metals_Existing_Space Heating_Natural Gas_Insulation - Roof/Ceiling_A_Achievable Economic TRC Potential | F3 | Industrial | Primary Metals | Existing | Space Heating | Natural Gas | Insulation - Roof/Ceiling | A | Original Unit Winter Peak Savings (kW) | Achievable Economic TRC Potential | 0 | 0 | 0 | 0 | 0 | 0 | 0 | 0 | 0 | 0 | 0 | 0 | 0 | 0 | 0 | 0 | 0 | 0 | 0 | 0 | 0 | 0 | 0 | 0 | 0 | 0 | 0 | 0 | 0 | 0 | 0
F4_Industrial_Primary Metals_Existing_Space Heating_Natural Gas_Insulation - Roof/Ceiling_A_Achievable Economic TRC Potential | F4 | Industrial | Primary Metals | Existing | Space Heating | Natural Gas | Insulation - Roof/Ceiling | A | Standalone Impact on Baseline Energy (%) | Achievable Economic TRC Potential | 0% | 0% | 0% | 0% | 0% | 0.3808% | 1.047% | 2.09% | 3.54% | 5.384% | 7.608% | 9.95% | 12.29% | 14.65% | 16.49% | 18.21% | 19.42% | 20.42% | 21.23% | 21.62% | 21.97% | 22.22% | 22.41% | 22.49% | 0.22561 | 0.22627 | 0.22687 | 0.22742 | 0 | 0 | 0
F5_Industrial_Primary Metals_Existing_Space Heating_Natural Gas_Insulation - Roof/Ceiling_A_Achievable Economic TRC Potential | F5 | Industrial | Primary Metals | Existing | Space Heating | Natural Gas | Insulation - Roof/Ceiling | A | Standalone Impact on Baseline Summer Peak (%) | Achievable Economic TRC Potential | 0% | 0% | 0% | 0% | 0% | 0% | 0% | 0% | 0% | 0% | 0% | 0% | 0% | 0% | 0% | 0% | 0% | 0% | 0% | 0% | 0% | 0% | 0% | 0% | 0 | 0 | 0 | 0 | 0 | 0 | 0
F6_Industrial_Primary Metals_Existing_Space Heating_Natural Gas_Insulation - Roof/Ceiling_A_Achievable Economic TRC Potential | F6 | Industrial | Primary Metals | Existing | Space Heating | Natural Gas | Insulation - Roof/Ceiling | A | Standalone Impact on Baseline Winter Peak (%) | Achievable Economic TRC Potential | 0% | 0% | 0% | 0% | 0% | 0% | 0% | 0% | 0% | 0% | 0% | 0% | 0% | 0% | 0% | 0% | 0% | 0% | 0% | 0% | 0% | 0% | 0% | 0% | 0 | 0 | 0 | 0 | 0 | 0 | 0
F7_Industrial_Primary Metals_Existing_Space Heating_Natural Gas_Insulation - Roof/Ceiling_A_Achievable Economic TRC Potential | F7 | Industrial | Primary Metals | Existing | Space Heating | Natural Gas | Insulation - Roof/Ceiling | A | Incremental Energy Savings (MWh or mTherms) | Achievable Economic TRC Potential | 0 | 0 | 0 | 0 | 0 | 0.29626 | 0.51563 | 0.79252 | 1.1029 | 1.3953 | 1.596 | 1.7018 | 1.6861 | 1.5375 | 1.3398 | 1.0848 | 0.83772 | 0.60997 | 0.42046 | 0.27888 | 0.17568 | 0.10587 | 0.071021 | 0 | 0 | 0 | 0 | 0 | 0 | 0 | 0
F8_Industrial_Primary Metals_Existing_Space Heating_Natural Gas_Insulation - Roof/Ceiling_A_Achievable Economic TRC Potential | F8 | Industrial | Primary Metals | Existing | Space Heating | Natural Gas | Insulation - Roof/Ceiling | A | Incremental Summer Peak Savings (MW) | Achievable Economic TRC Potential | 0 | 0 | 0 | 0 | 0 | 0 | 0 | 0 | 0 | 0 | 0 | 0 | 0 | 0 | 0 | 0 | 0 | 0 | 0 | 0 | 0 | 0 | 0 | 0 | 0 | 0 | 0 | 0 | 0 | 0 | 0
F9_Industrial_Primary Metals_Existing_Space Heating_Natural Gas_Insulation - Roof/Ceiling_A_Achievable Economic TRC Potential | F9 | Industrial | Primary Metals | Existing | Space Heating | Natural Gas | Insulation - Roof/Ceiling | A | Incremental Winter Peak Savings (MW) | Achievable Economic TRC Potential | 0 | 0 | 0 | 0 | 0 | 0 | 0 | 0 | 0 | 0 | 0 | 0 | 0 | 0 | 0 | 0 | 0 | 0 | 0 | 0 | 0 | 0 | 0 | 0 | 0 | 0 | 0 | 0 | 0 | 0 | 0
F10_Industrial_Primary Metals_Existing_Space Heating_Natural Gas_Insulation - Roof/Ceiling_A_Achievable Economic TRC Potential | F10 | Industrial | Primary Metals | Existing | Space Heating | Natural Gas | Insulation - Roof/Ceiling | A | Cumulative Energy Savings (MWh or mTherms) | Achievable Economic TRC Potential | 0 | 0 | 0 | 0 | 0 | 0.29626 | 0.81044 | 1.598 | 2.6906 | 4.0677 | 5.6354 | 7.2967 | 8.9301 | 10.4031 | 11.661 | 12.6604 | 13.4057 | 13.9242 | 14.2556 | 14.4449 | 14.5344 | 14.5511 | 14.541 | 14.464 | 14.3908 | 14.323 | 14.2603 | 14.2022 | 0 | 0 | 0
F11_Industrial_Primary Metals_Existing_Space Heating_Natural Gas_Insulation - Roof/Ceiling_A_Achievable Economic TRC Potential | F11 | Industrial | Primary Metals | Existing | Space Heating | Natural Gas | Insulation - Roof/Ceiling | A | Cumulative Summer Peak Savings (MW) | Achievable Economic TRC Potential | 0 | 0 | 0 | 0 | 0 | 0 | 0 | 0 | 0 | 0 | 0 | 0 | 0 | 0 | 0 | 0 | 0 | 0 | 0 | 0 | 0 | 0 | 0 | 0 | 0 | 0 | 0 | 0 | 0 | 0 | 0
F12_Industrial_Primary Metals_Existing_Space Heating_Natural Gas_Insulation - Roof/Ceiling_A_Achievable Economic TRC Potential | F12 | Industrial | Primary Metals | Existing | Space Heating | Natural Gas | Insulation - Roof/Ceiling | A | Cumulative Winter Peak Savings (MW) | Achievable Economic TRC Potential | 0 | 0 | 0 | 0 | 0 | 0 | 0 | 0 | 0 | 0 | 0 | 0 | 0 | 0 | 0 | 0 | 0 | 0 | 0 | 0 | 0 | 0 | 0 | 0 | 0 | 0 | 0 | 0 | 0 | 0 | 0
F13_Industrial_Primary Metals_Existing_Space Heating_Natural Gas_Insulation - Roof/Ceiling_A_Achievable Economic TRC Potential | F13 | Industrial | Primary Metals | Existing | Space Heating | Natural Gas | Insulation - Roof/Ceiling | A | Purchases (Incremental) | Achievable Economic TRC Potential | 0 | 0 | 0 | 0 | 0 | 2974.7326 | 5202.9248 | 8045.7087 | 11270.082 | 14355.6013 | 16535.5166 | 17758.8174 | 17722.7594 | 16278.5729 | 14298.1344 | 11662.6449 | 9072.1232 | 6651.0778 | 4614.2254 | 3079.7942 | 1951.7645 | 1183.4099 | 798.348 | 0 | 0 | 0 | 0 | 0 | 0 | 0 | 0
F14_Industrial_Primary Metals_Existing_Space Heating_Natural Gas_Insulation - Roof/Ceiling_A_Achievable Economic TRC Potential | F14 | Industrial | Primary Metals | Existing | Space Heating | Natural Gas | Insulation - Roof/Ceiling | A | Purchases (Cumulative) | Achievable Economic TRC Potential | 0 | 0 | 0 | 0 | 0 | 2974.7326 | 8177.6574 | 16223.3661 | 27493.4482 | 41849.0495 | 58384.5661 | 76143.3835 | 93866.1429 | 110144.7157 | 124442.8501 | 136105.495 | 145177.6182 | 151828.696 | 156442.9214 | 159522.7156 | 161474.4801 | 162657.89 | 163456.238 | 163456.238 | 163456.238 | 163456.238 | 163456.238 | 163456.238 | 163456.238 | 163456.238 | 163456.238
F1_Industrial_Primary Metals_Existing_Space Heating_Natural Gas_Insulation - Wall Cavity_A_Achievable Economic TRC Potential | F1 | Industrial | Primary Metals | Existing | Space Heating | Natural Gas | Insulation - Wall Cavity | A | Original Unit Energy Savings (kWh or therms) | Achievable Economic TRC Potential | 0 | 0 | 0 | 0 | 0 | 0.017935 | 0.017848 | 0.017739 | 0.017625 | 0.017505 | 0.017383 | 0.017258 | 0.017133 | 0.017009 | 0.016876 | 0.016752 | 0.01663 | 0.016516 | 0.01641 | 0.016307 | 0.01621 | 0.016111 | 0.016021 | 0.015936 | 0.015855 | 0.015781 | 0.015712 | 0.015648 | 0 | 0 | 0
F2_Industrial_Primary Metals_Existing_Space Heating_Natural Gas_Insulation - Wall Cavity_A_Achievable Economic TRC Potential | F2 | Industrial | Primary Metals | Existing | Space Heating | Natural Gas | Insulation - Wall Cavity | A | Original Unit Summer Peak Savings (kW) | Achievable Economic TRC Potential | 0 | 0 | 0 | 0 | 0 | 0 | 0 | 0 | 0 | 0 | 0 | 0 | 0 | 0 | 0 | 0 | 0 | 0 | 0 | 0 | 0 | 0 | 0 | 0 | 0 | 0 | 0 | 0 | 0 | 0 | 0
F3_Industrial_Primary Metals_Existing_Space Heating_Natural Gas_Insulation - Wall Cavity_A_Achievable Economic TRC Potential | F3 | Industrial | Primary Metals | Existing | Space Heating | Natural Gas | Insulation - Wall Cavity | A | Original Unit Winter Peak Savings (kW) | Achievable Economic TRC Potential | 0 | 0 | 0 | 0 | 0 | 0 | 0 | 0 | 0 | 0 | 0 | 0 | 0 | 0 | 0 | 0 | 0 | 0 | 0 | 0 | 0 | 0 | 0 | 0 | 0 | 0 | 0 | 0 | 0 | 0 | 0
F4_Industrial_Primary Metals_Existing_Space Heating_Natural Gas_Insulation - Wall Cavity_A_Achievable Economic TRC Potential | F4 | Industrial | Primary Metals | Existing | Space Heating | Natural Gas | Insulation - Wall Cavity | A | Standalone Impact on Baseline Energy (%) | Achievable Economic TRC Potential | 0% | 0% | 0% | 0% | 0% | 0.06857% | 0.1886% | 0.3764% | 0.6376% | 0.9696% | 1.37% | 1.792% | 2.213% | 2.639% | 2.97% | 3.28% | 3.498% | 3.677% | 3.823% | 3.894% | 3.958% | 4.002% | 4.036% | 4.05% | 0.04063 | 0.040749 | 0.040857 | 0.040957 | 0 | 0 | 0
F5_Industrial_Primary Metals_Existing_Space Heating_Natural Gas_Insulation - Wall Cavity_A_Achievable Economic TRC Potential | F5 | Industrial | Primary Metals | Existing | Space Heating | Natural Gas | Insulation - Wall Cavity | A | Standalone Impact on Baseline Summer Peak (%) | Achievable Economic TRC Potential | 0% | 0% | 0% | 0% | 0% | 0% | 0% | 0% | 0% | 0% | 0% | 0% | 0% | 0% | 0% | 0% | 0% | 0% | 0% | 0% | 0% | 0% | 0% | 0% | 0 | 0 | 0 | 0 | 0 | 0 | 0
F6_Industrial_Primary Metals_Existing_Space Heating_Natural Gas_Insulation - Wall Cavity_A_Achievable Economic TRC Potential | F6 | Industrial | Primary Metals | Existing | Space Heating | Natural Gas | Insulation - Wall Cavity | A | Standalone Impact on Baseline Winter Peak (%) | Achievable Economic TRC Potential | 0% | 0% | 0% | 0% | 0% | 0% | 0% | 0% | 0% | 0% | 0% | 0% | 0% | 0% | 0% | 0% | 0% | 0% | 0% | 0% | 0% | 0% | 0% | 0% | 0 | 0 | 0 | 0 | 0 | 0 | 0
F7_Industrial_Primary Metals_Existing_Space Heating_Natural Gas_Insulation - Wall Cavity_A_Achievable Economic TRC Potential | F7 | Industrial | Primary Metals | Existing | Space Heating | Natural Gas | Insulation - Wall Cavity | A | Incremental Energy Savings (MWh or mTherms) | Achievable Economic TRC Potential | 0 | 0 | 0 | 0 | 0 | 0.053353 | 0.092861 | 0.14273 | 0.19863 | 0.25129 | 0.28743 | 0.30648 | 0.30365 | 0.27689 | 0.24129 | 0.19537 | 0.15087 | 0.10985 | 0.075722 | 0.050224 | 0.031638 | 0.019066 | 0.01279 | 0 | 0 | 0 | 0 | 0 | 0 | 0 | 0
F8_Industrial_Primary Metals_Existing_Space Heating_Natural Gas_Insulation - Wall Cavity_A_Achievable Economic TRC Potential | F8 | Industrial | Primary Metals | Existing | Space Heating | Natural Gas | Insulation - Wall Cavity | A | Incremental Summer Peak Savings (MW) | Achievable Economic TRC Potential | 0 | 0 | 0 | 0 | 0 | 0 | 0 | 0 | 0 | 0 | 0 | 0 | 0 | 0 | 0 | 0 | 0 | 0 | 0 | 0 | 0 | 0 | 0 | 0 | 0 | 0 | 0 | 0 | 0 | 0 | 0
F9_Industrial_Primary Metals_Existing_Space Heating_Natural Gas_Insulation - Wall Cavity_A_Achievable Economic TRC Potential | F9 | Industrial | Primary Metals | Existing | Space Heating | Natural Gas | Insulation - Wall Cavity | A | Incremental Winter Peak Savings (MW) | Achievable Economic TRC Potential | 0 | 0 | 0 | 0 | 0 | 0 | 0 | 0 | 0 | 0 | 0 | 0 | 0 | 0 | 0 | 0 | 0 | 0 | 0 | 0 | 0 | 0 | 0 | 0 | 0 | 0 | 0 | 0 | 0 | 0 | 0
F10_Industrial_Primary Metals_Existing_Space Heating_Natural Gas_Insulation - Wall Cavity_A_Achievable Economic TRC Potential | F10 | Industrial | Primary Metals | Existing | Space Heating | Natural Gas | Insulation - Wall Cavity | A | Cumulative Energy Savings (MWh or mTherms) | Achievable Economic TRC Potential | 0 | 0 | 0 | 0 | 0 | 0.053353 | 0.14595 | 0.28779 | 0.48456 | 0.73255 | 1.0149 | 1.3141 | 1.6082 | 1.8735 | 2.1 | 2.28 | 2.4142 | 2.5076 | 2.5673 | 2.6014 | 2.6175 | 2.6205 | 2.6187 | 2.6048 | 2.5917 | 2.5795 | 2.5682 | 2.5577 | 0 | 0 | 0
F11_Industrial_Primary Metals_Existing_Space Heating_Natural Gas_Insulation - Wall Cavity_A_Achievable Economic TRC Potential | F11 | Industrial | Primary Metals | Existing | Space Heating | Natural Gas | Insulation - Wall Cavity | A | Cumulative Summer Peak Savings (MW) | Achievable Economic TRC Potential | 0 | 0 | 0 | 0 | 0 | 0 | 0 | 0 | 0 | 0 | 0 | 0 | 0 | 0 | 0 | 0 | 0 | 0 | 0 | 0 | 0 | 0 | 0 | 0 | 0 | 0 | 0 | 0 | 0 | 0 | 0
F12_Industrial_Primary Metals_Existing_Space Heating_Natural Gas_Insulation - Wall Cavity_A_Achievable Economic TRC Potential | F12 | Industrial | Primary Metals | Existing | Space Heating | Natural Gas | Insulation - Wall Cavity | A | Cumulative Winter Peak Savings (MW) | Achievable Economic TRC Potential | 0 | 0 | 0 | 0 | 0 | 0 | 0 | 0 | 0 | 0 | 0 | 0 | 0 | 0 | 0 | 0 | 0 | 0 | 0 | 0 | 0 | 0 | 0 | 0 | 0 | 0 | 0 | 0 | 0 | 0 | 0
F13_Industrial_Primary Metals_Existing_Space Heating_Natural Gas_Insulation - Wall Cavity_A_Achievable Economic TRC Potential | F13 | Industrial | Primary Metals | Existing | Space Heating | Natural Gas | Insulation - Wall Cavity | A | Purchases (Incremental) | Achievable Economic TRC Potential | 0 | 0 | 0 | 0 | 0 | 2974.7326 | 5202.9248 | 8045.7087 | 11270.082 | 14355.6013 | 16535.5166 | 17758.8174 | 17722.7594 | 16278.5729 | 14298.1344 | 11662.6449 | 9072.1232 | 6651.0778 | 4614.2254 | 3079.7942 | 1951.7645 | 1183.4099 | 798.348 | 0 | 0 | 0 | 0 | 0 | 0 | 0 | 0
F14_Industrial_Primary Metals_Existing_Space Heating_Natural Gas_Insulation - Wall Cavity_A_Achievable Economic TRC Potential | F14 | Industrial | Primary Metals | Existing | Space Heating | Natural Gas | Insulation - Wall Cavity | A | Purchases (Cumulative) | Achievable Economic TRC Potential | 0 | 0 | 0 | 0 | 0 | 2974.7326 | 8177.6574 | 16223.3661 | 27493.4482 | 41849.0495 | 58384.5661 | 76143.3835 | 93866.1429 | 110144.7157 | 124442.8501 | 136105.495 | 145177.6182 | 151828.696 | 156442.9214 | 159522.7156 | 161474.4801 | 162657.89 | 163456.238 | 163456.238 | 163456.238 | 163456.238 | 163456.238 | 163456.238 | 163456.238 | 163456.238 | 163456.238
F1_Industrial_Primary Metals_Existing_Space Heating_Natural Gas_Insulation - Ducting_A_Achievable Economic TRC Potential | F1 | Industrial | Primary Metals | Existing | Space Heating | Natural Gas | Insulation - Ducting | A | Original Unit Energy Savings (kWh or therms) | Achievable Economic TRC Potential | 0 | 0 | 0 | 0 | 0 | 0.0016309 | 0.0016162 | 0.0015975 | 0.0015784 | 0.0015594 | 0.0015407 | 0.0015222 | 0.0015048 | 0.0014884 | 0.0014718 | 0.0014574 | 0.0014437 | 0.0014309 | 0.0014188 | 0.0014066 | 0.0013948 | 0.001383 | 0.0013709 | 0.0013593 | 0.0013481 | 0.0013376 | 0.0013278 | 0.0013186 | 0.00131 | 0.0013019 | 0.0012943
F2_Industrial_Primary Metals_Existing_Space Heating_Natural Gas_Insulation - Ducting_A_Achievable Economic TRC Potential | F2 | Industrial | Primary Metals | Existing | Space Heating | Natural Gas | Insulation - Ducting | A | Original Unit Summer Peak Savings (kW) | Achievable Economic TRC Potential | 0 | 0 | 0 | 0 | 0 | 0 | 0 | 0 | 0 | 0 | 0 | 0 | 0 | 0 | 0 | 0 | 0 | 0 | 0 | 0 | 0 | 0 | 0 | 0 | 0 | 0 | 0 | 0 | 0 | 0 | 0
F3_Industrial_Primary Metals_Existing_Space Heating_Natural Gas_Insulation - Ducting_A_Achievable Economic TRC Potential | F3 | Industrial | Primary Metals | Existing | Space Heating | Natural Gas | Insulation - Ducting | A | Original Unit Winter Peak Savings (kW) | Achievable Economic TRC Potential | 0 | 0 | 0 | 0 | 0 | 0 | 0 | 0 | 0 | 0 | 0 | 0 | 0 | 0 | 0 | 0 | 0 | 0 | 0 | 0 | 0 | 0 | 0 | 0 | 0 | 0 | 0 | 0 | 0 | 0 | 0
F4_Industrial_Primary Metals_Existing_Space Heating_Natural Gas_Insulation - Ducting_A_Achievable Economic TRC Potential | F4 | Industrial | Primary Metals | Existing | Space Heating | Natural Gas | Insulation - Ducting | A | Standalone Impact on Baseline Energy (%) | Achievable Economic TRC Potential | 0% | 0% | 0% | 0% | 0% | 0% | 0% | 0% | 0% | 0% | 0% | 0% | 0% | 0% | 0% | 0% | 0% | 0% | 0% | 0% | 0% | 0% | 0% | 0% | 0 | 0 | 0 | 0 | 0 | 0 | 0
F5_Industrial_Primary Metals_Existing_Space Heating_Natural Gas_Insulation - Ducting_A_Achievable Economic TRC Potential | F5 | Industrial | Primary Metals | Existing | Space Heating | Natural Gas | Insulation - Ducting | A | Standalone Impact on Baseline Summer Peak (%) | Achievable Economic TRC Potential | 0% | 0% | 0% | 0% | 0% | 0% | 0% | 0% | 0% | 0% | 0% | 0% | 0% | 0% | 0% | 0% | 0% | 0% | 0% | 0% | 0% | 0% | 0% | 0% | 0 | 0 | 0 | 0 | 0 | 0 | 0
F6_Industrial_Primary Metals_Existing_Space Heating_Natural Gas_Insulation - Ducting_A_Achievable Economic TRC Potential | F6 | Industrial | Primary Metals | Existing | Space Heating | Natural Gas | Insulation - Ducting | A | Standalone Impact on Baseline Winter Peak (%) | Achievable Economic TRC Potential | 0% | 0% | 0% | 0% | 0% | 0% | 0% | 0% | 0% | 0% | 0% | 0% | 0% | 0% | 0% | 0% | 0% | 0% | 0% | 0% | 0% | 0% | 0% | 0% | 0 | 0 | 0 | 0 | 0 | 0 | 0
F7_Industrial_Primary Metals_Existing_Space Heating_Natural Gas_Insulation - Ducting_A_Achievable Economic TRC Potential | F7 | Industrial | Primary Metals | Existing | Space Heating | Natural Gas | Insulation - Ducting | A | Incremental Energy Savings (MWh or mTherms) | Achievable Economic TRC Potential | 0 | 0 | 0 | 0 | 0 | 0 | 0 | 0 | 0 | 0 | 0 | 0 | 0 | 0 | 0 | 0 | 0 | 0 | 0 | 0 | 0 | 0 | 0 | 0 | 0 | 0 | 0 | 0 | 0 | 0 | 0
F8_Industrial_Primary Metals_Existing_Space Heating_Natural Gas_Insulation - Ducting_A_Achievable Economic TRC Potential | F8 | Industrial | Primary Metals | Existing | Space Heating | Natural Gas | Insulation - Ducting | A | Incremental Summer Peak Savings (MW) | Achievable Economic TRC Potential | 0 | 0 | 0 | 0 | 0 | 0 | 0 | 0 | 0 | 0 | 0 | 0 | 0 | 0 | 0 | 0 | 0 | 0 | 0 | 0 | 0 | 0 | 0 | 0 | 0 | 0 | 0 | 0 | 0 | 0 | 0
F9_Industrial_Primary Metals_Existing_Space Heating_Natural Gas_Insulation - Ducting_A_Achievable Economic TRC Potential | F9 | Industrial | Primary Metals | Existing | Space Heating | Natural Gas | Insulation - Ducting | A | Incremental Winter Peak Savings (MW) | Achievable Economic TRC Potential | 0 | 0 | 0 | 0 | 0 | 0 | 0 | 0 | 0 | 0 | 0 | 0 | 0 | 0 | 0 | 0 | 0 | 0 | 0 | 0 | 0 | 0 | 0 | 0 | 0 | 0 | 0 | 0 | 0 | 0 | 0
F10_Industrial_Primary Metals_Existing_Space Heating_Natural Gas_Insulation - Ducting_A_Achievable Economic TRC Potential | F10 | Industrial | Primary Metals | Existing | Space Heating | Natural Gas | Insulation - Ducting | A | Cumulative Energy Savings (MWh or mTherms) | Achievable Economic TRC Potential | 0 | 0 | 0 | 0 | 0 | 0 | 0 | 0 | 0 | 0 | 0 | 0 | 0 | 0 | 0 | 0 | 0 | 0 | 0 | 0 | 0 | 0 | 0 | 0 | 0 | 0 | 0 | 0 | 0 | 0 | 0
F11_Industrial_Primary Metals_Existing_Space Heating_Natural Gas_Insulation - Ducting_A_Achievable Economic TRC Potential | F11 | Industrial | Primary Metals | Existing | Space Heating | Natural Gas | Insulation - Ducting | A | Cumulative Summer Peak Savings (MW) | Achievable Economic TRC Potential | 0 | 0 | 0 | 0 | 0 | 0 | 0 | 0 | 0 | 0 | 0 | 0 | 0 | 0 | 0 | 0 | 0 | 0 | 0 | 0 | 0 | 0 | 0 | 0 | 0 | 0 | 0 | 0 | 0 | 0 | 0
F12_Industrial_Primary Metals_Existing_Space Heating_Natural Gas_Insulation - Ducting_A_Achievable Economic TRC Potential | F12 | Industrial | Primary Metals | Existing | Space Heating | Natural Gas | Insulation - Ducting | A | Cumulative Winter Peak Savings (MW) | Achievable Economic TRC Potential | 0 | 0 | 0 | 0 | 0 | 0 | 0 | 0 | 0 | 0 | 0 | 0 | 0 | 0 | 0 | 0 | 0 | 0 | 0 | 0 | 0 | 0 | 0 | 0 | 0 | 0 | 0 | 0 | 0 | 0 | 0
F13_Industrial_Primary Metals_Existing_Space Heating_Natural Gas_Insulation - Ducting_A_Achievable Economic TRC Potential | F13 | Industrial | Primary Metals | Existing | Space Heating | Natural Gas | Insulation - Ducting | A | Purchases (Incremental) | Achievable Economic TRC Potential | 0 | 0 | 0 | 0 | 0 | 0 | 0 | 0 | 0 | 0 | 0 | 0 | 0 | 0 | 0 | 0 | 0 | 0 | 0 | 0 | 0 | 0 | 0 | 0 | 0 | 0 | 0 | 0 | 0 | 0 | 0
F14_Industrial_Primary Metals_Existing_Space Heating_Natural Gas_Insulation - Ducting_A_Achievable Economic TRC Potential | F14 | Industrial | Primary Metals | Existing | Space Heating | Natural Gas | Insulation - Ducting | A | Purchases (Cumulative) | Achievable Economic TRC Potential | 0 | 0 | 0 | 0 | 0 | 0 | 0 | 0 | 0 | 0 | 0 | 0 | 0 | 0 | 0 | 0 | 0 | 0 | 0 | 0 | 0 | 0 | 0 | 0 | 0 | 0 | 0 | 0 | 0 | 0 | 0
F1_Industrial_Primary Metals_Existing_Space Heating_Natural Gas_HVAC - Duct Repair and Sealing_A_Achievable Economic TRC Potential | F1 | Industrial | Primary Metals | Existing | Space Heating | Natural Gas | HVAC - Duct Repair and Sealing | A | Original Unit Energy Savings (kWh or therms) | Achievable Economic TRC Potential | 0 | 0 | 0 | 0 | 0 | 0.0038394 | 0.0038048 | 0.0037607 | 0.003716 | 0.0036711 | 0.0036271 | 0.0035835 | 0.0035425 | 0.0035039 | 0.003465 | 0.0034309 | 0.0033988 | 0.0033686 | 0.0033402 | 0.0033115 | 0.0032836 | 0.003256 | 0.0032274 | 0.0032 | 0.0031737 | 0.003149 | 0.0031259 | 0.0031042 | 0.0030839 | 0.0030649 | 0.0030471
F2_Industrial_Primary Metals_Existing_Space Heating_Natural Gas_HVAC - Duct Repair and Sealing_A_Achievable Economic TRC Potential | F2 | Industrial | Primary Metals | Existing | Space Heating | Natural Gas | HVAC - Duct Repair and Sealing | A | Original Unit Summer Peak Savings (kW) | Achievable Economic TRC Potential | 0 | 0 | 0 | 0 | 0 | 0 | 0 | 0 | 0 | 0 | 0 | 0 | 0 | 0 | 0 | 0 | 0 | 0 | 0 | 0 | 0 | 0 | 0 | 0 | 0 | 0 | 0 | 0 | 0 | 0 | 0
F3_Industrial_Primary Metals_Existing_Space Heating_Natural Gas_HVAC - Duct Repair and Sealing_A_Achievable Economic TRC Potential | F3 | Industrial | Primary Metals | Existing | Space Heating | Natural Gas | HVAC - Duct Repair and Sealing | A | Original Unit Winter Peak Savings (kW) | Achievable Economic TRC Potential | 0 | 0 | 0 | 0 | 0 | 0 | 0 | 0 | 0 | 0 | 0 | 0 | 0 | 0 | 0 | 0 | 0 | 0 | 0 | 0 | 0 | 0 | 0 | 0 | 0 | 0 | 0 | 0 | 0 | 0 | 0
F4_Industrial_Primary Metals_Existing_Space Heating_Natural Gas_HVAC - Duct Repair and Sealing_A_Achievable Economic TRC Potential | F4 | Industrial | Primary Metals | Existing | Space Heating | Natural Gas | HVAC - Duct Repair and Sealing | A | Standalone Impact on Baseline Energy (%) | Achievable Economic TRC Potential | 0% | 0% | 0% | 0% | 0% | 0% | 0% | 0% | 0% | 0% | 0% | 0% | 0% | 0% | 0% | 0% | 0% | 0% | 0% | 0% | 0% | 0% | 0% | 0% | 0 | 0 | 0 | 0 | 0 | 0 | 0
F5_Industrial_Primary Metals_Existing_Space Heating_Natural Gas_HVAC - Duct Repair and Sealing_A_Achievable Economic TRC Potential | F5 | Industrial | Primary Metals | Existing | Space Heating | Natural Gas | HVAC - Duct Repair and Sealing | A | Standalone Impact on Baseline Summer Peak (%) | Achievable Economic TRC Potential | 0% | 0% | 0% | 0% | 0% | 0% | 0% | 0% | 0% | 0% | 0% | 0% | 0% | 0% | 0% | 0% | 0% | 0% | 0% | 0% | 0% | 0% | 0% | 0% | 0 | 0 | 0 | 0 | 0 | 0 | 0
F6_Industrial_Primary Metals_Existing_Space Heating_Natural Gas_HVAC - Duct Repair and Sealing_A_Achievable Economic TRC Potential | F6 | Industrial | Primary Metals | Existing | Space Heating | Natural Gas | HVAC - Duct Repair and Sealing | A | Standalone Impact on Baseline Winter Peak (%) | Achievable Economic TRC Potential | 0% | 0% | 0% | 0% | 0% | 0% | 0% | 0% | 0% | 0% | 0% | 0% | 0% | 0% | 0% | 0% | 0% | 0% | 0% | 0% | 0% | 0% | 0% | 0% | 0 | 0 | 0 | 0 | 0 | 0 | 0
F7_Industrial_Primary Metals_Existing_Space Heating_Natural Gas_HVAC - Duct Repair and Sealing_A_Achievable Economic TRC Potential | F7 | Industrial | Primary Metals | Existing | Space Heating | Natural Gas | HVAC - Duct Repair and Sealing | A | Incremental Energy Savings (MWh or mTherms) | Achievable Economic TRC Potential | 0 | 0 | 0 | 0 | 0 | 0 | 0 | 0 | 0 | 0 | 0 | 0 | 0 | 0 | 0 | 0 | 0 | 0 | 0 | 0 | 0 | 0 | 0 | 0 | 0 | 0 | 0 | 0 | 0 | 0 | 0
F8_Industrial_Primary Metals_Existing_Space Heating_Natural Gas_HVAC - Duct Repair and Sealing_A_Achievable Economic TRC Potential | F8 | Industrial | Primary Metals | Existing | Space Heating | Natural Gas | HVAC - Duct Repair and Sealing | A | Incremental Summer Peak Savings (MW) | Achievable Economic TRC Potential | 0 | 0 | 0 | 0 | 0 | 0 | 0 | 0 | 0 | 0 | 0 | 0 | 0 | 0 | 0 | 0 | 0 | 0 | 0 | 0 | 0 | 0 | 0 | 0 | 0 | 0 | 0 | 0 | 0 | 0 | 0
F9_Industrial_Primary Metals_Existing_Space Heating_Natural Gas_HVAC - Duct Repair and Sealing_A_Achievable Economic TRC Potential | F9 | Industrial | Primary Metals | Existing | Space Heating | Natural Gas | HVAC - Duct Repair and Sealing | A | Incremental Winter Peak Savings (MW) | Achievable Economic TRC Potential | 0 | 0 | 0 | 0 | 0 | 0 | 0 | 0 | 0 | 0 | 0 | 0 | 0 | 0 | 0 | 0 | 0 | 0 | 0 | 0 | 0 | 0 | 0 | 0 | 0 | 0 | 0 | 0 | 0 | 0 | 0
F10_Industrial_Primary Metals_Existing_Space Heating_Natural Gas_HVAC - Duct Repair and Sealing_A_Achievable Economic TRC Potential | F10 | Industrial | Primary Metals | Existing | Space Heating | Natural Gas | HVAC - Duct Repair and Sealing | A | Cumulative Energy Savings (MWh or mTherms) | Achievable Economic TRC Potential | 0 | 0 | 0 | 0 | 0 | 0 | 0 | 0 | 0 | 0 | 0 | 0 | 0 | 0 | 0 | 0 | 0 | 0 | 0 | 0 | 0 | 0 | 0 | 0 | 0 | 0 | 0 | 0 | 0 | 0 | 0
F11_Industrial_Primary Metals_Existing_Space Heating_Natural Gas_HVAC - Duct Repair and Sealing_A_Achievable Economic TRC Potential | F11 | Industrial | Primary Metals | Existing | Space Heating | Natural Gas | HVAC - Duct Repair and Sealing | A | Cumulative Summer Peak Savings (MW) | Achievable Economic TRC Potential | 0 | 0 | 0 | 0 | 0 | 0 | 0 | 0 | 0 | 0 | 0 | 0 | 0 | 0 | 0 | 0 | 0 | 0 | 0 | 0 | 0 | 0 | 0 | 0 | 0 | 0 | 0 | 0 | 0 | 0 | 0
F12_Industrial_Primary Metals_Existing_Space Heating_Natural Gas_HVAC - Duct Repair and Sealing_A_Achievable Economic TRC Potential | F12 | Industrial | Primary Metals | Existing | Space Heating | Natural Gas | HVAC - Duct Repair and Sealing | A | Cumulative Winter Peak Savings (MW) | Achievable Economic TRC Potential | 0 | 0 | 0 | 0 | 0 | 0 | 0 | 0 | 0 | 0 | 0 | 0 | 0 | 0 | 0 | 0 | 0 | 0 | 0 | 0 | 0 | 0 | 0 | 0 | 0 | 0 | 0 | 0 | 0 | 0 | 0
F13_Industrial_Primary Metals_Existing_Space Heating_Natural Gas_HVAC - Duct Repair and Sealing_A_Achievable Economic TRC Potential | F13 | Industrial | Primary Metals | Existing | Space Heating | Natural Gas | HVAC - Duct Repair and Sealing | A | Purchases (Incremental) | Achievable Economic TRC Potential | 0 | 0 | 0 | 0 | 0 | 0 | 0 | 0 | 0 | 0 | 0 | 0 | 0 | 0 | 0 | 0 | 0 | 0 | 0 | 0 | 0 | 0 | 0 | 0 | 0 | 0 | 0 | 0 | 0 | 0 | 0
F14_Industrial_Primary Metals_Existing_Space Heating_Natural Gas_HVAC - Duct Repair and Sealing_A_Achievable Economic TRC Potential | F14 | Industrial | Primary Metals | Existing | Space Heating | Natural Gas | HVAC - Duct Repair and Sealing | A | Purchases (Cumulative) | Achievable Economic TRC Potential | 0 | 0 | 0 | 0 | 0 | 0 | 0 | 0 | 0 | 0 | 0 | 0 | 0 | 0 | 0 | 0 | 0 | 0 | 0 | 0 | 0 | 0 | 0 | 0 | 0 | 0 | 0 | 0 | 0 | 0 | 0
F1_Industrial_Primary Metals_Existing_Space Heating_Natural Gas_Windows - High Efficiency_A_Achievable Economic TRC Potential | F1 | Industrial | Primary Metals | Existing | Space Heating | Natural Gas | Windows - High Efficiency | A | Original Unit Energy Savings (kWh or therms) | Achievable Economic TRC Potential | 0 | 0 | 0 | 0 | 0 | 0.0056921 | 0.0056642 | 0.0056298 | 0.0055934 | 0.0055553 | 0.0055167 | 0.005477 | 0.0054375 | 0.0053982 | 0.0053557 | 0.0053164 | 0.0052777 | 0.0052417 | 0.0052081 | 0.0051754 | 0.0051445 | 0.005113 | 0.0050845 | 0.0050575 | 0.0050319 | 0.0050082 | 0.0049863 | 0.004966 | 0 | 0 | 0
F2_Industrial_Primary Metals_Existing_Space Heating_Natural Gas_Windows - High Efficiency_A_Achievable Economic TRC Potential | F2 | Industrial | Primary Metals | Existing | Space Heating | Natural Gas | Windows - High Efficiency | A | Original Unit Summer Peak Savings (kW) | Achievable Economic TRC Potential | 0 | 0 | 0 | 0 | 0 | 0 | 0 | 0 | 0 | 0 | 0 | 0 | 0 | 0 | 0 | 0 | 0 | 0 | 0 | 0 | 0 | 0 | 0 | 0 | 0 | 0 | 0 | 0 | 0 | 0 | 0
F3_Industrial_Primary Metals_Existing_Space Heating_Natural Gas_Windows - High Efficiency_A_Achievable Economic TRC Potential | F3 | Industrial | Primary Metals | Existing | Space Heating | Natural Gas | Windows - High Efficiency | A | Original Unit Winter Peak Savings (kW) | Achievable Economic TRC Potential | 0 | 0 | 0 | 0 | 0 | 0 | 0 | 0 | 0 | 0 | 0 | 0 | 0 | 0 | 0 | 0 | 0 | 0 | 0 | 0 | 0 | 0 | 0 | 0 | 0 | 0 | 0 | 0 | 0 | 0 | 0
F4_Industrial_Primary Metals_Existing_Space Heating_Natural Gas_Windows - High Efficiency_A_Achievable Economic TRC Potential | F4 | Industrial | Primary Metals | Existing | Space Heating | Natural Gas | Windows - High Efficiency | A | Standalone Impact on Baseline Energy (%) | Achievable Economic TRC Potential | 0% | 0% | 0% | 0% | 0% | 0% | 0% | 0% | 0% | 0% | 0% | 0% | 0% | 0% | 0% | 0% | 0% | 0% | 0% | 0% | 0% | 0% | 0% | 0% | 0 | 0 | 0 | 0 | 0 | 0 | 0
F5_Industrial_Primary Metals_Existing_Space Heating_Natural Gas_Windows - High Efficiency_A_Achievable Economic TRC Potential | F5 | Industrial | Primary Metals | Existing | Space Heating | Natural Gas | Windows - High Efficiency | A | Standalone Impact on Baseline Summer Peak (%) | Achievable Economic TRC Potential | 0% | 0% | 0% | 0% | 0% | 0% | 0% | 0% | 0% | 0% | 0% | 0% | 0% | 0% | 0% | 0% | 0% | 0% | 0% | 0% | 0% | 0% | 0% | 0% | 0 | 0 | 0 | 0 | 0 | 0 | 0
F6_Industrial_Primary Metals_Existing_Space Heating_Natural Gas_Windows - High Efficiency_A_Achievable Economic TRC Potential | F6 | Industrial | Primary Metals | Existing | Space Heating | Natural Gas | Windows - High Efficiency | A | Standalone Impact on Baseline Winter Peak (%) | Achievable Economic TRC Potential | 0% | 0% | 0% | 0% | 0% | 0% | 0% | 0% | 0% | 0% | 0% | 0% | 0% | 0% | 0% | 0% | 0% | 0% | 0% | 0% | 0% | 0% | 0% | 0% | 0 | 0 | 0 | 0 | 0 | 0 | 0
F7_Industrial_Primary Metals_Existing_Space Heating_Natural Gas_Windows - High Efficiency_A_Achievable Economic TRC Potential | F7 | Industrial | Primary Metals | Existing | Space Heating | Natural Gas | Windows - High Efficiency | A | Incremental Energy Savings (MWh or mTherms) | Achievable Economic TRC Potential | 0 | 0 | 0 | 0 | 0 | 0 | 0 | 0 | 0 | 0 | 0 | 0 | 0 | 0 | 0 | 0 | 0 | 0 | 0 | 0 | 0 | 0 | 0 | 0 | 0 | 0 | 0 | 0 | 0 | 0 | 0
F8_Industrial_Primary Metals_Existing_Space Heating_Natural Gas_Windows - High Efficiency_A_Achievable Economic TRC Potential | F8 | Industrial | Primary Metals | Existing | Space Heating | Natural Gas | Windows - High Efficiency | A | Incremental Summer Peak Savings (MW) | Achievable Economic TRC Potential | 0 | 0 | 0 | 0 | 0 | 0 | 0 | 0 | 0 | 0 | 0 | 0 | 0 | 0 | 0 | 0 | 0 | 0 | 0 | 0 | 0 | 0 | 0 | 0 | 0 | 0 | 0 | 0 | 0 | 0 | 0
F9_Industrial_Primary Metals_Existing_Space Heating_Natural Gas_Windows - High Efficiency_A_Achievable Economic TRC Potential | F9 | Industrial | Primary Metals | Existing | Space Heating | Natural Gas | Windows - High Efficiency | A | Incremental Winter Peak Savings (MW) | Achievable Economic TRC Potential | 0 | 0 | 0 | 0 | 0 | 0 | 0 | 0 | 0 | 0 | 0 | 0 | 0 | 0 | 0 | 0 | 0 | 0 | 0 | 0 | 0 | 0 | 0 | 0 | 0 | 0 | 0 | 0 | 0 | 0 | 0
F10_Industrial_Primary Metals_Existing_Space Heating_Natural Gas_Windows - High Efficiency_A_Achievable Economic TRC Potential | F10 | Industrial | Primary Metals | Existing | Space Heating | Natural Gas | Windows - High Efficiency | A | Cumulative Energy Savings (MWh or mTherms) | Achievable Economic TRC Potential | 0 | 0 | 0 | 0 | 0 | 0 | 0 | 0 | 0 | 0 | 0 | 0 | 0 | 0 | 0 | 0 | 0 | 0 | 0 | 0 | 0 | 0 | 0 | 0 | 0 | 0 | 0 | 0 | 0 | 0 | 0
F11_Industrial_Primary Metals_Existing_Space Heating_Natural Gas_Windows - High Efficiency_A_Achievable Economic TRC Potential | F11 | Industrial | Primary Metals | Existing | Space Heating | Natural Gas | Windows - High Efficiency | A | Cumulative Summer Peak Savings (MW) | Achievable Economic TRC Potential | 0 | 0 | 0 | 0 | 0 | 0 | 0 | 0 | 0 | 0 | 0 | 0 | 0 | 0 | 0 | 0 | 0 | 0 | 0 | 0 | 0 | 0 | 0 | 0 | 0 | 0 | 0 | 0 | 0 | 0 | 0
F12_Industrial_Primary Metals_Existing_Space Heating_Natural Gas_Windows - High Efficiency_A_Achievable Economic TRC Potential | F12 | Industrial | Primary Metals | Existing | Space Heating | Natural Gas | Windows - High Efficiency | A | Cumulative Winter Peak Savings (MW) | Achievable Economic TRC Potential | 0 | 0 | 0 | 0 | 0 | 0 | 0 | 0 | 0 | 0 | 0 | 0 | 0 | 0 | 0 | 0 | 0 | 0 | 0 | 0 | 0 | 0 | 0 | 0 | 0 | 0 | 0 | 0 | 0 | 0 | 0
F13_Industrial_Primary Metals_Existing_Space Heating_Natural Gas_Windows - High Efficiency_A_Achievable Economic TRC Potential | F13 | Industrial | Primary Metals | Existing | Space Heating | Natural Gas | Windows - High Efficiency | A | Purchases (Incremental) | Achievable Economic TRC Potential | 0 | 0 | 0 | 0 | 0 | 0 | 0 | 0 | 0 | 0 | 0 | 0 | 0 | 0 | 0 | 0 | 0 | 0 | 0 | 0 | 0 | 0 | 0 | 0 | 0 | 0 | 0 | 0 | 0 | 0 | 0
F14_Industrial_Primary Metals_Existing_Space Heating_Natural Gas_Windows - High Efficiency_A_Achievable Economic TRC Potential | F14 | Industrial | Primary Metals | Existing | Space Heating | Natural Gas | Windows - High Efficiency | A | Purchases (Cumulative) | Achievable Economic TRC Potential | 0 | 0 | 0 | 0 | 0 | 0 | 0 | 0 | 0 | 0 | 0 | 0 | 0 | 0 | 0 | 0 | 0 | 0 | 0 | 0 | 0 | 0 | 0 | 0 | 0 | 0 | 0 | 0 | 0 | 0 | 0
F1_Industrial_Primary Metals_Existing_Space Heating_Natural Gas_Gas Boiler - Maintenance_A_Achievable Economic TRC Potential | F1 | Industrial | Primary Metals | Existing | Space Heating | Natural Gas | Gas Boiler - Maintenance | A | Original Unit Energy Savings (kWh or therms) | Achievable Economic TRC Potential | 0 | 0 | 0 | 0 | 0 | 28.8206 | 28.6253 | 28.4313 | 28.2362 | 28.0417 | 27.8526 | 27.6655 | 27.4803 | 27.2972 | 27.1035 | 26.9256 | 26.7498 | 26.5768 | 26.4064 | 26.2357 | 26.0707 | 25.8991 | 25.7333 | 25.5728 | 25.4113 | 25.2639 | 25.1294 | 25.0066 | 24.8946 | 24.7923 | 24.699
F2_Industrial_Primary Metals_Existing_Space Heating_Natural Gas_Gas Boiler - Maintenance_A_Achievable Economic TRC Potential | F2 | Industrial | Primary Metals | Existing | Space Heating | Natural Gas | Gas Boiler - Maintenance | A | Original Unit Summer Peak Savings (kW) | Achievable Economic TRC Potential | 0 | 0 | 0 | 0 | 0 | 0 | 0 | 0 | 0 | 0 | 0 | 0 | 0 | 0 | 0 | 0 | 0 | 0 | 0 | 0 | 0 | 0 | 0 | 0 | 0 | 0 | 0 | 0 | 0 | 0 | 0
F3_Industrial_Primary Metals_Existing_Space Heating_Natural Gas_Gas Boiler - Maintenance_A_Achievable Economic TRC Potential | F3 | Industrial | Primary Metals | Existing | Space Heating | Natural Gas | Gas Boiler - Maintenance | A | Original Unit Winter Peak Savings (kW) | Achievable Economic TRC Potential | 0 | 0 | 0 | 0 | 0 | 0 | 0 | 0 | 0 | 0 | 0 | 0 | 0 | 0 | 0 | 0 | 0 | 0 | 0 | 0 | 0 | 0 | 0 | 0 | 0 | 0 | 0 | 0 | 0 | 0 | 0
F4_Industrial_Primary Metals_Existing_Space Heating_Natural Gas_Gas Boiler - Maintenance_A_Achievable Economic TRC Potential | F4 | Industrial | Primary Metals | Existing | Space Heating | Natural Gas | Gas Boiler - Maintenance | A | Standalone Impact on Baseline Energy (%) | Achievable Economic TRC Potential | 0% | 0% | 0% | 0% | 0% | 0.004179% | 0.007097% | 0.009157% | 0.01072% | 0.01209% | 0.01344% | 0.01451% | 0.01542% | 0.01641% | 0.01698% | 0.01767% | 0.01808% | 0.01849% | 0.0189% | 0.01906% | 0.01931% | 0.01951% | 0.01969% | 0.01983% | 0.00019949 | 0.00019985 | 0.0002002 | 0.00020052 | 0 | 0 | 0
F5_Industrial_Primary Metals_Existing_Space Heating_Natural Gas_Gas Boiler - Maintenance_A_Achievable Economic TRC Potential | F5 | Industrial | Primary Metals | Existing | Space Heating | Natural Gas | Gas Boiler - Maintenance | A | Standalone Impact on Baseline Summer Peak (%) | Achievable Economic TRC Potential | 0% | 0% | 0% | 0% | 0% | 0% | 0% | 0% | 0% | 0% | 0% | 0% | 0% | 0% | 0% | 0% | 0% | 0% | 0% | 0% | 0% | 0% | 0% | 0% | 0 | 0 | 0 | 0 | 0 | 0 | 0
F6_Industrial_Primary Metals_Existing_Space Heating_Natural Gas_Gas Boiler - Maintenance_A_Achievable Economic TRC Potential | F6 | Industrial | Primary Metals | Existing | Space Heating | Natural Gas | Gas Boiler - Maintenance | A | Standalone Impact on Baseline Winter Peak (%) | Achievable Economic TRC Potential | 0% | 0% | 0% | 0% | 0% | 0% | 0% | 0% | 0% | 0% | 0% | 0% | 0% | 0% | 0% | 0% | 0% | 0% | 0% | 0% | 0% | 0% | 0% | 0% | 0 | 0 | 0 | 0 | 0 | 0 | 0
F7_Industrial_Primary Metals_Existing_Space Heating_Natural Gas_Gas Boiler - Maintenance_A_Achievable Economic TRC Potential | F7 | Industrial | Primary Metals | Existing | Space Heating | Natural Gas | Gas Boiler - Maintenance | A | Incremental Energy Savings (MWh or mTherms) | Achievable Economic TRC Potential | 0 | 0 | 0 | 0 | 0 | 0.0032514 | 0.0022623 | 0.0015463 | 0.0011967 | 0.0010421 | 0.00088431 | 0.00075043 | 0.00063201 | 0.00052126 | 0.00043574 | 0.00035777 | 0.00027684 | 0.00021313 | 0.00016345 | 0.00012662 | 0.00011506 | 8.9106e-05 | 7.5961e-05 | 6.3097e-05 | 5.0481e-05 | 0 | 0 | 0 | 0 | 0 | 0
F8_Industrial_Primary Metals_Existing_Space Heating_Natural Gas_Gas Boiler - Maintenance_A_Achievable Economic TRC Potential | F8 | Industrial | Primary Metals | Existing | Space Heating | Natural Gas | Gas Boiler - Maintenance | A | Incremental Summer Peak Savings (MW) | Achievable Economic TRC Potential | 0 | 0 | 0 | 0 | 0 | 0 | 0 | 0 | 0 | 0 | 0 | 0 | 0 | 0 | 0 | 0 | 0 | 0 | 0 | 0 | 0 | 0 | 0 | 0 | 0 | 0 | 0 | 0 | 0 | 0 | 0
F9_Industrial_Primary Metals_Existing_Space Heating_Natural Gas_Gas Boiler - Maintenance_A_Achievable Economic TRC Potential | F9 | Industrial | Primary Metals | Existing | Space Heating | Natural Gas | Gas Boiler - Maintenance | A | Incremental Winter Peak Savings (MW) | Achievable Economic TRC Potential | 0 | 0 | 0 | 0 | 0 | 0 | 0 | 0 | 0 | 0 | 0 | 0 | 0 | 0 | 0 | 0 | 0 | 0 | 0 | 0 | 0 | 0 | 0 | 0 | 0 | 0 | 0 | 0 | 0 | 0 | 0
F10_Industrial_Primary Metals_Existing_Space Heating_Natural Gas_Gas Boiler - Maintenance_A_Achievable Economic TRC Potential | F10 | Industrial | Primary Metals | Existing | Space Heating | Natural Gas | Gas Boiler - Maintenance | A | Cumulative Energy Savings (MWh or mTherms) | Achievable Economic TRC Potential | 0 | 0 | 0 | 0 | 0 | 0.0032514 | 0.0054917 | 0.0070008 | 0.0081494 | 0.0091354 | 0.0099581 | 0.010642 | 0.011202 | 0.011649 | 0.012002 | 0.012281 | 0.012478 | 0.01261 | 0.012693 | 0.012737 | 0.012772 | 0.012777 | 0.012772 | 0.012755 | 0.012725 | 0.012651 | 0.012584 | 0.012522 | 0.012466 | 0.012415 | 0.012368
F11_Industrial_Primary Metals_Existing_Space Heating_Natural Gas_Gas Boiler - Maintenance_A_Achievable Economic TRC Potential | F11 | Industrial | Primary Metals | Existing | Space Heating | Natural Gas | Gas Boiler - Maintenance | A | Cumulative Summer Peak Savings (MW) | Achievable Economic TRC Potential | 0 | 0 | 0 | 0 | 0 | 0 | 0 | 0 | 0 | 0 | 0 | 0 | 0 | 0 | 0 | 0 | 0 | 0 | 0 | 0 | 0 | 0 | 0 | 0 | 0 | 0 | 0 | 0 | 0 | 0 | 0
F12_Industrial_Primary Metals_Existing_Space Heating_Natural Gas_Gas Boiler - Maintenance_A_Achievable Economic TRC Potential | F12 | Industrial | Primary Metals | Existing | Space Heating | Natural Gas | Gas Boiler - Maintenance | A | Cumulative Winter Peak Savings (MW) | Achievable Economic TRC Potential | 0 | 0 | 0 | 0 | 0 | 0 | 0 | 0 | 0 | 0 | 0 | 0 | 0 | 0 | 0 | 0 | 0 | 0 | 0 | 0 | 0 | 0 | 0 | 0 | 0 | 0 | 0 | 0 | 0 | 0 | 0
F13_Industrial_Primary Metals_Existing_Space Heating_Natural Gas_Gas Boiler - Maintenance_A_Achievable Economic TRC Potential | F13 | Industrial | Primary Metals | Existing | Space Heating | Natural Gas | Gas Boiler - Maintenance | A | Purchases (Incremental) | Achievable Economic TRC Potential | 0 | 0 | 0 | 0 | 0 | 0.11282 | 0.079032 | 0.054388 | 0.042381 | 0.037163 | 0.03175 | 0.027125 | 0.022999 | 0.019096 | 0.016077 | 0.013287 | 0.010349 | 0.0080196 | 0.0061899 | 0.0048264 | 0.0044134 | 0.0034405 | 0.0029519 | 0.0024673 | 0.0019866 | 0 | 0 | 0 | 0 | 0 | 0
F14_Industrial_Primary Metals_Existing_Space Heating_Natural Gas_Gas Boiler - Maintenance_A_Achievable Economic TRC Potential | F14 | Industrial | Primary Metals | Existing | Space Heating | Natural Gas | Gas Boiler - Maintenance | A | Purchases (Cumulative) | Achievable Economic TRC Potential | 0 | 0 | 0 | 0 | 0 | 0.11282 | 0.19185 | 0.24624 | 0.28862 | 0.32578 | 0.35753 | 0.38465 | 0.40765 | 0.42675 | 0.44283 | 0.45611 | 0.46646 | 0.47448 | 0.48067 | 0.4855 | 0.48991 | 0.49335 | 0.4963 | 0.49877 | 0.50076 | 0.50076 | 0.50076 | 0.50076 | 0.50076 | 0.50076 | 0.50076
F1_Industrial_Primary Metals_Existing_Process_Natural Gas_Gas Boiler - Maintenance_A_Achievable Economic TRC Potential | F1 | Industrial | Primary Metals | Existing | Process | Natural Gas | Gas Boiler - Maintenance | A | Original Unit Energy Savings (kWh or therms) | Achievable Economic TRC Potential | 0 | 0 | 0 | 0 | 0 | 28.0317 | 28.0317 | 28.0317 | 28.0317 | 28.0317 | 28.0317 | 28.0317 | 28.0317 | 28.0317 | 28.0317 | 28.0317 | 28.0317 | 28.0317 | 28.0317 | 28.0317 | 28.0317 | 28.0317 | 28.0317 | 28.0317 | 28.0317 | 28.0317 | 28.0317 | 28.0317 | 28.0317 | 28.0317 | 28.0317
F2_Industrial_Primary Metals_Existing_Process_Natural Gas_Gas Boiler - Maintenance_A_Achievable Economic TRC Potential | F2 | Industrial | Primary Metals | Existing | Process | Natural Gas | Gas Boiler - Maintenance | A | Original Unit Summer Peak Savings (kW) | Achievable Economic TRC Potential | 0 | 0 | 0 | 0 | 0 | 0 | 0 | 0 | 0 | 0 | 0 | 0 | 0 | 0 | 0 | 0 | 0 | 0 | 0 | 0 | 0 | 0 | 0 | 0 | 0 | 0 | 0 | 0 | 0 | 0 | 0
F3_Industrial_Primary Metals_Existing_Process_Natural Gas_Gas Boiler - Maintenance_A_Achievable Economic TRC Potential | F3 | Industrial | Primary Metals | Existing | Process | Natural Gas | Gas Boiler - Maintenance | A | Original Unit Winter Peak Savings (kW) | Achievable Economic TRC Potential | 0 | 0 | 0 | 0 | 0 | 0 | 0 | 0 | 0 | 0 | 0 | 0 | 0 | 0 | 0 | 0 | 0 | 0 | 0 | 0 | 0 | 0 | 0 | 0 | 0 | 0 | 0 | 0 | 0 | 0 | 0
F4_Industrial_Primary Metals_Existing_Process_Natural Gas_Gas Boiler - Maintenance_A_Achievable Economic TRC Potential | F4 | Industrial | Primary Metals | Existing | Process | Natural Gas | Gas Boiler - Maintenance | A | Standalone Impact on Baseline Energy (%) | Achievable Economic TRC Potential | 0% | 0% | 0% | 0% | 0% | 0.005621% | 0.009565% | 0.01235% | 0.01447% | 0.01632% | 0.01814% | 0.01957% | 0.02078% | 0.0221% | 0.02285% | 0.02376% | 0.0243% | 0.02484% | 0.02539% | 0.02561% | 0.02595% | 0.02624% | 0.02649% | 0.02671% | 0.00026905 | 0.00026984 | 0.00027056 | 0.00027122 | 0 | 0 | 0
F5_Industrial_Primary Metals_Existing_Process_Natural Gas_Gas Boiler - Maintenance_A_Achievable Economic TRC Potential | F5 | Industrial | Primary Metals | Existing | Process | Natural Gas | Gas Boiler - Maintenance | A | Standalone Impact on Baseline Summer Peak (%) | Achievable Economic TRC Potential | 0% | 0% | 0% | 0% | 0% | 0% | 0% | 0% | 0% | 0% | 0% | 0% | 0% | 0% | 0% | 0% | 0% | 0% | 0% | 0% | 0% | 0% | 0% | 0% | 0 | 0 | 0 | 0 | 0 | 0 | 0
F6_Industrial_Primary Metals_Existing_Process_Natural Gas_Gas Boiler - Maintenance_A_Achievable Economic TRC Potential | F6 | Industrial | Primary Metals | Existing | Process | Natural Gas | Gas Boiler - Maintenance | A | Standalone Impact on Baseline Winter Peak (%) | Achievable Economic TRC Potential | 0% | 0% | 0% | 0% | 0% | 0% | 0% | 0% | 0% | 0% | 0% | 0% | 0% | 0% | 0% | 0% | 0% | 0% | 0% | 0% | 0% | 0% | 0% | 0% | 0 | 0 | 0 | 0 | 0 | 0 | 0
F7_Industrial_Primary Metals_Existing_Process_Natural Gas_Gas Boiler - Maintenance_A_Achievable Economic TRC Potential | F7 | Industrial | Primary Metals | Existing | Process | Natural Gas | Gas Boiler - Maintenance | A | Incremental Energy Savings (MWh or mTherms) | Achievable Economic TRC Potential | 0 | 0 | 0 | 0 | 0 | 0.11454 | 0.08024 | 0.05522 | 0.043028 | 0.037731 | 0.032235 | 0.02754 | 0.02335 | 0.019388 | 0.016323 | 0.01349 | 0.010508 | 0.0081421 | 0.0062845 | 0.0049002 | 0.0044808 | 0.0034931 | 0.002997 | 0.0025051 | 0.0020169 | 0 | 0 | 0 | 0 | 0 | 0
F8_Industrial_Primary Metals_Existing_Process_Natural Gas_Gas Boiler - Maintenance_A_Achievable Economic TRC Potential | F8 | Industrial | Primary Metals | Existing | Process | Natural Gas | Gas Boiler - Maintenance | A | Incremental Summer Peak Savings (MW) | Achievable Economic TRC Potential | 0 | 0 | 0 | 0 | 0 | 0 | 0 | 0 | 0 | 0 | 0 | 0 | 0 | 0 | 0 | 0 | 0 | 0 | 0 | 0 | 0 | 0 | 0 | 0 | 0 | 0 | 0 | 0 | 0 | 0 | 0
F9_Industrial_Primary Metals_Existing_Process_Natural Gas_Gas Boiler - Maintenance_A_Achievable Economic TRC Potential | F9 | Industrial | Primary Metals | Existing | Process | Natural Gas | Gas Boiler - Maintenance | A | Incremental Winter Peak Savings (MW) | Achievable Economic TRC Potential | 0 | 0 | 0 | 0 | 0 | 0 | 0 | 0 | 0 | 0 | 0 | 0 | 0 | 0 | 0 | 0 | 0 | 0 | 0 | 0 | 0 | 0 | 0 | 0 | 0 | 0 | 0 | 0 | 0 | 0 | 0
F10_Industrial_Primary Metals_Existing_Process_Natural Gas_Gas Boiler - Maintenance_A_Achievable Economic TRC Potential | F10 | Industrial | Primary Metals | Existing | Process | Natural Gas | Gas Boiler - Maintenance | A | Cumulative Energy Savings (MWh or mTherms) | Achievable Economic TRC Potential | 0 | 0 | 0 | 0 | 0 | 0.11454 | 0.19478 | 0.25 | 0.29303 | 0.33076 | 0.36299 | 0.39053 | 0.41388 | 0.43327 | 0.44959 | 0.46308 | 0.47359 | 0.48173 | 0.48802 | 0.49292 | 0.4974 | 0.50089 | 0.50389 | 0.5064 | 0.50841 | 0.50841 | 0.50841 | 0.50841 | 0.50841 | 0.50841 | 0.50841
F11_Industrial_Primary Metals_Existing_Process_Natural Gas_Gas Boiler - Maintenance_A_Achievable Economic TRC Potential | F11 | Industrial | Primary Metals | Existing | Process | Natural Gas | Gas Boiler - Maintenance | A | Cumulative Summer Peak Savings (MW) | Achievable Economic TRC Potential | 0 | 0 | 0 | 0 | 0 | 0 | 0 | 0 | 0 | 0 | 0 | 0 | 0 | 0 | 0 | 0 | 0 | 0 | 0 | 0 | 0 | 0 | 0 | 0 | 0 | 0 | 0 | 0 | 0 | 0 | 0
F12_Industrial_Primary Metals_Existing_Process_Natural Gas_Gas Boiler - Maintenance_A_Achievable Economic TRC Potential | F12 | Industrial | Primary Metals | Existing | Process | Natural Gas | Gas Boiler - Maintenance | A | Cumulative Winter Peak Savings (MW) | Achievable Economic TRC Potential | 0 | 0 | 0 | 0 | 0 | 0 | 0 | 0 | 0 | 0 | 0 | 0 | 0 | 0 | 0 | 0 | 0 | 0 | 0 | 0 | 0 | 0 | 0 | 0 | 0 | 0 | 0 | 0 | 0 | 0 | 0
F13_Industrial_Primary Metals_Existing_Process_Natural Gas_Gas Boiler - Maintenance_A_Achievable Economic TRC Potential | F13 | Industrial | Primary Metals | Existing | Process | Natural Gas | Gas Boiler - Maintenance | A | Purchases (Incremental) | Achievable Economic TRC Potential | 0 | 0 | 0 | 0 | 0 | 4.0861 | 2.8625 | 1.9699 | 1.535 | 1.346 | 1.1499 | 0.98245 | 0.83299 | 0.69164 | 0.5823 | 0.48125 | 0.37485 | 0.29046 | 0.22419 | 0.17481 | 0.15985 | 0.12461 | 0.10691 | 0.089365 | 0.071952 | 0 | 0 | 0 | 0 | 0 | 0
F14_Industrial_Primary Metals_Existing_Process_Natural Gas_Gas Boiler - Maintenance_A_Achievable Economic TRC Potential | F14 | Industrial | Primary Metals | Existing | Process | Natural Gas | Gas Boiler - Maintenance | A | Purchases (Cumulative) | Achievable Economic TRC Potential | 0 | 0 | 0 | 0 | 0 | 4.0861 | 6.9486 | 8.9185 | 10.4535 | 11.7995 | 12.9494 | 13.9319 | 14.7649 | 15.4565 | 16.0388 | 16.52 | 16.8949 | 17.1854 | 17.4095 | 17.5844 | 17.7442 | 17.8688 | 17.9757 | 18.0651 | 18.1371 | 18.1371 | 18.1371 | 18.1371 | 18.1371 | 18.1371 | 18.1371
F1_Industrial_Primary Metals_Existing_Space Heating_Natural Gas_Gas Furnace - Maintenance_A_Achievable Economic TRC Potential | F1 | Industrial | Primary Metals | Existing | Space Heating | Natural Gas | Gas Furnace - Maintenance | A | Original Unit Energy Savings (kWh or therms) | Achievable Economic TRC Potential | 0 | 0 | 0 | 0 | 0 | 0.0091939 | 0.0091109 | 0.0090054 | 0.0088982 | 0.0087907 | 0.0086854 | 0.0085811 | 0.0084829 | 0.0083904 | 0.0082972 | 0.0082156 | 0.0081386 | 0.0080664 | 0.0079984 | 0.0079296 | 0.007863 | 0.0077967 | 0.0077284 | 0.0076628 | 0.0075997 | 0.0075405 | 0.0074852 | 0.0074333 | 0.0073847 | 0.0073392 | 0.0072965
F2_Industrial_Primary Metals_Existing_Space Heating_Natural Gas_Gas Furnace - Maintenance_A_Achievable Economic TRC Potential | F2 | Industrial | Primary Metals | Existing | Space Heating | Natural Gas | Gas Furnace - Maintenance | A | Original Unit Summer Peak Savings (kW) | Achievable Economic TRC Potential | 0 | 0 | 0 | 0 | 0 | 0 | 0 | 0 | 0 | 0 | 0 | 0 | 0 | 0 | 0 | 0 | 0 | 0 | 0 | 0 | 0 | 0 | 0 | 0 | 0 | 0 | 0 | 0 | 0 | 0 | 0
F3_Industrial_Primary Metals_Existing_Space Heating_Natural Gas_Gas Furnace - Maintenance_A_Achievable Economic TRC Potential | F3 | Industrial | Primary Metals | Existing | Space Heating | Natural Gas | Gas Furnace - Maintenance | A | Original Unit Winter Peak Savings (kW) | Achievable Economic TRC Potential | 0 | 0 | 0 | 0 | 0 | 0 | 0 | 0 | 0 | 0 | 0 | 0 | 0 | 0 | 0 | 0 | 0 | 0 | 0 | 0 | 0 | 0 | 0 | 0 | 0 | 0 | 0 | 0 | 0 | 0 | 0
F4_Industrial_Primary Metals_Existing_Space Heating_Natural Gas_Gas Furnace - Maintenance_A_Achievable Economic TRC Potential | F4 | Industrial | Primary Metals | Existing | Space Heating | Natural Gas | Gas Furnace - Maintenance | A | Standalone Impact on Baseline Energy (%) | Achievable Economic TRC Potential | 0% | 0% | 0% | 0% | 0% | 0% | 0% | 0% | 0% | 0% | 0% | 0% | 0% | 0% | 0% | 0% | 0% | 0% | 0% | 0% | 1.944e-05% | 3.307e-05% | 4.247e-05% | 4.976e-05% | 5.6122e-07 | 6.16e-07 | 6.6268e-07 | 7.021e-07 | 0 | 0 | 0
F5_Industrial_Primary Metals_Existing_Space Heating_Natural Gas_Gas Furnace - Maintenance_A_Achievable Economic TRC Potential | F5 | Industrial | Primary Metals | Existing | Space Heating | Natural Gas | Gas Furnace - Maintenance | A | Standalone Impact on Baseline Summer Peak (%) | Achievable Economic TRC Potential | 0% | 0% | 0% | 0% | 0% | 0% | 0% | 0% | 0% | 0% | 0% | 0% | 0% | 0% | 0% | 0% | 0% | 0% | 0% | 0% | 0% | 0% | 0% | 0% | 0 | 0 | 0 | 0 | 0 | 0 | 0
F6_Industrial_Primary Metals_Existing_Space Heating_Natural Gas_Gas Furnace - Maintenance_A_Achievable Economic TRC Potential | F6 | Industrial | Primary Metals | Existing | Space Heating | Natural Gas | Gas Furnace - Maintenance | A | Standalone Impact on Baseline Winter Peak (%) | Achievable Economic TRC Potential | 0% | 0% | 0% | 0% | 0% | 0% | 0% | 0% | 0% | 0% | 0% | 0% | 0% | 0% | 0% | 0% | 0% | 0% | 0% | 0% | 0% | 0% | 0% | 0% | 0 | 0 | 0 | 0 | 0 | 0 | 0
F7_Industrial_Primary Metals_Existing_Space Heating_Natural Gas_Gas Furnace - Maintenance_A_Achievable Economic TRC Potential | F7 | Industrial | Primary Metals | Existing | Space Heating | Natural Gas | Gas Furnace - Maintenance | A | Incremental Energy Savings (MWh or mTherms) | Achievable Economic TRC Potential | 0 | 0 | 0 | 0 | 0 | 0 | 0 | 0 | 0 | 0 | 0 | 0 | 0 | 0 | 0 | 0 | 0 | 0 | 0 | 0 | 1.2861e-05 | 8.9036e-06 | 6.0874e-06 | 4.6847e-06 | 4.0578e-06 | 3.4739e-06 | 2.9463e-06 | 2.4798e-06 | 2.074e-06 | 1.7254e-06 | 1.4289e-06
F8_Industrial_Primary Metals_Existing_Space Heating_Natural Gas_Gas Furnace - Maintenance_A_Achievable Economic TRC Potential | F8 | Industrial | Primary Metals | Existing | Space Heating | Natural Gas | Gas Furnace - Maintenance | A | Incremental Summer Peak Savings (MW) | Achievable Economic TRC Potential | 0 | 0 | 0 | 0 | 0 | 0 | 0 | 0 | 0 | 0 | 0 | 0 | 0 | 0 | 0 | 0 | 0 | 0 | 0 | 0 | 0 | 0 | 0 | 0 | 0 | 0 | 0 | 0 | 0 | 0 | 0
F9_Industrial_Primary Metals_Existing_Space Heating_Natural Gas_Gas Furnace - Maintenance_A_Achievable Economic TRC Potential | F9 | Industrial | Primary Metals | Existing | Space Heating | Natural Gas | Gas Furnace - Maintenance | A | Incremental Winter Peak Savings (MW) | Achievable Economic TRC Potential | 0 | 0 | 0 | 0 | 0 | 0 | 0 | 0 | 0 | 0 | 0 | 0 | 0 | 0 | 0 | 0 | 0 | 0 | 0 | 0 | 0 | 0 | 0 | 0 | 0 | 0 | 0 | 0 | 0 | 0 | 0
F10_Industrial_Primary Metals_Existing_Space Heating_Natural Gas_Gas Furnace - Maintenance_A_Achievable Economic TRC Potential | F10 | Industrial | Primary Metals | Existing | Space Heating | Natural Gas | Gas Furnace - Maintenance | A | Cumulative Energy Savings (MWh or mTherms) | Achievable Economic TRC Potential | 0 | 0 | 0 | 0 | 0 | 0 | 0 | 0 | 0 | 0 | 0 | 0 | 0 | 0 | 0 | 0 | 0 | 0 | 0 | 0 | 1.2861e-05 | 2.1656e-05 | 2.7554e-05 | 3.2004e-05 | 3.5799e-05 | 3.8994e-05 | 4.1654e-05 | 4.3845e-05 | 4.5632e-05 | 4.7076e-05 | 4.8232e-05
F11_Industrial_Primary Metals_Existing_Space Heating_Natural Gas_Gas Furnace - Maintenance_A_Achievable Economic TRC Potential | F11 | Industrial | Primary Metals | Existing | Space Heating | Natural Gas | Gas Furnace - Maintenance | A | Cumulative Summer Peak Savings (MW) | Achievable Economic TRC Potential | 0 | 0 | 0 | 0 | 0 | 0 | 0 | 0 | 0 | 0 | 0 | 0 | 0 | 0 | 0 | 0 | 0 | 0 | 0 | 0 | 0 | 0 | 0 | 0 | 0 | 0 | 0 | 0 | 0 | 0 | 0
F12_Industrial_Primary Metals_Existing_Space Heating_Natural Gas_Gas Furnace - Maintenance_A_Achievable Economic TRC Potential | F12 | Industrial | Primary Metals | Existing | Space Heating | Natural Gas | Gas Furnace - Maintenance | A | Cumulative Winter Peak Savings (MW) | Achievable Economic TRC Potential | 0 | 0 | 0 | 0 | 0 | 0 | 0 | 0 | 0 | 0 | 0 | 0 | 0 | 0 | 0 | 0 | 0 | 0 | 0 | 0 | 0 | 0 | 0 | 0 | 0 | 0 | 0 | 0 | 0 | 0 | 0
F13_Industrial_Primary Metals_Existing_Space Heating_Natural Gas_Gas Furnace - Maintenance_A_Achievable Economic TRC Potential | F13 | Industrial | Primary Metals | Existing | Space Heating | Natural Gas | Gas Furnace - Maintenance | A | Purchases (Incremental) | Achievable Economic TRC Potential | 0 | 0 | 0 | 0 | 0 | 0 | 0 | 0 | 0 | 0 | 0 | 0 | 0 | 0 | 0 | 0 | 0 | 0 | 0 | 0 | 1.6356 | 1.142 | 0.78767 | 0.61135 | 0.53395 | 0.4607 | 0.39362 | 0.33361 | 0.28085 | 0.2351 | 0.19584
F14_Industrial_Primary Metals_Existing_Space Heating_Natural Gas_Gas Furnace - Maintenance_A_Achievable Economic TRC Potential | F14 | Industrial | Primary Metals | Existing | Space Heating | Natural Gas | Gas Furnace - Maintenance | A | Purchases (Cumulative) | Achievable Economic TRC Potential | 0 | 0 | 0 | 0 | 0 | 0 | 0 | 0 | 0 | 0 | 0 | 0 | 0 | 0 | 0 | 0 | 0 | 0 | 0 | 0 | 1.6356 | 2.7776 | 3.5653 | 4.1766 | 4.7106 | 5.1713 | 5.5649 | 5.8985 | 6.1793 | 6.4144 | 6.6103
F1_Industrial_Primary Metals_Existing_Space Heating_Natural Gas_Gas Boiler - Hot Water Reset_A_Achievable Economic TRC Potential | F1 | Industrial | Primary Metals | Existing | Space Heating | Natural Gas | Gas Boiler - Hot Water Reset | A | Original Unit Energy Savings (kWh or therms) | Achievable Economic TRC Potential | 0 | 0 | 0 | 0 | 0 | 104.8023 | 104.0922 | 103.3865 | 102.6771 | 101.9698 | 101.2823 | 100.6016 | 99.9283 | 99.2626 | 98.558 | 97.9113 | 97.2719 | 96.643 | 96.0234 | 95.4024 | 94.8026 | 94.1784 | 93.5758 | 92.9921 | 92.4047 | 91.8687 | 91.3795 | 90.9331 | 90.5257 | 90.1539 | 89.8145
F2_Industrial_Primary Metals_Existing_Space Heating_Natural Gas_Gas Boiler - Hot Water Reset_A_Achievable Economic TRC Potential | F2 | Industrial | Primary Metals | Existing | Space Heating | Natural Gas | Gas Boiler - Hot Water Reset | A | Original Unit Summer Peak Savings (kW) | Achievable Economic TRC Potential | 0 | 0 | 0 | 0 | 0 | 0 | 0 | 0 | 0 | 0 | 0 | 0 | 0 | 0 | 0 | 0 | 0 | 0 | 0 | 0 | 0 | 0 | 0 | 0 | 0 | 0 | 0 | 0 | 0 | 0 | 0
F3_Industrial_Primary Metals_Existing_Space Heating_Natural Gas_Gas Boiler - Hot Water Reset_A_Achievable Economic TRC Potential | F3 | Industrial | Primary Metals | Existing | Space Heating | Natural Gas | Gas Boiler - Hot Water Reset | A | Original Unit Winter Peak Savings (kW) | Achievable Economic TRC Potential | 0 | 0 | 0 | 0 | 0 | 0 | 0 | 0 | 0 | 0 | 0 | 0 | 0 | 0 | 0 | 0 | 0 | 0 | 0 | 0 | 0 | 0 | 0 | 0 | 0 | 0 | 0 | 0 | 0 | 0 | 0
F4_Industrial_Primary Metals_Existing_Space Heating_Natural Gas_Gas Boiler - Hot Water Reset_A_Achievable Economic TRC Potential | F4 | Industrial | Primary Metals | Existing | Space Heating | Natural Gas | Gas Boiler - Hot Water Reset | A | Standalone Impact on Baseline Energy (%) | Achievable Economic TRC Potential | 0% | 0% | 0% | 0% | 0% | 0.007385% | 0.01643% | 0.02758% | 0.0404% | 0.05501% | 0.07286% | 0.09189% | 0.1113% | 0.1313% | 0.1465% | 0.1601% | 0.1682% | 0.1738% | 0.1776% | 0.1783% | 0.1793% | 0.18% | 0.1805% | 0.181% | 0.0018133 | 0.0018166 | 0.0018197 | 0.0018227 | 0 | 0 | 0
F5_Industrial_Primary Metals_Existing_Space Heating_Natural Gas_Gas Boiler - Hot Water Reset_A_Achievable Economic TRC Potential | F5 | Industrial | Primary Metals | Existing | Space Heating | Natural Gas | Gas Boiler - Hot Water Reset | A | Standalone Impact on Baseline Summer Peak (%) | Achievable Economic TRC Potential | 0% | 0% | 0% | 0% | 0% | 0% | 0% | 0% | 0% | 0% | 0% | 0% | 0% | 0% | 0% | 0% | 0% | 0% | 0% | 0% | 0% | 0% | 0% | 0% | 0 | 0 | 0 | 0 | 0 | 0 | 0
F6_Industrial_Primary Metals_Existing_Space Heating_Natural Gas_Gas Boiler - Hot Water Reset_A_Achievable Economic TRC Potential | F6 | Industrial | Primary Metals | Existing | Space Heating | Natural Gas | Gas Boiler - Hot Water Reset | A | Standalone Impact on Baseline Winter Peak (%) | Achievable Economic TRC Potential | 0% | 0% | 0% | 0% | 0% | 0% | 0% | 0% | 0% | 0% | 0% | 0% | 0% | 0% | 0% | 0% | 0% | 0% | 0% | 0% | 0% | 0% | 0% | 0% | 0 | 0 | 0 | 0 | 0 | 0 | 0
F7_Industrial_Primary Metals_Existing_Space Heating_Natural Gas_Gas Boiler - Hot Water Reset_A_Achievable Economic TRC Potential | F7 | Industrial | Primary Metals | Existing | Space Heating | Natural Gas | Gas Boiler - Hot Water Reset | A | Incremental Energy Savings (MWh or mTherms) | Achievable Economic TRC Potential | 0 | 0 | 0 | 0 | 0 | 0.005746 | 0.0070035 | 0.008462 | 0.0097609 | 0.011066 | 0.012687 | 0.013787 | 0.013961 | 0.012862 | 0.011019 | 0.0083903 | 0.0055174 | 0.0031669 | 0.0015015 | 0.00063189 | 0.00022739 | 7.0285e-05 | 1.5165e-05 | 2.4688e-06 | 2.9354e-07 | 0 | 0 | 0 | 0 | 0 | 0
F8_Industrial_Primary Metals_Existing_Space Heating_Natural Gas_Gas Boiler - Hot Water Reset_A_Achievable Economic TRC Potential | F8 | Industrial | Primary Metals | Existing | Space Heating | Natural Gas | Gas Boiler - Hot Water Reset | A | Incremental Summer Peak Savings (MW) | Achievable Economic TRC Potential | 0 | 0 | 0 | 0 | 0 | 0 | 0 | 0 | 0 | 0 | 0 | 0 | 0 | 0 | 0 | 0 | 0 | 0 | 0 | 0 | 0 | 0 | 0 | 0 | 0 | 0 | 0 | 0 | 0 | 0 | 0
F9_Industrial_Primary Metals_Existing_Space Heating_Natural Gas_Gas Boiler - Hot Water Reset_A_Achievable Economic TRC Potential | F9 | Industrial | Primary Metals | Existing | Space Heating | Natural Gas | Gas Boiler - Hot Water Reset | A | Incremental Winter Peak Savings (MW) | Achievable Economic TRC Potential | 0 | 0 | 0 | 0 | 0 | 0 | 0 | 0 | 0 | 0 | 0 | 0 | 0 | 0 | 0 | 0 | 0 | 0 | 0 | 0 | 0 | 0 | 0 | 0 | 0 | 0 | 0 | 0 | 0 | 0 | 0
F10_Industrial_Primary Metals_Existing_Space Heating_Natural Gas_Gas Boiler - Hot Water Reset_A_Achievable Economic TRC Potential | F10 | Industrial | Primary Metals | Existing | Space Heating | Natural Gas | Gas Boiler - Hot Water Reset | A | Cumulative Energy Savings (MWh or mTherms) | Achievable Economic TRC Potential | 0 | 0 | 0 | 0 | 0 | 0.005746 | 0.012711 | 0.021086 | 0.030703 | 0.041557 | 0.053964 | 0.067388 | 0.080898 | 0.093221 | 0.10358 | 0.11129 | 0.11608 | 0.1185 | 0.11924 | 0.1191 | 0.11858 | 0.11787 | 0.11713 | 0.1164 | 0.11566 | 0.11499 | 0.11438 | 0.11382 | 0.11331 | 0.11285 | 0.11242
F11_Industrial_Primary Metals_Existing_Space Heating_Natural Gas_Gas Boiler - Hot Water Reset_A_Achievable Economic TRC Potential | F11 | Industrial | Primary Metals | Existing | Space Heating | Natural Gas | Gas Boiler - Hot Water Reset | A | Cumulative Summer Peak Savings (MW) | Achievable Economic TRC Potential | 0 | 0 | 0 | 0 | 0 | 0 | 0 | 0 | 0 | 0 | 0 | 0 | 0 | 0 | 0 | 0 | 0 | 0 | 0 | 0 | 0 | 0 | 0 | 0 | 0 | 0 | 0 | 0 | 0 | 0 | 0
F12_Industrial_Primary Metals_Existing_Space Heating_Natural Gas_Gas Boiler - Hot Water Reset_A_Achievable Economic TRC Potential | F12 | Industrial | Primary Metals | Existing | Space Heating | Natural Gas | Gas Boiler - Hot Water Reset | A | Cumulative Winter Peak Savings (MW) | Achievable Economic TRC Potential | 0 | 0 | 0 | 0 | 0 | 0 | 0 | 0 | 0 | 0 | 0 | 0 | 0 | 0 | 0 | 0 | 0 | 0 | 0 | 0 | 0 | 0 | 0 | 0 | 0 | 0 | 0 | 0 | 0 | 0 | 0
F13_Industrial_Primary Metals_Existing_Space Heating_Natural Gas_Gas Boiler - Hot Water Reset_A_Achievable Economic TRC Potential | F13 | Industrial | Primary Metals | Existing | Space Heating | Natural Gas | Gas Boiler - Hot Water Reset | A | Purchases (Incremental) | Achievable Economic TRC Potential | 0 | 0 | 0 | 0 | 0 | 0.054827 | 0.067282 | 0.081848 | 0.095064 | 0.10852 | 0.12526 | 0.13704 | 0.13971 | 0.12957 | 0.1118 | 0.085693 | 0.056721 | 0.032769 | 0.015637 | 0.0066235 | 0.0023986 | 0.00074629 | 0.00016206 | 2.6548e-05 | 3.1767e-06 | 0 | 0 | 0 | 0 | 0 | 0
F14_Industrial_Primary Metals_Existing_Space Heating_Natural Gas_Gas Boiler - Hot Water Reset_A_Achievable Economic TRC Potential | F14 | Industrial | Primary Metals | Existing | Space Heating | Natural Gas | Gas Boiler - Hot Water Reset | A | Purchases (Cumulative) | Achievable Economic TRC Potential | 0 | 0 | 0 | 0 | 0 | 0.054827 | 0.12211 | 0.20396 | 0.29902 | 0.40754 | 0.53281 | 0.66985 | 0.80956 | 0.93913 | 1.0509 | 1.1366 | 1.1934 | 1.2261 | 1.2418 | 1.2484 | 1.2508 | 1.2515 | 1.2517 | 1.2517 | 1.2517 | 1.2517 | 1.2517 | 1.2517 | 1.2517 | 1.2517 | 1.2517
F1_Industrial_Primary Metals_Existing_Process_Natural Gas_Gas Boiler - Hot Water Reset_A_Achievable Economic TRC Potential | F1 | Industrial | Primary Metals | Existing | Process | Natural Gas | Gas Boiler - Hot Water Reset | A | Original Unit Energy Savings (kWh or therms) | Achievable Economic TRC Potential | 0 | 0 | 0 | 0 | 0 | 50.9667 | 50.9667 | 50.9667 | 50.9667 | 50.9667 | 50.9667 | 50.9667 | 50.9667 | 50.9667 | 50.9667 | 50.9667 | 50.9667 | 50.9667 | 50.9667 | 50.9667 | 50.9667 | 50.9667 | 50.9667 | 50.9667 | 50.9667 | 50.9667 | 50.9667 | 50.9667 | 50.9667 | 50.9667 | 50.9667
F2_Industrial_Primary Metals_Existing_Process_Natural Gas_Gas Boiler - Hot Water Reset_A_Achievable Economic TRC Potential | F2 | Industrial | Primary Metals | Existing | Process | Natural Gas | Gas Boiler - Hot Water Reset | A | Original Unit Summer Peak Savings (kW) | Achievable Economic TRC Potential | 0 | 0 | 0 | 0 | 0 | 0 | 0 | 0 | 0 | 0 | 0 | 0 | 0 | 0 | 0 | 0 | 0 | 0 | 0 | 0 | 0 | 0 | 0 | 0 | 0 | 0 | 0 | 0 | 0 | 0 | 0
F3_Industrial_Primary Metals_Existing_Process_Natural Gas_Gas Boiler - Hot Water Reset_A_Achievable Economic TRC Potential | F3 | Industrial | Primary Metals | Existing | Process | Natural Gas | Gas Boiler - Hot Water Reset | A | Original Unit Winter Peak Savings (kW) | Achievable Economic TRC Potential | 0 | 0 | 0 | 0 | 0 | 0 | 0 | 0 | 0 | 0 | 0 | 0 | 0 | 0 | 0 | 0 | 0 | 0 | 0 | 0 | 0 | 0 | 0 | 0 | 0 | 0 | 0 | 0 | 0 | 0 | 0
F4_Industrial_Primary Metals_Existing_Process_Natural Gas_Gas Boiler - Hot Water Reset_A_Achievable Economic TRC Potential | F4 | Industrial | Primary Metals | Existing | Process | Natural Gas | Gas Boiler - Hot Water Reset | A | Standalone Impact on Baseline Energy (%) | Achievable Economic TRC Potential | 0% | 0% | 0% | 0% | 0% | 0.004967% | 0.01107% | 0.0186% | 0.02725% | 0.03711% | 0.04914% | 0.06195% | 0.07502% | 0.08844% | 0.09859% | 0.1077% | 0.113% | 0.1167% | 0.1193% | 0.1197% | 0.1205% | 0.121% | 0.1215% | 0.1219% | 0.0012228 | 0.0012264 | 0.0012296 | 0.0012326 | 0 | 0 | 0
F5_Industrial_Primary Metals_Existing_Process_Natural Gas_Gas Boiler - Hot Water Reset_A_Achievable Economic TRC Potential | F5 | Industrial | Primary Metals | Existing | Process | Natural Gas | Gas Boiler - Hot Water Reset | A | Standalone Impact on Baseline Summer Peak (%) | Achievable Economic TRC Potential | 0% | 0% | 0% | 0% | 0% | 0% | 0% | 0% | 0% | 0% | 0% | 0% | 0% | 0% | 0% | 0% | 0% | 0% | 0% | 0% | 0% | 0% | 0% | 0% | 0 | 0 | 0 | 0 | 0 | 0 | 0
F6_Industrial_Primary Metals_Existing_Process_Natural Gas_Gas Boiler - Hot Water Reset_A_Achievable Economic TRC Potential | F6 | Industrial | Primary Metals | Existing | Process | Natural Gas | Gas Boiler - Hot Water Reset | A | Standalone Impact on Baseline Winter Peak (%) | Achievable Economic TRC Potential | 0% | 0% | 0% | 0% | 0% | 0% | 0% | 0% | 0% | 0% | 0% | 0% | 0% | 0% | 0% | 0% | 0% | 0% | 0% | 0% | 0% | 0% | 0% | 0% | 0 | 0 | 0 | 0 | 0 | 0 | 0
F7_Industrial_Primary Metals_Existing_Process_Natural Gas_Gas Boiler - Hot Water Reset_A_Achievable Economic TRC Potential | F7 | Industrial | Primary Metals | Existing | Process | Natural Gas | Gas Boiler - Hot Water Reset | A | Incremental Energy Savings (MWh or mTherms) | Achievable Economic TRC Potential | 0 | 0 | 0 | 0 | 0 | 0.10121 | 0.1242 | 0.15109 | 0.17549 | 0.20033 | 0.23123 | 0.25297 | 0.25791 | 0.23919 | 0.20639 | 0.15819 | 0.10471 | 0.060491 | 0.028865 | 0.012227 | 0.0044277 | 0.0013776 | 0.00029917 | 4.9008e-05 | 5.864e-06 | 0 | 0 | 0 | 0 | 0 | 0
F8_Industrial_Primary Metals_Existing_Process_Natural Gas_Gas Boiler - Hot Water Reset_A_Achievable Economic TRC Potential | F8 | Industrial | Primary Metals | Existing | Process | Natural Gas | Gas Boiler - Hot Water Reset | A | Incremental Summer Peak Savings (MW) | Achievable Economic TRC Potential | 0 | 0 | 0 | 0 | 0 | 0 | 0 | 0 | 0 | 0 | 0 | 0 | 0 | 0 | 0 | 0 | 0 | 0 | 0 | 0 | 0 | 0 | 0 | 0 | 0 | 0 | 0 | 0 | 0 | 0 | 0
F9_Industrial_Primary Metals_Existing_Process_Natural Gas_Gas Boiler - Hot Water Reset_A_Achievable Economic TRC Potential | F9 | Industrial | Primary Metals | Existing | Process | Natural Gas | Gas Boiler - Hot Water Reset | A | Incremental Winter Peak Savings (MW) | Achievable Economic TRC Potential | 0 | 0 | 0 | 0 | 0 | 0 | 0 | 0 | 0 | 0 | 0 | 0 | 0 | 0 | 0 | 0 | 0 | 0 | 0 | 0 | 0 | 0 | 0 | 0 | 0 | 0 | 0 | 0 | 0 | 0 | 0
F10_Industrial_Primary Metals_Existing_Process_Natural Gas_Gas Boiler - Hot Water Reset_A_Achievable Economic TRC Potential | F10 | Industrial | Primary Metals | Existing | Process | Natural Gas | Gas Boiler - Hot Water Reset | A | Cumulative Energy Savings (MWh or mTherms) | Achievable Economic TRC Potential | 0 | 0 | 0 | 0 | 0 | 0.10121 | 0.22541 | 0.3765 | 0.55199 | 0.75232 | 0.98355 | 1.2365 | 1.4944 | 1.7336 | 1.94 | 2.0982 | 2.2029 | 2.2634 | 2.2923 | 2.3045 | 2.3089 | 2.3103 | 2.3106 | 2.3106 | 2.3106 | 2.3106 | 2.3106 | 2.3106 | 2.3106 | 2.3106 | 2.3106
F11_Industrial_Primary Metals_Existing_Process_Natural Gas_Gas Boiler - Hot Water Reset_A_Achievable Economic TRC Potential | F11 | Industrial | Primary Metals | Existing | Process | Natural Gas | Gas Boiler - Hot Water Reset | A | Cumulative Summer Peak Savings (MW) | Achievable Economic TRC Potential | 0 | 0 | 0 | 0 | 0 | 0 | 0 | 0 | 0 | 0 | 0 | 0 | 0 | 0 | 0 | 0 | 0 | 0 | 0 | 0 | 0 | 0 | 0 | 0 | 0 | 0 | 0 | 0 | 0 | 0 | 0
F12_Industrial_Primary Metals_Existing_Process_Natural Gas_Gas Boiler - Hot Water Reset_A_Achievable Economic TRC Potential | F12 | Industrial | Primary Metals | Existing | Process | Natural Gas | Gas Boiler - Hot Water Reset | A | Cumulative Winter Peak Savings (MW) | Achievable Economic TRC Potential | 0 | 0 | 0 | 0 | 0 | 0 | 0 | 0 | 0 | 0 | 0 | 0 | 0 | 0 | 0 | 0 | 0 | 0 | 0 | 0 | 0 | 0 | 0 | 0 | 0 | 0 | 0 | 0 | 0 | 0 | 0
F13_Industrial_Primary Metals_Existing_Process_Natural Gas_Gas Boiler - Hot Water Reset_A_Achievable Economic TRC Potential | F13 | Industrial | Primary Metals | Existing | Process | Natural Gas | Gas Boiler - Hot Water Reset | A | Purchases (Incremental) | Achievable Economic TRC Potential | 0 | 0 | 0 | 0 | 0 | 1.9858 | 2.4369 | 2.9645 | 3.4431 | 3.9306 | 4.537 | 4.9635 | 5.0603 | 4.693 | 4.0494 | 3.1037 | 2.0544 | 1.1869 | 0.56636 | 0.2399 | 0.086874 | 0.02703 | 0.0058699 | 0.00096156 | 0.00011506 | 0 | 0 | 0 | 0 | 0 | 0
F14_Industrial_Primary Metals_Existing_Process_Natural Gas_Gas Boiler - Hot Water Reset_A_Achievable Economic TRC Potential | F14 | Industrial | Primary Metals | Existing | Process | Natural Gas | Gas Boiler - Hot Water Reset | A | Purchases (Cumulative) | Achievable Economic TRC Potential | 0 | 0 | 0 | 0 | 0 | 1.9858 | 4.4227 | 7.3872 | 10.8303 | 14.7609 | 19.2979 | 24.2614 | 29.3217 | 34.0147 | 38.0642 | 41.1679 | 43.2223 | 44.4092 | 44.9755 | 45.2154 | 45.3023 | 45.3293 | 45.3352 | 45.3361 | 45.3363 | 45.3363 | 45.3363 | 45.3363 | 45.3363 | 45.3363 | 45.3363
F1_Industrial_Primary Metals_Existing_Space Heating_Natural Gas_Steam Trap Maintenance_A_Achievable Economic TRC Potential | F1 | Industrial | Primary Metals | Existing | Space Heating | Natural Gas | Steam Trap Maintenance | A | Original Unit Energy Savings (kWh or therms) | Achievable Economic TRC Potential | 0 | 0 | 0 | 0 | 0 | 37.0244 | 36.7736 | 36.5243 | 36.2737 | 36.0238 | 35.7809 | 35.5404 | 35.3026 | 35.0674 | 34.8185 | 34.59 | 34.3641 | 34.142 | 33.923 | 33.7037 | 33.4918 | 33.2713 | 33.0584 | 32.8522 | 32.6447 | 32.4553 | 32.2825 | 32.1248 | 31.9808 | 31.8495 | 31.7296
F2_Industrial_Primary Metals_Existing_Space Heating_Natural Gas_Steam Trap Maintenance_A_Achievable Economic TRC Potential | F2 | Industrial | Primary Metals | Existing | Space Heating | Natural Gas | Steam Trap Maintenance | A | Original Unit Summer Peak Savings (kW) | Achievable Economic TRC Potential | 0 | 0 | 0 | 0 | 0 | 0 | 0 | 0 | 0 | 0 | 0 | 0 | 0 | 0 | 0 | 0 | 0 | 0 | 0 | 0 | 0 | 0 | 0 | 0 | 0 | 0 | 0 | 0 | 0 | 0 | 0
F3_Industrial_Primary Metals_Existing_Space Heating_Natural Gas_Steam Trap Maintenance_A_Achievable Economic TRC Potential | F3 | Industrial | Primary Metals | Existing | Space Heating | Natural Gas | Steam Trap Maintenance | A | Original Unit Winter Peak Savings (kW) | Achievable Economic TRC Potential | 0 | 0 | 0 | 0 | 0 | 0 | 0 | 0 | 0 | 0 | 0 | 0 | 0 | 0 | 0 | 0 | 0 | 0 | 0 | 0 | 0 | 0 | 0 | 0 | 0 | 0 | 0 | 0 | 0 | 0 | 0
F4_Industrial_Primary Metals_Existing_Space Heating_Natural Gas_Steam Trap Maintenance_A_Achievable Economic TRC Potential | F4 | Industrial | Primary Metals | Existing | Space Heating | Natural Gas | Steam Trap Maintenance | A | Standalone Impact on Baseline Energy (%) | Achievable Economic TRC Potential | 0% | 0% | 0% | 0% | 0% | 0.001456% | 0.002908% | 0.004375% | 0.005823% | 0.00727% | 0.008817% | 0.0103% | 0.01178% | 0.01343% | 0.01484% | 0.01645% | 0.01792% | 0.01948% | 0.02111% | 0.02254% | 0.02408% | 0.02562% | 0.02715% | 0.02867% | 0.0003018 | 0.00030235 | 0.00030287 | 0.00030336 | 0 | 0 | 0
F5_Industrial_Primary Metals_Existing_Space Heating_Natural Gas_Steam Trap Maintenance_A_Achievable Economic TRC Potential | F5 | Industrial | Primary Metals | Existing | Space Heating | Natural Gas | Steam Trap Maintenance | A | Standalone Impact on Baseline Summer Peak (%) | Achievable Economic TRC Potential | 0% | 0% | 0% | 0% | 0% | 0% | 0% | 0% | 0% | 0% | 0% | 0% | 0% | 0% | 0% | 0% | 0% | 0% | 0% | 0% | 0% | 0% | 0% | 0% | 0 | 0 | 0 | 0 | 0 | 0 | 0
F6_Industrial_Primary Metals_Existing_Space Heating_Natural Gas_Steam Trap Maintenance_A_Achievable Economic TRC Potential | F6 | Industrial | Primary Metals | Existing | Space Heating | Natural Gas | Steam Trap Maintenance | A | Standalone Impact on Baseline Winter Peak (%) | Achievable Economic TRC Potential | 0% | 0% | 0% | 0% | 0% | 0% | 0% | 0% | 0% | 0% | 0% | 0% | 0% | 0% | 0% | 0% | 0% | 0% | 0% | 0% | 0% | 0% | 0% | 0% | 0 | 0 | 0 | 0 | 0 | 0 | 0
F7_Industrial_Primary Metals_Existing_Space Heating_Natural Gas_Steam Trap Maintenance_A_Achievable Economic TRC Potential | F7 | Industrial | Primary Metals | Existing | Space Heating | Natural Gas | Steam Trap Maintenance | A | Incremental Energy Savings (MWh or mTherms) | Achievable Economic TRC Potential | 0 | 0 | 0 | 0 | 0 | 0.001133 | 0.0011247 | 0.0011105 | 0.0011035 | 0.0010968 | 0.0010755 | 0.0010654 | 0.0010561 | 0.0010324 | 0.001029 | 0.0010125 | 0.001006 | 0.00099449 | 0.0009793 | 0.00097411 | 0.00096399 | 0.00095392 | 0.00094436 | 0.00093528 | 0.00092644 | 0 | 0 | 0 | 0 | 0 | 0
F8_Industrial_Primary Metals_Existing_Space Heating_Natural Gas_Steam Trap Maintenance_A_Achievable Economic TRC Potential | F8 | Industrial | Primary Metals | Existing | Space Heating | Natural Gas | Steam Trap Maintenance | A | Incremental Summer Peak Savings (MW) | Achievable Economic TRC Potential | 0 | 0 | 0 | 0 | 0 | 0 | 0 | 0 | 0 | 0 | 0 | 0 | 0 | 0 | 0 | 0 | 0 | 0 | 0 | 0 | 0 | 0 | 0 | 0 | 0 | 0 | 0 | 0 | 0 | 0 | 0
F9_Industrial_Primary Metals_Existing_Space Heating_Natural Gas_Steam Trap Maintenance_A_Achievable Economic TRC Potential | F9 | Industrial | Primary Metals | Existing | Space Heating | Natural Gas | Steam Trap Maintenance | A | Incremental Winter Peak Savings (MW) | Achievable Economic TRC Potential | 0 | 0 | 0 | 0 | 0 | 0 | 0 | 0 | 0 | 0 | 0 | 0 | 0 | 0 | 0 | 0 | 0 | 0 | 0 | 0 | 0 | 0 | 0 | 0 | 0 | 0 | 0 | 0 | 0 | 0 | 0
F10_Industrial_Primary Metals_Existing_Space Heating_Natural Gas_Steam Trap Maintenance_A_Achievable Economic TRC Potential | F10 | Industrial | Primary Metals | Existing | Space Heating | Natural Gas | Steam Trap Maintenance | A | Cumulative Energy Savings (MWh or mTherms) | Achievable Economic TRC Potential | 0 | 0 | 0 | 0 | 0 | 0.001133 | 0.00225 | 0.0033452 | 0.0044258 | 0.005492 | 0.0065305 | 0.007552 | 0.0085576 | 0.009533 | 0.010494 | 0.011438 | 0.012369 | 0.013284 | 0.014178 | 0.01506 | 0.01593 | 0.016779 | 0.017616 | 0.018441 | 0.019251 | 0.019139 | 0.019038 | 0.018944 | 0.01886 | 0.018782 | 0.018711
F11_Industrial_Primary Metals_Existing_Space Heating_Natural Gas_Steam Trap Maintenance_A_Achievable Economic TRC Potential | F11 | Industrial | Primary Metals | Existing | Space Heating | Natural Gas | Steam Trap Maintenance | A | Cumulative Summer Peak Savings (MW) | Achievable Economic TRC Potential | 0 | 0 | 0 | 0 | 0 | 0 | 0 | 0 | 0 | 0 | 0 | 0 | 0 | 0 | 0 | 0 | 0 | 0 | 0 | 0 | 0 | 0 | 0 | 0 | 0 | 0 | 0 | 0 | 0 | 0 | 0
F12_Industrial_Primary Metals_Existing_Space Heating_Natural Gas_Steam Trap Maintenance_A_Achievable Economic TRC Potential | F12 | Industrial | Primary Metals | Existing | Space Heating | Natural Gas | Steam Trap Maintenance | A | Cumulative Winter Peak Savings (MW) | Achievable Economic TRC Potential | 0 | 0 | 0 | 0 | 0 | 0 | 0 | 0 | 0 | 0 | 0 | 0 | 0 | 0 | 0 | 0 | 0 | 0 | 0 | 0 | 0 | 0 | 0 | 0 | 0 | 0 | 0 | 0 | 0 | 0 | 0
F13_Industrial_Primary Metals_Existing_Space Heating_Natural Gas_Steam Trap Maintenance_A_Achievable Economic TRC Potential | F13 | Industrial | Primary Metals | Existing | Space Heating | Natural Gas | Steam Trap Maintenance | A | Purchases (Incremental) | Achievable Economic TRC Potential | 0 | 0 | 0 | 0 | 0 | 0.030601 | 0.030584 | 0.030404 | 0.03042 | 0.030446 | 0.030059 | 0.029977 | 0.029916 | 0.029441 | 0.029553 | 0.029272 | 0.029275 | 0.029128 | 0.028868 | 0.028902 | 0.028783 | 0.028671 | 0.028566 | 0.028469 | 0.02838 | 0 | 0 | 0 | 0 | 0 | 0
F14_Industrial_Primary Metals_Existing_Space Heating_Natural Gas_Steam Trap Maintenance_A_Achievable Economic TRC Potential | F14 | Industrial | Primary Metals | Existing | Space Heating | Natural Gas | Steam Trap Maintenance | A | Purchases (Cumulative) | Achievable Economic TRC Potential | 0 | 0 | 0 | 0 | 0 | 0.030601 | 0.061186 | 0.09159 | 0.12201 | 0.15246 | 0.18251 | 0.21249 | 0.24241 | 0.27185 | 0.3014 | 0.33067 | 0.35995 | 0.38908 | 0.41794 | 0.44685 | 0.47563 | 0.5043 | 0.53287 | 0.56134 | 0.58972 | 0.58972 | 0.58972 | 0.58972 | 0.58972 | 0.58972 | 0.58972
F1_Industrial_Primary Metals_Existing_Process_Natural Gas_Steam Trap Maintenance_A_Achievable Economic TRC Potential | F1 | Industrial | Primary Metals | Existing | Process | Natural Gas | Steam Trap Maintenance | A | Original Unit Energy Savings (kWh or therms) | Achievable Economic TRC Potential | 0 | 0 | 0 | 0 | 0 | 36.0109 | 36.0109 | 36.0109 | 36.0109 | 36.0109 | 36.0109 | 36.0109 | 36.0109 | 36.0109 | 36.0109 | 36.0109 | 36.0109 | 36.0109 | 36.0109 | 36.0109 | 36.0109 | 36.0109 | 36.0109 | 36.0109 | 36.0109 | 36.0109 | 36.0109 | 36.0109 | 36.0109 | 36.0109 | 36.0109
F2_Industrial_Primary Metals_Existing_Process_Natural Gas_Steam Trap Maintenance_A_Achievable Economic TRC Potential | F2 | Industrial | Primary Metals | Existing | Process | Natural Gas | Steam Trap Maintenance | A | Original Unit Summer Peak Savings (kW) | Achievable Economic TRC Potential | 0 | 0 | 0 | 0 | 0 | 0 | 0 | 0 | 0 | 0 | 0 | 0 | 0 | 0 | 0 | 0 | 0 | 0 | 0 | 0 | 0 | 0 | 0 | 0 | 0 | 0 | 0 | 0 | 0 | 0 | 0
F3_Industrial_Primary Metals_Existing_Process_Natural Gas_Steam Trap Maintenance_A_Achievable Economic TRC Potential | F3 | Industrial | Primary Metals | Existing | Process | Natural Gas | Steam Trap Maintenance | A | Original Unit Winter Peak Savings (kW) | Achievable Economic TRC Potential | 0 | 0 | 0 | 0 | 0 | 0 | 0 | 0 | 0 | 0 | 0 | 0 | 0 | 0 | 0 | 0 | 0 | 0 | 0 | 0 | 0 | 0 | 0 | 0 | 0 | 0 | 0 | 0 | 0 | 0 | 0
F4_Industrial_Primary Metals_Existing_Process_Natural Gas_Steam Trap Maintenance_A_Achievable Economic TRC Potential | F4 | Industrial | Primary Metals | Existing | Process | Natural Gas | Steam Trap Maintenance | A | Standalone Impact on Baseline Energy (%) | Achievable Economic TRC Potential | 0% | 0% | 0% | 0% | 0% | 0.001959% | 0.003919% | 0.005901% | 0.007857% | 0.009809% | 0.01189% | 0.01389% | 0.01587% | 0.01809% | 0.01998% | 0.02213% | 0.02408% | 0.02617% | 0.02836% | 0.03028% | 0.03237% | 0.03445% | 0.03654% | 0.03862% | 0.00040704 | 0.00040823 | 0.00040932 | 0.00041031 | 0 | 0 | 0
F5_Industrial_Primary Metals_Existing_Process_Natural Gas_Steam Trap Maintenance_A_Achievable Economic TRC Potential | F5 | Industrial | Primary Metals | Existing | Process | Natural Gas | Steam Trap Maintenance | A | Standalone Impact on Baseline Summer Peak (%) | Achievable Economic TRC Potential | 0% | 0% | 0% | 0% | 0% | 0% | 0% | 0% | 0% | 0% | 0% | 0% | 0% | 0% | 0% | 0% | 0% | 0% | 0% | 0% | 0% | 0% | 0% | 0% | 0 | 0 | 0 | 0 | 0 | 0 | 0
F6_Industrial_Primary Metals_Existing_Process_Natural Gas_Steam Trap Maintenance_A_Achievable Economic TRC Potential | F6 | Industrial | Primary Metals | Existing | Process | Natural Gas | Steam Trap Maintenance | A | Standalone Impact on Baseline Winter Peak (%) | Achievable Economic TRC Potential | 0% | 0% | 0% | 0% | 0% | 0% | 0% | 0% | 0% | 0% | 0% | 0% | 0% | 0% | 0% | 0% | 0% | 0% | 0% | 0% | 0% | 0% | 0% | 0% | 0 | 0 | 0 | 0 | 0 | 0 | 0
F7_Industrial_Primary Metals_Existing_Process_Natural Gas_Steam Trap Maintenance_A_Achievable Economic TRC Potential | F7 | Industrial | Primary Metals | Existing | Process | Natural Gas | Steam Trap Maintenance | A | Incremental Energy Savings (MWh or mTherms) | Achievable Economic TRC Potential | 0 | 0 | 0 | 0 | 0 | 0.039913 | 0.039891 | 0.039656 | 0.039677 | 0.03971 | 0.039206 | 0.039098 | 0.039019 | 0.038399 | 0.038546 | 0.038179 | 0.038183 | 0.037991 | 0.037652 | 0.037697 | 0.037541 | 0.037395 | 0.037259 | 0.037132 | 0.037015 | 0 | 0 | 0 | 0 | 0 | 0
F8_Industrial_Primary Metals_Existing_Process_Natural Gas_Steam Trap Maintenance_A_Achievable Economic TRC Potential | F8 | Industrial | Primary Metals | Existing | Process | Natural Gas | Steam Trap Maintenance | A | Incremental Summer Peak Savings (MW) | Achievable Economic TRC Potential | 0 | 0 | 0 | 0 | 0 | 0 | 0 | 0 | 0 | 0 | 0 | 0 | 0 | 0 | 0 | 0 | 0 | 0 | 0 | 0 | 0 | 0 | 0 | 0 | 0 | 0 | 0 | 0 | 0 | 0 | 0
F9_Industrial_Primary Metals_Existing_Process_Natural Gas_Steam Trap Maintenance_A_Achievable Economic TRC Potential | F9 | Industrial | Primary Metals | Existing | Process | Natural Gas | Steam Trap Maintenance | A | Incremental Winter Peak Savings (MW) | Achievable Economic TRC Potential | 0 | 0 | 0 | 0 | 0 | 0 | 0 | 0 | 0 | 0 | 0 | 0 | 0 | 0 | 0 | 0 | 0 | 0 | 0 | 0 | 0 | 0 | 0 | 0 | 0 | 0 | 0 | 0 | 0 | 0 | 0
F10_Industrial_Primary Metals_Existing_Process_Natural Gas_Steam Trap Maintenance_A_Achievable Economic TRC Potential | F10 | Industrial | Primary Metals | Existing | Process | Natural Gas | Steam Trap Maintenance | A | Cumulative Energy Savings (MWh or mTherms) | Achievable Economic TRC Potential | 0 | 0 | 0 | 0 | 0 | 0.039913 | 0.079804 | 0.11946 | 0.15914 | 0.19885 | 0.23805 | 0.27715 | 0.31617 | 0.35457 | 0.39312 | 0.43129 | 0.46948 | 0.50747 | 0.54512 | 0.58282 | 0.62036 | 0.65775 | 0.69501 | 0.73215 | 0.76916 | 0.76916 | 0.76916 | 0.76916 | 0.76916 | 0.76916 | 0.76916
F11_Industrial_Primary Metals_Existing_Process_Natural Gas_Steam Trap Maintenance_A_Achievable Economic TRC Potential | F11 | Industrial | Primary Metals | Existing | Process | Natural Gas | Steam Trap Maintenance | A | Cumulative Summer Peak Savings (MW) | Achievable Economic TRC Potential | 0 | 0 | 0 | 0 | 0 | 0 | 0 | 0 | 0 | 0 | 0 | 0 | 0 | 0 | 0 | 0 | 0 | 0 | 0 | 0 | 0 | 0 | 0 | 0 | 0 | 0 | 0 | 0 | 0 | 0 | 0
F12_Industrial_Primary Metals_Existing_Process_Natural Gas_Steam Trap Maintenance_A_Achievable Economic TRC Potential | F12 | Industrial | Primary Metals | Existing | Process | Natural Gas | Steam Trap Maintenance | A | Cumulative Winter Peak Savings (MW) | Achievable Economic TRC Potential | 0 | 0 | 0 | 0 | 0 | 0 | 0 | 0 | 0 | 0 | 0 | 0 | 0 | 0 | 0 | 0 | 0 | 0 | 0 | 0 | 0 | 0 | 0 | 0 | 0 | 0 | 0 | 0 | 0 | 0 | 0
F13_Industrial_Primary Metals_Existing_Process_Natural Gas_Steam Trap Maintenance_A_Achievable Economic TRC Potential | F13 | Industrial | Primary Metals | Existing | Process | Natural Gas | Steam Trap Maintenance | A | Purchases (Incremental) | Achievable Economic TRC Potential | 0 | 0 | 0 | 0 | 0 | 1.1084 | 1.1077 | 1.1012 | 1.1018 | 1.1027 | 1.0887 | 1.0857 | 1.0835 | 1.0663 | 1.0704 | 1.0602 | 1.0603 | 1.055 | 1.0456 | 1.0468 | 1.0425 | 1.0384 | 1.0347 | 1.0311 | 1.0279 | 0 | 0 | 0 | 0 | 0 | 0
F14_Industrial_Primary Metals_Existing_Process_Natural Gas_Steam Trap Maintenance_A_Achievable Economic TRC Potential | F14 | Industrial | Primary Metals | Existing | Process | Natural Gas | Steam Trap Maintenance | A | Purchases (Cumulative) | Achievable Economic TRC Potential | 0 | 0 | 0 | 0 | 0 | 1.1084 | 2.2161 | 3.3173 | 4.4191 | 5.5218 | 6.6105 | 7.6963 | 8.7798 | 9.8461 | 10.9165 | 11.9767 | 13.0371 | 14.0921 | 15.1376 | 16.1845 | 17.227 | 18.2654 | 19.3 | 20.3312 | 21.3591 | 21.3591 | 21.3591 | 21.3591 | 21.3591 | 21.3591 | 21.3591
F1_Industrial_Primary Metals_Existing_Space Heating_Natural Gas_Gas Boiler - High Turndown_A_Achievable Economic TRC Potential | F1 | Industrial | Primary Metals | Existing | Space Heating | Natural Gas | Gas Boiler - High Turndown | A | Original Unit Energy Savings (kWh or therms) | Achievable Economic TRC Potential | 0 | 0 | 0 | 0 | 0 | 39.3009 | 39.0346 | 38.7699 | 38.5039 | 38.2387 | 37.9809 | 37.7256 | 37.4731 | 37.2235 | 36.9593 | 36.7168 | 36.477 | 36.2411 | 36.0088 | 35.7759 | 35.551 | 35.3169 | 35.0909 | 34.8721 | 34.6518 | 34.4508 | 34.2673 | 34.0999 | 33.9471 | 33.8077 | 33.6804
F2_Industrial_Primary Metals_Existing_Space Heating_Natural Gas_Gas Boiler - High Turndown_A_Achievable Economic TRC Potential | F2 | Industrial | Primary Metals | Existing | Space Heating | Natural Gas | Gas Boiler - High Turndown | A | Original Unit Summer Peak Savings (kW) | Achievable Economic TRC Potential | 0 | 0 | 0 | 0 | 0 | 0 | 0 | 0 | 0 | 0 | 0 | 0 | 0 | 0 | 0 | 0 | 0 | 0 | 0 | 0 | 0 | 0 | 0 | 0 | 0 | 0 | 0 | 0 | 0 | 0 | 0
F3_Industrial_Primary Metals_Existing_Space Heating_Natural Gas_Gas Boiler - High Turndown_A_Achievable Economic TRC Potential | F3 | Industrial | Primary Metals | Existing | Space Heating | Natural Gas | Gas Boiler - High Turndown | A | Original Unit Winter Peak Savings (kW) | Achievable Economic TRC Potential | 0 | 0 | 0 | 0 | 0 | 0 | 0 | 0 | 0 | 0 | 0 | 0 | 0 | 0 | 0 | 0 | 0 | 0 | 0 | 0 | 0 | 0 | 0 | 0 | 0 | 0 | 0 | 0 | 0 | 0 | 0
F4_Industrial_Primary Metals_Existing_Space Heating_Natural Gas_Gas Boiler - High Turndown_A_Achievable Economic TRC Potential | F4 | Industrial | Primary Metals | Existing | Space Heating | Natural Gas | Gas Boiler - High Turndown | A | Standalone Impact on Baseline Energy (%) | Achievable Economic TRC Potential | 0% | 0% | 0% | 0% | 0% | 0.004227% | 0.00844% | 0.0127% | 0.0169% | 0.0211% | 0.02517% | 0.02829% | 0.03079% | 0.03325% | 0.0347% | 0.03631% | 0.03733% | 0.03834% | 0.03932% | 0.03978% | 0.04034% | 0.04048% | 0.04059% | 0.04069% | 0.00040772 | 0.00040847 | 0.00040917 | 0.00040983 | 0 | 0 | 0
F5_Industrial_Primary Metals_Existing_Space Heating_Natural Gas_Gas Boiler - High Turndown_A_Achievable Economic TRC Potential | F5 | Industrial | Primary Metals | Existing | Space Heating | Natural Gas | Gas Boiler - High Turndown | A | Standalone Impact on Baseline Summer Peak (%) | Achievable Economic TRC Potential | 0% | 0% | 0% | 0% | 0% | 0% | 0% | 0% | 0% | 0% | 0% | 0% | 0% | 0% | 0% | 0% | 0% | 0% | 0% | 0% | 0% | 0% | 0% | 0% | 0 | 0 | 0 | 0 | 0 | 0 | 0
F6_Industrial_Primary Metals_Existing_Space Heating_Natural Gas_Gas Boiler - High Turndown_A_Achievable Economic TRC Potential | F6 | Industrial | Primary Metals | Existing | Space Heating | Natural Gas | Gas Boiler - High Turndown | A | Standalone Impact on Baseline Winter Peak (%) | Achievable Economic TRC Potential | 0% | 0% | 0% | 0% | 0% | 0% | 0% | 0% | 0% | 0% | 0% | 0% | 0% | 0% | 0% | 0% | 0% | 0% | 0% | 0% | 0% | 0% | 0% | 0% | 0 | 0 | 0 | 0 | 0 | 0 | 0
F7_Industrial_Primary Metals_Existing_Space Heating_Natural Gas_Gas Boiler - High Turndown_A_Achievable Economic TRC Potential | F7 | Industrial | Primary Metals | Existing | Space Heating | Natural Gas | Gas Boiler - High Turndown | A | Incremental Energy Savings (MWh or mTherms) | Achievable Economic TRC Potential | 0 | 0 | 0 | 0 | 0 | 0.0032885 | 0.0032644 | 0.0032232 | 0.0032028 | 0.0031833 | 0.0028096 | 0.0022264 | 0.0017656 | 0.0013808 | 0.001101 | 0.00086668 | 0.00068891 | 0.0005448 | 0.00042919 | 0.00034153 | 0.00027039 | 1.825e-06 | 6.4525e-07 | 2.1786e-07 | 7.0368e-08 | 5.9293e-08 | 5.882e-08 | 5.8391e-08 | 5.8003e-08 | 5.7652e-08 | 5.7338e-08
F8_Industrial_Primary Metals_Existing_Space Heating_Natural Gas_Gas Boiler - High Turndown_A_Achievable Economic TRC Potential | F8 | Industrial | Primary Metals | Existing | Space Heating | Natural Gas | Gas Boiler - High Turndown | A | Incremental Summer Peak Savings (MW) | Achievable Economic TRC Potential | 0 | 0 | 0 | 0 | 0 | 0 | 0 | 0 | 0 | 0 | 0 | 0 | 0 | 0 | 0 | 0 | 0 | 0 | 0 | 0 | 0 | 0 | 0 | 0 | 0 | 0 | 0 | 0 | 0 | 0 | 0
F9_Industrial_Primary Metals_Existing_Space Heating_Natural Gas_Gas Boiler - High Turndown_A_Achievable Economic TRC Potential | F9 | Industrial | Primary Metals | Existing | Space Heating | Natural Gas | Gas Boiler - High Turndown | A | Incremental Winter Peak Savings (MW) | Achievable Economic TRC Potential | 0 | 0 | 0 | 0 | 0 | 0 | 0 | 0 | 0 | 0 | 0 | 0 | 0 | 0 | 0 | 0 | 0 | 0 | 0 | 0 | 0 | 0 | 0 | 0 | 0 | 0 | 0 | 0 | 0 | 0 | 0
F10_Industrial_Primary Metals_Existing_Space Heating_Natural Gas_Gas Boiler - High Turndown_A_Achievable Economic TRC Potential | F10 | Industrial | Primary Metals | Existing | Space Heating | Natural Gas | Gas Boiler - High Turndown | A | Cumulative Energy Savings (MWh or mTherms) | Achievable Economic TRC Potential | 0 | 0 | 0 | 0 | 0 | 0.0032885 | 0.0065306 | 0.0097095 | 0.012846 | 0.015941 | 0.018643 | 0.020744 | 0.022371 | 0.023602 | 0.024536 | 0.025242 | 0.025766 | 0.026144 | 0.026405 | 0.026576 | 0.026679 | 0.026506 | 0.026337 | 0.026173 | 0.026007 | 0.025857 | 0.025719 | 0.025593 | 0.025479 | 0.025374 | 0.025279
F11_Industrial_Primary Metals_Existing_Space Heating_Natural Gas_Gas Boiler - High Turndown_A_Achievable Economic TRC Potential | F11 | Industrial | Primary Metals | Existing | Space Heating | Natural Gas | Gas Boiler - High Turndown | A | Cumulative Summer Peak Savings (MW) | Achievable Economic TRC Potential | 0 | 0 | 0 | 0 | 0 | 0 | 0 | 0 | 0 | 0 | 0 | 0 | 0 | 0 | 0 | 0 | 0 | 0 | 0 | 0 | 0 | 0 | 0 | 0 | 0 | 0 | 0 | 0 | 0 | 0 | 0
F12_Industrial_Primary Metals_Existing_Space Heating_Natural Gas_Gas Boiler - High Turndown_A_Achievable Economic TRC Potential | F12 | Industrial | Primary Metals | Existing | Space Heating | Natural Gas | Gas Boiler - High Turndown | A | Cumulative Winter Peak Savings (MW) | Achievable Economic TRC Potential | 0 | 0 | 0 | 0 | 0 | 0 | 0 | 0 | 0 | 0 | 0 | 0 | 0 | 0 | 0 | 0 | 0 | 0 | 0 | 0 | 0 | 0 | 0 | 0 | 0 | 0 | 0 | 0 | 0 | 0 | 0
F13_Industrial_Primary Metals_Existing_Space Heating_Natural Gas_Gas Boiler - High Turndown_A_Achievable Economic TRC Potential | F13 | Industrial | Primary Metals | Existing | Space Heating | Natural Gas | Gas Boiler - High Turndown | A | Purchases (Incremental) | Achievable Economic TRC Potential | 0 | 0 | 0 | 0 | 0 | 0.083675 | 0.083629 | 0.083136 | 0.083181 | 0.083249 | 0.073973 | 0.059017 | 0.047118 | 0.037095 | 0.02979 | 0.023604 | 0.018886 | 0.015033 | 0.011919 | 0.0095465 | 0.0076056 | 5.1674e-05 | 1.8388e-05 | 6.2473e-06 | 2.0307e-06 | 1.7211e-06 | 1.7165e-06 | 1.7124e-06 | 1.7086e-06 | 1.7053e-06 | 1.7024e-06
F14_Industrial_Primary Metals_Existing_Space Heating_Natural Gas_Gas Boiler - High Turndown_A_Achievable Economic TRC Potential | F14 | Industrial | Primary Metals | Existing | Space Heating | Natural Gas | Gas Boiler - High Turndown | A | Purchases (Cumulative) | Achievable Economic TRC Potential | 0 | 0 | 0 | 0 | 0 | 0.083675 | 0.1673 | 0.25044 | 0.33362 | 0.41687 | 0.49084 | 0.54986 | 0.59698 | 0.63407 | 0.66386 | 0.68747 | 0.70635 | 0.72139 | 0.7333 | 0.74285 | 0.75046 | 0.75051 | 0.75053 | 0.75053 | 0.75053 | 0.75054 | 0.75054 | 0.75054 | 0.75054 | 0.75054 | 0.75055
F1_Industrial_Primary Metals_Existing_Process_Natural Gas_Gas Boiler - High Turndown_A_Achievable Economic TRC Potential | F1 | Industrial | Primary Metals | Existing | Process | Natural Gas | Gas Boiler - High Turndown | A | Original Unit Energy Savings (kWh or therms) | Achievable Economic TRC Potential | 0 | 0 | 0 | 0 | 0 | 38.225 | 38.225 | 38.225 | 38.225 | 38.225 | 38.225 | 38.225 | 38.225 | 38.225 | 38.225 | 38.225 | 38.225 | 38.225 | 38.225 | 38.225 | 38.225 | 38.225 | 38.225 | 38.225 | 38.225 | 38.225 | 38.225 | 38.225 | 38.225 | 38.225 | 38.225
F2_Industrial_Primary Metals_Existing_Process_Natural Gas_Gas Boiler - High Turndown_A_Achievable Economic TRC Potential | F2 | Industrial | Primary Metals | Existing | Process | Natural Gas | Gas Boiler - High Turndown | A | Original Unit Summer Peak Savings (kW) | Achievable Economic TRC Potential | 0 | 0 | 0 | 0 | 0 | 0 | 0 | 0 | 0 | 0 | 0 | 0 | 0 | 0 | 0 | 0 | 0 | 0 | 0 | 0 | 0 | 0 | 0 | 0 | 0 | 0 | 0 | 0 | 0 | 0 | 0
F3_Industrial_Primary Metals_Existing_Process_Natural Gas_Gas Boiler - High Turndown_A_Achievable Economic TRC Potential | F3 | Industrial | Primary Metals | Existing | Process | Natural Gas | Gas Boiler - High Turndown | A | Original Unit Winter Peak Savings (kW) | Achievable Economic TRC Potential | 0 | 0 | 0 | 0 | 0 | 0 | 0 | 0 | 0 | 0 | 0 | 0 | 0 | 0 | 0 | 0 | 0 | 0 | 0 | 0 | 0 | 0 | 0 | 0 | 0 | 0 | 0 | 0 | 0 | 0 | 0
F4_Industrial_Primary Metals_Existing_Process_Natural Gas_Gas Boiler - High Turndown_A_Achievable Economic TRC Potential | F4 | Industrial | Primary Metals | Existing | Process | Natural Gas | Gas Boiler - High Turndown | A | Standalone Impact on Baseline Energy (%) | Achievable Economic TRC Potential | 0% | 0% | 0% | 0% | 0% | 0.005686% | 0.01137% | 0.01713% | 0.0228% | 0.02847% | 0.03395% | 0.03814% | 0.04149% | 0.04478% | 0.04671% | 0.04883% | 0.05017% | 0.0515% | 0.05282% | 0.05344% | 0.05421% | 0.05443% | 0.05463% | 0.05482% | 0.00054989 | 0.0005515 | 0.00055297 | 0.00055432 | 0 | 0 | 0
F5_Industrial_Primary Metals_Existing_Process_Natural Gas_Gas Boiler - High Turndown_A_Achievable Economic TRC Potential | F5 | Industrial | Primary Metals | Existing | Process | Natural Gas | Gas Boiler - High Turndown | A | Standalone Impact on Baseline Summer Peak (%) | Achievable Economic TRC Potential | 0% | 0% | 0% | 0% | 0% | 0% | 0% | 0% | 0% | 0% | 0% | 0% | 0% | 0% | 0% | 0% | 0% | 0% | 0% | 0% | 0% | 0% | 0% | 0% | 0 | 0 | 0 | 0 | 0 | 0 | 0
F6_Industrial_Primary Metals_Existing_Process_Natural Gas_Gas Boiler - High Turndown_A_Achievable Economic TRC Potential | F6 | Industrial | Primary Metals | Existing | Process | Natural Gas | Gas Boiler - High Turndown | A | Standalone Impact on Baseline Winter Peak (%) | Achievable Economic TRC Potential | 0% | 0% | 0% | 0% | 0% | 0% | 0% | 0% | 0% | 0% | 0% | 0% | 0% | 0% | 0% | 0% | 0% | 0% | 0% | 0% | 0% | 0% | 0% | 0% | 0 | 0 | 0 | 0 | 0 | 0 | 0
F7_Industrial_Primary Metals_Existing_Process_Natural Gas_Gas Boiler - High Turndown_A_Achievable Economic TRC Potential | F7 | Industrial | Primary Metals | Existing | Process | Natural Gas | Gas Boiler - High Turndown | A | Incremental Energy Savings (MWh or mTherms) | Achievable Economic TRC Potential | 0 | 0 | 0 | 0 | 0 | 0.11585 | 0.11578 | 0.1151 | 0.11516 | 0.11526 | 0.10241 | 0.081708 | 0.065233 | 0.051358 | 0.041243 | 0.03268 | 0.026147 | 0.020813 | 0.016502 | 0.013217 | 0.01053 | 7.1542e-05 | 2.5458e-05 | 8.6492e-06 | 2.8115e-06 | 2.3828e-06 | 2.3765e-06 | 2.3707e-06 | 2.3655e-06 | 2.361e-06 | 2.3569e-06
F8_Industrial_Primary Metals_Existing_Process_Natural Gas_Gas Boiler - High Turndown_A_Achievable Economic TRC Potential | F8 | Industrial | Primary Metals | Existing | Process | Natural Gas | Gas Boiler - High Turndown | A | Incremental Summer Peak Savings (MW) | Achievable Economic TRC Potential | 0 | 0 | 0 | 0 | 0 | 0 | 0 | 0 | 0 | 0 | 0 | 0 | 0 | 0 | 0 | 0 | 0 | 0 | 0 | 0 | 0 | 0 | 0 | 0 | 0 | 0 | 0 | 0 | 0 | 0 | 0
F9_Industrial_Primary Metals_Existing_Process_Natural Gas_Gas Boiler - High Turndown_A_Achievable Economic TRC Potential | F9 | Industrial | Primary Metals | Existing | Process | Natural Gas | Gas Boiler - High Turndown | A | Incremental Winter Peak Savings (MW) | Achievable Economic TRC Potential | 0 | 0 | 0 | 0 | 0 | 0 | 0 | 0 | 0 | 0 | 0 | 0 | 0 | 0 | 0 | 0 | 0 | 0 | 0 | 0 | 0 | 0 | 0 | 0 | 0 | 0 | 0 | 0 | 0 | 0 | 0
F10_Industrial_Primary Metals_Existing_Process_Natural Gas_Gas Boiler - High Turndown_A_Achievable Economic TRC Potential | F10 | Industrial | Primary Metals | Existing | Process | Natural Gas | Gas Boiler - High Turndown | A | Cumulative Energy Savings (MWh or mTherms) | Achievable Economic TRC Potential | 0 | 0 | 0 | 0 | 0 | 0.11585 | 0.23163 | 0.34673 | 0.46189 | 0.57715 | 0.67956 | 0.76127 | 0.8265 | 0.87786 | 0.9191 | 0.95178 | 0.97793 | 0.99874 | 1.0152 | 1.0285 | 1.039 | 1.0391 | 1.0391 | 1.0391 | 1.0391 | 1.0391 | 1.0391 | 1.0391 | 1.0391 | 1.0391 | 1.0391
F11_Industrial_Primary Metals_Existing_Process_Natural Gas_Gas Boiler - High Turndown_A_Achievable Economic TRC Potential | F11 | Industrial | Primary Metals | Existing | Process | Natural Gas | Gas Boiler - High Turndown | A | Cumulative Summer Peak Savings (MW) | Achievable Economic TRC Potential | 0 | 0 | 0 | 0 | 0 | 0 | 0 | 0 | 0 | 0 | 0 | 0 | 0 | 0 | 0 | 0 | 0 | 0 | 0 | 0 | 0 | 0 | 0 | 0 | 0 | 0 | 0 | 0 | 0 | 0 | 0
F12_Industrial_Primary Metals_Existing_Process_Natural Gas_Gas Boiler - High Turndown_A_Achievable Economic TRC Potential | F12 | Industrial | Primary Metals | Existing | Process | Natural Gas | Gas Boiler - High Turndown | A | Cumulative Winter Peak Savings (MW) | Achievable Economic TRC Potential | 0 | 0 | 0 | 0 | 0 | 0 | 0 | 0 | 0 | 0 | 0 | 0 | 0 | 0 | 0 | 0 | 0 | 0 | 0 | 0 | 0 | 0 | 0 | 0 | 0 | 0 | 0 | 0 | 0 | 0 | 0
F13_Industrial_Primary Metals_Existing_Process_Natural Gas_Gas Boiler - High Turndown_A_Achievable Economic TRC Potential | F13 | Industrial | Primary Metals | Existing | Process | Natural Gas | Gas Boiler - High Turndown | A | Purchases (Incremental) | Achievable Economic TRC Potential | 0 | 0 | 0 | 0 | 0 | 3.0306 | 3.029 | 3.0111 | 3.0127 | 3.0152 | 2.6792 | 2.1375 | 1.7066 | 1.3436 | 1.079 | 0.85494 | 0.68404 | 0.54448 | 0.4317 | 0.34577 | 0.27547 | 0.0018716 | 0.00066599 | 0.00022627 | 7.3551e-05 | 6.2337e-05 | 6.2171e-05 | 6.202e-05 | 6.1885e-05 | 6.1765e-05 | 6.166e-05
F14_Industrial_Primary Metals_Existing_Process_Natural Gas_Gas Boiler - High Turndown_A_Achievable Economic TRC Potential | F14 | Industrial | Primary Metals | Existing | Process | Natural Gas | Gas Boiler - High Turndown | A | Purchases (Cumulative) | Achievable Economic TRC Potential | 0 | 0 | 0 | 0 | 0 | 3.0306 | 6.0596 | 9.0707 | 12.0835 | 15.0987 | 17.7779 | 19.9155 | 21.622 | 22.9656 | 24.0446 | 24.8995 | 25.5835 | 26.128 | 26.5597 | 26.9055 | 27.1809 | 27.1828 | 27.1835 | 27.1837 | 27.1838 | 27.1838 | 27.1839 | 27.184 | 27.184 | 27.1841 | 27.1842
F1_Industrial_Primary Metals_Existing_Space Heating_Natural Gas_Gas Boiler - Burner Control Optimization_A_Achievable Economic TRC Potential | F1 | Industrial | Primary Metals | Existing | Space Heating | Natural Gas | Gas Boiler - Burner Control Optimization | A | Original Unit Energy Savings (kWh or therms) | Achievable Economic TRC Potential | 0 | 0 | 0 | 0 | 0 | 11.3972 | 11.32 | 11.2433 | 11.1661 | 11.0892 | 11.0144 | 10.9404 | 10.8672 | 10.7948 | 10.7182 | 10.6479 | 10.5783 | 10.5099 | 10.4425 | 10.375 | 10.3098 | 10.2419 | 10.1764 | 10.1129 | 10.049 | 9.9907 | 9.9375 | 9.889 | 9.8447 | 9.8042 | 9.7673
F2_Industrial_Primary Metals_Existing_Space Heating_Natural Gas_Gas Boiler - Burner Control Optimization_A_Achievable Economic TRC Potential | F2 | Industrial | Primary Metals | Existing | Space Heating | Natural Gas | Gas Boiler - Burner Control Optimization | A | Original Unit Summer Peak Savings (kW) | Achievable Economic TRC Potential | 0 | 0 | 0 | 0 | 0 | 0 | 0 | 0 | 0 | 0 | 0 | 0 | 0 | 0 | 0 | 0 | 0 | 0 | 0 | 0 | 0 | 0 | 0 | 0 | 0 | 0 | 0 | 0 | 0 | 0 | 0
F3_Industrial_Primary Metals_Existing_Space Heating_Natural Gas_Gas Boiler - Burner Control Optimization_A_Achievable Economic TRC Potential | F3 | Industrial | Primary Metals | Existing | Space Heating | Natural Gas | Gas Boiler - Burner Control Optimization | A | Original Unit Winter Peak Savings (kW) | Achievable Economic TRC Potential | 0 | 0 | 0 | 0 | 0 | 0 | 0 | 0 | 0 | 0 | 0 | 0 | 0 | 0 | 0 | 0 | 0 | 0 | 0 | 0 | 0 | 0 | 0 | 0 | 0 | 0 | 0 | 0 | 0 | 0 | 0
F4_Industrial_Primary Metals_Existing_Space Heating_Natural Gas_Gas Boiler - Burner Control Optimization_A_Achievable Economic TRC Potential | F4 | Industrial | Primary Metals | Existing | Space Heating | Natural Gas | Gas Boiler - Burner Control Optimization | A | Standalone Impact on Baseline Energy (%) | Achievable Economic TRC Potential | 0% | 0% | 0% | 0% | 0% | 0.0003306% | 0.000849% | 0.00189% | 0.003702% | 0.00652% | 0.01056% | 0.01562% | 0.02153% | 0.02822% | 0.03446% | 0.04074% | 0.04594% | 0.05046% | 0.05423% | 0.0566% | 0.05853% | 0.05987% | 0.06076% | 0.06135% | 0.00061767 | 0.00061879 | 0.00061986 | 0.00062085 | 0 | 0 | 0
F5_Industrial_Primary Metals_Existing_Space Heating_Natural Gas_Gas Boiler - Burner Control Optimization_A_Achievable Economic TRC Potential | F5 | Industrial | Primary Metals | Existing | Space Heating | Natural Gas | Gas Boiler - Burner Control Optimization | A | Standalone Impact on Baseline Summer Peak (%) | Achievable Economic TRC Potential | 0% | 0% | 0% | 0% | 0% | 0% | 0% | 0% | 0% | 0% | 0% | 0% | 0% | 0% | 0% | 0% | 0% | 0% | 0% | 0% | 0% | 0% | 0% | 0% | 0 | 0 | 0 | 0 | 0 | 0 | 0
F6_Industrial_Primary Metals_Existing_Space Heating_Natural Gas_Gas Boiler - Burner Control Optimization_A_Achievable Economic TRC Potential | F6 | Industrial | Primary Metals | Existing | Space Heating | Natural Gas | Gas Boiler - Burner Control Optimization | A | Standalone Impact on Baseline Winter Peak (%) | Achievable Economic TRC Potential | 0% | 0% | 0% | 0% | 0% | 0% | 0% | 0% | 0% | 0% | 0% | 0% | 0% | 0% | 0% | 0% | 0% | 0% | 0% | 0% | 0% | 0% | 0% | 0% | 0 | 0 | 0 | 0 | 0 | 0 | 0
F7_Industrial_Primary Metals_Existing_Space Heating_Natural Gas_Gas Boiler - Burner Control Optimization_A_Achievable Economic TRC Potential | F7 | Industrial | Primary Metals | Existing | Space Heating | Natural Gas | Gas Boiler - Burner Control Optimization | A | Incremental Energy Savings (MWh or mTherms) | Achievable Economic TRC Potential | 0 | 0 | 0 | 0 | 0 | 0.00025725 | 0.00040142 | 0.0007927 | 0.0013784 | 0.0021312 | 0.002926 | 0.0036888 | 0.0042662 | 0.0044912 | 0.0044764 | 0.004111 | 0.0035741 | 0.0029096 | 0.0022285 | 0.0016333 | 0.0011314 | 0.00074642 | 0.00047023 | 0.00028348 | 0.00019012 | 0 | 0 | 0 | 0 | 0 | 0
F8_Industrial_Primary Metals_Existing_Space Heating_Natural Gas_Gas Boiler - Burner Control Optimization_A_Achievable Economic TRC Potential | F8 | Industrial | Primary Metals | Existing | Space Heating | Natural Gas | Gas Boiler - Burner Control Optimization | A | Incremental Summer Peak Savings (MW) | Achievable Economic TRC Potential | 0 | 0 | 0 | 0 | 0 | 0 | 0 | 0 | 0 | 0 | 0 | 0 | 0 | 0 | 0 | 0 | 0 | 0 | 0 | 0 | 0 | 0 | 0 | 0 | 0 | 0 | 0 | 0 | 0 | 0 | 0
F9_Industrial_Primary Metals_Existing_Space Heating_Natural Gas_Gas Boiler - Burner Control Optimization_A_Achievable Economic TRC Potential | F9 | Industrial | Primary Metals | Existing | Space Heating | Natural Gas | Gas Boiler - Burner Control Optimization | A | Incremental Winter Peak Savings (MW) | Achievable Economic TRC Potential | 0 | 0 | 0 | 0 | 0 | 0 | 0 | 0 | 0 | 0 | 0 | 0 | 0 | 0 | 0 | 0 | 0 | 0 | 0 | 0 | 0 | 0 | 0 | 0 | 0 | 0 | 0 | 0 | 0 | 0 | 0
F10_Industrial_Primary Metals_Existing_Space Heating_Natural Gas_Gas Boiler - Burner Control Optimization_A_Achievable Economic TRC Potential | F10 | Industrial | Primary Metals | Existing | Space Heating | Natural Gas | Gas Boiler - Burner Control Optimization | A | Cumulative Energy Savings (MWh or mTherms) | Achievable Economic TRC Potential | 0 | 0 | 0 | 0 | 0 | 0.00025725 | 0.00065693 | 0.0014452 | 0.0028137 | 0.0049255 | 0.0078183 | 0.011455 | 0.015644 | 0.020031 | 0.024365 | 0.028316 | 0.031706 | 0.03441 | 0.036418 | 0.037816 | 0.03871 | 0.039201 | 0.039421 | 0.039458 | 0.039399 | 0.03917 | 0.038962 | 0.038772 | 0.038598 | 0.038439 | 0.038295
F11_Industrial_Primary Metals_Existing_Space Heating_Natural Gas_Gas Boiler - Burner Control Optimization_A_Achievable Economic TRC Potential | F11 | Industrial | Primary Metals | Existing | Space Heating | Natural Gas | Gas Boiler - Burner Control Optimization | A | Cumulative Summer Peak Savings (MW) | Achievable Economic TRC Potential | 0 | 0 | 0 | 0 | 0 | 0 | 0 | 0 | 0 | 0 | 0 | 0 | 0 | 0 | 0 | 0 | 0 | 0 | 0 | 0 | 0 | 0 | 0 | 0 | 0 | 0 | 0 | 0 | 0 | 0 | 0
F12_Industrial_Primary Metals_Existing_Space Heating_Natural Gas_Gas Boiler - Burner Control Optimization_A_Achievable Economic TRC Potential | F12 | Industrial | Primary Metals | Existing | Space Heating | Natural Gas | Gas Boiler - Burner Control Optimization | A | Cumulative Winter Peak Savings (MW) | Achievable Economic TRC Potential | 0 | 0 | 0 | 0 | 0 | 0 | 0 | 0 | 0 | 0 | 0 | 0 | 0 | 0 | 0 | 0 | 0 | 0 | 0 | 0 | 0 | 0 | 0 | 0 | 0 | 0 | 0 | 0 | 0 | 0 | 0
F13_Industrial_Primary Metals_Existing_Space Heating_Natural Gas_Gas Boiler - Burner Control Optimization_A_Achievable Economic TRC Potential | F13 | Industrial | Primary Metals | Existing | Space Heating | Natural Gas | Gas Boiler - Burner Control Optimization | A | Purchases (Incremental) | Achievable Economic TRC Potential | 0 | 0 | 0 | 0 | 0 | 0.022572 | 0.035461 | 0.070504 | 0.12345 | 0.19219 | 0.26565 | 0.33717 | 0.39257 | 0.41606 | 0.41764 | 0.38608 | 0.33787 | 0.27684 | 0.2134 | 0.15743 | 0.10975 | 0.072879 | 0.046209 | 0.028031 | 0.01892 | 0 | 0 | 0 | 0 | 0 | 0
F14_Industrial_Primary Metals_Existing_Space Heating_Natural Gas_Gas Boiler - Burner Control Optimization_A_Achievable Economic TRC Potential | F14 | Industrial | Primary Metals | Existing | Space Heating | Natural Gas | Gas Boiler - Burner Control Optimization | A | Purchases (Cumulative) | Achievable Economic TRC Potential | 0 | 0 | 0 | 0 | 0 | 0.022572 | 0.058033 | 0.12854 | 0.25199 | 0.44417 | 0.70982 | 1.047 | 1.4396 | 1.8556 | 2.2733 | 2.6594 | 2.9972 | 3.2741 | 3.4875 | 3.6449 | 3.7546 | 3.8275 | 3.8737 | 3.9018 | 3.9207 | 3.9207 | 3.9207 | 3.9207 | 3.9207 | 3.9207 | 3.9207
F1_Industrial_Primary Metals_Existing_Process_Natural Gas_Gas Boiler - Burner Control Optimization_A_Achievable Economic TRC Potential | F1 | Industrial | Primary Metals | Existing | Process | Natural Gas | Gas Boiler - Burner Control Optimization | A | Original Unit Energy Savings (kWh or therms) | Achievable Economic TRC Potential | 0 | 0 | 0 | 0 | 0 | 11.0853 | 11.0853 | 11.0853 | 11.0853 | 11.0853 | 11.0853 | 11.0853 | 11.0853 | 11.0853 | 11.0853 | 11.0853 | 11.0853 | 11.0853 | 11.0853 | 11.0853 | 11.0853 | 11.0853 | 11.0853 | 11.0853 | 11.0853 | 11.0853 | 11.0853 | 11.0853 | 11.0853 | 11.0853 | 11.0853
F2_Industrial_Primary Metals_Existing_Process_Natural Gas_Gas Boiler - Burner Control Optimization_A_Achievable Economic TRC Potential | F2 | Industrial | Primary Metals | Existing | Process | Natural Gas | Gas Boiler - Burner Control Optimization | A | Original Unit Summer Peak Savings (kW) | Achievable Economic TRC Potential | 0 | 0 | 0 | 0 | 0 | 0 | 0 | 0 | 0 | 0 | 0 | 0 | 0 | 0 | 0 | 0 | 0 | 0 | 0 | 0 | 0 | 0 | 0 | 0 | 0 | 0 | 0 | 0 | 0 | 0 | 0
F3_Industrial_Primary Metals_Existing_Process_Natural Gas_Gas Boiler - Burner Control Optimization_A_Achievable Economic TRC Potential | F3 | Industrial | Primary Metals | Existing | Process | Natural Gas | Gas Boiler - Burner Control Optimization | A | Original Unit Winter Peak Savings (kW) | Achievable Economic TRC Potential | 0 | 0 | 0 | 0 | 0 | 0 | 0 | 0 | 0 | 0 | 0 | 0 | 0 | 0 | 0 | 0 | 0 | 0 | 0 | 0 | 0 | 0 | 0 | 0 | 0 | 0 | 0 | 0 | 0 | 0 | 0
F4_Industrial_Primary Metals_Existing_Process_Natural Gas_Gas Boiler - Burner Control Optimization_A_Achievable Economic TRC Potential | F4 | Industrial | Primary Metals | Existing | Process | Natural Gas | Gas Boiler - Burner Control Optimization | A | Standalone Impact on Baseline Energy (%) | Achievable Economic TRC Potential | 0% | 0% | 0% | 0% | 0% | 0.0004448% | 0.001144% | 0.002549% | 0.004995% | 0.008797% | 0.01424% | 0.02106% | 0.02902% | 0.03801% | 0.04638% | 0.05478% | 0.06173% | 0.06778% | 0.07285% | 0.07604% | 0.07866% | 0.0805% | 0.08177% | 0.08264% | 0.00083304 | 0.00083547 | 0.00083771 | 0.00083974 | 0 | 0 | 0
F5_Industrial_Primary Metals_Existing_Process_Natural Gas_Gas Boiler - Burner Control Optimization_A_Achievable Economic TRC Potential | F5 | Industrial | Primary Metals | Existing | Process | Natural Gas | Gas Boiler - Burner Control Optimization | A | Standalone Impact on Baseline Summer Peak (%) | Achievable Economic TRC Potential | 0% | 0% | 0% | 0% | 0% | 0% | 0% | 0% | 0% | 0% | 0% | 0% | 0% | 0% | 0% | 0% | 0% | 0% | 0% | 0% | 0% | 0% | 0% | 0% | 0 | 0 | 0 | 0 | 0 | 0 | 0
F6_Industrial_Primary Metals_Existing_Process_Natural Gas_Gas Boiler - Burner Control Optimization_A_Achievable Economic TRC Potential | F6 | Industrial | Primary Metals | Existing | Process | Natural Gas | Gas Boiler - Burner Control Optimization | A | Standalone Impact on Baseline Winter Peak (%) | Achievable Economic TRC Potential | 0% | 0% | 0% | 0% | 0% | 0% | 0% | 0% | 0% | 0% | 0% | 0% | 0% | 0% | 0% | 0% | 0% | 0% | 0% | 0% | 0% | 0% | 0% | 0% | 0 | 0 | 0 | 0 | 0 | 0 | 0
F7_Industrial_Primary Metals_Existing_Process_Natural Gas_Gas Boiler - Burner Control Optimization_A_Achievable Economic TRC Potential | F7 | Industrial | Primary Metals | Existing | Process | Natural Gas | Gas Boiler - Burner Control Optimization | A | Incremental Energy Savings (MWh or mTherms) | Achievable Economic TRC Potential | 0 | 0 | 0 | 0 | 0 | 0.0090625 | 0.014238 | 0.028307 | 0.049565 | 0.077164 | 0.10666 | 0.13538 | 0.15762 | 0.16705 | 0.16768 | 0.15501 | 0.13565 | 0.11115 | 0.085681 | 0.063208 | 0.044063 | 0.029261 | 0.018553 | 0.011255 | 0.0075963 | 0 | 0 | 0 | 0 | 0 | 0
F8_Industrial_Primary Metals_Existing_Process_Natural Gas_Gas Boiler - Burner Control Optimization_A_Achievable Economic TRC Potential | F8 | Industrial | Primary Metals | Existing | Process | Natural Gas | Gas Boiler - Burner Control Optimization | A | Incremental Summer Peak Savings (MW) | Achievable Economic TRC Potential | 0 | 0 | 0 | 0 | 0 | 0 | 0 | 0 | 0 | 0 | 0 | 0 | 0 | 0 | 0 | 0 | 0 | 0 | 0 | 0 | 0 | 0 | 0 | 0 | 0 | 0 | 0 | 0 | 0 | 0 | 0
F9_Industrial_Primary Metals_Existing_Process_Natural Gas_Gas Boiler - Burner Control Optimization_A_Achievable Economic TRC Potential | F9 | Industrial | Primary Metals | Existing | Process | Natural Gas | Gas Boiler - Burner Control Optimization | A | Incremental Winter Peak Savings (MW) | Achievable Economic TRC Potential | 0 | 0 | 0 | 0 | 0 | 0 | 0 | 0 | 0 | 0 | 0 | 0 | 0 | 0 | 0 | 0 | 0 | 0 | 0 | 0 | 0 | 0 | 0 | 0 | 0 | 0 | 0 | 0 | 0 | 0 | 0
F10_Industrial_Primary Metals_Existing_Process_Natural Gas_Gas Boiler - Burner Control Optimization_A_Achievable Economic TRC Potential | F10 | Industrial | Primary Metals | Existing | Process | Natural Gas | Gas Boiler - Burner Control Optimization | A | Cumulative Energy Savings (MWh or mTherms) | Achievable Economic TRC Potential | 0 | 0 | 0 | 0 | 0 | 0.0090625 | 0.0233 | 0.051607 | 0.10117 | 0.17834 | 0.28499 | 0.42037 | 0.57799 | 0.74503 | 0.91272 | 1.0677 | 1.2034 | 1.3145 | 1.4002 | 1.4634 | 1.5075 | 1.5367 | 1.5553 | 1.5666 | 1.5742 | 1.5742 | 1.5742 | 1.5742 | 1.5742 | 1.5742 | 1.5742
F11_Industrial_Primary Metals_Existing_Process_Natural Gas_Gas Boiler - Burner Control Optimization_A_Achievable Economic TRC Potential | F11 | Industrial | Primary Metals | Existing | Process | Natural Gas | Gas Boiler - Burner Control Optimization | A | Cumulative Summer Peak Savings (MW) | Achievable Economic TRC Potential | 0 | 0 | 0 | 0 | 0 | 0 | 0 | 0 | 0 | 0 | 0 | 0 | 0 | 0 | 0 | 0 | 0 | 0 | 0 | 0 | 0 | 0 | 0 | 0 | 0 | 0 | 0 | 0 | 0 | 0 | 0
F12_Industrial_Primary Metals_Existing_Process_Natural Gas_Gas Boiler - Burner Control Optimization_A_Achievable Economic TRC Potential | F12 | Industrial | Primary Metals | Existing | Process | Natural Gas | Gas Boiler - Burner Control Optimization | A | Cumulative Winter Peak Savings (MW) | Achievable Economic TRC Potential | 0 | 0 | 0 | 0 | 0 | 0 | 0 | 0 | 0 | 0 | 0 | 0 | 0 | 0 | 0 | 0 | 0 | 0 | 0 | 0 | 0 | 0 | 0 | 0 | 0 | 0 | 0 | 0 | 0 | 0 | 0
F13_Industrial_Primary Metals_Existing_Process_Natural Gas_Gas Boiler - Burner Control Optimization_A_Achievable Economic TRC Potential | F13 | Industrial | Primary Metals | Existing | Process | Natural Gas | Gas Boiler - Burner Control Optimization | A | Purchases (Incremental) | Achievable Economic TRC Potential | 0 | 0 | 0 | 0 | 0 | 0.81753 | 1.2844 | 2.5536 | 4.4712 | 6.961 | 9.6216 | 12.2122 | 14.2186 | 15.0692 | 15.1268 | 13.9837 | 12.2373 | 10.0271 | 7.7293 | 5.702 | 3.9749 | 2.6396 | 1.6736 | 1.0153 | 0.68526 | 0 | 0 | 0 | 0 | 0 | 0
F14_Industrial_Primary Metals_Existing_Process_Natural Gas_Gas Boiler - Burner Control Optimization_A_Achievable Economic TRC Potential | F14 | Industrial | Primary Metals | Existing | Process | Natural Gas | Gas Boiler - Burner Control Optimization | A | Purchases (Cumulative) | Achievable Economic TRC Potential | 0 | 0 | 0 | 0 | 0 | 0.81753 | 2.1019 | 4.6555 | 9.1267 | 16.0877 | 25.7093 | 37.9215 | 52.1401 | 67.2093 | 82.3361 | 96.3198 | 108.5571 | 118.5841 | 126.3134 | 132.0154 | 135.9903 | 138.6299 | 140.3035 | 141.3188 | 142.0041 | 142.0041 | 142.0041 | 142.0041 | 142.0041 | 142.0041 | 142.0041
F1_Industrial_Primary Metals_Existing_Space Heating_Natural Gas_HVAC - Demand Controlled Ventilation_A_Achievable Economic TRC Potential | F1 | Industrial | Primary Metals | Existing | Space Heating | Natural Gas | HVAC - Demand Controlled Ventilation | A | Original Unit Energy Savings (kWh or therms) | Achievable Economic TRC Potential | 0 | 0 | 0 | 0 | 0 | 0.045714 | 0.045302 | 0.044777 | 0.044244 | 0.043709 | 0.043186 | 0.042667 | 0.042179 | 0.041719 | 0.041255 | 0.04085 | 0.040467 | 0.040108 | 0.03977 | 0.039428 | 0.039096 | 0.038767 | 0.038427 | 0.038101 | 0.037787 | 0.037493 | 0.037218 | 0.03696 | 0.036718 | 0.036492 | 0.03628
F2_Industrial_Primary Metals_Existing_Space Heating_Natural Gas_HVAC - Demand Controlled Ventilation_A_Achievable Economic TRC Potential | F2 | Industrial | Primary Metals | Existing | Space Heating | Natural Gas | HVAC - Demand Controlled Ventilation | A | Original Unit Summer Peak Savings (kW) | Achievable Economic TRC Potential | 0 | 0 | 0 | 0 | 0 | 0 | 0 | 0 | 0 | 0 | 0 | 0 | 0 | 0 | 0 | 0 | 0 | 0 | 0 | 0 | 0 | 0 | 0 | 0 | 0 | 0 | 0 | 0 | 0 | 0 | 0
F3_Industrial_Primary Metals_Existing_Space Heating_Natural Gas_HVAC - Demand Controlled Ventilation_A_Achievable Economic TRC Potential | F3 | Industrial | Primary Metals | Existing | Space Heating | Natural Gas | HVAC - Demand Controlled Ventilation | A | Original Unit Winter Peak Savings (kW) | Achievable Economic TRC Potential | 0 | 0 | 0 | 0 | 0 | 0 | 0 | 0 | 0 | 0 | 0 | 0 | 0 | 0 | 0 | 0 | 0 | 0 | 0 | 0 | 0 | 0 | 0 | 0 | 0 | 0 | 0 | 0 | 0 | 0 | 0
F4_Industrial_Primary Metals_Existing_Space Heating_Natural Gas_HVAC - Demand Controlled Ventilation_A_Achievable Economic TRC Potential | F4 | Industrial | Primary Metals | Existing | Space Heating | Natural Gas | HVAC - Demand Controlled Ventilation | A | Standalone Impact on Baseline Energy (%) | Achievable Economic TRC Potential | 0% | 0% | 0% | 0% | 0% | 0% | 0% | 0% | 0% | 0% | 0% | 0% | 0% | 0% | 0% | 0% | 0% | 0% | 0% | 0% | 0% | 0% | 0% | 0% | 0 | 0 | 0 | 0 | 0 | 0 | 0
F5_Industrial_Primary Metals_Existing_Space Heating_Natural Gas_HVAC - Demand Controlled Ventilation_A_Achievable Economic TRC Potential | F5 | Industrial | Primary Metals | Existing | Space Heating | Natural Gas | HVAC - Demand Controlled Ventilation | A | Standalone Impact on Baseline Summer Peak (%) | Achievable Economic TRC Potential | 0% | 0% | 0% | 0% | 0% | 0% | 0% | 0% | 0% | 0% | 0% | 0% | 0% | 0% | 0% | 0% | 0% | 0% | 0% | 0% | 0% | 0% | 0% | 0% | 0 | 0 | 0 | 0 | 0 | 0 | 0
F6_Industrial_Primary Metals_Existing_Space Heating_Natural Gas_HVAC - Demand Controlled Ventilation_A_Achievable Economic TRC Potential | F6 | Industrial | Primary Metals | Existing | Space Heating | Natural Gas | HVAC - Demand Controlled Ventilation | A | Standalone Impact on Baseline Winter Peak (%) | Achievable Economic TRC Potential | 0% | 0% | 0% | 0% | 0% | 0% | 0% | 0% | 0% | 0% | 0% | 0% | 0% | 0% | 0% | 0% | 0% | 0% | 0% | 0% | 0% | 0% | 0% | 0% | 0 | 0 | 0 | 0 | 0 | 0 | 0
F7_Industrial_Primary Metals_Existing_Space Heating_Natural Gas_HVAC - Demand Controlled Ventilation_A_Achievable Economic TRC Potential | F7 | Industrial | Primary Metals | Existing | Space Heating | Natural Gas | HVAC - Demand Controlled Ventilation | A | Incremental Energy Savings (MWh or mTherms) | Achievable Economic TRC Potential | 0 | 0 | 0 | 0 | 0 | 0 | 0 | 0 | 0 | 0 | 0 | 0 | 0 | 0 | 0 | 0 | 0 | 0 | 0 | 0 | 0 | 0 | 0 | 0 | 0 | 0 | 0 | 0 | 0 | 0 | 0
F8_Industrial_Primary Metals_Existing_Space Heating_Natural Gas_HVAC - Demand Controlled Ventilation_A_Achievable Economic TRC Potential | F8 | Industrial | Primary Metals | Existing | Space Heating | Natural Gas | HVAC - Demand Controlled Ventilation | A | Incremental Summer Peak Savings (MW) | Achievable Economic TRC Potential | 0 | 0 | 0 | 0 | 0 | 0 | 0 | 0 | 0 | 0 | 0 | 0 | 0 | 0 | 0 | 0 | 0 | 0 | 0 | 0 | 0 | 0 | 0 | 0 | 0 | 0 | 0 | 0 | 0 | 0 | 0
F9_Industrial_Primary Metals_Existing_Space Heating_Natural Gas_HVAC - Demand Controlled Ventilation_A_Achievable Economic TRC Potential | F9 | Industrial | Primary Metals | Existing | Space Heating | Natural Gas | HVAC - Demand Controlled Ventilation | A | Incremental Winter Peak Savings (MW) | Achievable Economic TRC Potential | 0 | 0 | 0 | 0 | 0 | 0 | 0 | 0 | 0 | 0 | 0 | 0 | 0 | 0 | 0 | 0 | 0 | 0 | 0 | 0 | 0 | 0 | 0 | 0 | 0 | 0 | 0 | 0 | 0 | 0 | 0
F10_Industrial_Primary Metals_Existing_Space Heating_Natural Gas_HVAC - Demand Controlled Ventilation_A_Achievable Economic TRC Potential | F10 | Industrial | Primary Metals | Existing | Space Heating | Natural Gas | HVAC - Demand Controlled Ventilation | A | Cumulative Energy Savings (MWh or mTherms) | Achievable Economic TRC Potential | 0 | 0 | 0 | 0 | 0 | 0 | 0 | 0 | 0 | 0 | 0 | 0 | 0 | 0 | 0 | 0 | 0 | 0 | 0 | 0 | 0 | 0 | 0 | 0 | 0 | 0 | 0 | 0 | 0 | 0 | 0
F11_Industrial_Primary Metals_Existing_Space Heating_Natural Gas_HVAC - Demand Controlled Ventilation_A_Achievable Economic TRC Potential | F11 | Industrial | Primary Metals | Existing | Space Heating | Natural Gas | HVAC - Demand Controlled Ventilation | A | Cumulative Summer Peak Savings (MW) | Achievable Economic TRC Potential | 0 | 0 | 0 | 0 | 0 | 0 | 0 | 0 | 0 | 0 | 0 | 0 | 0 | 0 | 0 | 0 | 0 | 0 | 0 | 0 | 0 | 0 | 0 | 0 | 0 | 0 | 0 | 0 | 0 | 0 | 0
F12_Industrial_Primary Metals_Existing_Space Heating_Natural Gas_HVAC - Demand Controlled Ventilation_A_Achievable Economic TRC Potential | F12 | Industrial | Primary Metals | Existing | Space Heating | Natural Gas | HVAC - Demand Controlled Ventilation | A | Cumulative Winter Peak Savings (MW) | Achievable Economic TRC Potential | 0 | 0 | 0 | 0 | 0 | 0 | 0 | 0 | 0 | 0 | 0 | 0 | 0 | 0 | 0 | 0 | 0 | 0 | 0 | 0 | 0 | 0 | 0 | 0 | 0 | 0 | 0 | 0 | 0 | 0 | 0
F13_Industrial_Primary Metals_Existing_Space Heating_Natural Gas_HVAC - Demand Controlled Ventilation_A_Achievable Economic TRC Potential | F13 | Industrial | Primary Metals | Existing | Space Heating | Natural Gas | HVAC - Demand Controlled Ventilation | A | Purchases (Incremental) | Achievable Economic TRC Potential | 0 | 0 | 0 | 0 | 0 | 0 | 0 | 0 | 0 | 0 | 0 | 0 | 0 | 0 | 0 | 0 | 0 | 0 | 0 | 0 | 0 | 0 | 0 | 0 | 0 | 0 | 0 | 0 | 0 | 0 | 0
F14_Industrial_Primary Metals_Existing_Space Heating_Natural Gas_HVAC - Demand Controlled Ventilation_A_Achievable Economic TRC Potential | F14 | Industrial | Primary Metals | Existing | Space Heating | Natural Gas | HVAC - Demand Controlled Ventilation | A | Purchases (Cumulative) | Achievable Economic TRC Potential | 0 | 0 | 0 | 0 | 0 | 0 | 0 | 0 | 0 | 0 | 0 | 0 | 0 | 0 | 0 | 0 | 0 | 0 | 0 | 0 | 0 | 0 | 0 | 0 | 0 | 0 | 0 | 0 | 0 | 0 | 0
F1_Industrial_Primary Metals_Existing_Space Heating_Natural Gas_Gas Boiler - Stack Economizer_A_Achievable Economic TRC Potential | F1 | Industrial | Primary Metals | Existing | Space Heating | Natural Gas | Gas Boiler - Stack Economizer | A | Original Unit Energy Savings (kWh or therms) | Achievable Economic TRC Potential | 0 | 0 | 0 | 0 | 0 | 28.6896 | 28.4952 | 28.3021 | 28.1079 | 27.9142 | 27.726 | 27.5397 | 27.3554 | 27.1731 | 26.9803 | 26.8032 | 26.6282 | 26.456 | 26.2864 | 26.1164 | 25.9522 | 25.7813 | 25.6164 | 25.4566 | 25.2958 | 25.1491 | 25.0151 | 24.8929 | 24.7814 | 24.6796 | 24.5867
F2_Industrial_Primary Metals_Existing_Space Heating_Natural Gas_Gas Boiler - Stack Economizer_A_Achievable Economic TRC Potential | F2 | Industrial | Primary Metals | Existing | Space Heating | Natural Gas | Gas Boiler - Stack Economizer | A | Original Unit Summer Peak Savings (kW) | Achievable Economic TRC Potential | 0 | 0 | 0 | 0 | 0 | 0 | 0 | 0 | 0 | 0 | 0 | 0 | 0 | 0 | 0 | 0 | 0 | 0 | 0 | 0 | 0 | 0 | 0 | 0 | 0 | 0 | 0 | 0 | 0 | 0 | 0
F3_Industrial_Primary Metals_Existing_Space Heating_Natural Gas_Gas Boiler - Stack Economizer_A_Achievable Economic TRC Potential | F3 | Industrial | Primary Metals | Existing | Space Heating | Natural Gas | Gas Boiler - Stack Economizer | A | Original Unit Winter Peak Savings (kW) | Achievable Economic TRC Potential | 0 | 0 | 0 | 0 | 0 | 0 | 0 | 0 | 0 | 0 | 0 | 0 | 0 | 0 | 0 | 0 | 0 | 0 | 0 | 0 | 0 | 0 | 0 | 0 | 0 | 0 | 0 | 0 | 0 | 0 | 0
F4_Industrial_Primary Metals_Existing_Space Heating_Natural Gas_Gas Boiler - Stack Economizer_A_Achievable Economic TRC Potential | F4 | Industrial | Primary Metals | Existing | Space Heating | Natural Gas | Gas Boiler - Stack Economizer | A | Standalone Impact on Baseline Energy (%) | Achievable Economic TRC Potential | 0% | 0% | 0% | 0% | 0% | 0.008228% | 0.01643% | 0.02472% | 0.0329% | 0.04107% | 0.049% | 0.05506% | 0.05993% | 0.06472% | 0.06756% | 0.07069% | 0.07268% | 0.07463% | 0.07654% | 0.07743% | 0.07852% | 0.0788% | 0.07902% | 0.07922% | 0.0007937 | 0.00079515 | 0.00079652 | 0.0007978 | 0 | 0 | 0
F5_Industrial_Primary Metals_Existing_Space Heating_Natural Gas_Gas Boiler - Stack Economizer_A_Achievable Economic TRC Potential | F5 | Industrial | Primary Metals | Existing | Space Heating | Natural Gas | Gas Boiler - Stack Economizer | A | Standalone Impact on Baseline Summer Peak (%) | Achievable Economic TRC Potential | 0% | 0% | 0% | 0% | 0% | 0% | 0% | 0% | 0% | 0% | 0% | 0% | 0% | 0% | 0% | 0% | 0% | 0% | 0% | 0% | 0% | 0% | 0% | 0% | 0 | 0 | 0 | 0 | 0 | 0 | 0
F6_Industrial_Primary Metals_Existing_Space Heating_Natural Gas_Gas Boiler - Stack Economizer_A_Achievable Economic TRC Potential | F6 | Industrial | Primary Metals | Existing | Space Heating | Natural Gas | Gas Boiler - Stack Economizer | A | Standalone Impact on Baseline Winter Peak (%) | Achievable Economic TRC Potential | 0% | 0% | 0% | 0% | 0% | 0% | 0% | 0% | 0% | 0% | 0% | 0% | 0% | 0% | 0% | 0% | 0% | 0% | 0% | 0% | 0% | 0% | 0% | 0% | 0 | 0 | 0 | 0 | 0 | 0 | 0
F7_Industrial_Primary Metals_Existing_Space Heating_Natural Gas_Gas Boiler - Stack Economizer_A_Achievable Economic TRC Potential | F7 | Industrial | Primary Metals | Existing | Space Heating | Natural Gas | Gas Boiler - Stack Economizer | A | Incremental Energy Savings (MWh or mTherms) | Achievable Economic TRC Potential | 0 | 0 | 0 | 0 | 0 | 0.0064016 | 0.0063547 | 0.0062744 | 0.0062348 | 0.0061969 | 0.0054693 | 0.0043341 | 0.0034371 | 0.002688 | 0.0021433 | 0.0016871 | 0.0013411 | 0.0010606 | 0.00083548 | 0.00066485 | 0.00052635 | 3.5526e-06 | 1.2561e-06 | 4.2409e-07 | 1.3698e-07 | 1.1542e-07 | 1.145e-07 | 1.1367e-07 | 1.1291e-07 | 1.1223e-07 | 1.1162e-07
F8_Industrial_Primary Metals_Existing_Space Heating_Natural Gas_Gas Boiler - Stack Economizer_A_Achievable Economic TRC Potential | F8 | Industrial | Primary Metals | Existing | Space Heating | Natural Gas | Gas Boiler - Stack Economizer | A | Incremental Summer Peak Savings (MW) | Achievable Economic TRC Potential | 0 | 0 | 0 | 0 | 0 | 0 | 0 | 0 | 0 | 0 | 0 | 0 | 0 | 0 | 0 | 0 | 0 | 0 | 0 | 0 | 0 | 0 | 0 | 0 | 0 | 0 | 0 | 0 | 0 | 0 | 0
F9_Industrial_Primary Metals_Existing_Space Heating_Natural Gas_Gas Boiler - Stack Economizer_A_Achievable Economic TRC Potential | F9 | Industrial | Primary Metals | Existing | Space Heating | Natural Gas | Gas Boiler - Stack Economizer | A | Incremental Winter Peak Savings (MW) | Achievable Economic TRC Potential | 0 | 0 | 0 | 0 | 0 | 0 | 0 | 0 | 0 | 0 | 0 | 0 | 0 | 0 | 0 | 0 | 0 | 0 | 0 | 0 | 0 | 0 | 0 | 0 | 0 | 0 | 0 | 0 | 0 | 0 | 0
F10_Industrial_Primary Metals_Existing_Space Heating_Natural Gas_Gas Boiler - Stack Economizer_A_Achievable Economic TRC Potential | F10 | Industrial | Primary Metals | Existing | Space Heating | Natural Gas | Gas Boiler - Stack Economizer | A | Cumulative Energy Savings (MWh or mTherms) | Achievable Economic TRC Potential | 0 | 0 | 0 | 0 | 0 | 0.0064016 | 0.012713 | 0.018901 | 0.025006 | 0.031031 | 0.036291 | 0.040381 | 0.043548 | 0.045946 | 0.047763 | 0.049137 | 0.050157 | 0.050893 | 0.051402 | 0.051735 | 0.051936 | 0.051598 | 0.051269 | 0.050949 | 0.050628 | 0.050334 | 0.050066 | 0.049822 | 0.049599 | 0.049395 | 0.049209
F11_Industrial_Primary Metals_Existing_Space Heating_Natural Gas_Gas Boiler - Stack Economizer_A_Achievable Economic TRC Potential | F11 | Industrial | Primary Metals | Existing | Space Heating | Natural Gas | Gas Boiler - Stack Economizer | A | Cumulative Summer Peak Savings (MW) | Achievable Economic TRC Potential | 0 | 0 | 0 | 0 | 0 | 0 | 0 | 0 | 0 | 0 | 0 | 0 | 0 | 0 | 0 | 0 | 0 | 0 | 0 | 0 | 0 | 0 | 0 | 0 | 0 | 0 | 0 | 0 | 0 | 0 | 0
F12_Industrial_Primary Metals_Existing_Space Heating_Natural Gas_Gas Boiler - Stack Economizer_A_Achievable Economic TRC Potential | F12 | Industrial | Primary Metals | Existing | Space Heating | Natural Gas | Gas Boiler - Stack Economizer | A | Cumulative Winter Peak Savings (MW) | Achievable Economic TRC Potential | 0 | 0 | 0 | 0 | 0 | 0 | 0 | 0 | 0 | 0 | 0 | 0 | 0 | 0 | 0 | 0 | 0 | 0 | 0 | 0 | 0 | 0 | 0 | 0 | 0 | 0 | 0 | 0 | 0 | 0 | 0
F13_Industrial_Primary Metals_Existing_Space Heating_Natural Gas_Gas Boiler - Stack Economizer_A_Achievable Economic TRC Potential | F13 | Industrial | Primary Metals | Existing | Space Heating | Natural Gas | Gas Boiler - Stack Economizer | A | Purchases (Incremental) | Achievable Economic TRC Potential | 0 | 0 | 0 | 0 | 0 | 0.22313 | 0.22301 | 0.2217 | 0.22182 | 0.222 | 0.19726 | 0.15738 | 0.12565 | 0.098921 | 0.079439 | 0.062945 | 0.050363 | 0.040087 | 0.031784 | 0.025457 | 0.020282 | 0.0001378 | 4.9034e-05 | 1.6659e-05 | 5.4153e-06 | 4.5896e-06 | 4.5774e-06 | 4.5663e-06 | 4.5563e-06 | 4.5475e-06 | 4.5397e-06
F14_Industrial_Primary Metals_Existing_Space Heating_Natural Gas_Gas Boiler - Stack Economizer_A_Achievable Economic TRC Potential | F14 | Industrial | Primary Metals | Existing | Space Heating | Natural Gas | Gas Boiler - Stack Economizer | A | Purchases (Cumulative) | Achievable Economic TRC Potential | 0 | 0 | 0 | 0 | 0 | 0.22313 | 0.44614 | 0.66784 | 0.88965 | 1.1117 | 1.3089 | 1.4663 | 1.5919 | 1.6909 | 1.7703 | 1.8332 | 1.8836 | 1.9237 | 1.9555 | 1.9809 | 2.0012 | 2.0014 | 2.0014 | 2.0014 | 2.0014 | 2.0014 | 2.0014 | 2.0014 | 2.0014 | 2.0014 | 2.0015
F1_Industrial_Primary Metals_Existing_Process_Natural Gas_Gas Boiler - Stack Economizer_A_Achievable Economic TRC Potential | F1 | Industrial | Primary Metals | Existing | Process | Natural Gas | Gas Boiler - Stack Economizer | A | Original Unit Energy Savings (kWh or therms) | Achievable Economic TRC Potential | 0 | 0 | 0 | 0 | 0 | 36.696 | 36.696 | 36.696 | 36.696 | 36.696 | 36.696 | 36.696 | 36.696 | 36.696 | 36.696 | 36.696 | 36.696 | 36.696 | 36.696 | 36.696 | 36.696 | 36.696 | 36.696 | 36.696 | 36.696 | 36.696 | 36.696 | 36.696 | 36.696 | 36.696 | 36.696
F2_Industrial_Primary Metals_Existing_Process_Natural Gas_Gas Boiler - Stack Economizer_A_Achievable Economic TRC Potential | F2 | Industrial | Primary Metals | Existing | Process | Natural Gas | Gas Boiler - Stack Economizer | A | Original Unit Summer Peak Savings (kW) | Achievable Economic TRC Potential | 0 | 0 | 0 | 0 | 0 | 0 | 0 | 0 | 0 | 0 | 0 | 0 | 0 | 0 | 0 | 0 | 0 | 0 | 0 | 0 | 0 | 0 | 0 | 0 | 0 | 0 | 0 | 0 | 0 | 0 | 0
F3_Industrial_Primary Metals_Existing_Process_Natural Gas_Gas Boiler - Stack Economizer_A_Achievable Economic TRC Potential | F3 | Industrial | Primary Metals | Existing | Process | Natural Gas | Gas Boiler - Stack Economizer | A | Original Unit Winter Peak Savings (kW) | Achievable Economic TRC Potential | 0 | 0 | 0 | 0 | 0 | 0 | 0 | 0 | 0 | 0 | 0 | 0 | 0 | 0 | 0 | 0 | 0 | 0 | 0 | 0 | 0 | 0 | 0 | 0 | 0 | 0 | 0 | 0 | 0 | 0 | 0
F4_Industrial_Primary Metals_Existing_Process_Natural Gas_Gas Boiler - Stack Economizer_A_Achievable Economic TRC Potential | F4 | Industrial | Primary Metals | Existing | Process | Natural Gas | Gas Boiler - Stack Economizer | A | Standalone Impact on Baseline Energy (%) | Achievable Economic TRC Potential | 0% | 0% | 0% | 0% | 0% | 0.01455% | 0.02912% | 0.04385% | 0.05838% | 0.07288% | 0.08692% | 0.09764% | 0.1062% | 0.1146% | 0.1196% | 0.125% | 0.1284% | 0.1318% | 0.1352% | 0.1368% | 0.1388% | 0.1393% | 0.1399% | 0.1403% | 0.0014077 | 0.0014118 | 0.0014156 | 0.0014191 | 0 | 0 | 0
F5_Industrial_Primary Metals_Existing_Process_Natural Gas_Gas Boiler - Stack Economizer_A_Achievable Economic TRC Potential | F5 | Industrial | Primary Metals | Existing | Process | Natural Gas | Gas Boiler - Stack Economizer | A | Standalone Impact on Baseline Summer Peak (%) | Achievable Economic TRC Potential | 0% | 0% | 0% | 0% | 0% | 0% | 0% | 0% | 0% | 0% | 0% | 0% | 0% | 0% | 0% | 0% | 0% | 0% | 0% | 0% | 0% | 0% | 0% | 0% | 0 | 0 | 0 | 0 | 0 | 0 | 0
F6_Industrial_Primary Metals_Existing_Process_Natural Gas_Gas Boiler - Stack Economizer_A_Achievable Economic TRC Potential | F6 | Industrial | Primary Metals | Existing | Process | Natural Gas | Gas Boiler - Stack Economizer | A | Standalone Impact on Baseline Winter Peak (%) | Achievable Economic TRC Potential | 0% | 0% | 0% | 0% | 0% | 0% | 0% | 0% | 0% | 0% | 0% | 0% | 0% | 0% | 0% | 0% | 0% | 0% | 0% | 0% | 0% | 0% | 0% | 0% | 0 | 0 | 0 | 0 | 0 | 0 | 0
F7_Industrial_Primary Metals_Existing_Process_Natural Gas_Gas Boiler - Stack Economizer_A_Achievable Economic TRC Potential | F7 | Industrial | Primary Metals | Existing | Process | Natural Gas | Gas Boiler - Stack Economizer | A | Incremental Energy Savings (MWh or mTherms) | Achievable Economic TRC Potential | 0 | 0 | 0 | 0 | 0 | 0.29657 | 0.2964 | 0.29466 | 0.29482 | 0.29506 | 0.26218 | 0.20917 | 0.167 | 0.13148 | 0.10558 | 0.083661 | 0.066937 | 0.05328 | 0.042244 | 0.033835 | 0.026956 | 0.00018315 | 6.5171e-05 | 2.2142e-05 | 7.1975e-06 | 6.1e-06 | 6.0838e-06 | 6.069e-06 | 6.0558e-06 | 6.0441e-06 | 6.0338e-06
F8_Industrial_Primary Metals_Existing_Process_Natural Gas_Gas Boiler - Stack Economizer_A_Achievable Economic TRC Potential | F8 | Industrial | Primary Metals | Existing | Process | Natural Gas | Gas Boiler - Stack Economizer | A | Incremental Summer Peak Savings (MW) | Achievable Economic TRC Potential | 0 | 0 | 0 | 0 | 0 | 0 | 0 | 0 | 0 | 0 | 0 | 0 | 0 | 0 | 0 | 0 | 0 | 0 | 0 | 0 | 0 | 0 | 0 | 0 | 0 | 0 | 0 | 0 | 0 | 0 | 0
F9_Industrial_Primary Metals_Existing_Process_Natural Gas_Gas Boiler - Stack Economizer_A_Achievable Economic TRC Potential | F9 | Industrial | Primary Metals | Existing | Process | Natural Gas | Gas Boiler - Stack Economizer | A | Incremental Winter Peak Savings (MW) | Achievable Economic TRC Potential | 0 | 0 | 0 | 0 | 0 | 0 | 0 | 0 | 0 | 0 | 0 | 0 | 0 | 0 | 0 | 0 | 0 | 0 | 0 | 0 | 0 | 0 | 0 | 0 | 0 | 0 | 0 | 0 | 0 | 0 | 0
F10_Industrial_Primary Metals_Existing_Process_Natural Gas_Gas Boiler - Stack Economizer_A_Achievable Economic TRC Potential | F10 | Industrial | Primary Metals | Existing | Process | Natural Gas | Gas Boiler - Stack Economizer | A | Cumulative Energy Savings (MWh or mTherms) | Achievable Economic TRC Potential | 0 | 0 | 0 | 0 | 0 | 0.29657 | 0.59297 | 0.88763 | 1.1824 | 1.4775 | 1.7397 | 1.9489 | 2.1158 | 2.2473 | 2.3529 | 2.4366 | 2.5035 | 2.5568 | 2.599 | 2.6329 | 2.6598 | 2.66 | 2.6601 | 2.6601 | 2.6601 | 2.6601 | 2.6601 | 2.6601 | 2.6601 | 2.6601 | 2.6601
F11_Industrial_Primary Metals_Existing_Process_Natural Gas_Gas Boiler - Stack Economizer_A_Achievable Economic TRC Potential | F11 | Industrial | Primary Metals | Existing | Process | Natural Gas | Gas Boiler - Stack Economizer | A | Cumulative Summer Peak Savings (MW) | Achievable Economic TRC Potential | 0 | 0 | 0 | 0 | 0 | 0 | 0 | 0 | 0 | 0 | 0 | 0 | 0 | 0 | 0 | 0 | 0 | 0 | 0 | 0 | 0 | 0 | 0 | 0 | 0 | 0 | 0 | 0 | 0 | 0 | 0
F12_Industrial_Primary Metals_Existing_Process_Natural Gas_Gas Boiler - Stack Economizer_A_Achievable Economic TRC Potential | F12 | Industrial | Primary Metals | Existing | Process | Natural Gas | Gas Boiler - Stack Economizer | A | Cumulative Winter Peak Savings (MW) | Achievable Economic TRC Potential | 0 | 0 | 0 | 0 | 0 | 0 | 0 | 0 | 0 | 0 | 0 | 0 | 0 | 0 | 0 | 0 | 0 | 0 | 0 | 0 | 0 | 0 | 0 | 0 | 0 | 0 | 0 | 0 | 0 | 0 | 0
F13_Industrial_Primary Metals_Existing_Process_Natural Gas_Gas Boiler - Stack Economizer_A_Achievable Economic TRC Potential | F13 | Industrial | Primary Metals | Existing | Process | Natural Gas | Gas Boiler - Stack Economizer | A | Purchases (Incremental) | Achievable Economic TRC Potential | 0 | 0 | 0 | 0 | 0 | 8.0817 | 8.0773 | 8.0296 | 8.034 | 8.0406 | 7.1447 | 5.7001 | 4.5508 | 3.5828 | 2.8772 | 2.2798 | 1.8241 | 1.4519 | 1.1512 | 0.92204 | 0.73458 | 0.0049909 | 0.001776 | 0.00060339 | 0.00019614 | 0.00016623 | 0.00016579 | 0.00016539 | 0.00016503 | 0.00016471 | 0.00016443
F14_Industrial_Primary Metals_Existing_Process_Natural Gas_Gas Boiler - Stack Economizer_A_Achievable Economic TRC Potential | F14 | Industrial | Primary Metals | Existing | Process | Natural Gas | Gas Boiler - Stack Economizer | A | Purchases (Cumulative) | Achievable Economic TRC Potential | 0 | 0 | 0 | 0 | 0 | 8.0817 | 16.159 | 24.1886 | 32.2226 | 40.2632 | 47.4079 | 53.108 | 57.6588 | 61.2416 | 64.1189 | 66.3987 | 68.2228 | 69.6747 | 70.8259 | 71.748 | 72.4825 | 72.4875 | 72.4893 | 72.4899 | 72.4901 | 72.4903 | 72.4904 | 72.4906 | 72.4908 | 72.4909 | 72.4911
F1_Industrial_Primary Metals_Existing_Space Heating_Natural Gas_Gas Furnace Tube Inserts_A_Achievable Economic TRC Potential | F1 | Industrial | Primary Metals | Existing | Space Heating | Natural Gas | Gas Furnace Tube Inserts | A | Original Unit Energy Savings (kWh or therms) | Achievable Economic TRC Potential | 0 | 0 | 0 | 0 | 0 | 0.086193 | 0.085415 | 0.084425 | 0.083421 | 0.082413 | 0.081426 | 0.080448 | 0.079527 | 0.07866 | 0.077786 | 0.077021 | 0.0763 | 0.075622 | 0.074985 | 0.07434 | 0.073715 | 0.073094 | 0.072454 | 0.071839 | 0.071247 | 0.070693 | 0.070173 | 0.069687 | 0.069231 | 0.068805 | 0.068405
F2_Industrial_Primary Metals_Existing_Space Heating_Natural Gas_Gas Furnace Tube Inserts_A_Achievable Economic TRC Potential | F2 | Industrial | Primary Metals | Existing | Space Heating | Natural Gas | Gas Furnace Tube Inserts | A | Original Unit Summer Peak Savings (kW) | Achievable Economic TRC Potential | 0 | 0 | 0 | 0 | 0 | 0 | 0 | 0 | 0 | 0 | 0 | 0 | 0 | 0 | 0 | 0 | 0 | 0 | 0 | 0 | 0 | 0 | 0 | 0 | 0 | 0 | 0 | 0 | 0 | 0 | 0
F3_Industrial_Primary Metals_Existing_Space Heating_Natural Gas_Gas Furnace Tube Inserts_A_Achievable Economic TRC Potential | F3 | Industrial | Primary Metals | Existing | Space Heating | Natural Gas | Gas Furnace Tube Inserts | A | Original Unit Winter Peak Savings (kW) | Achievable Economic TRC Potential | 0 | 0 | 0 | 0 | 0 | 0 | 0 | 0 | 0 | 0 | 0 | 0 | 0 | 0 | 0 | 0 | 0 | 0 | 0 | 0 | 0 | 0 | 0 | 0 | 0 | 0 | 0 | 0 | 0 | 0 | 0
F4_Industrial_Primary Metals_Existing_Space Heating_Natural Gas_Gas Furnace Tube Inserts_A_Achievable Economic TRC Potential | F4 | Industrial | Primary Metals | Existing | Space Heating | Natural Gas | Gas Furnace Tube Inserts | A | Standalone Impact on Baseline Energy (%) | Achievable Economic TRC Potential | 0% | 0% | 0% | 0% | 0% | 0% | 0% | 0% | 0% | 0% | 0% | 0% | 0% | 0% | 0% | 0% | 0% | 0% | 0% | 0% | 0% | 0% | 0% | 0% | 0 | 0 | 0 | 0 | 0 | 0 | 0
F5_Industrial_Primary Metals_Existing_Space Heating_Natural Gas_Gas Furnace Tube Inserts_A_Achievable Economic TRC Potential | F5 | Industrial | Primary Metals | Existing | Space Heating | Natural Gas | Gas Furnace Tube Inserts | A | Standalone Impact on Baseline Summer Peak (%) | Achievable Economic TRC Potential | 0% | 0% | 0% | 0% | 0% | 0% | 0% | 0% | 0% | 0% | 0% | 0% | 0% | 0% | 0% | 0% | 0% | 0% | 0% | 0% | 0% | 0% | 0% | 0% | 0 | 0 | 0 | 0 | 0 | 0 | 0
F6_Industrial_Primary Metals_Existing_Space Heating_Natural Gas_Gas Furnace Tube Inserts_A_Achievable Economic TRC Potential | F6 | Industrial | Primary Metals | Existing | Space Heating | Natural Gas | Gas Furnace Tube Inserts | A | Standalone Impact on Baseline Winter Peak (%) | Achievable Economic TRC Potential | 0% | 0% | 0% | 0% | 0% | 0% | 0% | 0% | 0% | 0% | 0% | 0% | 0% | 0% | 0% | 0% | 0% | 0% | 0% | 0% | 0% | 0% | 0% | 0% | 0 | 0 | 0 | 0 | 0 | 0 | 0
F7_Industrial_Primary Metals_Existing_Space Heating_Natural Gas_Gas Furnace Tube Inserts_A_Achievable Economic TRC Potential | F7 | Industrial | Primary Metals | Existing | Space Heating | Natural Gas | Gas Furnace Tube Inserts | A | Incremental Energy Savings (MWh or mTherms) | Achievable Economic TRC Potential | 0 | 0 | 0 | 0 | 0 | 0 | 0 | 0 | 0 | 0 | 0 | 0 | 0 | 0 | 0 | 0 | 0 | 0 | 0 | 0 | 0 | 0 | 0 | 0 | 0 | 0 | 0 | 0 | 0 | 0 | 0
F8_Industrial_Primary Metals_Existing_Space Heating_Natural Gas_Gas Furnace Tube Inserts_A_Achievable Economic TRC Potential | F8 | Industrial | Primary Metals | Existing | Space Heating | Natural Gas | Gas Furnace Tube Inserts | A | Incremental Summer Peak Savings (MW) | Achievable Economic TRC Potential | 0 | 0 | 0 | 0 | 0 | 0 | 0 | 0 | 0 | 0 | 0 | 0 | 0 | 0 | 0 | 0 | 0 | 0 | 0 | 0 | 0 | 0 | 0 | 0 | 0 | 0 | 0 | 0 | 0 | 0 | 0
F9_Industrial_Primary Metals_Existing_Space Heating_Natural Gas_Gas Furnace Tube Inserts_A_Achievable Economic TRC Potential | F9 | Industrial | Primary Metals | Existing | Space Heating | Natural Gas | Gas Furnace Tube Inserts | A | Incremental Winter Peak Savings (MW) | Achievable Economic TRC Potential | 0 | 0 | 0 | 0 | 0 | 0 | 0 | 0 | 0 | 0 | 0 | 0 | 0 | 0 | 0 | 0 | 0 | 0 | 0 | 0 | 0 | 0 | 0 | 0 | 0 | 0 | 0 | 0 | 0 | 0 | 0
F10_Industrial_Primary Metals_Existing_Space Heating_Natural Gas_Gas Furnace Tube Inserts_A_Achievable Economic TRC Potential | F10 | Industrial | Primary Metals | Existing | Space Heating | Natural Gas | Gas Furnace Tube Inserts | A | Cumulative Energy Savings (MWh or mTherms) | Achievable Economic TRC Potential | 0 | 0 | 0 | 0 | 0 | 0 | 0 | 0 | 0 | 0 | 0 | 0 | 0 | 0 | 0 | 0 | 0 | 0 | 0 | 0 | 0 | 0 | 0 | 0 | 0 | 0 | 0 | 0 | 0 | 0 | 0
F11_Industrial_Primary Metals_Existing_Space Heating_Natural Gas_Gas Furnace Tube Inserts_A_Achievable Economic TRC Potential | F11 | Industrial | Primary Metals | Existing | Space Heating | Natural Gas | Gas Furnace Tube Inserts | A | Cumulative Summer Peak Savings (MW) | Achievable Economic TRC Potential | 0 | 0 | 0 | 0 | 0 | 0 | 0 | 0 | 0 | 0 | 0 | 0 | 0 | 0 | 0 | 0 | 0 | 0 | 0 | 0 | 0 | 0 | 0 | 0 | 0 | 0 | 0 | 0 | 0 | 0 | 0
F12_Industrial_Primary Metals_Existing_Space Heating_Natural Gas_Gas Furnace Tube Inserts_A_Achievable Economic TRC Potential | F12 | Industrial | Primary Metals | Existing | Space Heating | Natural Gas | Gas Furnace Tube Inserts | A | Cumulative Winter Peak Savings (MW) | Achievable Economic TRC Potential | 0 | 0 | 0 | 0 | 0 | 0 | 0 | 0 | 0 | 0 | 0 | 0 | 0 | 0 | 0 | 0 | 0 | 0 | 0 | 0 | 0 | 0 | 0 | 0 | 0 | 0 | 0 | 0 | 0 | 0 | 0
F13_Industrial_Primary Metals_Existing_Space Heating_Natural Gas_Gas Furnace Tube Inserts_A_Achievable Economic TRC Potential | F13 | Industrial | Primary Metals | Existing | Space Heating | Natural Gas | Gas Furnace Tube Inserts | A | Purchases (Incremental) | Achievable Economic TRC Potential | 0 | 0 | 0 | 0 | 0 | 0 | 0 | 0 | 0 | 0 | 0 | 0 | 0 | 0 | 0 | 0 | 0 | 0 | 0 | 0 | 0 | 0 | 0 | 0 | 0 | 0 | 0 | 0 | 0 | 0 | 0
F14_Industrial_Primary Metals_Existing_Space Heating_Natural Gas_Gas Furnace Tube Inserts_A_Achievable Economic TRC Potential | F14 | Industrial | Primary Metals | Existing | Space Heating | Natural Gas | Gas Furnace Tube Inserts | A | Purchases (Cumulative) | Achievable Economic TRC Potential | 0 | 0 | 0 | 0 | 0 | 0 | 0 | 0 | 0 | 0 | 0 | 0 | 0 | 0 | 0 | 0 | 0 | 0 | 0 | 0 | 0 | 0 | 0 | 0 | 0 | 0 | 0 | 0 | 0 | 0 | 0
F1_Industrial_Primary Metals_Existing_Space Heating_Natural Gas_Space Heating - Heat Recovery Ventilator_A_Achievable Economic TRC Potential | F1 | Industrial | Primary Metals | Existing | Space Heating | Natural Gas | Space Heating - Heat Recovery Ventilator | A | Original Unit Energy Savings (kWh or therms) | Achievable Economic TRC Potential | 0 | 0 | 0 | 0 | 0 | 0.013225 | 0.01316 | 0.01308 | 0.012996 | 0.012907 | 0.012817 | 0.012725 | 0.012634 | 0.012542 | 0.012443 | 0.012352 | 0.012262 | 0.012178 | 0.0121 | 0.012025 | 0.011953 | 0.011879 | 0.011813 | 0.011751 | 0.011691 | 0.011636 | 0.011585 | 0.011538 | 0 | 0 | 0
F2_Industrial_Primary Metals_Existing_Space Heating_Natural Gas_Space Heating - Heat Recovery Ventilator_A_Achievable Economic TRC Potential | F2 | Industrial | Primary Metals | Existing | Space Heating | Natural Gas | Space Heating - Heat Recovery Ventilator | A | Original Unit Summer Peak Savings (kW) | Achievable Economic TRC Potential | 0 | 0 | 0 | 0 | 0 | 0 | 0 | 0 | 0 | 0 | 0 | 0 | 0 | 0 | 0 | 0 | 0 | 0 | 0 | 0 | 0 | 0 | 0 | 0 | 0 | 0 | 0 | 0 | 0 | 0 | 0
F3_Industrial_Primary Metals_Existing_Space Heating_Natural Gas_Space Heating - Heat Recovery Ventilator_A_Achievable Economic TRC Potential | F3 | Industrial | Primary Metals | Existing | Space Heating | Natural Gas | Space Heating - Heat Recovery Ventilator | A | Original Unit Winter Peak Savings (kW) | Achievable Economic TRC Potential | 0 | 0 | 0 | 0 | 0 | 0 | 0 | 0 | 0 | 0 | 0 | 0 | 0 | 0 | 0 | 0 | 0 | 0 | 0 | 0 | 0 | 0 | 0 | 0 | 0 | 0 | 0 | 0 | 0 | 0 | 0
F4_Industrial_Primary Metals_Existing_Space Heating_Natural Gas_Space Heating - Heat Recovery Ventilator_A_Achievable Economic TRC Potential | F4 | Industrial | Primary Metals | Existing | Space Heating | Natural Gas | Space Heating - Heat Recovery Ventilator | A | Standalone Impact on Baseline Energy (%) | Achievable Economic TRC Potential | 0% | 0% | 0% | 0% | 0% | 0% | 0% | 0% | 0% | 0% | 0% | 0% | 0% | 0% | 0% | 0% | 0% | 0% | 0% | 0% | 0% | 0% | 0% | 0% | 0 | 0 | 0 | 0 | 0 | 0 | 0
F5_Industrial_Primary Metals_Existing_Space Heating_Natural Gas_Space Heating - Heat Recovery Ventilator_A_Achievable Economic TRC Potential | F5 | Industrial | Primary Metals | Existing | Space Heating | Natural Gas | Space Heating - Heat Recovery Ventilator | A | Standalone Impact on Baseline Summer Peak (%) | Achievable Economic TRC Potential | 0% | 0% | 0% | 0% | 0% | 0% | 0% | 0% | 0% | 0% | 0% | 0% | 0% | 0% | 0% | 0% | 0% | 0% | 0% | 0% | 0% | 0% | 0% | 0% | 0 | 0 | 0 | 0 | 0 | 0 | 0
F6_Industrial_Primary Metals_Existing_Space Heating_Natural Gas_Space Heating - Heat Recovery Ventilator_A_Achievable Economic TRC Potential | F6 | Industrial | Primary Metals | Existing | Space Heating | Natural Gas | Space Heating - Heat Recovery Ventilator | A | Standalone Impact on Baseline Winter Peak (%) | Achievable Economic TRC Potential | 0% | 0% | 0% | 0% | 0% | 0% | 0% | 0% | 0% | 0% | 0% | 0% | 0% | 0% | 0% | 0% | 0% | 0% | 0% | 0% | 0% | 0% | 0% | 0% | 0 | 0 | 0 | 0 | 0 | 0 | 0
F7_Industrial_Primary Metals_Existing_Space Heating_Natural Gas_Space Heating - Heat Recovery Ventilator_A_Achievable Economic TRC Potential | F7 | Industrial | Primary Metals | Existing | Space Heating | Natural Gas | Space Heating - Heat Recovery Ventilator | A | Incremental Energy Savings (MWh or mTherms) | Achievable Economic TRC Potential | 0 | 0 | 0 | 0 | 0 | 0 | 0 | 0 | 0 | 0 | 0 | 0 | 0 | 0 | 0 | 0 | 0 | 0 | 0 | 0 | 0 | 0 | 0 | 0 | 0 | 0 | 0 | 0 | 0 | 0 | 0
F8_Industrial_Primary Metals_Existing_Space Heating_Natural Gas_Space Heating - Heat Recovery Ventilator_A_Achievable Economic TRC Potential | F8 | Industrial | Primary Metals | Existing | Space Heating | Natural Gas | Space Heating - Heat Recovery Ventilator | A | Incremental Summer Peak Savings (MW) | Achievable Economic TRC Potential | 0 | 0 | 0 | 0 | 0 | 0 | 0 | 0 | 0 | 0 | 0 | 0 | 0 | 0 | 0 | 0 | 0 | 0 | 0 | 0 | 0 | 0 | 0 | 0 | 0 | 0 | 0 | 0 | 0 | 0 | 0
F9_Industrial_Primary Metals_Existing_Space Heating_Natural Gas_Space Heating - Heat Recovery Ventilator_A_Achievable Economic TRC Potential | F9 | Industrial | Primary Metals | Existing | Space Heating | Natural Gas | Space Heating - Heat Recovery Ventilator | A | Incremental Winter Peak Savings (MW) | Achievable Economic TRC Potential | 0 | 0 | 0 | 0 | 0 | 0 | 0 | 0 | 0 | 0 | 0 | 0 | 0 | 0 | 0 | 0 | 0 | 0 | 0 | 0 | 0 | 0 | 0 | 0 | 0 | 0 | 0 | 0 | 0 | 0 | 0
F10_Industrial_Primary Metals_Existing_Space Heating_Natural Gas_Space Heating - Heat Recovery Ventilator_A_Achievable Economic TRC Potential | F10 | Industrial | Primary Metals | Existing | Space Heating | Natural Gas | Space Heating - Heat Recovery Ventilator | A | Cumulative Energy Savings (MWh or mTherms) | Achievable Economic TRC Potential | 0 | 0 | 0 | 0 | 0 | 0 | 0 | 0 | 0 | 0 | 0 | 0 | 0 | 0 | 0 | 0 | 0 | 0 | 0 | 0 | 0 | 0 | 0 | 0 | 0 | 0 | 0 | 0 | 0 | 0 | 0
F11_Industrial_Primary Metals_Existing_Space Heating_Natural Gas_Space Heating - Heat Recovery Ventilator_A_Achievable Economic TRC Potential | F11 | Industrial | Primary Metals | Existing | Space Heating | Natural Gas | Space Heating - Heat Recovery Ventilator | A | Cumulative Summer Peak Savings (MW) | Achievable Economic TRC Potential | 0 | 0 | 0 | 0 | 0 | 0 | 0 | 0 | 0 | 0 | 0 | 0 | 0 | 0 | 0 | 0 | 0 | 0 | 0 | 0 | 0 | 0 | 0 | 0 | 0 | 0 | 0 | 0 | 0 | 0 | 0
F12_Industrial_Primary Metals_Existing_Space Heating_Natural Gas_Space Heating - Heat Recovery Ventilator_A_Achievable Economic TRC Potential | F12 | Industrial | Primary Metals | Existing | Space Heating | Natural Gas | Space Heating - Heat Recovery Ventilator | A | Cumulative Winter Peak Savings (MW) | Achievable Economic TRC Potential | 0 | 0 | 0 | 0 | 0 | 0 | 0 | 0 | 0 | 0 | 0 | 0 | 0 | 0 | 0 | 0 | 0 | 0 | 0 | 0 | 0 | 0 | 0 | 0 | 0 | 0 | 0 | 0 | 0 | 0 | 0
F13_Industrial_Primary Metals_Existing_Space Heating_Natural Gas_Space Heating - Heat Recovery Ventilator_A_Achievable Economic TRC Potential | F13 | Industrial | Primary Metals | Existing | Space Heating | Natural Gas | Space Heating - Heat Recovery Ventilator | A | Purchases (Incremental) | Achievable Economic TRC Potential | 0 | 0 | 0 | 0 | 0 | 0 | 0 | 0 | 0 | 0 | 0 | 0 | 0 | 0 | 0 | 0 | 0 | 0 | 0 | 0 | 0 | 0 | 0 | 0 | 0 | 0 | 0 | 0 | 0 | 0 | 0
F14_Industrial_Primary Metals_Existing_Space Heating_Natural Gas_Space Heating - Heat Recovery Ventilator_A_Achievable Economic TRC Potential | F14 | Industrial | Primary Metals | Existing | Space Heating | Natural Gas | Space Heating - Heat Recovery Ventilator | A | Purchases (Cumulative) | Achievable Economic TRC Potential | 0 | 0 | 0 | 0 | 0 | 0 | 0 | 0 | 0 | 0 | 0 | 0 | 0 | 0 | 0 | 0 | 0 | 0 | 0 | 0 | 0 | 0 | 0 | 0 | 0 | 0 | 0 | 0 | 0 | 0 | 0
F1_Industrial_Primary Metals_Existing_Space Heating_Natural Gas_Thermostat - Programmable_A_Achievable Economic TRC Potential | F1 | Industrial | Primary Metals | Existing | Space Heating | Natural Gas | Thermostat - Programmable | A | Original Unit Energy Savings (kWh or therms) | Achievable Economic TRC Potential | 0 | 0 | 0 | 0 | 0 | 0.00657 | 0.0065379 | 0.0064981 | 0.0064561 | 0.0064121 | 0.0063676 | 0.0063217 | 0.0062762 | 0.0062308 | 0.0061817 | 0.0061364 | 0.0060916 | 0.0060501 | 0.0060114 | 0.0059736 | 0.005938 | 0.0059015 | 0.0058686 | 0.0058376 | 0.005808 | 0.0057807 | 0.0057553 | 0.0057319 | 0 | 0 | 0
F2_Industrial_Primary Metals_Existing_Space Heating_Natural Gas_Thermostat - Programmable_A_Achievable Economic TRC Potential | F2 | Industrial | Primary Metals | Existing | Space Heating | Natural Gas | Thermostat - Programmable | A | Original Unit Summer Peak Savings (kW) | Achievable Economic TRC Potential | 0 | 0 | 0 | 0 | 0 | 0 | 0 | 0 | 0 | 0 | 0 | 0 | 0 | 0 | 0 | 0 | 0 | 0 | 0 | 0 | 0 | 0 | 0 | 0 | 0 | 0 | 0 | 0 | 0 | 0 | 0
F3_Industrial_Primary Metals_Existing_Space Heating_Natural Gas_Thermostat - Programmable_A_Achievable Economic TRC Potential | F3 | Industrial | Primary Metals | Existing | Space Heating | Natural Gas | Thermostat - Programmable | A | Original Unit Winter Peak Savings (kW) | Achievable Economic TRC Potential | 0 | 0 | 0 | 0 | 0 | 0 | 0 | 0 | 0 | 0 | 0 | 0 | 0 | 0 | 0 | 0 | 0 | 0 | 0 | 0 | 0 | 0 | 0 | 0 | 0 | 0 | 0 | 0 | 0 | 0 | 0
F4_Industrial_Primary Metals_Existing_Space Heating_Natural Gas_Thermostat - Programmable_A_Achievable Economic TRC Potential | F4 | Industrial | Primary Metals | Existing | Space Heating | Natural Gas | Thermostat - Programmable | A | Standalone Impact on Baseline Energy (%) | Achievable Economic TRC Potential | 0% | 0% | 0% | 0% | 0% | 0% | 0% | 0% | 0% | 0% | 0% | 0% | 0% | 0% | 0% | 0% | 0% | 0% | 0% | 0% | 0% | 0% | 0% | 0% | 0 | 0 | 0 | 0 | 0 | 0 | 0
F5_Industrial_Primary Metals_Existing_Space Heating_Natural Gas_Thermostat - Programmable_A_Achievable Economic TRC Potential | F5 | Industrial | Primary Metals | Existing | Space Heating | Natural Gas | Thermostat - Programmable | A | Standalone Impact on Baseline Summer Peak (%) | Achievable Economic TRC Potential | 0% | 0% | 0% | 0% | 0% | 0% | 0% | 0% | 0% | 0% | 0% | 0% | 0% | 0% | 0% | 0% | 0% | 0% | 0% | 0% | 0% | 0% | 0% | 0% | 0 | 0 | 0 | 0 | 0 | 0 | 0
F6_Industrial_Primary Metals_Existing_Space Heating_Natural Gas_Thermostat - Programmable_A_Achievable Economic TRC Potential | F6 | Industrial | Primary Metals | Existing | Space Heating | Natural Gas | Thermostat - Programmable | A | Standalone Impact on Baseline Winter Peak (%) | Achievable Economic TRC Potential | 0% | 0% | 0% | 0% | 0% | 0% | 0% | 0% | 0% | 0% | 0% | 0% | 0% | 0% | 0% | 0% | 0% | 0% | 0% | 0% | 0% | 0% | 0% | 0% | 0 | 0 | 0 | 0 | 0 | 0 | 0
F7_Industrial_Primary Metals_Existing_Space Heating_Natural Gas_Thermostat - Programmable_A_Achievable Economic TRC Potential | F7 | Industrial | Primary Metals | Existing | Space Heating | Natural Gas | Thermostat - Programmable | A | Incremental Energy Savings (MWh or mTherms) | Achievable Economic TRC Potential | 0 | 0 | 0 | 0 | 0 | 0 | 0 | 0 | 0 | 0 | 0 | 0 | 0 | 0 | 0 | 0 | 0 | 0 | 0 | 0 | 0 | 0 | 0 | 0 | 0 | 0 | 0 | 0 | 0 | 0 | 0
F8_Industrial_Primary Metals_Existing_Space Heating_Natural Gas_Thermostat - Programmable_A_Achievable Economic TRC Potential | F8 | Industrial | Primary Metals | Existing | Space Heating | Natural Gas | Thermostat - Programmable | A | Incremental Summer Peak Savings (MW) | Achievable Economic TRC Potential | 0 | 0 | 0 | 0 | 0 | 0 | 0 | 0 | 0 | 0 | 0 | 0 | 0 | 0 | 0 | 0 | 0 | 0 | 0 | 0 | 0 | 0 | 0 | 0 | 0 | 0 | 0 | 0 | 0 | 0 | 0
F9_Industrial_Primary Metals_Existing_Space Heating_Natural Gas_Thermostat - Programmable_A_Achievable Economic TRC Potential | F9 | Industrial | Primary Metals | Existing | Space Heating | Natural Gas | Thermostat - Programmable | A | Incremental Winter Peak Savings (MW) | Achievable Economic TRC Potential | 0 | 0 | 0 | 0 | 0 | 0 | 0 | 0 | 0 | 0 | 0 | 0 | 0 | 0 | 0 | 0 | 0 | 0 | 0 | 0 | 0 | 0 | 0 | 0 | 0 | 0 | 0 | 0 | 0 | 0 | 0
F10_Industrial_Primary Metals_Existing_Space Heating_Natural Gas_Thermostat - Programmable_A_Achievable Economic TRC Potential | F10 | Industrial | Primary Metals | Existing | Space Heating | Natural Gas | Thermostat - Programmable | A | Cumulative Energy Savings (MWh or mTherms) | Achievable Economic TRC Potential | 0 | 0 | 0 | 0 | 0 | 0 | 0 | 0 | 0 | 0 | 0 | 0 | 0 | 0 | 0 | 0 | 0 | 0 | 0 | 0 | 0 | 0 | 0 | 0 | 0 | 0 | 0 | 0 | 0 | 0 | 0
F11_Industrial_Primary Metals_Existing_Space Heating_Natural Gas_Thermostat - Programmable_A_Achievable Economic TRC Potential | F11 | Industrial | Primary Metals | Existing | Space Heating | Natural Gas | Thermostat - Programmable | A | Cumulative Summer Peak Savings (MW) | Achievable Economic TRC Potential | 0 | 0 | 0 | 0 | 0 | 0 | 0 | 0 | 0 | 0 | 0 | 0 | 0 | 0 | 0 | 0 | 0 | 0 | 0 | 0 | 0 | 0 | 0 | 0 | 0 | 0 | 0 | 0 | 0 | 0 | 0
F12_Industrial_Primary Metals_Existing_Space Heating_Natural Gas_Thermostat - Programmable_A_Achievable Economic TRC Potential | F12 | Industrial | Primary Metals | Existing | Space Heating | Natural Gas | Thermostat - Programmable | A | Cumulative Winter Peak Savings (MW) | Achievable Economic TRC Potential | 0 | 0 | 0 | 0 | 0 | 0 | 0 | 0 | 0 | 0 | 0 | 0 | 0 | 0 | 0 | 0 | 0 | 0 | 0 | 0 | 0 | 0 | 0 | 0 | 0 | 0 | 0 | 0 | 0 | 0 | 0
F13_Industrial_Primary Metals_Existing_Space Heating_Natural Gas_Thermostat - Programmable_A_Achievable Economic TRC Potential | F13 | Industrial | Primary Metals | Existing | Space Heating | Natural Gas | Thermostat - Programmable | A | Purchases (Incremental) | Achievable Economic TRC Potential | 0 | 0 | 0 | 0 | 0 | 0 | 0 | 0 | 0 | 0 | 0 | 0 | 0 | 0 | 0 | 0 | 0 | 0 | 0 | 0 | 0 | 0 | 0 | 0 | 0 | 0 | 0 | 0 | 0 | 0 | 0
F14_Industrial_Primary Metals_Existing_Space Heating_Natural Gas_Thermostat - Programmable_A_Achievable Economic TRC Potential | F14 | Industrial | Primary Metals | Existing | Space Heating | Natural Gas | Thermostat - Programmable | A | Purchases (Cumulative) | Achievable Economic TRC Potential | 0 | 0 | 0 | 0 | 0 | 0 | 0 | 0 | 0 | 0 | 0 | 0 | 0 | 0 | 0 | 0 | 0 | 0 | 0 | 0 | 0 | 0 | 0 | 0 | 0 | 0 | 0 | 0 | 0 | 0 | 0
F1_Industrial_Primary Metals_Existing_Space Heating_Natural Gas_ENERGY STAR Connected Thermostat_A_Achievable Economic TRC Potential | F1 | Industrial | Primary Metals | Existing | Space Heating | Natural Gas | ENERGY STAR Connected Thermostat | A | Original Unit Energy Savings (kWh or therms) | Achievable Economic TRC Potential | 0 | 0 | 0 | 0 | 0 | 0.015466 | 0.01539 | 0.015297 | 0.015198 | 0.015094 | 0.014989 | 0.014881 | 0.014774 | 0.014667 | 0.014552 | 0.014445 | 0.01434 | 0.014242 | 0.014151 | 0.014062 | 0.013978 | 0.013892 | 0.013815 | 0.013742 | 0.013672 | 0.013608 | 0.013548 | 0.013493 | 0 | 0 | 0
F2_Industrial_Primary Metals_Existing_Space Heating_Natural Gas_ENERGY STAR Connected Thermostat_A_Achievable Economic TRC Potential | F2 | Industrial | Primary Metals | Existing | Space Heating | Natural Gas | ENERGY STAR Connected Thermostat | A | Original Unit Summer Peak Savings (kW) | Achievable Economic TRC Potential | 0 | 0 | 0 | 0 | 0 | 0 | 0 | 0 | 0 | 0 | 0 | 0 | 0 | 0 | 0 | 0 | 0 | 0 | 0 | 0 | 0 | 0 | 0 | 0 | 0 | 0 | 0 | 0 | 0 | 0 | 0
F3_Industrial_Primary Metals_Existing_Space Heating_Natural Gas_ENERGY STAR Connected Thermostat_A_Achievable Economic TRC Potential | F3 | Industrial | Primary Metals | Existing | Space Heating | Natural Gas | ENERGY STAR Connected Thermostat | A | Original Unit Winter Peak Savings (kW) | Achievable Economic TRC Potential | 0 | 0 | 0 | 0 | 0 | 0 | 0 | 0 | 0 | 0 | 0 | 0 | 0 | 0 | 0 | 0 | 0 | 0 | 0 | 0 | 0 | 0 | 0 | 0 | 0 | 0 | 0 | 0 | 0 | 0 | 0
F4_Industrial_Primary Metals_Existing_Space Heating_Natural Gas_ENERGY STAR Connected Thermostat_A_Achievable Economic TRC Potential | F4 | Industrial | Primary Metals | Existing | Space Heating | Natural Gas | ENERGY STAR Connected Thermostat | A | Standalone Impact on Baseline Energy (%) | Achievable Economic TRC Potential | 0% | 0% | 0% | 0% | 0% | 0% | 0% | 0% | 0% | 0% | 0% | 0% | 0% | 0% | 0% | 0% | 0% | 0% | 0% | 0% | 0% | 0% | 0% | 0% | 0 | 0 | 0 | 0 | 0 | 0 | 0
F5_Industrial_Primary Metals_Existing_Space Heating_Natural Gas_ENERGY STAR Connected Thermostat_A_Achievable Economic TRC Potential | F5 | Industrial | Primary Metals | Existing | Space Heating | Natural Gas | ENERGY STAR Connected Thermostat | A | Standalone Impact on Baseline Summer Peak (%) | Achievable Economic TRC Potential | 0% | 0% | 0% | 0% | 0% | 0% | 0% | 0% | 0% | 0% | 0% | 0% | 0% | 0% | 0% | 0% | 0% | 0% | 0% | 0% | 0% | 0% | 0% | 0% | 0 | 0 | 0 | 0 | 0 | 0 | 0
F6_Industrial_Primary Metals_Existing_Space Heating_Natural Gas_ENERGY STAR Connected Thermostat_A_Achievable Economic TRC Potential | F6 | Industrial | Primary Metals | Existing | Space Heating | Natural Gas | ENERGY STAR Connected Thermostat | A | Standalone Impact on Baseline Winter Peak (%) | Achievable Economic TRC Potential | 0% | 0% | 0% | 0% | 0% | 0% | 0% | 0% | 0% | 0% | 0% | 0% | 0% | 0% | 0% | 0% | 0% | 0% | 0% | 0% | 0% | 0% | 0% | 0% | 0 | 0 | 0 | 0 | 0 | 0 | 0
F7_Industrial_Primary Metals_Existing_Space Heating_Natural Gas_ENERGY STAR Connected Thermostat_A_Achievable Economic TRC Potential | F7 | Industrial | Primary Metals | Existing | Space Heating | Natural Gas | ENERGY STAR Connected Thermostat | A | Incremental Energy Savings (MWh or mTherms) | Achievable Economic TRC Potential | 0 | 0 | 0 | 0 | 0 | 0 | 0 | 0 | 0 | 0 | 0 | 0 | 0 | 0 | 0 | 0 | 0 | 0 | 0 | 0 | 0 | 0 | 0 | 0 | 0 | 0 | 0 | 0 | 0 | 0 | 0
F8_Industrial_Primary Metals_Existing_Space Heating_Natural Gas_ENERGY STAR Connected Thermostat_A_Achievable Economic TRC Potential | F8 | Industrial | Primary Metals | Existing | Space Heating | Natural Gas | ENERGY STAR Connected Thermostat | A | Incremental Summer Peak Savings (MW) | Achievable Economic TRC Potential | 0 | 0 | 0 | 0 | 0 | 0 | 0 | 0 | 0 | 0 | 0 | 0 | 0 | 0 | 0 | 0 | 0 | 0 | 0 | 0 | 0 | 0 | 0 | 0 | 0 | 0 | 0 | 0 | 0 | 0 | 0
F9_Industrial_Primary Metals_Existing_Space Heating_Natural Gas_ENERGY STAR Connected Thermostat_A_Achievable Economic TRC Potential | F9 | Industrial | Primary Metals | Existing | Space Heating | Natural Gas | ENERGY STAR Connected Thermostat | A | Incremental Winter Peak Savings (MW) | Achievable Economic TRC Potential | 0 | 0 | 0 | 0 | 0 | 0 | 0 | 0 | 0 | 0 | 0 | 0 | 0 | 0 | 0 | 0 | 0 | 0 | 0 | 0 | 0 | 0 | 0 | 0 | 0 | 0 | 0 | 0 | 0 | 0 | 0
F10_Industrial_Primary Metals_Existing_Space Heating_Natural Gas_ENERGY STAR Connected Thermostat_A_Achievable Economic TRC Potential | F10 | Industrial | Primary Metals | Existing | Space Heating | Natural Gas | ENERGY STAR Connected Thermostat | A | Cumulative Energy Savings (MWh or mTherms) | Achievable Economic TRC Potential | 0 | 0 | 0 | 0 | 0 | 0 | 0 | 0 | 0 | 0 | 0 | 0 | 0 | 0 | 0 | 0 | 0 | 0 | 0 | 0 | 0 | 0 | 0 | 0 | 0 | 0 | 0 | 0 | 0 | 0 | 0
F11_Industrial_Primary Metals_Existing_Space Heating_Natural Gas_ENERGY STAR Connected Thermostat_A_Achievable Economic TRC Potential | F11 | Industrial | Primary Metals | Existing | Space Heating | Natural Gas | ENERGY STAR Connected Thermostat | A | Cumulative Summer Peak Savings (MW) | Achievable Economic TRC Potential | 0 | 0 | 0 | 0 | 0 | 0 | 0 | 0 | 0 | 0 | 0 | 0 | 0 | 0 | 0 | 0 | 0 | 0 | 0 | 0 | 0 | 0 | 0 | 0 | 0 | 0 | 0 | 0 | 0 | 0 | 0
F12_Industrial_Primary Metals_Existing_Space Heating_Natural Gas_ENERGY STAR Connected Thermostat_A_Achievable Economic TRC Potential | F12 | Industrial | Primary Metals | Existing | Space Heating | Natural Gas | ENERGY STAR Connected Thermostat | A | Cumulative Winter Peak Savings (MW) | Achievable Economic TRC Potential | 0 | 0 | 0 | 0 | 0 | 0 | 0 | 0 | 0 | 0 | 0 | 0 | 0 | 0 | 0 | 0 | 0 | 0 | 0 | 0 | 0 | 0 | 0 | 0 | 0 | 0 | 0 | 0 | 0 | 0 | 0
F13_Industrial_Primary Metals_Existing_Space Heating_Natural Gas_ENERGY STAR Connected Thermostat_A_Achievable Economic TRC Potential | F13 | Industrial | Primary Metals | Existing | Space Heating | Natural Gas | ENERGY STAR Connected Thermostat | A | Purchases (Incremental) | Achievable Economic TRC Potential | 0 | 0 | 0 | 0 | 0 | 0 | 0 | 0 | 0 | 0 | 0 | 0 | 0 | 0 | 0 | 0 | 0 | 0 | 0 | 0 | 0 | 0 | 0 | 0 | 0 | 0 | 0 | 0 | 0 | 0 | 0
F14_Industrial_Primary Metals_Existing_Space Heating_Natural Gas_ENERGY STAR Connected Thermostat_A_Achievable Economic TRC Potential | F14 | Industrial | Primary Metals | Existing | Space Heating | Natural Gas | ENERGY STAR Connected Thermostat | A | Purchases (Cumulative) | Achievable Economic TRC Potential | 0 | 0 | 0 | 0 | 0 | 0 | 0 | 0 | 0 | 0 | 0 | 0 | 0 | 0 | 0 | 0 | 0 | 0 | 0 | 0 | 0 | 0 | 0 | 0 | 0 | 0 | 0 | 0 | 0 | 0 | 0
F1_Industrial_Primary Metals_Existing_Space Heating_Natural Gas_Destratification Fans (HVLS)_A_Achievable Economic TRC Potential | F1 | Industrial | Primary Metals | Existing | Space Heating | Natural Gas | Destratification Fans (HVLS) | A | Original Unit Energy Savings (kWh or therms) | Achievable Economic TRC Potential | 0 | 0 | 0 | 0 | 0 | 0.015466 | 0.01539 | 0.015297 | 0.015198 | 0.015094 | 0.014989 | 0.014881 | 0.014774 | 0.014667 | 0.014552 | 0.014445 | 0.01434 | 0.014242 | 0.014151 | 0.014062 | 0.013978 | 0.013892 | 0.013815 | 0.013742 | 0.013672 | 0.013608 | 0.013548 | 0.013493 | 0 | 0 | 0
F2_Industrial_Primary Metals_Existing_Space Heating_Natural Gas_Destratification Fans (HVLS)_A_Achievable Economic TRC Potential | F2 | Industrial | Primary Metals | Existing | Space Heating | Natural Gas | Destratification Fans (HVLS) | A | Original Unit Summer Peak Savings (kW) | Achievable Economic TRC Potential | 0 | 0 | 0 | 0 | 0 | 0 | 0 | 0 | 0 | 0 | 0 | 0 | 0 | 0 | 0 | 0 | 0 | 0 | 0 | 0 | 0 | 0 | 0 | 0 | 0 | 0 | 0 | 0 | 0 | 0 | 0
F3_Industrial_Primary Metals_Existing_Space Heating_Natural Gas_Destratification Fans (HVLS)_A_Achievable Economic TRC Potential | F3 | Industrial | Primary Metals | Existing | Space Heating | Natural Gas | Destratification Fans (HVLS) | A | Original Unit Winter Peak Savings (kW) | Achievable Economic TRC Potential | 0 | 0 | 0 | 0 | 0 | 0 | 0 | 0 | 0 | 0 | 0 | 0 | 0 | 0 | 0 | 0 | 0 | 0 | 0 | 0 | 0 | 0 | 0 | 0 | 0 | 0 | 0 | 0 | 0 | 0 | 0
F4_Industrial_Primary Metals_Existing_Space Heating_Natural Gas_Destratification Fans (HVLS)_A_Achievable Economic TRC Potential | F4 | Industrial | Primary Metals | Existing | Space Heating | Natural Gas | Destratification Fans (HVLS) | A | Standalone Impact on Baseline Energy (%) | Achievable Economic TRC Potential | 0% | 0% | 0% | 0% | 0% | 0% | 0% | 0% | 0% | 0% | 0% | 0% | 0% | 0% | 0% | 0% | 0% | 0% | 0% | 0% | 0% | 0% | 0% | 0% | 0 | 0 | 0 | 0 | 0 | 0 | 0
F5_Industrial_Primary Metals_Existing_Space Heating_Natural Gas_Destratification Fans (HVLS)_A_Achievable Economic TRC Potential | F5 | Industrial | Primary Metals | Existing | Space Heating | Natural Gas | Destratification Fans (HVLS) | A | Standalone Impact on Baseline Summer Peak (%) | Achievable Economic TRC Potential | 0% | 0% | 0% | 0% | 0% | 0% | 0% | 0% | 0% | 0% | 0% | 0% | 0% | 0% | 0% | 0% | 0% | 0% | 0% | 0% | 0% | 0% | 0% | 0% | 0 | 0 | 0 | 0 | 0 | 0 | 0
F6_Industrial_Primary Metals_Existing_Space Heating_Natural Gas_Destratification Fans (HVLS)_A_Achievable Economic TRC Potential | F6 | Industrial | Primary Metals | Existing | Space Heating | Natural Gas | Destratification Fans (HVLS) | A | Standalone Impact on Baseline Winter Peak (%) | Achievable Economic TRC Potential | 0% | 0% | 0% | 0% | 0% | 0% | 0% | 0% | 0% | 0% | 0% | 0% | 0% | 0% | 0% | 0% | 0% | 0% | 0% | 0% | 0% | 0% | 0% | 0% | 0 | 0 | 0 | 0 | 0 | 0 | 0
F7_Industrial_Primary Metals_Existing_Space Heating_Natural Gas_Destratification Fans (HVLS)_A_Achievable Economic TRC Potential | F7 | Industrial | Primary Metals | Existing | Space Heating | Natural Gas | Destratification Fans (HVLS) | A | Incremental Energy Savings (MWh or mTherms) | Achievable Economic TRC Potential | 0 | 0 | 0 | 0 | 0 | 0 | 0 | 0 | 0 | 0 | 0 | 0 | 0 | 0 | 0 | 0 | 0 | 0 | 0 | 0 | 0 | 0 | 0 | 0 | 0 | 0 | 0 | 0 | 0 | 0 | 0
F8_Industrial_Primary Metals_Existing_Space Heating_Natural Gas_Destratification Fans (HVLS)_A_Achievable Economic TRC Potential | F8 | Industrial | Primary Metals | Existing | Space Heating | Natural Gas | Destratification Fans (HVLS) | A | Incremental Summer Peak Savings (MW) | Achievable Economic TRC Potential | 0 | 0 | 0 | 0 | 0 | 0 | 0 | 0 | 0 | 0 | 0 | 0 | 0 | 0 | 0 | 0 | 0 | 0 | 0 | 0 | 0 | 0 | 0 | 0 | 0 | 0 | 0 | 0 | 0 | 0 | 0
F9_Industrial_Primary Metals_Existing_Space Heating_Natural Gas_Destratification Fans (HVLS)_A_Achievable Economic TRC Potential | F9 | Industrial | Primary Metals | Existing | Space Heating | Natural Gas | Destratification Fans (HVLS) | A | Incremental Winter Peak Savings (MW) | Achievable Economic TRC Potential | 0 | 0 | 0 | 0 | 0 | 0 | 0 | 0 | 0 | 0 | 0 | 0 | 0 | 0 | 0 | 0 | 0 | 0 | 0 | 0 | 0 | 0 | 0 | 0 | 0 | 0 | 0 | 0 | 0 | 0 | 0
F10_Industrial_Primary Metals_Existing_Space Heating_Natural Gas_Destratification Fans (HVLS)_A_Achievable Economic TRC Potential | F10 | Industrial | Primary Metals | Existing | Space Heating | Natural Gas | Destratification Fans (HVLS) | A | Cumulative Energy Savings (MWh or mTherms) | Achievable Economic TRC Potential | 0 | 0 | 0 | 0 | 0 | 0 | 0 | 0 | 0 | 0 | 0 | 0 | 0 | 0 | 0 | 0 | 0 | 0 | 0 | 0 | 0 | 0 | 0 | 0 | 0 | 0 | 0 | 0 | 0 | 0 | 0
F11_Industrial_Primary Metals_Existing_Space Heating_Natural Gas_Destratification Fans (HVLS)_A_Achievable Economic TRC Potential | F11 | Industrial | Primary Metals | Existing | Space Heating | Natural Gas | Destratification Fans (HVLS) | A | Cumulative Summer Peak Savings (MW) | Achievable Economic TRC Potential | 0 | 0 | 0 | 0 | 0 | 0 | 0 | 0 | 0 | 0 | 0 | 0 | 0 | 0 | 0 | 0 | 0 | 0 | 0 | 0 | 0 | 0 | 0 | 0 | 0 | 0 | 0 | 0 | 0 | 0 | 0
F12_Industrial_Primary Metals_Existing_Space Heating_Natural Gas_Destratification Fans (HVLS)_A_Achievable Economic TRC Potential | F12 | Industrial | Primary Metals | Existing | Space Heating | Natural Gas | Destratification Fans (HVLS) | A | Cumulative Winter Peak Savings (MW) | Achievable Economic TRC Potential | 0 | 0 | 0 | 0 | 0 | 0 | 0 | 0 | 0 | 0 | 0 | 0 | 0 | 0 | 0 | 0 | 0 | 0 | 0 | 0 | 0 | 0 | 0 | 0 | 0 | 0 | 0 | 0 | 0 | 0 | 0
F13_Industrial_Primary Metals_Existing_Space Heating_Natural Gas_Destratification Fans (HVLS)_A_Achievable Economic TRC Potential | F13 | Industrial | Primary Metals | Existing | Space Heating | Natural Gas | Destratification Fans (HVLS) | A | Purchases (Incremental) | Achievable Economic TRC Potential | 0 | 0 | 0 | 0 | 0 | 0 | 0 | 0 | 0 | 0 | 0 | 0 | 0 | 0 | 0 | 0 | 0 | 0 | 0 | 0 | 0 | 0 | 0 | 0 | 0 | 0 | 0 | 0 | 0 | 0 | 0
F14_Industrial_Primary Metals_Existing_Space Heating_Natural Gas_Destratification Fans (HVLS)_A_Achievable Economic TRC Potential | F14 | Industrial | Primary Metals | Existing | Space Heating | Natural Gas | Destratification Fans (HVLS) | A | Purchases (Cumulative) | Achievable Economic TRC Potential | 0 | 0 | 0 | 0 | 0 | 0 | 0 | 0 | 0 | 0 | 0 | 0 | 0 | 0 | 0 | 0 | 0 | 0 | 0 | 0 | 0 | 0 | 0 | 0 | 0 | 0 | 0 | 0 | 0 | 0 | 0
F1_Industrial_Primary Metals_Existing_Space Heating_Natural Gas_Gas Boiler - Insulate Steam Lines/Condensate Tank_A_Achievable Economic TRC Potential | F1 | Industrial | Primary Metals | Existing | Space Heating | Natural Gas | Gas Boiler - Insulate Steam Lines/Condensate Tank | A | Original Unit Energy Savings (kWh or therms) | Achievable Economic TRC Potential | 0 | 0 | 0 | 0 | 0 | 312.1233 | 310.0084 | 307.9068 | 305.7941 | 303.6874 | 301.64 | 299.6129 | 297.6075 | 295.625 | 293.5265 | 291.6006 | 289.6963 | 287.8233 | 285.9779 | 284.1283 | 282.3422 | 280.4831 | 278.6885 | 276.9502 | 275.2007 | 273.6043 | 272.1475 | 270.818 | 269.6047 | 268.4972 | 267.4865
F2_Industrial_Primary Metals_Existing_Space Heating_Natural Gas_Gas Boiler - Insulate Steam Lines/Condensate Tank_A_Achievable Economic TRC Potential | F2 | Industrial | Primary Metals | Existing | Space Heating | Natural Gas | Gas Boiler - Insulate Steam Lines/Condensate Tank | A | Original Unit Summer Peak Savings (kW) | Achievable Economic TRC Potential | 0 | 0 | 0 | 0 | 0 | 0 | 0 | 0 | 0 | 0 | 0 | 0 | 0 | 0 | 0 | 0 | 0 | 0 | 0 | 0 | 0 | 0 | 0 | 0 | 0 | 0 | 0 | 0 | 0 | 0 | 0
F3_Industrial_Primary Metals_Existing_Space Heating_Natural Gas_Gas Boiler - Insulate Steam Lines/Condensate Tank_A_Achievable Economic TRC Potential | F3 | Industrial | Primary Metals | Existing | Space Heating | Natural Gas | Gas Boiler - Insulate Steam Lines/Condensate Tank | A | Original Unit Winter Peak Savings (kW) | Achievable Economic TRC Potential | 0 | 0 | 0 | 0 | 0 | 0 | 0 | 0 | 0 | 0 | 0 | 0 | 0 | 0 | 0 | 0 | 0 | 0 | 0 | 0 | 0 | 0 | 0 | 0 | 0 | 0 | 0 | 0 | 0 | 0 | 0
F4_Industrial_Primary Metals_Existing_Space Heating_Natural Gas_Gas Boiler - Insulate Steam Lines/Condensate Tank_A_Achievable Economic TRC Potential | F4 | Industrial | Primary Metals | Existing | Space Heating | Natural Gas | Gas Boiler - Insulate Steam Lines/Condensate Tank | A | Standalone Impact on Baseline Energy (%) | Achievable Economic TRC Potential | 0% | 0% | 0% | 0% | 0% | 0.005115% | 0.01021% | 0.01537% | 0.02045% | 0.02553% | 0.03097% | 0.03617% | 0.04137% | 0.04717% | 0.05214% | 0.0578% | 0.06296% | 0.06842% | 0.07416% | 0.07918% | 0.0846% | 0.09001% | 0.09538% | 0.1007% | 0.0010601 | 0.001062 | 0.0010639 | 0.0010656 | 0 | 0 | 0
F5_Industrial_Primary Metals_Existing_Space Heating_Natural Gas_Gas Boiler - Insulate Steam Lines/Condensate Tank_A_Achievable Economic TRC Potential | F5 | Industrial | Primary Metals | Existing | Space Heating | Natural Gas | Gas Boiler - Insulate Steam Lines/Condensate Tank | A | Standalone Impact on Baseline Summer Peak (%) | Achievable Economic TRC Potential | 0% | 0% | 0% | 0% | 0% | 0% | 0% | 0% | 0% | 0% | 0% | 0% | 0% | 0% | 0% | 0% | 0% | 0% | 0% | 0% | 0% | 0% | 0% | 0% | 0 | 0 | 0 | 0 | 0 | 0 | 0
F6_Industrial_Primary Metals_Existing_Space Heating_Natural Gas_Gas Boiler - Insulate Steam Lines/Condensate Tank_A_Achievable Economic TRC Potential | F6 | Industrial | Primary Metals | Existing | Space Heating | Natural Gas | Gas Boiler - Insulate Steam Lines/Condensate Tank | A | Standalone Impact on Baseline Winter Peak (%) | Achievable Economic TRC Potential | 0% | 0% | 0% | 0% | 0% | 0% | 0% | 0% | 0% | 0% | 0% | 0% | 0% | 0% | 0% | 0% | 0% | 0% | 0% | 0% | 0% | 0% | 0% | 0% | 0 | 0 | 0 | 0 | 0 | 0 | 0
F7_Industrial_Primary Metals_Existing_Space Heating_Natural Gas_Gas Boiler - Insulate Steam Lines/Condensate Tank_A_Achievable Economic TRC Potential | F7 | Industrial | Primary Metals | Existing | Space Heating | Natural Gas | Gas Boiler - Insulate Steam Lines/Condensate Tank | A | Incremental Energy Savings (MWh or mTherms) | Achievable Economic TRC Potential | 0 | 0 | 0 | 0 | 0 | 0.0039797 | 0.0039506 | 0.0039007 | 0.003876 | 0.0038525 | 0.0037779 | 0.0037423 | 0.0037097 | 0.0036264 | 0.0036145 | 0.0035565 | 0.0035337 | 0.0034932 | 0.0034399 | 0.0034217 | 0.0033861 | 0.0033507 | 0.0033171 | 0.0032852 | 0.0032542 | 0 | 0 | 0 | 0 | 0 | 0
F8_Industrial_Primary Metals_Existing_Space Heating_Natural Gas_Gas Boiler - Insulate Steam Lines/Condensate Tank_A_Achievable Economic TRC Potential | F8 | Industrial | Primary Metals | Existing | Space Heating | Natural Gas | Gas Boiler - Insulate Steam Lines/Condensate Tank | A | Incremental Summer Peak Savings (MW) | Achievable Economic TRC Potential | 0 | 0 | 0 | 0 | 0 | 0 | 0 | 0 | 0 | 0 | 0 | 0 | 0 | 0 | 0 | 0 | 0 | 0 | 0 | 0 | 0 | 0 | 0 | 0 | 0 | 0 | 0 | 0 | 0 | 0 | 0
F9_Industrial_Primary Metals_Existing_Space Heating_Natural Gas_Gas Boiler - Insulate Steam Lines/Condensate Tank_A_Achievable Economic TRC Potential | F9 | Industrial | Primary Metals | Existing | Space Heating | Natural Gas | Gas Boiler - Insulate Steam Lines/Condensate Tank | A | Incremental Winter Peak Savings (MW) | Achievable Economic TRC Potential | 0 | 0 | 0 | 0 | 0 | 0 | 0 | 0 | 0 | 0 | 0 | 0 | 0 | 0 | 0 | 0 | 0 | 0 | 0 | 0 | 0 | 0 | 0 | 0 | 0 | 0 | 0 | 0 | 0 | 0 | 0
F10_Industrial_Primary Metals_Existing_Space Heating_Natural Gas_Gas Boiler - Insulate Steam Lines/Condensate Tank_A_Achievable Economic TRC Potential | F10 | Industrial | Primary Metals | Existing | Space Heating | Natural Gas | Gas Boiler - Insulate Steam Lines/Condensate Tank | A | Cumulative Energy Savings (MWh or mTherms) | Achievable Economic TRC Potential | 0 | 0 | 0 | 0 | 0 | 0.0039797 | 0.0079034 | 0.01175 | 0.015546 | 0.019291 | 0.022939 | 0.026527 | 0.030059 | 0.033486 | 0.036862 | 0.040177 | 0.043448 | 0.046661 | 0.049801 | 0.052901 | 0.055954 | 0.058937 | 0.061877 | 0.064776 | 0.067621 | 0.067229 | 0.066871 | 0.066544 | 0.066246 | 0.065974 | 0.065725
F11_Industrial_Primary Metals_Existing_Space Heating_Natural Gas_Gas Boiler - Insulate Steam Lines/Condensate Tank_A_Achievable Economic TRC Potential | F11 | Industrial | Primary Metals | Existing | Space Heating | Natural Gas | Gas Boiler - Insulate Steam Lines/Condensate Tank | A | Cumulative Summer Peak Savings (MW) | Achievable Economic TRC Potential | 0 | 0 | 0 | 0 | 0 | 0 | 0 | 0 | 0 | 0 | 0 | 0 | 0 | 0 | 0 | 0 | 0 | 0 | 0 | 0 | 0 | 0 | 0 | 0 | 0 | 0 | 0 | 0 | 0 | 0 | 0
F12_Industrial_Primary Metals_Existing_Space Heating_Natural Gas_Gas Boiler - Insulate Steam Lines/Condensate Tank_A_Achievable Economic TRC Potential | F12 | Industrial | Primary Metals | Existing | Space Heating | Natural Gas | Gas Boiler - Insulate Steam Lines/Condensate Tank | A | Cumulative Winter Peak Savings (MW) | Achievable Economic TRC Potential | 0 | 0 | 0 | 0 | 0 | 0 | 0 | 0 | 0 | 0 | 0 | 0 | 0 | 0 | 0 | 0 | 0 | 0 | 0 | 0 | 0 | 0 | 0 | 0 | 0 | 0 | 0 | 0 | 0 | 0 | 0
F13_Industrial_Primary Metals_Existing_Space Heating_Natural Gas_Gas Boiler - Insulate Steam Lines/Condensate Tank_A_Achievable Economic TRC Potential | F13 | Industrial | Primary Metals | Existing | Space Heating | Natural Gas | Gas Boiler - Insulate Steam Lines/Condensate Tank | A | Purchases (Incremental) | Achievable Economic TRC Potential | 0 | 0 | 0 | 0 | 0 | 0.012751 | 0.012744 | 0.012668 | 0.012675 | 0.012686 | 0.012525 | 0.01249 | 0.012465 | 0.012267 | 0.012314 | 0.012196 | 0.012198 | 0.012137 | 0.012028 | 0.012043 | 0.011993 | 0.011946 | 0.011903 | 0.011862 | 0.011825 | 0 | 0 | 0 | 0 | 0 | 0
F14_Industrial_Primary Metals_Existing_Space Heating_Natural Gas_Gas Boiler - Insulate Steam Lines/Condensate Tank_A_Achievable Economic TRC Potential | F14 | Industrial | Primary Metals | Existing | Space Heating | Natural Gas | Gas Boiler - Insulate Steam Lines/Condensate Tank | A | Purchases (Cumulative) | Achievable Economic TRC Potential | 0 | 0 | 0 | 0 | 0 | 0.012751 | 0.025494 | 0.038162 | 0.050838 | 0.063523 | 0.076048 | 0.088538 | 0.101 | 0.11327 | 0.12558 | 0.13778 | 0.14998 | 0.16212 | 0.17414 | 0.18619 | 0.19818 | 0.21013 | 0.22203 | 0.23389 | 0.24572 | 0.24572 | 0.24572 | 0.24572 | 0.24572 | 0.24572 | 0.24572
F1_Industrial_Primary Metals_Existing_Process_Natural Gas_Gas Boiler - Insulate Steam Lines/Condensate Tank_A_Achievable Economic TRC Potential | F1 | Industrial | Primary Metals | Existing | Process | Natural Gas | Gas Boiler - Insulate Steam Lines/Condensate Tank | A | Original Unit Energy Savings (kWh or therms) | Achievable Economic TRC Potential | 0 | 0 | 0 | 0 | 0 | 303.5793 | 303.5793 | 303.5793 | 303.5793 | 303.5793 | 303.5793 | 303.5793 | 303.5793 | 303.5793 | 303.5793 | 303.5793 | 303.5793 | 303.5793 | 303.5793 | 303.5793 | 303.5793 | 303.5793 | 303.5793 | 303.5793 | 303.5793 | 303.5793 | 303.5793 | 303.5793 | 303.5793 | 303.5793 | 303.5793
F2_Industrial_Primary Metals_Existing_Process_Natural Gas_Gas Boiler - Insulate Steam Lines/Condensate Tank_A_Achievable Economic TRC Potential | F2 | Industrial | Primary Metals | Existing | Process | Natural Gas | Gas Boiler - Insulate Steam Lines/Condensate Tank | A | Original Unit Summer Peak Savings (kW) | Achievable Economic TRC Potential | 0 | 0 | 0 | 0 | 0 | 0 | 0 | 0 | 0 | 0 | 0 | 0 | 0 | 0 | 0 | 0 | 0 | 0 | 0 | 0 | 0 | 0 | 0 | 0 | 0 | 0 | 0 | 0 | 0 | 0 | 0
F3_Industrial_Primary Metals_Existing_Process_Natural Gas_Gas Boiler - Insulate Steam Lines/Condensate Tank_A_Achievable Economic TRC Potential | F3 | Industrial | Primary Metals | Existing | Process | Natural Gas | Gas Boiler - Insulate Steam Lines/Condensate Tank | A | Original Unit Winter Peak Savings (kW) | Achievable Economic TRC Potential | 0 | 0 | 0 | 0 | 0 | 0 | 0 | 0 | 0 | 0 | 0 | 0 | 0 | 0 | 0 | 0 | 0 | 0 | 0 | 0 | 0 | 0 | 0 | 0 | 0 | 0 | 0 | 0 | 0 | 0 | 0
F4_Industrial_Primary Metals_Existing_Process_Natural Gas_Gas Boiler - Insulate Steam Lines/Condensate Tank_A_Achievable Economic TRC Potential | F4 | Industrial | Primary Metals | Existing | Process | Natural Gas | Gas Boiler - Insulate Steam Lines/Condensate Tank | A | Standalone Impact on Baseline Energy (%) | Achievable Economic TRC Potential | 0% | 0% | 0% | 0% | 0% | 0.006881% | 0.01376% | 0.02073% | 0.0276% | 0.03445% | 0.04178% | 0.04877% | 0.05575% | 0.06353% | 0.07017% | 0.07773% | 0.0846% | 0.09191% | 0.09962% | 0.1064% | 0.1137% | 0.121% | 0.1283% | 0.1357% | 0.0014298 | 0.0014339 | 0.0014378 | 0.0014413 | 0 | 0 | 0
F5_Industrial_Primary Metals_Existing_Process_Natural Gas_Gas Boiler - Insulate Steam Lines/Condensate Tank_A_Achievable Economic TRC Potential | F5 | Industrial | Primary Metals | Existing | Process | Natural Gas | Gas Boiler - Insulate Steam Lines/Condensate Tank | A | Standalone Impact on Baseline Summer Peak (%) | Achievable Economic TRC Potential | 0% | 0% | 0% | 0% | 0% | 0% | 0% | 0% | 0% | 0% | 0% | 0% | 0% | 0% | 0% | 0% | 0% | 0% | 0% | 0% | 0% | 0% | 0% | 0% | 0 | 0 | 0 | 0 | 0 | 0 | 0
F6_Industrial_Primary Metals_Existing_Process_Natural Gas_Gas Boiler - Insulate Steam Lines/Condensate Tank_A_Achievable Economic TRC Potential | F6 | Industrial | Primary Metals | Existing | Process | Natural Gas | Gas Boiler - Insulate Steam Lines/Condensate Tank | A | Standalone Impact on Baseline Winter Peak (%) | Achievable Economic TRC Potential | 0% | 0% | 0% | 0% | 0% | 0% | 0% | 0% | 0% | 0% | 0% | 0% | 0% | 0% | 0% | 0% | 0% | 0% | 0% | 0% | 0% | 0% | 0% | 0% | 0 | 0 | 0 | 0 | 0 | 0 | 0
F7_Industrial_Primary Metals_Existing_Process_Natural Gas_Gas Boiler - Insulate Steam Lines/Condensate Tank_A_Achievable Economic TRC Potential | F7 | Industrial | Primary Metals | Existing | Process | Natural Gas | Gas Boiler - Insulate Steam Lines/Condensate Tank | A | Incremental Energy Savings (MWh or mTherms) | Achievable Economic TRC Potential | 0 | 0 | 0 | 0 | 0 | 0.1402 | 0.14012 | 0.13929 | 0.13937 | 0.13948 | 0.13771 | 0.13734 | 0.13706 | 0.13488 | 0.1354 | 0.13411 | 0.13412 | 0.13345 | 0.13226 | 0.13241 | 0.13187 | 0.13135 | 0.13087 | 0.13043 | 0.13002 | 0 | 0 | 0 | 0 | 0 | 0
F8_Industrial_Primary Metals_Existing_Process_Natural Gas_Gas Boiler - Insulate Steam Lines/Condensate Tank_A_Achievable Economic TRC Potential | F8 | Industrial | Primary Metals | Existing | Process | Natural Gas | Gas Boiler - Insulate Steam Lines/Condensate Tank | A | Incremental Summer Peak Savings (MW) | Achievable Economic TRC Potential | 0 | 0 | 0 | 0 | 0 | 0 | 0 | 0 | 0 | 0 | 0 | 0 | 0 | 0 | 0 | 0 | 0 | 0 | 0 | 0 | 0 | 0 | 0 | 0 | 0 | 0 | 0 | 0 | 0 | 0 | 0
F9_Industrial_Primary Metals_Existing_Process_Natural Gas_Gas Boiler - Insulate Steam Lines/Condensate Tank_A_Achievable Economic TRC Potential | F9 | Industrial | Primary Metals | Existing | Process | Natural Gas | Gas Boiler - Insulate Steam Lines/Condensate Tank | A | Incremental Winter Peak Savings (MW) | Achievable Economic TRC Potential | 0 | 0 | 0 | 0 | 0 | 0 | 0 | 0 | 0 | 0 | 0 | 0 | 0 | 0 | 0 | 0 | 0 | 0 | 0 | 0 | 0 | 0 | 0 | 0 | 0 | 0 | 0 | 0 | 0 | 0 | 0
F10_Industrial_Primary Metals_Existing_Process_Natural Gas_Gas Boiler - Insulate Steam Lines/Condensate Tank_A_Achievable Economic TRC Potential | F10 | Industrial | Primary Metals | Existing | Process | Natural Gas | Gas Boiler - Insulate Steam Lines/Condensate Tank | A | Cumulative Energy Savings (MWh or mTherms) | Achievable Economic TRC Potential | 0 | 0 | 0 | 0 | 0 | 0.1402 | 0.28032 | 0.41961 | 0.55898 | 0.69846 | 0.83618 | 0.97351 | 1.1106 | 1.2455 | 1.3808 | 1.515 | 1.6491 | 1.7825 | 1.9148 | 2.0472 | 2.1791 | 2.3104 | 2.4413 | 2.5717 | 2.7017 | 2.7017 | 2.7017 | 2.7017 | 2.7017 | 2.7017 | 2.7017
F11_Industrial_Primary Metals_Existing_Process_Natural Gas_Gas Boiler - Insulate Steam Lines/Condensate Tank_A_Achievable Economic TRC Potential | F11 | Industrial | Primary Metals | Existing | Process | Natural Gas | Gas Boiler - Insulate Steam Lines/Condensate Tank | A | Cumulative Summer Peak Savings (MW) | Achievable Economic TRC Potential | 0 | 0 | 0 | 0 | 0 | 0 | 0 | 0 | 0 | 0 | 0 | 0 | 0 | 0 | 0 | 0 | 0 | 0 | 0 | 0 | 0 | 0 | 0 | 0 | 0 | 0 | 0 | 0 | 0 | 0 | 0
F12_Industrial_Primary Metals_Existing_Process_Natural Gas_Gas Boiler - Insulate Steam Lines/Condensate Tank_A_Achievable Economic TRC Potential | F12 | Industrial | Primary Metals | Existing | Process | Natural Gas | Gas Boiler - Insulate Steam Lines/Condensate Tank | A | Cumulative Winter Peak Savings (MW) | Achievable Economic TRC Potential | 0 | 0 | 0 | 0 | 0 | 0 | 0 | 0 | 0 | 0 | 0 | 0 | 0 | 0 | 0 | 0 | 0 | 0 | 0 | 0 | 0 | 0 | 0 | 0 | 0 | 0 | 0 | 0 | 0 | 0 | 0
F13_Industrial_Primary Metals_Existing_Process_Natural Gas_Gas Boiler - Insulate Steam Lines/Condensate Tank_A_Achievable Economic TRC Potential | F13 | Industrial | Primary Metals | Existing | Process | Natural Gas | Gas Boiler - Insulate Steam Lines/Condensate Tank | A | Purchases (Incremental) | Achievable Economic TRC Potential | 0 | 0 | 0 | 0 | 0 | 0.46181 | 0.46156 | 0.45884 | 0.45909 | 0.45947 | 0.45363 | 0.45239 | 0.45147 | 0.4443 | 0.446 | 0.44175 | 0.4418 | 0.43958 | 0.43566 | 0.43618 | 0.43437 | 0.43268 | 0.43111 | 0.42964 | 0.42829 | 0 | 0 | 0 | 0 | 0 | 0
F14_Industrial_Primary Metals_Existing_Process_Natural Gas_Gas Boiler - Insulate Steam Lines/Condensate Tank_A_Achievable Economic TRC Potential | F14 | Industrial | Primary Metals | Existing | Process | Natural Gas | Gas Boiler - Insulate Steam Lines/Condensate Tank | A | Purchases (Cumulative) | Achievable Economic TRC Potential | 0 | 0 | 0 | 0 | 0 | 0.46181 | 0.92337 | 1.3822 | 1.8413 | 2.3008 | 2.7544 | 3.2068 | 3.6583 | 4.1026 | 4.5486 | 4.9903 | 5.4321 | 5.8717 | 6.3074 | 6.7435 | 7.1779 | 7.6106 | 8.0417 | 8.4713 | 8.8996 | 8.8996 | 8.8996 | 8.8996 | 8.8996 | 8.8996 | 8.8996
F1_Industrial_Primary Metals_Existing_Space Heating_Natural Gas_Gas Boiler - Insulate Hot Water Lines_A_Achievable Economic TRC Potential | F1 | Industrial | Primary Metals | Existing | Space Heating | Natural Gas | Gas Boiler - Insulate Hot Water Lines | A | Original Unit Energy Savings (kWh or therms) | Achievable Economic TRC Potential | 0 | 0 | 0 | 0 | 0 | 352.7975 | 350.407 | 348.0315 | 345.6435 | 343.2623 | 340.9481 | 338.6568 | 336.39 | 334.1492 | 331.7773 | 329.6004 | 327.4479 | 325.3309 | 323.2449 | 321.1544 | 319.1354 | 317.0342 | 315.0056 | 313.0408 | 311.0634 | 309.2589 | 307.6123 | 306.1095 | 304.7381 | 303.4863 | 302.3438
F2_Industrial_Primary Metals_Existing_Space Heating_Natural Gas_Gas Boiler - Insulate Hot Water Lines_A_Achievable Economic TRC Potential | F2 | Industrial | Primary Metals | Existing | Space Heating | Natural Gas | Gas Boiler - Insulate Hot Water Lines | A | Original Unit Summer Peak Savings (kW) | Achievable Economic TRC Potential | 0 | 0 | 0 | 0 | 0 | 0 | 0 | 0 | 0 | 0 | 0 | 0 | 0 | 0 | 0 | 0 | 0 | 0 | 0 | 0 | 0 | 0 | 0 | 0 | 0 | 0 | 0 | 0 | 0 | 0 | 0
F3_Industrial_Primary Metals_Existing_Space Heating_Natural Gas_Gas Boiler - Insulate Hot Water Lines_A_Achievable Economic TRC Potential | F3 | Industrial | Primary Metals | Existing | Space Heating | Natural Gas | Gas Boiler - Insulate Hot Water Lines | A | Original Unit Winter Peak Savings (kW) | Achievable Economic TRC Potential | 0 | 0 | 0 | 0 | 0 | 0 | 0 | 0 | 0 | 0 | 0 | 0 | 0 | 0 | 0 | 0 | 0 | 0 | 0 | 0 | 0 | 0 | 0 | 0 | 0 | 0 | 0 | 0 | 0 | 0 | 0
F4_Industrial_Primary Metals_Existing_Space Heating_Natural Gas_Gas Boiler - Insulate Hot Water Lines_A_Achievable Economic TRC Potential | F4 | Industrial | Primary Metals | Existing | Space Heating | Natural Gas | Gas Boiler - Insulate Hot Water Lines | A | Standalone Impact on Baseline Energy (%) | Achievable Economic TRC Potential | 0% | 0% | 0% | 0% | 0% | 0.01156% | 0.02309% | 0.03474% | 0.04624% | 0.05772% | 0.07001% | 0.08177% | 0.09352% | 0.1066% | 0.1179% | 0.1307% | 0.1423% | 0.1547% | 0.1676% | 0.179% | 0.1912% | 0.2035% | 0.2156% | 0.2277% | 0.0023965 | 0.0024009 | 0.002405 | 0.0024089 | 0 | 0 | 0
F5_Industrial_Primary Metals_Existing_Space Heating_Natural Gas_Gas Boiler - Insulate Hot Water Lines_A_Achievable Economic TRC Potential | F5 | Industrial | Primary Metals | Existing | Space Heating | Natural Gas | Gas Boiler - Insulate Hot Water Lines | A | Standalone Impact on Baseline Summer Peak (%) | Achievable Economic TRC Potential | 0% | 0% | 0% | 0% | 0% | 0% | 0% | 0% | 0% | 0% | 0% | 0% | 0% | 0% | 0% | 0% | 0% | 0% | 0% | 0% | 0% | 0% | 0% | 0% | 0 | 0 | 0 | 0 | 0 | 0 | 0
F6_Industrial_Primary Metals_Existing_Space Heating_Natural Gas_Gas Boiler - Insulate Hot Water Lines_A_Achievable Economic TRC Potential | F6 | Industrial | Primary Metals | Existing | Space Heating | Natural Gas | Gas Boiler - Insulate Hot Water Lines | A | Standalone Impact on Baseline Winter Peak (%) | Achievable Economic TRC Potential | 0% | 0% | 0% | 0% | 0% | 0% | 0% | 0% | 0% | 0% | 0% | 0% | 0% | 0% | 0% | 0% | 0% | 0% | 0% | 0% | 0% | 0% | 0% | 0% | 0 | 0 | 0 | 0 | 0 | 0 | 0
F7_Industrial_Primary Metals_Existing_Space Heating_Natural Gas_Gas Boiler - Insulate Hot Water Lines_A_Achievable Economic TRC Potential | F7 | Industrial | Primary Metals | Existing | Space Heating | Natural Gas | Gas Boiler - Insulate Hot Water Lines | A | Incremental Energy Savings (MWh or mTherms) | Achievable Economic TRC Potential | 0 | 0 | 0 | 0 | 0 | 0.0089967 | 0.0089308 | 0.008818 | 0.0087622 | 0.008709 | 0.0085405 | 0.0084599 | 0.0083862 | 0.0081981 | 0.0081709 | 0.0080399 | 0.0079885 | 0.0078969 | 0.0077762 | 0.0077351 | 0.0076547 | 0.0075747 | 0.0074988 | 0.0074267 | 0.0073565 | 0 | 0 | 0 | 0 | 0 | 0
F8_Industrial_Primary Metals_Existing_Space Heating_Natural Gas_Gas Boiler - Insulate Hot Water Lines_A_Achievable Economic TRC Potential | F8 | Industrial | Primary Metals | Existing | Space Heating | Natural Gas | Gas Boiler - Insulate Hot Water Lines | A | Incremental Summer Peak Savings (MW) | Achievable Economic TRC Potential | 0 | 0 | 0 | 0 | 0 | 0 | 0 | 0 | 0 | 0 | 0 | 0 | 0 | 0 | 0 | 0 | 0 | 0 | 0 | 0 | 0 | 0 | 0 | 0 | 0 | 0 | 0 | 0 | 0 | 0 | 0
F9_Industrial_Primary Metals_Existing_Space Heating_Natural Gas_Gas Boiler - Insulate Hot Water Lines_A_Achievable Economic TRC Potential | F9 | Industrial | Primary Metals | Existing | Space Heating | Natural Gas | Gas Boiler - Insulate Hot Water Lines | A | Incremental Winter Peak Savings (MW) | Achievable Economic TRC Potential | 0 | 0 | 0 | 0 | 0 | 0 | 0 | 0 | 0 | 0 | 0 | 0 | 0 | 0 | 0 | 0 | 0 | 0 | 0 | 0 | 0 | 0 | 0 | 0 | 0 | 0 | 0 | 0 | 0 | 0 | 0
F10_Industrial_Primary Metals_Existing_Space Heating_Natural Gas_Gas Boiler - Insulate Hot Water Lines_A_Achievable Economic TRC Potential | F10 | Industrial | Primary Metals | Existing | Space Heating | Natural Gas | Gas Boiler - Insulate Hot Water Lines | A | Cumulative Energy Savings (MWh or mTherms) | Achievable Economic TRC Potential | 0 | 0 | 0 | 0 | 0 | 0.0089967 | 0.017867 | 0.026563 | 0.035143 | 0.04361 | 0.051857 | 0.059968 | 0.067953 | 0.075698 | 0.083332 | 0.090825 | 0.09822 | 0.10548 | 0.11258 | 0.11959 | 0.12649 | 0.13323 | 0.13988 | 0.14643 | 0.15287 | 0.15198 | 0.15117 | 0.15043 | 0.14976 | 0.14914 | 0.14858
F11_Industrial_Primary Metals_Existing_Space Heating_Natural Gas_Gas Boiler - Insulate Hot Water Lines_A_Achievable Economic TRC Potential | F11 | Industrial | Primary Metals | Existing | Space Heating | Natural Gas | Gas Boiler - Insulate Hot Water Lines | A | Cumulative Summer Peak Savings (MW) | Achievable Economic TRC Potential | 0 | 0 | 0 | 0 | 0 | 0 | 0 | 0 | 0 | 0 | 0 | 0 | 0 | 0 | 0 | 0 | 0 | 0 | 0 | 0 | 0 | 0 | 0 | 0 | 0 | 0 | 0 | 0 | 0 | 0 | 0
F12_Industrial_Primary Metals_Existing_Space Heating_Natural Gas_Gas Boiler - Insulate Hot Water Lines_A_Achievable Economic TRC Potential | F12 | Industrial | Primary Metals | Existing | Space Heating | Natural Gas | Gas Boiler - Insulate Hot Water Lines | A | Cumulative Winter Peak Savings (MW) | Achievable Economic TRC Potential | 0 | 0 | 0 | 0 | 0 | 0 | 0 | 0 | 0 | 0 | 0 | 0 | 0 | 0 | 0 | 0 | 0 | 0 | 0 | 0 | 0 | 0 | 0 | 0 | 0 | 0 | 0 | 0 | 0 | 0 | 0
F13_Industrial_Primary Metals_Existing_Space Heating_Natural Gas_Gas Boiler - Insulate Hot Water Lines_A_Achievable Economic TRC Potential | F13 | Industrial | Primary Metals | Existing | Space Heating | Natural Gas | Gas Boiler - Insulate Hot Water Lines | A | Purchases (Incremental) | Achievable Economic TRC Potential | 0 | 0 | 0 | 0 | 0 | 0.025501 | 0.025487 | 0.025337 | 0.02535 | 0.025371 | 0.025049 | 0.024981 | 0.02493 | 0.024534 | 0.024628 | 0.024393 | 0.024396 | 0.024273 | 0.024057 | 0.024085 | 0.023986 | 0.023892 | 0.023805 | 0.023724 | 0.02365 | 0 | 0 | 0 | 0 | 0 | 0
F14_Industrial_Primary Metals_Existing_Space Heating_Natural Gas_Gas Boiler - Insulate Hot Water Lines_A_Achievable Economic TRC Potential | F14 | Industrial | Primary Metals | Existing | Space Heating | Natural Gas | Gas Boiler - Insulate Hot Water Lines | A | Purchases (Cumulative) | Achievable Economic TRC Potential | 0 | 0 | 0 | 0 | 0 | 0.025501 | 0.050988 | 0.076325 | 0.10168 | 0.12705 | 0.1521 | 0.17708 | 0.20201 | 0.22654 | 0.25117 | 0.27556 | 0.29996 | 0.32423 | 0.34829 | 0.37237 | 0.39636 | 0.42025 | 0.44406 | 0.46778 | 0.49143 | 0.49143 | 0.49143 | 0.49143 | 0.49143 | 0.49143 | 0.49143
F1_Industrial_Primary Metals_Existing_Process_Natural Gas_Gas Boiler - Insulate Hot Water Lines_A_Achievable Economic TRC Potential | F1 | Industrial | Primary Metals | Existing | Process | Natural Gas | Gas Boiler - Insulate Hot Water Lines | A | Original Unit Energy Savings (kWh or therms) | Achievable Economic TRC Potential | 0 | 0 | 0 | 0 | 0 | 343.1401 | 343.1401 | 343.1401 | 343.1401 | 343.1401 | 343.1401 | 343.1401 | 343.1401 | 343.1401 | 343.1401 | 343.1401 | 343.1401 | 343.1401 | 343.1401 | 343.1401 | 343.1401 | 343.1401 | 343.1401 | 343.1401 | 343.1401 | 343.1401 | 343.1401 | 343.1401 | 343.1401 | 343.1401 | 343.1401
F2_Industrial_Primary Metals_Existing_Process_Natural Gas_Gas Boiler - Insulate Hot Water Lines_A_Achievable Economic TRC Potential | F2 | Industrial | Primary Metals | Existing | Process | Natural Gas | Gas Boiler - Insulate Hot Water Lines | A | Original Unit Summer Peak Savings (kW) | Achievable Economic TRC Potential | 0 | 0 | 0 | 0 | 0 | 0 | 0 | 0 | 0 | 0 | 0 | 0 | 0 | 0 | 0 | 0 | 0 | 0 | 0 | 0 | 0 | 0 | 0 | 0 | 0 | 0 | 0 | 0 | 0 | 0 | 0
F3_Industrial_Primary Metals_Existing_Process_Natural Gas_Gas Boiler - Insulate Hot Water Lines_A_Achievable Economic TRC Potential | F3 | Industrial | Primary Metals | Existing | Process | Natural Gas | Gas Boiler - Insulate Hot Water Lines | A | Original Unit Winter Peak Savings (kW) | Achievable Economic TRC Potential | 0 | 0 | 0 | 0 | 0 | 0 | 0 | 0 | 0 | 0 | 0 | 0 | 0 | 0 | 0 | 0 | 0 | 0 | 0 | 0 | 0 | 0 | 0 | 0 | 0 | 0 | 0 | 0 | 0 | 0 | 0
F4_Industrial_Primary Metals_Existing_Process_Natural Gas_Gas Boiler - Insulate Hot Water Lines_A_Achievable Economic TRC Potential | F4 | Industrial | Primary Metals | Existing | Process | Natural Gas | Gas Boiler - Insulate Hot Water Lines | A | Standalone Impact on Baseline Energy (%) | Achievable Economic TRC Potential | 0% | 0% | 0% | 0% | 0% | 0.01555% | 0.03112% | 0.04686% | 0.06239% | 0.07789% | 0.09444% | 0.1103% | 0.126% | 0.1436% | 0.1586% | 0.1757% | 0.1912% | 0.2078% | 0.2252% | 0.2405% | 0.257% | 0.2736% | 0.2901% | 0.3067% | 0.0032322 | 0.0032416 | 0.0032503 | 0.0032581 | 0 | 0 | 0
F5_Industrial_Primary Metals_Existing_Process_Natural Gas_Gas Boiler - Insulate Hot Water Lines_A_Achievable Economic TRC Potential | F5 | Industrial | Primary Metals | Existing | Process | Natural Gas | Gas Boiler - Insulate Hot Water Lines | A | Standalone Impact on Baseline Summer Peak (%) | Achievable Economic TRC Potential | 0% | 0% | 0% | 0% | 0% | 0% | 0% | 0% | 0% | 0% | 0% | 0% | 0% | 0% | 0% | 0% | 0% | 0% | 0% | 0% | 0% | 0% | 0% | 0% | 0 | 0 | 0 | 0 | 0 | 0 | 0
F6_Industrial_Primary Metals_Existing_Process_Natural Gas_Gas Boiler - Insulate Hot Water Lines_A_Achievable Economic TRC Potential | F6 | Industrial | Primary Metals | Existing | Process | Natural Gas | Gas Boiler - Insulate Hot Water Lines | A | Standalone Impact on Baseline Winter Peak (%) | Achievable Economic TRC Potential | 0% | 0% | 0% | 0% | 0% | 0% | 0% | 0% | 0% | 0% | 0% | 0% | 0% | 0% | 0% | 0% | 0% | 0% | 0% | 0% | 0% | 0% | 0% | 0% | 0 | 0 | 0 | 0 | 0 | 0 | 0
F7_Industrial_Primary Metals_Existing_Process_Natural Gas_Gas Boiler - Insulate Hot Water Lines_A_Achievable Economic TRC Potential | F7 | Industrial | Primary Metals | Existing | Process | Natural Gas | Gas Boiler - Insulate Hot Water Lines | A | Incremental Energy Savings (MWh or mTherms) | Achievable Economic TRC Potential | 0 | 0 | 0 | 0 | 0 | 0.31693 | 0.31676 | 0.31489 | 0.31506 | 0.31532 | 0.31132 | 0.31047 | 0.30984 | 0.30492 | 0.30608 | 0.30316 | 0.3032 | 0.30168 | 0.29898 | 0.29934 | 0.2981 | 0.29694 | 0.29586 | 0.29485 | 0.29392 | 0 | 0 | 0 | 0 | 0 | 0
F8_Industrial_Primary Metals_Existing_Process_Natural Gas_Gas Boiler - Insulate Hot Water Lines_A_Achievable Economic TRC Potential | F8 | Industrial | Primary Metals | Existing | Process | Natural Gas | Gas Boiler - Insulate Hot Water Lines | A | Incremental Summer Peak Savings (MW) | Achievable Economic TRC Potential | 0 | 0 | 0 | 0 | 0 | 0 | 0 | 0 | 0 | 0 | 0 | 0 | 0 | 0 | 0 | 0 | 0 | 0 | 0 | 0 | 0 | 0 | 0 | 0 | 0 | 0 | 0 | 0 | 0 | 0 | 0
F9_Industrial_Primary Metals_Existing_Process_Natural Gas_Gas Boiler - Insulate Hot Water Lines_A_Achievable Economic TRC Potential | F9 | Industrial | Primary Metals | Existing | Process | Natural Gas | Gas Boiler - Insulate Hot Water Lines | A | Incremental Winter Peak Savings (MW) | Achievable Economic TRC Potential | 0 | 0 | 0 | 0 | 0 | 0 | 0 | 0 | 0 | 0 | 0 | 0 | 0 | 0 | 0 | 0 | 0 | 0 | 0 | 0 | 0 | 0 | 0 | 0 | 0 | 0 | 0 | 0 | 0 | 0 | 0
F10_Industrial_Primary Metals_Existing_Process_Natural Gas_Gas Boiler - Insulate Hot Water Lines_A_Achievable Economic TRC Potential | F10 | Industrial | Primary Metals | Existing | Process | Natural Gas | Gas Boiler - Insulate Hot Water Lines | A | Cumulative Energy Savings (MWh or mTherms) | Achievable Economic TRC Potential | 0 | 0 | 0 | 0 | 0 | 0.31693 | 0.63369 | 0.94858 | 1.2636 | 1.579 | 1.8903 | 2.2008 | 2.5106 | 2.8155 | 3.1216 | 3.4247 | 3.7279 | 4.0296 | 4.3286 | 4.6279 | 4.926 | 5.223 | 5.5188 | 5.8137 | 6.1076 | 6.1076 | 6.1076 | 6.1076 | 6.1076 | 6.1076 | 6.1076
F11_Industrial_Primary Metals_Existing_Process_Natural Gas_Gas Boiler - Insulate Hot Water Lines_A_Achievable Economic TRC Potential | F11 | Industrial | Primary Metals | Existing | Process | Natural Gas | Gas Boiler - Insulate Hot Water Lines | A | Cumulative Summer Peak Savings (MW) | Achievable Economic TRC Potential | 0 | 0 | 0 | 0 | 0 | 0 | 0 | 0 | 0 | 0 | 0 | 0 | 0 | 0 | 0 | 0 | 0 | 0 | 0 | 0 | 0 | 0 | 0 | 0 | 0 | 0 | 0 | 0 | 0 | 0 | 0
F12_Industrial_Primary Metals_Existing_Process_Natural Gas_Gas Boiler - Insulate Hot Water Lines_A_Achievable Economic TRC Potential | F12 | Industrial | Primary Metals | Existing | Process | Natural Gas | Gas Boiler - Insulate Hot Water Lines | A | Cumulative Winter Peak Savings (MW) | Achievable Economic TRC Potential | 0 | 0 | 0 | 0 | 0 | 0 | 0 | 0 | 0 | 0 | 0 | 0 | 0 | 0 | 0 | 0 | 0 | 0 | 0 | 0 | 0 | 0 | 0 | 0 | 0 | 0 | 0 | 0 | 0 | 0 | 0
F13_Industrial_Primary Metals_Existing_Process_Natural Gas_Gas Boiler - Insulate Hot Water Lines_A_Achievable Economic TRC Potential | F13 | Industrial | Primary Metals | Existing | Process | Natural Gas | Gas Boiler - Insulate Hot Water Lines | A | Purchases (Incremental) | Achievable Economic TRC Potential | 0 | 0 | 0 | 0 | 0 | 0.92363 | 0.92312 | 0.91768 | 0.91817 | 0.91893 | 0.90726 | 0.90478 | 0.90295 | 0.88861 | 0.892 | 0.88349 | 0.88361 | 0.87916 | 0.87132 | 0.87235 | 0.86874 | 0.86536 | 0.86221 | 0.85928 | 0.85657 | 0 | 0 | 0 | 0 | 0 | 0
F14_Industrial_Primary Metals_Existing_Process_Natural Gas_Gas Boiler - Insulate Hot Water Lines_A_Achievable Economic TRC Potential | F14 | Industrial | Primary Metals | Existing | Process | Natural Gas | Gas Boiler - Insulate Hot Water Lines | A | Purchases (Cumulative) | Achievable Economic TRC Potential | 0 | 0 | 0 | 0 | 0 | 0.92363 | 1.8467 | 2.7644 | 3.6826 | 4.6015 | 5.5088 | 6.4136 | 7.3165 | 8.2051 | 9.0971 | 9.9806 | 10.8642 | 11.7434 | 12.6147 | 13.4871 | 14.3558 | 15.2212 | 16.0834 | 16.9427 | 17.7992 | 17.7992 | 17.7992 | 17.7992 | 17.7992 | 17.7992 | 17.7992
F1_Industrial_Primary Metals_Existing_Process_Natural Gas_Process - Insulate Heated Process Fluids_A_Achievable Economic TRC Potential | F1 | Industrial | Primary Metals | Existing | Process | Natural Gas | Process - Insulate Heated Process Fluids | A | Original Unit Energy Savings (kWh or therms) | Achievable Economic TRC Potential | 0 | 0 | 0 | 0 | 0 | 1904.8967 | 1904.8967 | 1904.8967 | 1904.8967 | 1904.8967 | 1904.8967 | 1904.8967 | 1904.8967 | 1904.8967 | 1904.8967 | 1904.8967 | 1904.8967 | 1904.8967 | 1904.8967 | 1904.8967 | 1904.8967 | 1904.8967 | 1904.8967 | 1904.8967 | 1904.8967 | 1904.8967 | 1904.8967 | 1904.8967 | 1904.8967 | 1904.8967 | 1904.8967
F2_Industrial_Primary Metals_Existing_Process_Natural Gas_Process - Insulate Heated Process Fluids_A_Achievable Economic TRC Potential | F2 | Industrial | Primary Metals | Existing | Process | Natural Gas | Process - Insulate Heated Process Fluids | A | Original Unit Summer Peak Savings (kW) | Achievable Economic TRC Potential | 0 | 0 | 0 | 0 | 0 | 0 | 0 | 0 | 0 | 0 | 0 | 0 | 0 | 0 | 0 | 0 | 0 | 0 | 0 | 0 | 0 | 0 | 0 | 0 | 0 | 0 | 0 | 0 | 0 | 0 | 0
F3_Industrial_Primary Metals_Existing_Process_Natural Gas_Process - Insulate Heated Process Fluids_A_Achievable Economic TRC Potential | F3 | Industrial | Primary Metals | Existing | Process | Natural Gas | Process - Insulate Heated Process Fluids | A | Original Unit Winter Peak Savings (kW) | Achievable Economic TRC Potential | 0 | 0 | 0 | 0 | 0 | 0 | 0 | 0 | 0 | 0 | 0 | 0 | 0 | 0 | 0 | 0 | 0 | 0 | 0 | 0 | 0 | 0 | 0 | 0 | 0 | 0 | 0 | 0 | 0 | 0 | 0
F4_Industrial_Primary Metals_Existing_Process_Natural Gas_Process - Insulate Heated Process Fluids_A_Achievable Economic TRC Potential | F4 | Industrial | Primary Metals | Existing | Process | Natural Gas | Process - Insulate Heated Process Fluids | A | Standalone Impact on Baseline Energy (%) | Achievable Economic TRC Potential | 0% | 0% | 0% | 0% | 0% | 0.09444% | 0.1889% | 0.2845% | 0.3788% | 0.4729% | 0.564% | 0.6336% | 0.6892% | 0.7439% | 0.7759% | 0.8112% | 0.8334% | 0.8554% | 0.8774% | 0.8877% | 0.9005% | 0.9041% | 0.9075% | 0.9106% | 0.0091344 | 0.0091611 | 0.0091856 | 0.0092079 | 0 | 0 | 0
F5_Industrial_Primary Metals_Existing_Process_Natural Gas_Process - Insulate Heated Process Fluids_A_Achievable Economic TRC Potential | F5 | Industrial | Primary Metals | Existing | Process | Natural Gas | Process - Insulate Heated Process Fluids | A | Standalone Impact on Baseline Summer Peak (%) | Achievable Economic TRC Potential | 0% | 0% | 0% | 0% | 0% | 0% | 0% | 0% | 0% | 0% | 0% | 0% | 0% | 0% | 0% | 0% | 0% | 0% | 0% | 0% | 0% | 0% | 0% | 0% | 0 | 0 | 0 | 0 | 0 | 0 | 0
F6_Industrial_Primary Metals_Existing_Process_Natural Gas_Process - Insulate Heated Process Fluids_A_Achievable Economic TRC Potential | F6 | Industrial | Primary Metals | Existing | Process | Natural Gas | Process - Insulate Heated Process Fluids | A | Standalone Impact on Baseline Winter Peak (%) | Achievable Economic TRC Potential | 0% | 0% | 0% | 0% | 0% | 0% | 0% | 0% | 0% | 0% | 0% | 0% | 0% | 0% | 0% | 0% | 0% | 0% | 0% | 0% | 0% | 0% | 0% | 0% | 0 | 0 | 0 | 0 | 0 | 0 | 0
F7_Industrial_Primary Metals_Existing_Process_Natural Gas_Process - Insulate Heated Process Fluids_A_Achievable Economic TRC Potential | F7 | Industrial | Primary Metals | Existing | Process | Natural Gas | Process - Insulate Heated Process Fluids | A | Incremental Energy Savings (MWh or mTherms) | Achievable Economic TRC Potential | 0 | 0 | 0 | 0 | 0 | 1.9244 | 1.9233 | 1.912 | 1.913 | 1.9146 | 1.7012 | 1.3573 | 1.0836 | 0.85312 | 0.6851 | 0.54285 | 0.43434 | 0.34572 | 0.27411 | 0.21955 | 0.17491 | 0.0011884 | 0.00042288 | 0.00014367 | 4.6703e-05 | 3.9582e-05 | 3.9476e-05 | 3.9381e-05 | 3.9295e-05 | 3.9218e-05 | 3.9152e-05
F8_Industrial_Primary Metals_Existing_Process_Natural Gas_Process - Insulate Heated Process Fluids_A_Achievable Economic TRC Potential | F8 | Industrial | Primary Metals | Existing | Process | Natural Gas | Process - Insulate Heated Process Fluids | A | Incremental Summer Peak Savings (MW) | Achievable Economic TRC Potential | 0 | 0 | 0 | 0 | 0 | 0 | 0 | 0 | 0 | 0 | 0 | 0 | 0 | 0 | 0 | 0 | 0 | 0 | 0 | 0 | 0 | 0 | 0 | 0 | 0 | 0 | 0 | 0 | 0 | 0 | 0
F9_Industrial_Primary Metals_Existing_Process_Natural Gas_Process - Insulate Heated Process Fluids_A_Achievable Economic TRC Potential | F9 | Industrial | Primary Metals | Existing | Process | Natural Gas | Process - Insulate Heated Process Fluids | A | Incremental Winter Peak Savings (MW) | Achievable Economic TRC Potential | 0 | 0 | 0 | 0 | 0 | 0 | 0 | 0 | 0 | 0 | 0 | 0 | 0 | 0 | 0 | 0 | 0 | 0 | 0 | 0 | 0 | 0 | 0 | 0 | 0 | 0 | 0 | 0 | 0 | 0 | 0
F10_Industrial_Primary Metals_Existing_Process_Natural Gas_Process - Insulate Heated Process Fluids_A_Achievable Economic TRC Potential | F10 | Industrial | Primary Metals | Existing | Process | Natural Gas | Process - Insulate Heated Process Fluids | A | Cumulative Energy Savings (MWh or mTherms) | Achievable Economic TRC Potential | 0 | 0 | 0 | 0 | 0 | 1.9244 | 3.8476 | 5.7596 | 7.6726 | 9.5872 | 11.2884 | 12.6456 | 13.7293 | 14.5824 | 15.2675 | 15.8103 | 16.2447 | 16.5904 | 16.8645 | 17.0841 | 17.259 | 17.2602 | 17.2606 | 17.2607 | 17.2608 | 17.2608 | 17.2608 | 17.2609 | 17.2609 | 17.261 | 17.261
F11_Industrial_Primary Metals_Existing_Process_Natural Gas_Process - Insulate Heated Process Fluids_A_Achievable Economic TRC Potential | F11 | Industrial | Primary Metals | Existing | Process | Natural Gas | Process - Insulate Heated Process Fluids | A | Cumulative Summer Peak Savings (MW) | Achievable Economic TRC Potential | 0 | 0 | 0 | 0 | 0 | 0 | 0 | 0 | 0 | 0 | 0 | 0 | 0 | 0 | 0 | 0 | 0 | 0 | 0 | 0 | 0 | 0 | 0 | 0 | 0 | 0 | 0 | 0 | 0 | 0 | 0
F12_Industrial_Primary Metals_Existing_Process_Natural Gas_Process - Insulate Heated Process Fluids_A_Achievable Economic TRC Potential | F12 | Industrial | Primary Metals | Existing | Process | Natural Gas | Process - Insulate Heated Process Fluids | A | Cumulative Winter Peak Savings (MW) | Achievable Economic TRC Potential | 0 | 0 | 0 | 0 | 0 | 0 | 0 | 0 | 0 | 0 | 0 | 0 | 0 | 0 | 0 | 0 | 0 | 0 | 0 | 0 | 0 | 0 | 0 | 0 | 0 | 0 | 0 | 0 | 0 | 0 | 0
F13_Industrial_Primary Metals_Existing_Process_Natural Gas_Process - Insulate Heated Process Fluids_A_Achievable Economic TRC Potential | F13 | Industrial | Primary Metals | Existing | Process | Natural Gas | Process - Insulate Heated Process Fluids | A | Purchases (Incremental) | Achievable Economic TRC Potential | 0 | 0 | 0 | 0 | 0 | 1.0102 | 1.0097 | 1.0037 | 1.0042 | 1.0051 | 0.89308 | 0.71251 | 0.56885 | 0.44786 | 0.35965 | 0.28498 | 0.22801 | 0.18149 | 0.1439 | 0.11526 | 0.091823 | 0.00062387 | 0.000222 | 7.5424e-05 | 2.4517e-05 | 2.0779e-05 | 2.0724e-05 | 2.0673e-05 | 2.0628e-05 | 2.0588e-05 | 2.0553e-05
F14_Industrial_Primary Metals_Existing_Process_Natural Gas_Process - Insulate Heated Process Fluids_A_Achievable Economic TRC Potential | F14 | Industrial | Primary Metals | Existing | Process | Natural Gas | Process - Insulate Heated Process Fluids | A | Purchases (Cumulative) | Achievable Economic TRC Potential | 0 | 0 | 0 | 0 | 0 | 1.0102 | 2.0199 | 3.0236 | 4.0278 | 5.0329 | 5.926 | 6.6385 | 7.2073 | 7.6552 | 8.0149 | 8.2998 | 8.5278 | 8.7093 | 8.8532 | 8.9685 | 9.0603 | 9.0609 | 9.0612 | 9.0612 | 9.0613 | 9.0613 | 9.0613 | 9.0613 | 9.0613 | 9.0614 | 9.0614
F1_Industrial_Primary Metals_Existing_Process_Natural Gas_Process Heat Recovery_A_Achievable Economic TRC Potential | F1 | Industrial | Primary Metals | Existing | Process | Natural Gas | Process Heat Recovery | A | Original Unit Energy Savings (kWh or therms) | Achievable Economic TRC Potential | 0 | 0 | 0 | 0 | 0 | 3.7787 | 3.7787 | 3.7787 | 3.7787 | 3.7787 | 3.7787 | 3.7787 | 3.7787 | 3.7787 | 3.7787 | 3.7787 | 3.7787 | 3.7787 | 3.7787 | 3.7787 | 3.7787 | 3.7787 | 3.7787 | 3.7787 | 3.7787 | 3.7787 | 3.7787 | 3.7787 | 0 | 0 | 0
F2_Industrial_Primary Metals_Existing_Process_Natural Gas_Process Heat Recovery_A_Achievable Economic TRC Potential | F2 | Industrial | Primary Metals | Existing | Process | Natural Gas | Process Heat Recovery | A | Original Unit Summer Peak Savings (kW) | Achievable Economic TRC Potential | 0 | 0 | 0 | 0 | 0 | 0 | 0 | 0 | 0 | 0 | 0 | 0 | 0 | 0 | 0 | 0 | 0 | 0 | 0 | 0 | 0 | 0 | 0 | 0 | 0 | 0 | 0 | 0 | 0 | 0 | 0
F3_Industrial_Primary Metals_Existing_Process_Natural Gas_Process Heat Recovery_A_Achievable Economic TRC Potential | F3 | Industrial | Primary Metals | Existing | Process | Natural Gas | Process Heat Recovery | A | Original Unit Winter Peak Savings (kW) | Achievable Economic TRC Potential | 0 | 0 | 0 | 0 | 0 | 0 | 0 | 0 | 0 | 0 | 0 | 0 | 0 | 0 | 0 | 0 | 0 | 0 | 0 | 0 | 0 | 0 | 0 | 0 | 0 | 0 | 0 | 0 | 0 | 0 | 0
F4_Industrial_Primary Metals_Existing_Process_Natural Gas_Process Heat Recovery_A_Achievable Economic TRC Potential | F4 | Industrial | Primary Metals | Existing | Process | Natural Gas | Process Heat Recovery | A | Standalone Impact on Baseline Energy (%) | Achievable Economic TRC Potential | 0% | 0% | 0% | 0% | 0% | 0% | 0% | 0% | 0% | 0% | 0% | 0% | 0% | 0% | 0% | 0% | 0% | 0% | 0% | 0% | 0% | 0% | 0% | 0% | 0 | 0 | 0 | 0 | 0 | 0 | 0
F5_Industrial_Primary Metals_Existing_Process_Natural Gas_Process Heat Recovery_A_Achievable Economic TRC Potential | F5 | Industrial | Primary Metals | Existing | Process | Natural Gas | Process Heat Recovery | A | Standalone Impact on Baseline Summer Peak (%) | Achievable Economic TRC Potential | 0% | 0% | 0% | 0% | 0% | 0% | 0% | 0% | 0% | 0% | 0% | 0% | 0% | 0% | 0% | 0% | 0% | 0% | 0% | 0% | 0% | 0% | 0% | 0% | 0 | 0 | 0 | 0 | 0 | 0 | 0
F6_Industrial_Primary Metals_Existing_Process_Natural Gas_Process Heat Recovery_A_Achievable Economic TRC Potential | F6 | Industrial | Primary Metals | Existing | Process | Natural Gas | Process Heat Recovery | A | Standalone Impact on Baseline Winter Peak (%) | Achievable Economic TRC Potential | 0% | 0% | 0% | 0% | 0% | 0% | 0% | 0% | 0% | 0% | 0% | 0% | 0% | 0% | 0% | 0% | 0% | 0% | 0% | 0% | 0% | 0% | 0% | 0% | 0 | 0 | 0 | 0 | 0 | 0 | 0
F7_Industrial_Primary Metals_Existing_Process_Natural Gas_Process Heat Recovery_A_Achievable Economic TRC Potential | F7 | Industrial | Primary Metals | Existing | Process | Natural Gas | Process Heat Recovery | A | Incremental Energy Savings (MWh or mTherms) | Achievable Economic TRC Potential | 0 | 0 | 0 | 0 | 0 | 0 | 0 | 0 | 0 | 0 | 0 | 0 | 0 | 0 | 0 | 0 | 0 | 0 | 0 | 0 | 0 | 0 | 0 | 0 | 0 | 0 | 0 | 0 | 0 | 0 | 0
F8_Industrial_Primary Metals_Existing_Process_Natural Gas_Process Heat Recovery_A_Achievable Economic TRC Potential | F8 | Industrial | Primary Metals | Existing | Process | Natural Gas | Process Heat Recovery | A | Incremental Summer Peak Savings (MW) | Achievable Economic TRC Potential | 0 | 0 | 0 | 0 | 0 | 0 | 0 | 0 | 0 | 0 | 0 | 0 | 0 | 0 | 0 | 0 | 0 | 0 | 0 | 0 | 0 | 0 | 0 | 0 | 0 | 0 | 0 | 0 | 0 | 0 | 0
F9_Industrial_Primary Metals_Existing_Process_Natural Gas_Process Heat Recovery_A_Achievable Economic TRC Potential | F9 | Industrial | Primary Metals | Existing | Process | Natural Gas | Process Heat Recovery | A | Incremental Winter Peak Savings (MW) | Achievable Economic TRC Potential | 0 | 0 | 0 | 0 | 0 | 0 | 0 | 0 | 0 | 0 | 0 | 0 | 0 | 0 | 0 | 0 | 0 | 0 | 0 | 0 | 0 | 0 | 0 | 0 | 0 | 0 | 0 | 0 | 0 | 0 | 0
F10_Industrial_Primary Metals_Existing_Process_Natural Gas_Process Heat Recovery_A_Achievable Economic TRC Potential | F10 | Industrial | Primary Metals | Existing | Process | Natural Gas | Process Heat Recovery | A | Cumulative Energy Savings (MWh or mTherms) | Achievable Economic TRC Potential | 0 | 0 | 0 | 0 | 0 | 0 | 0 | 0 | 0 | 0 | 0 | 0 | 0 | 0 | 0 | 0 | 0 | 0 | 0 | 0 | 0 | 0 | 0 | 0 | 0 | 0 | 0 | 0 | 0 | 0 | 0
F11_Industrial_Primary Metals_Existing_Process_Natural Gas_Process Heat Recovery_A_Achievable Economic TRC Potential | F11 | Industrial | Primary Metals | Existing | Process | Natural Gas | Process Heat Recovery | A | Cumulative Summer Peak Savings (MW) | Achievable Economic TRC Potential | 0 | 0 | 0 | 0 | 0 | 0 | 0 | 0 | 0 | 0 | 0 | 0 | 0 | 0 | 0 | 0 | 0 | 0 | 0 | 0 | 0 | 0 | 0 | 0 | 0 | 0 | 0 | 0 | 0 | 0 | 0
F12_Industrial_Primary Metals_Existing_Process_Natural Gas_Process Heat Recovery_A_Achievable Economic TRC Potential | F12 | Industrial | Primary Metals | Existing | Process | Natural Gas | Process Heat Recovery | A | Cumulative Winter Peak Savings (MW) | Achievable Economic TRC Potential | 0 | 0 | 0 | 0 | 0 | 0 | 0 | 0 | 0 | 0 | 0 | 0 | 0 | 0 | 0 | 0 | 0 | 0 | 0 | 0 | 0 | 0 | 0 | 0 | 0 | 0 | 0 | 0 | 0 | 0 | 0
F13_Industrial_Primary Metals_Existing_Process_Natural Gas_Process Heat Recovery_A_Achievable Economic TRC Potential | F13 | Industrial | Primary Metals | Existing | Process | Natural Gas | Process Heat Recovery | A | Purchases (Incremental) | Achievable Economic TRC Potential | 0 | 0 | 0 | 0 | 0 | 0 | 0 | 0 | 0 | 0 | 0 | 0 | 0 | 0 | 0 | 0 | 0 | 0 | 0 | 0 | 0 | 0 | 0 | 0 | 0 | 0 | 0 | 0 | 0 | 0 | 0
F14_Industrial_Primary Metals_Existing_Process_Natural Gas_Process Heat Recovery_A_Achievable Economic TRC Potential | F14 | Industrial | Primary Metals | Existing | Process | Natural Gas | Process Heat Recovery | A | Purchases (Cumulative) | Achievable Economic TRC Potential | 0 | 0 | 0 | 0 | 0 | 0 | 0 | 0 | 0 | 0 | 0 | 0 | 0 | 0 | 0 | 0 | 0 | 0 | 0 | 0 | 0 | 0 | 0 | 0 | 0 | 0 | 0 | 0 | 0 | 0 | 0
F1_Industrial_Primary Metals_Existing_Space Heating_Natural Gas_Building Automation System_A_Achievable Economic TRC Potential | F1 | Industrial | Primary Metals | Existing | Space Heating | Natural Gas | Building Automation System | A | Original Unit Energy Savings (kWh or therms) | Achievable Economic TRC Potential | 0 | 0 | 0 | 0 | 0 | 0.015466 | 0.01539 | 0.015297 | 0.015198 | 0.015094 | 0.014989 | 0.014881 | 0.014774 | 0.014667 | 0.014552 | 0.014445 | 0.01434 | 0.014242 | 0.014151 | 0.014062 | 0.013978 | 0.013892 | 0.013815 | 0.013742 | 0.013672 | 0.013608 | 0.013548 | 0.013493 | 0 | 0 | 0
F2_Industrial_Primary Metals_Existing_Space Heating_Natural Gas_Building Automation System_A_Achievable Economic TRC Potential | F2 | Industrial | Primary Metals | Existing | Space Heating | Natural Gas | Building Automation System | A | Original Unit Summer Peak Savings (kW) | Achievable Economic TRC Potential | 0 | 0 | 0 | 0 | 0 | 0 | 0 | 0 | 0 | 0 | 0 | 0 | 0 | 0 | 0 | 0 | 0 | 0 | 0 | 0 | 0 | 0 | 0 | 0 | 0 | 0 | 0 | 0 | 0 | 0 | 0
F3_Industrial_Primary Metals_Existing_Space Heating_Natural Gas_Building Automation System_A_Achievable Economic TRC Potential | F3 | Industrial | Primary Metals | Existing | Space Heating | Natural Gas | Building Automation System | A | Original Unit Winter Peak Savings (kW) | Achievable Economic TRC Potential | 0 | 0 | 0 | 0 | 0 | 0 | 0 | 0 | 0 | 0 | 0 | 0 | 0 | 0 | 0 | 0 | 0 | 0 | 0 | 0 | 0 | 0 | 0 | 0 | 0 | 0 | 0 | 0 | 0 | 0 | 0
F4_Industrial_Primary Metals_Existing_Space Heating_Natural Gas_Building Automation System_A_Achievable Economic TRC Potential | F4 | Industrial | Primary Metals | Existing | Space Heating | Natural Gas | Building Automation System | A | Standalone Impact on Baseline Energy (%) | Achievable Economic TRC Potential | 0% | 0% | 0% | 0% | 0% | 0.01308% | 0.03923% | 0.08588% | 0.1613% | 0.2758% | 0.4435% | 0.668% | 0.9588% | 1.332% | 1.749% | 2.24% | 2.743% | 3.263% | 3.77% | 4.184% | 4.549% | 4.832% | 5.033% | 5.167% | 0.052602 | 0.052755 | 0.052896 | 0.053025 | 0 | 0 | 0
F5_Industrial_Primary Metals_Existing_Space Heating_Natural Gas_Building Automation System_A_Achievable Economic TRC Potential | F5 | Industrial | Primary Metals | Existing | Space Heating | Natural Gas | Building Automation System | A | Standalone Impact on Baseline Summer Peak (%) | Achievable Economic TRC Potential | 0% | 0% | 0% | 0% | 0% | 0% | 0% | 0% | 0% | 0% | 0% | 0% | 0% | 0% | 0% | 0% | 0% | 0% | 0% | 0% | 0% | 0% | 0% | 0% | 0 | 0 | 0 | 0 | 0 | 0 | 0
F6_Industrial_Primary Metals_Existing_Space Heating_Natural Gas_Building Automation System_A_Achievable Economic TRC Potential | F6 | Industrial | Primary Metals | Existing | Space Heating | Natural Gas | Building Automation System | A | Standalone Impact on Baseline Winter Peak (%) | Achievable Economic TRC Potential | 0% | 0% | 0% | 0% | 0% | 0% | 0% | 0% | 0% | 0% | 0% | 0% | 0% | 0% | 0% | 0% | 0% | 0% | 0% | 0% | 0% | 0% | 0% | 0% | 0 | 0 | 0 | 0 | 0 | 0 | 0
F7_Industrial_Primary Metals_Existing_Space Heating_Natural Gas_Building Automation System_A_Achievable Economic TRC Potential | F7 | Industrial | Primary Metals | Existing | Space Heating | Natural Gas | Building Automation System | A | Incremental Energy Savings (MWh or mTherms) | Achievable Economic TRC Potential | 0 | 0 | 0 | 0 | 0 | 0.010175 | 0.02023 | 0.03549 | 0.057387 | 0.086583 | 0.12158 | 0.16374 | 0.21031 | 0.25414 | 0.29847 | 0.32923 | 0.34773 | 0.34506 | 0.32031 | 0.28019 | 0.22938 | 0.17365 | 0.11911 | 0.075441 | 0.048797 | 0 | 0 | 0 | 0 | 0 | 0
F8_Industrial_Primary Metals_Existing_Space Heating_Natural Gas_Building Automation System_A_Achievable Economic TRC Potential | F8 | Industrial | Primary Metals | Existing | Space Heating | Natural Gas | Building Automation System | A | Incremental Summer Peak Savings (MW) | Achievable Economic TRC Potential | 0 | 0 | 0 | 0 | 0 | 0 | 0 | 0 | 0 | 0 | 0 | 0 | 0 | 0 | 0 | 0 | 0 | 0 | 0 | 0 | 0 | 0 | 0 | 0 | 0 | 0 | 0 | 0 | 0 | 0 | 0
F9_Industrial_Primary Metals_Existing_Space Heating_Natural Gas_Building Automation System_A_Achievable Economic TRC Potential | F9 | Industrial | Primary Metals | Existing | Space Heating | Natural Gas | Building Automation System | A | Incremental Winter Peak Savings (MW) | Achievable Economic TRC Potential | 0 | 0 | 0 | 0 | 0 | 0 | 0 | 0 | 0 | 0 | 0 | 0 | 0 | 0 | 0 | 0 | 0 | 0 | 0 | 0 | 0 | 0 | 0 | 0 | 0 | 0 | 0 | 0 | 0 | 0 | 0
F10_Industrial_Primary Metals_Existing_Space Heating_Natural Gas_Building Automation System_A_Achievable Economic TRC Potential | F10 | Industrial | Primary Metals | Existing | Space Heating | Natural Gas | Building Automation System | A | Cumulative Energy Savings (MWh or mTherms) | Achievable Economic TRC Potential | 0 | 0 | 0 | 0 | 0 | 0.010175 | 0.030355 | 0.065661 | 0.12262 | 0.20837 | 0.3285 | 0.48988 | 0.69666 | 0.94576 | 1.2368 | 1.5569 | 1.8933 | 2.2255 | 2.5315 | 2.7958 | 3.0085 | 3.1637 | 3.2652 | 3.3233 | 3.3553 | 3.3395 | 3.3249 | 3.3113 | 0 | 0 | 0
F11_Industrial_Primary Metals_Existing_Space Heating_Natural Gas_Building Automation System_A_Achievable Economic TRC Potential | F11 | Industrial | Primary Metals | Existing | Space Heating | Natural Gas | Building Automation System | A | Cumulative Summer Peak Savings (MW) | Achievable Economic TRC Potential | 0 | 0 | 0 | 0 | 0 | 0 | 0 | 0 | 0 | 0 | 0 | 0 | 0 | 0 | 0 | 0 | 0 | 0 | 0 | 0 | 0 | 0 | 0 | 0 | 0 | 0 | 0 | 0 | 0 | 0 | 0
F12_Industrial_Primary Metals_Existing_Space Heating_Natural Gas_Building Automation System_A_Achievable Economic TRC Potential | F12 | Industrial | Primary Metals | Existing | Space Heating | Natural Gas | Building Automation System | A | Cumulative Winter Peak Savings (MW) | Achievable Economic TRC Potential | 0 | 0 | 0 | 0 | 0 | 0 | 0 | 0 | 0 | 0 | 0 | 0 | 0 | 0 | 0 | 0 | 0 | 0 | 0 | 0 | 0 | 0 | 0 | 0 | 0 | 0 | 0 | 0 | 0 | 0 | 0
F13_Industrial_Primary Metals_Existing_Space Heating_Natural Gas_Building Automation System_A_Achievable Economic TRC Potential | F13 | Industrial | Primary Metals | Existing | Space Heating | Natural Gas | Building Automation System | A | Purchases (Incremental) | Achievable Economic TRC Potential | 0 | 0 | 0 | 0 | 0 | 657.9327 | 1314.4426 | 2320.0887 | 3775.9827 | 5736.1535 | 8111.0704 | 11003.1328 | 14235.0721 | 17326.7483 | 20510.3637 | 22791.8524 | 24249.3863 | 24228.0666 | 22635.3159 | 19925.0796 | 16409.6809 | 12499.774 | 8622.1587 | 5489.8814 | 3569.0669 | 0 | 0 | 0 | 0 | 0 | 0
F14_Industrial_Primary Metals_Existing_Space Heating_Natural Gas_Building Automation System_A_Achievable Economic TRC Potential | F14 | Industrial | Primary Metals | Existing | Space Heating | Natural Gas | Building Automation System | A | Purchases (Cumulative) | Achievable Economic TRC Potential | 0 | 0 | 0 | 0 | 0 | 657.9327 | 1972.3753 | 4292.464 | 8068.4467 | 13804.6002 | 21915.6705 | 32918.8034 | 47153.8754 | 64480.6238 | 84990.9874 | 107782.8399 | 132032.2262 | 156260.2928 | 178895.6087 | 198820.6882 | 215230.3692 | 227730.1431 | 236352.3018 | 241842.1832 | 245411.2501 | 245411.2501 | 245411.2501 | 245411.2501 | 245411.2501 | 245411.2501 | 245411.2501
F1_Industrial_Primary Metals_Existing_Space Heating_Natural Gas_Steam System Efficiency Improvements_A_Achievable Economic TRC Potential | F1 | Industrial | Primary Metals | Existing | Space Heating | Natural Gas | Steam System Efficiency Improvements | A | Original Unit Energy Savings (kWh or therms) | Achievable Economic TRC Potential | 0 | 0 | 0 | 0 | 0 | 0.13779 | 0.13686 | 0.13593 | 0.135 | 0.13407 | 0.13317 | 0.13227 | 0.13139 | 0.13051 | 0.12958 | 0.12873 | 0.12789 | 0.12707 | 0.12625 | 0.12544 | 0.12465 | 0.12383 | 0.12303 | 0.12227 | 0.12149 | 0.12079 | 0.12015 | 0.11956 | 0.11902 | 0.11854 | 0.11809
F2_Industrial_Primary Metals_Existing_Space Heating_Natural Gas_Steam System Efficiency Improvements_A_Achievable Economic TRC Potential | F2 | Industrial | Primary Metals | Existing | Space Heating | Natural Gas | Steam System Efficiency Improvements | A | Original Unit Summer Peak Savings (kW) | Achievable Economic TRC Potential | 0 | 0 | 0 | 0 | 0 | 0 | 0 | 0 | 0 | 0 | 0 | 0 | 0 | 0 | 0 | 0 | 0 | 0 | 0 | 0 | 0 | 0 | 0 | 0 | 0 | 0 | 0 | 0 | 0 | 0 | 0
F3_Industrial_Primary Metals_Existing_Space Heating_Natural Gas_Steam System Efficiency Improvements_A_Achievable Economic TRC Potential | F3 | Industrial | Primary Metals | Existing | Space Heating | Natural Gas | Steam System Efficiency Improvements | A | Original Unit Winter Peak Savings (kW) | Achievable Economic TRC Potential | 0 | 0 | 0 | 0 | 0 | 0 | 0 | 0 | 0 | 0 | 0 | 0 | 0 | 0 | 0 | 0 | 0 | 0 | 0 | 0 | 0 | 0 | 0 | 0 | 0 | 0 | 0 | 0 | 0 | 0 | 0
F4_Industrial_Primary Metals_Existing_Space Heating_Natural Gas_Steam System Efficiency Improvements_A_Achievable Economic TRC Potential | F4 | Industrial | Primary Metals | Existing | Space Heating | Natural Gas | Steam System Efficiency Improvements | A | Standalone Impact on Baseline Energy (%) | Achievable Economic TRC Potential | 0% | 0% | 0% | 0% | 0% | 0.0008258% | 0.002472% | 0.005409% | 0.01016% | 0.01736% | 0.02792% | 0.04208% | 0.06043% | 0.08401% | 0.1104% | 0.1415% | 0.1734% | 0.2063% | 0.2384% | 0.2645% | 0.2875% | 0.3052% | 0.3177% | 0.3258% | 0.0033128 | 0.0033188 | 0.0033245 | 0.0033299 | 0 | 0 | 0
F5_Industrial_Primary Metals_Existing_Space Heating_Natural Gas_Steam System Efficiency Improvements_A_Achievable Economic TRC Potential | F5 | Industrial | Primary Metals | Existing | Space Heating | Natural Gas | Steam System Efficiency Improvements | A | Standalone Impact on Baseline Summer Peak (%) | Achievable Economic TRC Potential | 0% | 0% | 0% | 0% | 0% | 0% | 0% | 0% | 0% | 0% | 0% | 0% | 0% | 0% | 0% | 0% | 0% | 0% | 0% | 0% | 0% | 0% | 0% | 0% | 0 | 0 | 0 | 0 | 0 | 0 | 0
F6_Industrial_Primary Metals_Existing_Space Heating_Natural Gas_Steam System Efficiency Improvements_A_Achievable Economic TRC Potential | F6 | Industrial | Primary Metals | Existing | Space Heating | Natural Gas | Steam System Efficiency Improvements | A | Standalone Impact on Baseline Winter Peak (%) | Achievable Economic TRC Potential | 0% | 0% | 0% | 0% | 0% | 0% | 0% | 0% | 0% | 0% | 0% | 0% | 0% | 0% | 0% | 0% | 0% | 0% | 0% | 0% | 0% | 0% | 0% | 0% | 0 | 0 | 0 | 0 | 0 | 0 | 0
F7_Industrial_Primary Metals_Existing_Space Heating_Natural Gas_Steam System Efficiency Improvements_A_Achievable Economic TRC Potential | F7 | Industrial | Primary Metals | Existing | Space Heating | Natural Gas | Steam System Efficiency Improvements | A | Incremental Energy Savings (MWh or mTherms) | Achievable Economic TRC Potential | 0 | 0 | 0 | 0 | 0 | 0.00064252 | 0.0012749 | 0.0022351 | 0.0036127 | 0.0054504 | 0.007655 | 0.010315 | 0.013255 | 0.016026 | 0.018836 | 0.020794 | 0.02198 | 0.021818 | 0.020253 | 0.017713 | 0.014496 | 0.010969 | 0.0075182 | 0.0047571 | 0.0030731 | 0 | 0 | 0 | 0 | 0 | 0
F8_Industrial_Primary Metals_Existing_Space Heating_Natural Gas_Steam System Efficiency Improvements_A_Achievable Economic TRC Potential | F8 | Industrial | Primary Metals | Existing | Space Heating | Natural Gas | Steam System Efficiency Improvements | A | Incremental Summer Peak Savings (MW) | Achievable Economic TRC Potential | 0 | 0 | 0 | 0 | 0 | 0 | 0 | 0 | 0 | 0 | 0 | 0 | 0 | 0 | 0 | 0 | 0 | 0 | 0 | 0 | 0 | 0 | 0 | 0 | 0 | 0 | 0 | 0 | 0 | 0 | 0
F9_Industrial_Primary Metals_Existing_Space Heating_Natural Gas_Steam System Efficiency Improvements_A_Achievable Economic TRC Potential | F9 | Industrial | Primary Metals | Existing | Space Heating | Natural Gas | Steam System Efficiency Improvements | A | Incremental Winter Peak Savings (MW) | Achievable Economic TRC Potential | 0 | 0 | 0 | 0 | 0 | 0 | 0 | 0 | 0 | 0 | 0 | 0 | 0 | 0 | 0 | 0 | 0 | 0 | 0 | 0 | 0 | 0 | 0 | 0 | 0 | 0 | 0 | 0 | 0 | 0 | 0
F10_Industrial_Primary Metals_Existing_Space Heating_Natural Gas_Steam System Efficiency Improvements_A_Achievable Economic TRC Potential | F10 | Industrial | Primary Metals | Existing | Space Heating | Natural Gas | Steam System Efficiency Improvements | A | Cumulative Energy Savings (MWh or mTherms) | Achievable Economic TRC Potential | 0 | 0 | 0 | 0 | 0 | 0.00064252 | 0.0019131 | 0.0041353 | 0.0077196 | 0.013117 | 0.020683 | 0.030859 | 0.043907 | 0.059641 | 0.078054 | 0.098337 | 0.11967 | 0.14072 | 0.16007 | 0.17675 | 0.19013 | 0.19985 | 0.20609 | 0.20956 | 0.21131 | 0.21008 | 0.20897 | 0.20795 | 0.20701 | 0.20616 | 0.20539
F11_Industrial_Primary Metals_Existing_Space Heating_Natural Gas_Steam System Efficiency Improvements_A_Achievable Economic TRC Potential | F11 | Industrial | Primary Metals | Existing | Space Heating | Natural Gas | Steam System Efficiency Improvements | A | Cumulative Summer Peak Savings (MW) | Achievable Economic TRC Potential | 0 | 0 | 0 | 0 | 0 | 0 | 0 | 0 | 0 | 0 | 0 | 0 | 0 | 0 | 0 | 0 | 0 | 0 | 0 | 0 | 0 | 0 | 0 | 0 | 0 | 0 | 0 | 0 | 0 | 0 | 0
F12_Industrial_Primary Metals_Existing_Space Heating_Natural Gas_Steam System Efficiency Improvements_A_Achievable Economic TRC Potential | F12 | Industrial | Primary Metals | Existing | Space Heating | Natural Gas | Steam System Efficiency Improvements | A | Cumulative Winter Peak Savings (MW) | Achievable Economic TRC Potential | 0 | 0 | 0 | 0 | 0 | 0 | 0 | 0 | 0 | 0 | 0 | 0 | 0 | 0 | 0 | 0 | 0 | 0 | 0 | 0 | 0 | 0 | 0 | 0 | 0 | 0 | 0 | 0 | 0 | 0 | 0
F13_Industrial_Primary Metals_Existing_Space Heating_Natural Gas_Steam System Efficiency Improvements_A_Achievable Economic TRC Potential | F13 | Industrial | Primary Metals | Existing | Space Heating | Natural Gas | Steam System Efficiency Improvements | A | Purchases (Incremental) | Achievable Economic TRC Potential | 0 | 0 | 0 | 0 | 0 | 4.6628 | 9.3156 | 16.4428 | 26.7609 | 40.6528 | 57.4841 | 77.9805 | 100.8857 | 122.7968 | 145.3595 | 161.5286 | 171.8584 | 171.7073 | 160.4193 | 141.2115 | 116.2974 | 88.5874 | 61.1063 | 38.9075 | 25.2944 | 0 | 0 | 0 | 0 | 0 | 0
F14_Industrial_Primary Metals_Existing_Space Heating_Natural Gas_Steam System Efficiency Improvements_A_Achievable Economic TRC Potential | F14 | Industrial | Primary Metals | Existing | Space Heating | Natural Gas | Steam System Efficiency Improvements | A | Purchases (Cumulative) | Achievable Economic TRC Potential | 0 | 0 | 0 | 0 | 0 | 4.6628 | 13.9785 | 30.4212 | 57.1821 | 97.8349 | 155.319 | 233.2996 | 334.1853 | 456.9821 | 602.3415 | 763.8702 | 935.7285 | 1107.4358 | 1267.8551 | 1409.0665 | 1525.364 | 1613.9514 | 1675.0577 | 1713.9651 | 1739.2595 | 1739.2595 | 1739.2595 | 1739.2595 | 1739.2595 | 1739.2595 | 1739.2595
F1_Industrial_Primary Metals_Existing_Process_Natural Gas_Steam System Efficiency Improvements_A_Achievable Economic TRC Potential | F1 | Industrial | Primary Metals | Existing | Process | Natural Gas | Steam System Efficiency Improvements | A | Original Unit Energy Savings (kWh or therms) | Achievable Economic TRC Potential | 0 | 0 | 0 | 0 | 0 | 0.13402 | 0.13402 | 0.13402 | 0.13402 | 0.13402 | 0.13402 | 0.13402 | 0.13402 | 0.13402 | 0.13402 | 0.13402 | 0.13402 | 0.13402 | 0.13402 | 0.13402 | 0.13402 | 0.13402 | 0.13402 | 0.13402 | 0.13402 | 0.13402 | 0.13402 | 0.13402 | 0.13402 | 0.13402 | 0.13402
F2_Industrial_Primary Metals_Existing_Process_Natural Gas_Steam System Efficiency Improvements_A_Achievable Economic TRC Potential | F2 | Industrial | Primary Metals | Existing | Process | Natural Gas | Steam System Efficiency Improvements | A | Original Unit Summer Peak Savings (kW) | Achievable Economic TRC Potential | 0 | 0 | 0 | 0 | 0 | 0 | 0 | 0 | 0 | 0 | 0 | 0 | 0 | 0 | 0 | 0 | 0 | 0 | 0 | 0 | 0 | 0 | 0 | 0 | 0 | 0 | 0 | 0 | 0 | 0 | 0
F3_Industrial_Primary Metals_Existing_Process_Natural Gas_Steam System Efficiency Improvements_A_Achievable Economic TRC Potential | F3 | Industrial | Primary Metals | Existing | Process | Natural Gas | Steam System Efficiency Improvements | A | Original Unit Winter Peak Savings (kW) | Achievable Economic TRC Potential | 0 | 0 | 0 | 0 | 0 | 0 | 0 | 0 | 0 | 0 | 0 | 0 | 0 | 0 | 0 | 0 | 0 | 0 | 0 | 0 | 0 | 0 | 0 | 0 | 0 | 0 | 0 | 0 | 0 | 0 | 0
F4_Industrial_Primary Metals_Existing_Process_Natural Gas_Steam System Efficiency Improvements_A_Achievable Economic TRC Potential | F4 | Industrial | Primary Metals | Existing | Process | Natural Gas | Steam System Efficiency Improvements | A | Standalone Impact on Baseline Energy (%) | Achievable Economic TRC Potential | 0% | 0% | 0% | 0% | 0% | 0% | 0% | 0% | 0% | 0% | 0% | 0% | 0% | 0% | 0% | 0% | 0% | 0% | 0% | 0% | 0% | 0% | 0% | 0% | 0 | 0 | 0 | 0 | 0 | 0 | 0
F5_Industrial_Primary Metals_Existing_Process_Natural Gas_Steam System Efficiency Improvements_A_Achievable Economic TRC Potential | F5 | Industrial | Primary Metals | Existing | Process | Natural Gas | Steam System Efficiency Improvements | A | Standalone Impact on Baseline Summer Peak (%) | Achievable Economic TRC Potential | 0% | 0% | 0% | 0% | 0% | 0% | 0% | 0% | 0% | 0% | 0% | 0% | 0% | 0% | 0% | 0% | 0% | 0% | 0% | 0% | 0% | 0% | 0% | 0% | 0 | 0 | 0 | 0 | 0 | 0 | 0
F6_Industrial_Primary Metals_Existing_Process_Natural Gas_Steam System Efficiency Improvements_A_Achievable Economic TRC Potential | F6 | Industrial | Primary Metals | Existing | Process | Natural Gas | Steam System Efficiency Improvements | A | Standalone Impact on Baseline Winter Peak (%) | Achievable Economic TRC Potential | 0% | 0% | 0% | 0% | 0% | 0% | 0% | 0% | 0% | 0% | 0% | 0% | 0% | 0% | 0% | 0% | 0% | 0% | 0% | 0% | 0% | 0% | 0% | 0% | 0 | 0 | 0 | 0 | 0 | 0 | 0
F7_Industrial_Primary Metals_Existing_Process_Natural Gas_Steam System Efficiency Improvements_A_Achievable Economic TRC Potential | F7 | Industrial | Primary Metals | Existing | Process | Natural Gas | Steam System Efficiency Improvements | A | Incremental Energy Savings (MWh or mTherms) | Achievable Economic TRC Potential | 0 | 0 | 0 | 0 | 0 | 0 | 0 | 0 | 0 | 0 | 0 | 0 | 0 | 0 | 0 | 0 | 0 | 0 | 0 | 0 | 0 | 0 | 0 | 0 | 0 | 0 | 0 | 0 | 0 | 0 | 0
F8_Industrial_Primary Metals_Existing_Process_Natural Gas_Steam System Efficiency Improvements_A_Achievable Economic TRC Potential | F8 | Industrial | Primary Metals | Existing | Process | Natural Gas | Steam System Efficiency Improvements | A | Incremental Summer Peak Savings (MW) | Achievable Economic TRC Potential | 0 | 0 | 0 | 0 | 0 | 0 | 0 | 0 | 0 | 0 | 0 | 0 | 0 | 0 | 0 | 0 | 0 | 0 | 0 | 0 | 0 | 0 | 0 | 0 | 0 | 0 | 0 | 0 | 0 | 0 | 0
F9_Industrial_Primary Metals_Existing_Process_Natural Gas_Steam System Efficiency Improvements_A_Achievable Economic TRC Potential | F9 | Industrial | Primary Metals | Existing | Process | Natural Gas | Steam System Efficiency Improvements | A | Incremental Winter Peak Savings (MW) | Achievable Economic TRC Potential | 0 | 0 | 0 | 0 | 0 | 0 | 0 | 0 | 0 | 0 | 0 | 0 | 0 | 0 | 0 | 0 | 0 | 0 | 0 | 0 | 0 | 0 | 0 | 0 | 0 | 0 | 0 | 0 | 0 | 0 | 0
F10_Industrial_Primary Metals_Existing_Process_Natural Gas_Steam System Efficiency Improvements_A_Achievable Economic TRC Potential | F10 | Industrial | Primary Metals | Existing | Process | Natural Gas | Steam System Efficiency Improvements | A | Cumulative Energy Savings (MWh or mTherms) | Achievable Economic TRC Potential | 0 | 0 | 0 | 0 | 0 | 0 | 0 | 0 | 0 | 0 | 0 | 0 | 0 | 0 | 0 | 0 | 0 | 0 | 0 | 0 | 0 | 0 | 0 | 0 | 0 | 0 | 0 | 0 | 0 | 0 | 0
F11_Industrial_Primary Metals_Existing_Process_Natural Gas_Steam System Efficiency Improvements_A_Achievable Economic TRC Potential | F11 | Industrial | Primary Metals | Existing | Process | Natural Gas | Steam System Efficiency Improvements | A | Cumulative Summer Peak Savings (MW) | Achievable Economic TRC Potential | 0 | 0 | 0 | 0 | 0 | 0 | 0 | 0 | 0 | 0 | 0 | 0 | 0 | 0 | 0 | 0 | 0 | 0 | 0 | 0 | 0 | 0 | 0 | 0 | 0 | 0 | 0 | 0 | 0 | 0 | 0
F12_Industrial_Primary Metals_Existing_Process_Natural Gas_Steam System Efficiency Improvements_A_Achievable Economic TRC Potential | F12 | Industrial | Primary Metals | Existing | Process | Natural Gas | Steam System Efficiency Improvements | A | Cumulative Winter Peak Savings (MW) | Achievable Economic TRC Potential | 0 | 0 | 0 | 0 | 0 | 0 | 0 | 0 | 0 | 0 | 0 | 0 | 0 | 0 | 0 | 0 | 0 | 0 | 0 | 0 | 0 | 0 | 0 | 0 | 0 | 0 | 0 | 0 | 0 | 0 | 0
F13_Industrial_Primary Metals_Existing_Process_Natural Gas_Steam System Efficiency Improvements_A_Achievable Economic TRC Potential | F13 | Industrial | Primary Metals | Existing | Process | Natural Gas | Steam System Efficiency Improvements | A | Purchases (Incremental) | Achievable Economic TRC Potential | 0 | 0 | 0 | 0 | 0 | 0 | 0 | 0 | 0 | 0 | 0 | 0 | 0 | 0 | 0 | 0 | 0 | 0 | 0 | 0 | 0 | 0 | 0 | 0 | 0 | 0 | 0 | 0 | 0 | 0 | 0
F14_Industrial_Primary Metals_Existing_Process_Natural Gas_Steam System Efficiency Improvements_A_Achievable Economic TRC Potential | F14 | Industrial | Primary Metals | Existing | Process | Natural Gas | Steam System Efficiency Improvements | A | Purchases (Cumulative) | Achievable Economic TRC Potential | 0 | 0 | 0 | 0 | 0 | 0 | 0 | 0 | 0 | 0 | 0 | 0 | 0 | 0 | 0 | 0 | 0 | 0 | 0 | 0 | 0 | 0 | 0 | 0 | 0 | 0 | 0 | 0 | 0 | 0 | 0
F1_Industrial_Primary Metals_Existing_Space Heating_Natural Gas_Strategic Energy Management_A_Achievable Economic TRC Potential | F1 | Industrial | Primary Metals | Existing | Space Heating | Natural Gas | Strategic Energy Management | A | Original Unit Energy Savings (kWh or therms) | Achievable Economic TRC Potential | 0 | 0 | 0 | 0 | 0 | 16.3085 | 16.2287 | 16.1301 | 16.0258 | 15.9167 | 15.806 | 15.6922 | 15.5791 | 15.4665 | 15.3447 | 15.2322 | 15.1211 | 15.018 | 14.9218 | 14.8281 | 14.7396 | 14.6492 | 14.5676 | 14.4904 | 14.4171 | 14.3492 | 14.2863 | 14.2281 | 0 | 0 | 0
F2_Industrial_Primary Metals_Existing_Space Heating_Natural Gas_Strategic Energy Management_A_Achievable Economic TRC Potential | F2 | Industrial | Primary Metals | Existing | Space Heating | Natural Gas | Strategic Energy Management | A | Original Unit Summer Peak Savings (kW) | Achievable Economic TRC Potential | 0 | 0 | 0 | 0 | 0 | 0 | 0 | 0 | 0 | 0 | 0 | 0 | 0 | 0 | 0 | 0 | 0 | 0 | 0 | 0 | 0 | 0 | 0 | 0 | 0 | 0 | 0 | 0 | 0 | 0 | 0
F3_Industrial_Primary Metals_Existing_Space Heating_Natural Gas_Strategic Energy Management_A_Achievable Economic TRC Potential | F3 | Industrial | Primary Metals | Existing | Space Heating | Natural Gas | Strategic Energy Management | A | Original Unit Winter Peak Savings (kW) | Achievable Economic TRC Potential | 0 | 0 | 0 | 0 | 0 | 0 | 0 | 0 | 0 | 0 | 0 | 0 | 0 | 0 | 0 | 0 | 0 | 0 | 0 | 0 | 0 | 0 | 0 | 0 | 0 | 0 | 0 | 0 | 0 | 0 | 0
F4_Industrial_Primary Metals_Existing_Space Heating_Natural Gas_Strategic Energy Management_A_Achievable Economic TRC Potential | F4 | Industrial | Primary Metals | Existing | Space Heating | Natural Gas | Strategic Energy Management | A | Standalone Impact on Baseline Energy (%) | Achievable Economic TRC Potential | 0% | 0% | 0% | 0% | 0% | 0.08224% | 0.1645% | 0.2477% | 0.3298% | 0.4118% | 0.4993% | 0.5829% | 0.6664% | 0.7594% | 0.8387% | 0.929% | 1.011% | 1.098% | 1.191% | 1.271% | 1.359% | 1.447% | 1.534% | 1.621% | 0.017089 | 0.017138 | 0.017184 | 0.017226 | 0 | 0 | 0
F5_Industrial_Primary Metals_Existing_Space Heating_Natural Gas_Strategic Energy Management_A_Achievable Economic TRC Potential | F5 | Industrial | Primary Metals | Existing | Space Heating | Natural Gas | Strategic Energy Management | A | Standalone Impact on Baseline Summer Peak (%) | Achievable Economic TRC Potential | 0% | 0% | 0% | 0% | 0% | 0% | 0% | 0% | 0% | 0% | 0% | 0% | 0% | 0% | 0% | 0% | 0% | 0% | 0% | 0% | 0% | 0% | 0% | 0% | 0 | 0 | 0 | 0 | 0 | 0 | 0
F6_Industrial_Primary Metals_Existing_Space Heating_Natural Gas_Strategic Energy Management_A_Achievable Economic TRC Potential | F6 | Industrial | Primary Metals | Existing | Space Heating | Natural Gas | Strategic Energy Management | A | Standalone Impact on Baseline Winter Peak (%) | Achievable Economic TRC Potential | 0% | 0% | 0% | 0% | 0% | 0% | 0% | 0% | 0% | 0% | 0% | 0% | 0% | 0% | 0% | 0% | 0% | 0% | 0% | 0% | 0% | 0% | 0% | 0% | 0 | 0 | 0 | 0 | 0 | 0 | 0
F7_Industrial_Primary Metals_Existing_Space Heating_Natural Gas_Strategic Energy Management_A_Achievable Economic TRC Potential | F7 | Industrial | Primary Metals | Existing | Space Heating | Natural Gas | Strategic Energy Management | A | Incremental Energy Savings (MWh or mTherms) | Achievable Economic TRC Potential | 0 | 0 | 0 | 0 | 0 | 0.063984 | 0.063636 | 0.062876 | 0.062504 | 0.062129 | 0.060914 | 0.06031 | 0.059754 | 0.05838 | 0.058141 | 0.057165 | 0.056755 | 0.056084 | 0.055228 | 0.054946 | 0.054392 | 0.053848 | 0.053353 | 0.05289 | 0.052457 | 0 | 0 | 0 | 0 | 0 | 0
F8_Industrial_Primary Metals_Existing_Space Heating_Natural Gas_Strategic Energy Management_A_Achievable Economic TRC Potential | F8 | Industrial | Primary Metals | Existing | Space Heating | Natural Gas | Strategic Energy Management | A | Incremental Summer Peak Savings (MW) | Achievable Economic TRC Potential | 0 | 0 | 0 | 0 | 0 | 0 | 0 | 0 | 0 | 0 | 0 | 0 | 0 | 0 | 0 | 0 | 0 | 0 | 0 | 0 | 0 | 0 | 0 | 0 | 0 | 0 | 0 | 0 | 0 | 0 | 0
F9_Industrial_Primary Metals_Existing_Space Heating_Natural Gas_Strategic Energy Management_A_Achievable Economic TRC Potential | F9 | Industrial | Primary Metals | Existing | Space Heating | Natural Gas | Strategic Energy Management | A | Incremental Winter Peak Savings (MW) | Achievable Economic TRC Potential | 0 | 0 | 0 | 0 | 0 | 0 | 0 | 0 | 0 | 0 | 0 | 0 | 0 | 0 | 0 | 0 | 0 | 0 | 0 | 0 | 0 | 0 | 0 | 0 | 0 | 0 | 0 | 0 | 0 | 0 | 0
F10_Industrial_Primary Metals_Existing_Space Heating_Natural Gas_Strategic Energy Management_A_Achievable Economic TRC Potential | F10 | Industrial | Primary Metals | Existing | Space Heating | Natural Gas | Strategic Energy Management | A | Cumulative Energy Savings (MWh or mTherms) | Achievable Economic TRC Potential | 0 | 0 | 0 | 0 | 0 | 0.063984 | 0.12731 | 0.18941 | 0.25069 | 0.31111 | 0.36986 | 0.42751 | 0.48418 | 0.53906 | 0.59296 | 0.64578 | 0.69782 | 0.74914 | 0.79957 | 0.8495 | 0.89882 | 0.94716 | 0.99523 | 1.0429 | 1.09 | 1.0849 | 1.0801 | 1.0757 | 0 | 0 | 0
F11_Industrial_Primary Metals_Existing_Space Heating_Natural Gas_Strategic Energy Management_A_Achievable Economic TRC Potential | F11 | Industrial | Primary Metals | Existing | Space Heating | Natural Gas | Strategic Energy Management | A | Cumulative Summer Peak Savings (MW) | Achievable Economic TRC Potential | 0 | 0 | 0 | 0 | 0 | 0 | 0 | 0 | 0 | 0 | 0 | 0 | 0 | 0 | 0 | 0 | 0 | 0 | 0 | 0 | 0 | 0 | 0 | 0 | 0 | 0 | 0 | 0 | 0 | 0 | 0
F12_Industrial_Primary Metals_Existing_Space Heating_Natural Gas_Strategic Energy Management_A_Achievable Economic TRC Potential | F12 | Industrial | Primary Metals | Existing | Space Heating | Natural Gas | Strategic Energy Management | A | Cumulative Winter Peak Savings (MW) | Achievable Economic TRC Potential | 0 | 0 | 0 | 0 | 0 | 0 | 0 | 0 | 0 | 0 | 0 | 0 | 0 | 0 | 0 | 0 | 0 | 0 | 0 | 0 | 0 | 0 | 0 | 0 | 0 | 0 | 0 | 0 | 0 | 0 | 0
F13_Industrial_Primary Metals_Existing_Space Heating_Natural Gas_Strategic Energy Management_A_Achievable Economic TRC Potential | F13 | Industrial | Primary Metals | Existing | Space Heating | Natural Gas | Strategic Energy Management | A | Purchases (Incremental) | Achievable Economic TRC Potential | 0 | 0 | 0 | 0 | 0 | 3.9233 | 3.9212 | 3.8981 | 3.9002 | 3.9034 | 3.8538 | 3.8433 | 3.8355 | 3.7746 | 3.789 | 3.7529 | 3.7534 | 3.7345 | 3.7012 | 3.7055 | 3.6902 | 3.6759 | 3.6625 | 3.65 | 3.6385 | 0 | 0 | 0 | 0 | 0 | 0
F14_Industrial_Primary Metals_Existing_Space Heating_Natural Gas_Strategic Energy Management_A_Achievable Economic TRC Potential | F14 | Industrial | Primary Metals | Existing | Space Heating | Natural Gas | Strategic Energy Management | A | Purchases (Cumulative) | Achievable Economic TRC Potential | 0 | 0 | 0 | 0 | 0 | 3.9233 | 7.8445 | 11.7426 | 15.6428 | 19.5462 | 23.4 | 27.2433 | 31.0788 | 34.8534 | 38.6424 | 42.3953 | 46.1486 | 49.8831 | 53.5843 | 57.2898 | 60.98 | 64.6559 | 68.3183 | 71.9684 | 75.6069 | 75.6069 | 75.6069 | 75.6069 | 75.6069 | 75.6069 | 75.6069
F1_Industrial_Primary Metals_Existing_Process_Natural Gas_Strategic Energy Management_A_Achievable Economic TRC Potential | F1 | Industrial | Primary Metals | Existing | Process | Natural Gas | Strategic Energy Management | A | Original Unit Energy Savings (kWh or therms) | Achievable Economic TRC Potential | 0 | 0 | 0 | 0 | 0 | 100.7891 | 100.7891 | 100.7891 | 100.7891 | 100.7891 | 100.7891 | 100.7891 | 100.7891 | 100.7891 | 100.7891 | 100.7891 | 100.7891 | 100.7891 | 100.7891 | 100.7891 | 100.7891 | 100.7891 | 100.7891 | 100.7891 | 100.7891 | 100.7891 | 100.7891 | 100.7891 | 0 | 0 | 0
F2_Industrial_Primary Metals_Existing_Process_Natural Gas_Strategic Energy Management_A_Achievable Economic TRC Potential | F2 | Industrial | Primary Metals | Existing | Process | Natural Gas | Strategic Energy Management | A | Original Unit Summer Peak Savings (kW) | Achievable Economic TRC Potential | 0 | 0 | 0 | 0 | 0 | 0 | 0 | 0 | 0 | 0 | 0 | 0 | 0 | 0 | 0 | 0 | 0 | 0 | 0 | 0 | 0 | 0 | 0 | 0 | 0 | 0 | 0 | 0 | 0 | 0 | 0
F3_Industrial_Primary Metals_Existing_Process_Natural Gas_Strategic Energy Management_A_Achievable Economic TRC Potential | F3 | Industrial | Primary Metals | Existing | Process | Natural Gas | Strategic Energy Management | A | Original Unit Winter Peak Savings (kW) | Achievable Economic TRC Potential | 0 | 0 | 0 | 0 | 0 | 0 | 0 | 0 | 0 | 0 | 0 | 0 | 0 | 0 | 0 | 0 | 0 | 0 | 0 | 0 | 0 | 0 | 0 | 0 | 0 | 0 | 0 | 0 | 0 | 0 | 0
F4_Industrial_Primary Metals_Existing_Process_Natural Gas_Strategic Energy Management_A_Achievable Economic TRC Potential | F4 | Industrial | Primary Metals | Existing | Process | Natural Gas | Strategic Energy Management | A | Standalone Impact on Baseline Energy (%) | Achievable Economic TRC Potential | 0% | 0% | 0% | 0% | 0% | 0.08224% | 0.1645% | 0.2477% | 0.3298% | 0.4118% | 0.4993% | 0.5829% | 0.6664% | 0.7594% | 0.8387% | 0.929% | 1.011% | 1.098% | 1.191% | 1.271% | 1.359% | 1.447% | 1.534% | 1.621% | 0.017089 | 0.017138 | 0.017184 | 0.017226 | 0 | 0 | 0
F5_Industrial_Primary Metals_Existing_Process_Natural Gas_Strategic Energy Management_A_Achievable Economic TRC Potential | F5 | Industrial | Primary Metals | Existing | Process | Natural Gas | Strategic Energy Management | A | Standalone Impact on Baseline Summer Peak (%) | Achievable Economic TRC Potential | 0% | 0% | 0% | 0% | 0% | 0% | 0% | 0% | 0% | 0% | 0% | 0% | 0% | 0% | 0% | 0% | 0% | 0% | 0% | 0% | 0% | 0% | 0% | 0% | 0 | 0 | 0 | 0 | 0 | 0 | 0
F6_Industrial_Primary Metals_Existing_Process_Natural Gas_Strategic Energy Management_A_Achievable Economic TRC Potential | F6 | Industrial | Primary Metals | Existing | Process | Natural Gas | Strategic Energy Management | A | Standalone Impact on Baseline Winter Peak (%) | Achievable Economic TRC Potential | 0% | 0% | 0% | 0% | 0% | 0% | 0% | 0% | 0% | 0% | 0% | 0% | 0% | 0% | 0% | 0% | 0% | 0% | 0% | 0% | 0% | 0% | 0% | 0% | 0 | 0 | 0 | 0 | 0 | 0 | 0
F7_Industrial_Primary Metals_Existing_Process_Natural Gas_Strategic Energy Management_A_Achievable Economic TRC Potential | F7 | Industrial | Primary Metals | Existing | Process | Natural Gas | Strategic Energy Management | A | Incremental Energy Savings (MWh or mTherms) | Achievable Economic TRC Potential | 0 | 0 | 0 | 0 | 0 | 1.6756 | 1.6747 | 1.6649 | 1.6658 | 1.6671 | 1.646 | 1.6415 | 1.6381 | 1.6121 | 1.6183 | 1.6028 | 1.603 | 1.595 | 1.5807 | 1.5826 | 1.5761 | 1.5699 | 1.5642 | 1.5589 | 1.554 | 0 | 0 | 0 | 0 | 0 | 0
F8_Industrial_Primary Metals_Existing_Process_Natural Gas_Strategic Energy Management_A_Achievable Economic TRC Potential | F8 | Industrial | Primary Metals | Existing | Process | Natural Gas | Strategic Energy Management | A | Incremental Summer Peak Savings (MW) | Achievable Economic TRC Potential | 0 | 0 | 0 | 0 | 0 | 0 | 0 | 0 | 0 | 0 | 0 | 0 | 0 | 0 | 0 | 0 | 0 | 0 | 0 | 0 | 0 | 0 | 0 | 0 | 0 | 0 | 0 | 0 | 0 | 0 | 0
F9_Industrial_Primary Metals_Existing_Process_Natural Gas_Strategic Energy Management_A_Achievable Economic TRC Potential | F9 | Industrial | Primary Metals | Existing | Process | Natural Gas | Strategic Energy Management | A | Incremental Winter Peak Savings (MW) | Achievable Economic TRC Potential | 0 | 0 | 0 | 0 | 0 | 0 | 0 | 0 | 0 | 0 | 0 | 0 | 0 | 0 | 0 | 0 | 0 | 0 | 0 | 0 | 0 | 0 | 0 | 0 | 0 | 0 | 0 | 0 | 0 | 0 | 0
F10_Industrial_Primary Metals_Existing_Process_Natural Gas_Strategic Energy Management_A_Achievable Economic TRC Potential | F10 | Industrial | Primary Metals | Existing | Process | Natural Gas | Strategic Energy Management | A | Cumulative Energy Savings (MWh or mTherms) | Achievable Economic TRC Potential | 0 | 0 | 0 | 0 | 0 | 1.6756 | 3.3504 | 5.0152 | 6.681 | 8.3481 | 9.9941 | 11.6355 | 13.2736 | 14.8858 | 16.504 | 18.1069 | 19.7099 | 21.3049 | 22.8856 | 24.4682 | 26.0443 | 27.6143 | 29.1785 | 30.7374 | 32.2914 | 32.2914 | 32.2914 | 32.2914 | 0 | 0 | 0
F11_Industrial_Primary Metals_Existing_Process_Natural Gas_Strategic Energy Management_A_Achievable Economic TRC Potential | F11 | Industrial | Primary Metals | Existing | Process | Natural Gas | Strategic Energy Management | A | Cumulative Summer Peak Savings (MW) | Achievable Economic TRC Potential | 0 | 0 | 0 | 0 | 0 | 0 | 0 | 0 | 0 | 0 | 0 | 0 | 0 | 0 | 0 | 0 | 0 | 0 | 0 | 0 | 0 | 0 | 0 | 0 | 0 | 0 | 0 | 0 | 0 | 0 | 0
F12_Industrial_Primary Metals_Existing_Process_Natural Gas_Strategic Energy Management_A_Achievable Economic TRC Potential | F12 | Industrial | Primary Metals | Existing | Process | Natural Gas | Strategic Energy Management | A | Cumulative Winter Peak Savings (MW) | Achievable Economic TRC Potential | 0 | 0 | 0 | 0 | 0 | 0 | 0 | 0 | 0 | 0 | 0 | 0 | 0 | 0 | 0 | 0 | 0 | 0 | 0 | 0 | 0 | 0 | 0 | 0 | 0 | 0 | 0 | 0 | 0 | 0 | 0
F13_Industrial_Primary Metals_Existing_Process_Natural Gas_Strategic Energy Management_A_Achievable Economic TRC Potential | F13 | Industrial | Primary Metals | Existing | Process | Natural Gas | Strategic Energy Management | A | Purchases (Incremental) | Achievable Economic TRC Potential | 0 | 0 | 0 | 0 | 0 | 16.6253 | 16.6162 | 16.5182 | 16.5271 | 16.5408 | 16.3307 | 16.2861 | 16.253 | 15.9949 | 16.056 | 15.9029 | 15.9049 | 15.8249 | 15.6837 | 15.7023 | 15.6374 | 15.5766 | 15.5198 | 15.4671 | 15.4183 | 0 | 0 | 0 | 0 | 0 | 0
F14_Industrial_Primary Metals_Existing_Process_Natural Gas_Strategic Energy Management_A_Achievable Economic TRC Potential | F14 | Industrial | Primary Metals | Existing | Process | Natural Gas | Strategic Energy Management | A | Purchases (Cumulative) | Achievable Economic TRC Potential | 0 | 0 | 0 | 0 | 0 | 16.6253 | 33.2414 | 49.7596 | 66.2867 | 82.8275 | 99.1582 | 115.4442 | 131.6973 | 147.6922 | 163.7482 | 179.651 | 195.556 | 211.3809 | 227.0646 | 242.7669 | 258.4043 | 273.9809 | 289.5007 | 304.9677 | 320.386 | 320.386 | 320.386 | 320.386 | 320.386 | 320.386 | 320.386
F1_Industrial_Primary Metals_Existing_Miscellaneous_Natural Gas_Strategic Energy Management_A_Achievable Economic TRC Potential | F1 | Industrial | Primary Metals | Existing | Miscellaneous | Natural Gas | Strategic Energy Management | A | Original Unit Energy Savings (kWh or therms) | Achievable Economic TRC Potential | 0 | 0 | 0 | 0 | 0 | 17.014 | 17.014 | 17.014 | 17.014 | 17.014 | 17.014 | 17.014 | 17.014 | 17.014 | 17.014 | 17.014 | 17.014 | 17.014 | 17.014 | 17.014 | 17.014 | 17.014 | 17.014 | 17.014 | 17.014 | 17.014 | 17.014 | 17.014 | 0 | 0 | 0
F2_Industrial_Primary Metals_Existing_Miscellaneous_Natural Gas_Strategic Energy Management_A_Achievable Economic TRC Potential | F2 | Industrial | Primary Metals | Existing | Miscellaneous | Natural Gas | Strategic Energy Management | A | Original Unit Summer Peak Savings (kW) | Achievable Economic TRC Potential | 0 | 0 | 0 | 0 | 0 | 0 | 0 | 0 | 0 | 0 | 0 | 0 | 0 | 0 | 0 | 0 | 0 | 0 | 0 | 0 | 0 | 0 | 0 | 0 | 0 | 0 | 0 | 0 | 0 | 0 | 0
F3_Industrial_Primary Metals_Existing_Miscellaneous_Natural Gas_Strategic Energy Management_A_Achievable Economic TRC Potential | F3 | Industrial | Primary Metals | Existing | Miscellaneous | Natural Gas | Strategic Energy Management | A | Original Unit Winter Peak Savings (kW) | Achievable Economic TRC Potential | 0 | 0 | 0 | 0 | 0 | 0 | 0 | 0 | 0 | 0 | 0 | 0 | 0 | 0 | 0 | 0 | 0 | 0 | 0 | 0 | 0 | 0 | 0 | 0 | 0 | 0 | 0 | 0 | 0 | 0 | 0
F4_Industrial_Primary Metals_Existing_Miscellaneous_Natural Gas_Strategic Energy Management_A_Achievable Economic TRC Potential | F4 | Industrial | Primary Metals | Existing | Miscellaneous | Natural Gas | Strategic Energy Management | A | Standalone Impact on Baseline Energy (%) | Achievable Economic TRC Potential | 0% | 0% | 0% | 0% | 0% | 0.08224% | 0.1645% | 0.2477% | 0.3298% | 0.4118% | 0.4993% | 0.5829% | 0.6664% | 0.7594% | 0.8387% | 0.929% | 1.011% | 1.098% | 1.191% | 1.271% | 1.359% | 1.447% | 1.534% | 1.621% | 0.017089 | 0.017138 | 0.017184 | 0.017226 | 0 | 0 | 0
F5_Industrial_Primary Metals_Existing_Miscellaneous_Natural Gas_Strategic Energy Management_A_Achievable Economic TRC Potential | F5 | Industrial | Primary Metals | Existing | Miscellaneous | Natural Gas | Strategic Energy Management | A | Standalone Impact on Baseline Summer Peak (%) | Achievable Economic TRC Potential | 0% | 0% | 0% | 0% | 0% | 0% | 0% | 0% | 0% | 0% | 0% | 0% | 0% | 0% | 0% | 0% | 0% | 0% | 0% | 0% | 0% | 0% | 0% | 0% | 0 | 0 | 0 | 0 | 0 | 0 | 0
F6_Industrial_Primary Metals_Existing_Miscellaneous_Natural Gas_Strategic Energy Management_A_Achievable Economic TRC Potential | F6 | Industrial | Primary Metals | Existing | Miscellaneous | Natural Gas | Strategic Energy Management | A | Standalone Impact on Baseline Winter Peak (%) | Achievable Economic TRC Potential | 0% | 0% | 0% | 0% | 0% | 0% | 0% | 0% | 0% | 0% | 0% | 0% | 0% | 0% | 0% | 0% | 0% | 0% | 0% | 0% | 0% | 0% | 0% | 0% | 0 | 0 | 0 | 0 | 0 | 0 | 0
F7_Industrial_Primary Metals_Existing_Miscellaneous_Natural Gas_Strategic Energy Management_A_Achievable Economic TRC Potential | F7 | Industrial | Primary Metals | Existing | Miscellaneous | Natural Gas | Strategic Energy Management | A | Incremental Energy Savings (MWh or mTherms) | Achievable Economic TRC Potential | 0 | 0 | 0 | 0 | 0 | 0.070716 | 0.070677 | 0.07026 | 0.070298 | 0.070356 | 0.069463 | 0.069273 | 0.069132 | 0.068035 | 0.068294 | 0.067643 | 0.067652 | 0.067311 | 0.066711 | 0.06679 | 0.066514 | 0.066255 | 0.066014 | 0.065789 | 0.065582 | 0 | 0 | 0 | 0 | 0 | 0
F8_Industrial_Primary Metals_Existing_Miscellaneous_Natural Gas_Strategic Energy Management_A_Achievable Economic TRC Potential | F8 | Industrial | Primary Metals | Existing | Miscellaneous | Natural Gas | Strategic Energy Management | A | Incremental Summer Peak Savings (MW) | Achievable Economic TRC Potential | 0 | 0 | 0 | 0 | 0 | 0 | 0 | 0 | 0 | 0 | 0 | 0 | 0 | 0 | 0 | 0 | 0 | 0 | 0 | 0 | 0 | 0 | 0 | 0 | 0 | 0 | 0 | 0 | 0 | 0 | 0
F9_Industrial_Primary Metals_Existing_Miscellaneous_Natural Gas_Strategic Energy Management_A_Achievable Economic TRC Potential | F9 | Industrial | Primary Metals | Existing | Miscellaneous | Natural Gas | Strategic Energy Management | A | Incremental Winter Peak Savings (MW) | Achievable Economic TRC Potential | 0 | 0 | 0 | 0 | 0 | 0 | 0 | 0 | 0 | 0 | 0 | 0 | 0 | 0 | 0 | 0 | 0 | 0 | 0 | 0 | 0 | 0 | 0 | 0 | 0 | 0 | 0 | 0 | 0 | 0 | 0
F10_Industrial_Primary Metals_Existing_Miscellaneous_Natural Gas_Strategic Energy Management_A_Achievable Economic TRC Potential | F10 | Industrial | Primary Metals | Existing | Miscellaneous | Natural Gas | Strategic Energy Management | A | Cumulative Energy Savings (MWh or mTherms) | Achievable Economic TRC Potential | 0 | 0 | 0 | 0 | 0 | 0.070716 | 0.14139 | 0.21165 | 0.28195 | 0.35231 | 0.42177 | 0.49104 | 0.56018 | 0.62821 | 0.6965 | 0.76415 | 0.8318 | 0.89911 | 0.96582 | 1.0326 | 1.0991 | 1.1654 | 1.2314 | 1.2972 | 1.3628 | 1.3628 | 1.3628 | 1.3628 | 0 | 0 | 0
F11_Industrial_Primary Metals_Existing_Miscellaneous_Natural Gas_Strategic Energy Management_A_Achievable Economic TRC Potential | F11 | Industrial | Primary Metals | Existing | Miscellaneous | Natural Gas | Strategic Energy Management | A | Cumulative Summer Peak Savings (MW) | Achievable Economic TRC Potential | 0 | 0 | 0 | 0 | 0 | 0 | 0 | 0 | 0 | 0 | 0 | 0 | 0 | 0 | 0 | 0 | 0 | 0 | 0 | 0 | 0 | 0 | 0 | 0 | 0 | 0 | 0 | 0 | 0 | 0 | 0
F12_Industrial_Primary Metals_Existing_Miscellaneous_Natural Gas_Strategic Energy Management_A_Achievable Economic TRC Potential | F12 | Industrial | Primary Metals | Existing | Miscellaneous | Natural Gas | Strategic Energy Management | A | Cumulative Winter Peak Savings (MW) | Achievable Economic TRC Potential | 0 | 0 | 0 | 0 | 0 | 0 | 0 | 0 | 0 | 0 | 0 | 0 | 0 | 0 | 0 | 0 | 0 | 0 | 0 | 0 | 0 | 0 | 0 | 0 | 0 | 0 | 0 | 0 | 0 | 0 | 0
F13_Industrial_Primary Metals_Existing_Miscellaneous_Natural Gas_Strategic Energy Management_A_Achievable Economic TRC Potential | F13 | Industrial | Primary Metals | Existing | Miscellaneous | Natural Gas | Strategic Energy Management | A | Purchases (Incremental) | Achievable Economic TRC Potential | 0 | 0 | 0 | 0 | 0 | 4.1563 | 4.154 | 4.1295 | 4.1318 | 4.1352 | 4.0827 | 4.0715 | 4.0633 | 3.9987 | 4.014 | 3.9757 | 3.9762 | 3.9562 | 3.9209 | 3.9256 | 3.9093 | 3.8941 | 3.88 | 3.8668 | 3.8546 | 0 | 0 | 0 | 0 | 0 | 0
F14_Industrial_Primary Metals_Existing_Miscellaneous_Natural Gas_Strategic Energy Management_A_Achievable Economic TRC Potential | F14 | Industrial | Primary Metals | Existing | Miscellaneous | Natural Gas | Strategic Energy Management | A | Purchases (Cumulative) | Achievable Economic TRC Potential | 0 | 0 | 0 | 0 | 0 | 4.1563 | 8.3104 | 12.4399 | 16.5717 | 20.7069 | 24.7895 | 28.8611 | 32.9243 | 36.923 | 40.937 | 44.9128 | 48.889 | 52.8452 | 56.7662 | 60.6917 | 64.6011 | 68.4952 | 72.3752 | 76.2419 | 80.0965 | 80.0965 | 80.0965 | 80.0965 | 80.0965 | 80.0965 | 80.0965
F1_Industrial_Primary Metals_Existing_Space Heating_Natural Gas_Commissioning_A_Achievable Economic TRC Potential | F1 | Industrial | Primary Metals | Existing | Space Heating | Natural Gas | Commissioning | A | Original Unit Energy Savings (kWh or therms) | Achievable Economic TRC Potential | 0 | 0 | 0 | 0 | 0 | 21.4804 | 21.3754 | 21.2456 | 21.1082 | 20.9644 | 20.8186 | 20.6688 | 20.5198 | 20.3714 | 20.2111 | 20.0629 | 19.9165 | 19.7807 | 19.6541 | 19.5307 | 19.4141 | 19.295 | 19.1875 | 19.0859 | 18.9892 | 18.8998 | 18.817 | 18.7403 | 0 | 0 | 0
F2_Industrial_Primary Metals_Existing_Space Heating_Natural Gas_Commissioning_A_Achievable Economic TRC Potential | F2 | Industrial | Primary Metals | Existing | Space Heating | Natural Gas | Commissioning | A | Original Unit Summer Peak Savings (kW) | Achievable Economic TRC Potential | 0 | 0 | 0 | 0 | 0 | 0 | 0 | 0 | 0 | 0 | 0 | 0 | 0 | 0 | 0 | 0 | 0 | 0 | 0 | 0 | 0 | 0 | 0 | 0 | 0 | 0 | 0 | 0 | 0 | 0 | 0
F3_Industrial_Primary Metals_Existing_Space Heating_Natural Gas_Commissioning_A_Achievable Economic TRC Potential | F3 | Industrial | Primary Metals | Existing | Space Heating | Natural Gas | Commissioning | A | Original Unit Winter Peak Savings (kW) | Achievable Economic TRC Potential | 0 | 0 | 0 | 0 | 0 | 0 | 0 | 0 | 0 | 0 | 0 | 0 | 0 | 0 | 0 | 0 | 0 | 0 | 0 | 0 | 0 | 0 | 0 | 0 | 0 | 0 | 0 | 0 | 0 | 0 | 0
F4_Industrial_Primary Metals_Existing_Space Heating_Natural Gas_Commissioning_A_Achievable Economic TRC Potential | F4 | Industrial | Primary Metals | Existing | Space Heating | Natural Gas | Commissioning | A | Standalone Impact on Baseline Energy (%) | Achievable Economic TRC Potential | 0% | 0% | 0% | 0% | 0% | 0% | 0% | 0% | 0% | 0% | 0% | 0% | 0% | 0% | 0% | 0% | 0% | 0% | 0% | 0% | 0% | 0% | 0% | 0% | 0 | 0 | 0 | 0 | 0 | 0 | 0
F5_Industrial_Primary Metals_Existing_Space Heating_Natural Gas_Commissioning_A_Achievable Economic TRC Potential | F5 | Industrial | Primary Metals | Existing | Space Heating | Natural Gas | Commissioning | A | Standalone Impact on Baseline Summer Peak (%) | Achievable Economic TRC Potential | 0% | 0% | 0% | 0% | 0% | 0% | 0% | 0% | 0% | 0% | 0% | 0% | 0% | 0% | 0% | 0% | 0% | 0% | 0% | 0% | 0% | 0% | 0% | 0% | 0 | 0 | 0 | 0 | 0 | 0 | 0
F6_Industrial_Primary Metals_Existing_Space Heating_Natural Gas_Commissioning_A_Achievable Economic TRC Potential | F6 | Industrial | Primary Metals | Existing | Space Heating | Natural Gas | Commissioning | A | Standalone Impact on Baseline Winter Peak (%) | Achievable Economic TRC Potential | 0% | 0% | 0% | 0% | 0% | 0% | 0% | 0% | 0% | 0% | 0% | 0% | 0% | 0% | 0% | 0% | 0% | 0% | 0% | 0% | 0% | 0% | 0% | 0% | 0 | 0 | 0 | 0 | 0 | 0 | 0
F7_Industrial_Primary Metals_Existing_Space Heating_Natural Gas_Commissioning_A_Achievable Economic TRC Potential | F7 | Industrial | Primary Metals | Existing | Space Heating | Natural Gas | Commissioning | A | Incremental Energy Savings (MWh or mTherms) | Achievable Economic TRC Potential | 0 | 0 | 0 | 0 | 0 | 0 | 0 | 0 | 0 | 0 | 0 | 0 | 0 | 0 | 0 | 0 | 0 | 0 | 0 | 0 | 0 | 0 | 0 | 0 | 0 | 0 | 0 | 0 | 0 | 0 | 0
F8_Industrial_Primary Metals_Existing_Space Heating_Natural Gas_Commissioning_A_Achievable Economic TRC Potential | F8 | Industrial | Primary Metals | Existing | Space Heating | Natural Gas | Commissioning | A | Incremental Summer Peak Savings (MW) | Achievable Economic TRC Potential | 0 | 0 | 0 | 0 | 0 | 0 | 0 | 0 | 0 | 0 | 0 | 0 | 0 | 0 | 0 | 0 | 0 | 0 | 0 | 0 | 0 | 0 | 0 | 0 | 0 | 0 | 0 | 0 | 0 | 0 | 0
F9_Industrial_Primary Metals_Existing_Space Heating_Natural Gas_Commissioning_A_Achievable Economic TRC Potential | F9 | Industrial | Primary Metals | Existing | Space Heating | Natural Gas | Commissioning | A | Incremental Winter Peak Savings (MW) | Achievable Economic TRC Potential | 0 | 0 | 0 | 0 | 0 | 0 | 0 | 0 | 0 | 0 | 0 | 0 | 0 | 0 | 0 | 0 | 0 | 0 | 0 | 0 | 0 | 0 | 0 | 0 | 0 | 0 | 0 | 0 | 0 | 0 | 0
F10_Industrial_Primary Metals_Existing_Space Heating_Natural Gas_Commissioning_A_Achievable Economic TRC Potential | F10 | Industrial | Primary Metals | Existing | Space Heating | Natural Gas | Commissioning | A | Cumulative Energy Savings (MWh or mTherms) | Achievable Economic TRC Potential | 0 | 0 | 0 | 0 | 0 | 0 | 0 | 0 | 0 | 0 | 0 | 0 | 0 | 0 | 0 | 0 | 0 | 0 | 0 | 0 | 0 | 0 | 0 | 0 | 0 | 0 | 0 | 0 | 0 | 0 | 0
F11_Industrial_Primary Metals_Existing_Space Heating_Natural Gas_Commissioning_A_Achievable Economic TRC Potential | F11 | Industrial | Primary Metals | Existing | Space Heating | Natural Gas | Commissioning | A | Cumulative Summer Peak Savings (MW) | Achievable Economic TRC Potential | 0 | 0 | 0 | 0 | 0 | 0 | 0 | 0 | 0 | 0 | 0 | 0 | 0 | 0 | 0 | 0 | 0 | 0 | 0 | 0 | 0 | 0 | 0 | 0 | 0 | 0 | 0 | 0 | 0 | 0 | 0
F12_Industrial_Primary Metals_Existing_Space Heating_Natural Gas_Commissioning_A_Achievable Economic TRC Potential | F12 | Industrial | Primary Metals | Existing | Space Heating | Natural Gas | Commissioning | A | Cumulative Winter Peak Savings (MW) | Achievable Economic TRC Potential | 0 | 0 | 0 | 0 | 0 | 0 | 0 | 0 | 0 | 0 | 0 | 0 | 0 | 0 | 0 | 0 | 0 | 0 | 0 | 0 | 0 | 0 | 0 | 0 | 0 | 0 | 0 | 0 | 0 | 0 | 0
F13_Industrial_Primary Metals_Existing_Space Heating_Natural Gas_Commissioning_A_Achievable Economic TRC Potential | F13 | Industrial | Primary Metals | Existing | Space Heating | Natural Gas | Commissioning | A | Purchases (Incremental) | Achievable Economic TRC Potential | 0 | 0 | 0 | 0 | 0 | 0 | 0 | 0 | 0 | 0 | 0 | 0 | 0 | 0 | 0 | 0 | 0 | 0 | 0 | 0 | 0 | 0 | 0 | 0 | 0 | 0 | 0 | 0 | 0 | 0 | 0
F14_Industrial_Primary Metals_Existing_Space Heating_Natural Gas_Commissioning_A_Achievable Economic TRC Potential | F14 | Industrial | Primary Metals | Existing | Space Heating | Natural Gas | Commissioning | A | Purchases (Cumulative) | Achievable Economic TRC Potential | 0 | 0 | 0 | 0 | 0 | 0 | 0 | 0 | 0 | 0 | 0 | 0 | 0 | 0 | 0 | 0 | 0 | 0 | 0 | 0 | 0 | 0 | 0 | 0 | 0 | 0 | 0 | 0 | 0 | 0 | 0
F1_Industrial_Primary Metals_Existing_Process_Natural Gas_Commissioning_A_Achievable Economic TRC Potential | F1 | Industrial | Primary Metals | Existing | Process | Natural Gas | Commissioning | A | Original Unit Energy Savings (kWh or therms) | Achievable Economic TRC Potential | 0 | 0 | 0 | 0 | 0 | 562.5435 | 562.5435 | 562.5435 | 562.5435 | 562.5435 | 562.5435 | 562.5435 | 562.5435 | 562.5435 | 562.5435 | 562.5435 | 562.5435 | 562.5435 | 562.5435 | 562.5435 | 562.5435 | 562.5435 | 562.5435 | 562.5435 | 562.5435 | 562.5435 | 562.5435 | 562.5435 | 0 | 0 | 0
F2_Industrial_Primary Metals_Existing_Process_Natural Gas_Commissioning_A_Achievable Economic TRC Potential | F2 | Industrial | Primary Metals | Existing | Process | Natural Gas | Commissioning | A | Original Unit Summer Peak Savings (kW) | Achievable Economic TRC Potential | 0 | 0 | 0 | 0 | 0 | 0 | 0 | 0 | 0 | 0 | 0 | 0 | 0 | 0 | 0 | 0 | 0 | 0 | 0 | 0 | 0 | 0 | 0 | 0 | 0 | 0 | 0 | 0 | 0 | 0 | 0
F3_Industrial_Primary Metals_Existing_Process_Natural Gas_Commissioning_A_Achievable Economic TRC Potential | F3 | Industrial | Primary Metals | Existing | Process | Natural Gas | Commissioning | A | Original Unit Winter Peak Savings (kW) | Achievable Economic TRC Potential | 0 | 0 | 0 | 0 | 0 | 0 | 0 | 0 | 0 | 0 | 0 | 0 | 0 | 0 | 0 | 0 | 0 | 0 | 0 | 0 | 0 | 0 | 0 | 0 | 0 | 0 | 0 | 0 | 0 | 0 | 0
F4_Industrial_Primary Metals_Existing_Process_Natural Gas_Commissioning_A_Achievable Economic TRC Potential | F4 | Industrial | Primary Metals | Existing | Process | Natural Gas | Commissioning | A | Standalone Impact on Baseline Energy (%) | Achievable Economic TRC Potential | 0% | 0% | 0% | 0% | 0% | 0% | 0% | 0% | 0% | 0% | 0% | 0% | 0% | 0% | 0% | 0% | 0% | 0% | 0% | 0% | 0% | 0% | 0% | 0% | 0 | 0 | 0 | 0 | 0 | 0 | 0
F5_Industrial_Primary Metals_Existing_Process_Natural Gas_Commissioning_A_Achievable Economic TRC Potential | F5 | Industrial | Primary Metals | Existing | Process | Natural Gas | Commissioning | A | Standalone Impact on Baseline Summer Peak (%) | Achievable Economic TRC Potential | 0% | 0% | 0% | 0% | 0% | 0% | 0% | 0% | 0% | 0% | 0% | 0% | 0% | 0% | 0% | 0% | 0% | 0% | 0% | 0% | 0% | 0% | 0% | 0% | 0 | 0 | 0 | 0 | 0 | 0 | 0
F6_Industrial_Primary Metals_Existing_Process_Natural Gas_Commissioning_A_Achievable Economic TRC Potential | F6 | Industrial | Primary Metals | Existing | Process | Natural Gas | Commissioning | A | Standalone Impact on Baseline Winter Peak (%) | Achievable Economic TRC Potential | 0% | 0% | 0% | 0% | 0% | 0% | 0% | 0% | 0% | 0% | 0% | 0% | 0% | 0% | 0% | 0% | 0% | 0% | 0% | 0% | 0% | 0% | 0% | 0% | 0 | 0 | 0 | 0 | 0 | 0 | 0
F7_Industrial_Primary Metals_Existing_Process_Natural Gas_Commissioning_A_Achievable Economic TRC Potential | F7 | Industrial | Primary Metals | Existing | Process | Natural Gas | Commissioning | A | Incremental Energy Savings (MWh or mTherms) | Achievable Economic TRC Potential | 0 | 0 | 0 | 0 | 0 | 0 | 0 | 0 | 0 | 0 | 0 | 0 | 0 | 0 | 0 | 0 | 0 | 0 | 0 | 0 | 0 | 0 | 0 | 0 | 0 | 0 | 0 | 0 | 0 | 0 | 0
F8_Industrial_Primary Metals_Existing_Process_Natural Gas_Commissioning_A_Achievable Economic TRC Potential | F8 | Industrial | Primary Metals | Existing | Process | Natural Gas | Commissioning | A | Incremental Summer Peak Savings (MW) | Achievable Economic TRC Potential | 0 | 0 | 0 | 0 | 0 | 0 | 0 | 0 | 0 | 0 | 0 | 0 | 0 | 0 | 0 | 0 | 0 | 0 | 0 | 0 | 0 | 0 | 0 | 0 | 0 | 0 | 0 | 0 | 0 | 0 | 0
F9_Industrial_Primary Metals_Existing_Process_Natural Gas_Commissioning_A_Achievable Economic TRC Potential | F9 | Industrial | Primary Metals | Existing | Process | Natural Gas | Commissioning | A | Incremental Winter Peak Savings (MW) | Achievable Economic TRC Potential | 0 | 0 | 0 | 0 | 0 | 0 | 0 | 0 | 0 | 0 | 0 | 0 | 0 | 0 | 0 | 0 | 0 | 0 | 0 | 0 | 0 | 0 | 0 | 0 | 0 | 0 | 0 | 0 | 0 | 0 | 0
F10_Industrial_Primary Metals_Existing_Process_Natural Gas_Commissioning_A_Achievable Economic TRC Potential | F10 | Industrial | Primary Metals | Existing | Process | Natural Gas | Commissioning | A | Cumulative Energy Savings (MWh or mTherms) | Achievable Economic TRC Potential | 0 | 0 | 0 | 0 | 0 | 0 | 0 | 0 | 0 | 0 | 0 | 0 | 0 | 0 | 0 | 0 | 0 | 0 | 0 | 0 | 0 | 0 | 0 | 0 | 0 | 0 | 0 | 0 | 0 | 0 | 0
F11_Industrial_Primary Metals_Existing_Process_Natural Gas_Commissioning_A_Achievable Economic TRC Potential | F11 | Industrial | Primary Metals | Existing | Process | Natural Gas | Commissioning | A | Cumulative Summer Peak Savings (MW) | Achievable Economic TRC Potential | 0 | 0 | 0 | 0 | 0 | 0 | 0 | 0 | 0 | 0 | 0 | 0 | 0 | 0 | 0 | 0 | 0 | 0 | 0 | 0 | 0 | 0 | 0 | 0 | 0 | 0 | 0 | 0 | 0 | 0 | 0
F12_Industrial_Primary Metals_Existing_Process_Natural Gas_Commissioning_A_Achievable Economic TRC Potential | F12 | Industrial | Primary Metals | Existing | Process | Natural Gas | Commissioning | A | Cumulative Winter Peak Savings (MW) | Achievable Economic TRC Potential | 0 | 0 | 0 | 0 | 0 | 0 | 0 | 0 | 0 | 0 | 0 | 0 | 0 | 0 | 0 | 0 | 0 | 0 | 0 | 0 | 0 | 0 | 0 | 0 | 0 | 0 | 0 | 0 | 0 | 0 | 0
F13_Industrial_Primary Metals_Existing_Process_Natural Gas_Commissioning_A_Achievable Economic TRC Potential | F13 | Industrial | Primary Metals | Existing | Process | Natural Gas | Commissioning | A | Purchases (Incremental) | Achievable Economic TRC Potential | 0 | 0 | 0 | 0 | 0 | 0 | 0 | 0 | 0 | 0 | 0 | 0 | 0 | 0 | 0 | 0 | 0 | 0 | 0 | 0 | 0 | 0 | 0 | 0 | 0 | 0 | 0 | 0 | 0 | 0 | 0
F14_Industrial_Primary Metals_Existing_Process_Natural Gas_Commissioning_A_Achievable Economic TRC Potential | F14 | Industrial | Primary Metals | Existing | Process | Natural Gas | Commissioning | A | Purchases (Cumulative) | Achievable Economic TRC Potential | 0 | 0 | 0 | 0 | 0 | 0 | 0 | 0 | 0 | 0 | 0 | 0 | 0 | 0 | 0 | 0 | 0 | 0 | 0 | 0 | 0 | 0 | 0 | 0 | 0 | 0 | 0 | 0 | 0 | 0 | 0
F1_Industrial_Primary Metals_Existing_Space Heating_Natural Gas_Retrocommissioning_A_Achievable Economic TRC Potential | F1 | Industrial | Primary Metals | Existing | Space Heating | Natural Gas | Retrocommissioning | A | Original Unit Energy Savings (kWh or therms) | Achievable Economic TRC Potential | 0 | 0 | 0 | 0 | 0 | 2.9835 | 2.9689 | 2.9509 | 2.9318 | 2.9118 | 2.8916 | 2.8708 | 2.8501 | 2.8294 | 2.8072 | 2.7866 | 2.7663 | 2.7474 | 2.7298 | 2.7127 | 2.6965 | 2.6799 | 2.665 | 2.6509 | 2.6375 | 2.625 | 2.6135 | 2.6029 | 0 | 0 | 0
F2_Industrial_Primary Metals_Existing_Space Heating_Natural Gas_Retrocommissioning_A_Achievable Economic TRC Potential | F2 | Industrial | Primary Metals | Existing | Space Heating | Natural Gas | Retrocommissioning | A | Original Unit Summer Peak Savings (kW) | Achievable Economic TRC Potential | 0 | 0 | 0 | 0 | 0 | 0 | 0 | 0 | 0 | 0 | 0 | 0 | 0 | 0 | 0 | 0 | 0 | 0 | 0 | 0 | 0 | 0 | 0 | 0 | 0 | 0 | 0 | 0 | 0 | 0 | 0
F3_Industrial_Primary Metals_Existing_Space Heating_Natural Gas_Retrocommissioning_A_Achievable Economic TRC Potential | F3 | Industrial | Primary Metals | Existing | Space Heating | Natural Gas | Retrocommissioning | A | Original Unit Winter Peak Savings (kW) | Achievable Economic TRC Potential | 0 | 0 | 0 | 0 | 0 | 0 | 0 | 0 | 0 | 0 | 0 | 0 | 0 | 0 | 0 | 0 | 0 | 0 | 0 | 0 | 0 | 0 | 0 | 0 | 0 | 0 | 0 | 0 | 0 | 0 | 0
F4_Industrial_Primary Metals_Existing_Space Heating_Natural Gas_Retrocommissioning_A_Achievable Economic TRC Potential | F4 | Industrial | Primary Metals | Existing | Space Heating | Natural Gas | Retrocommissioning | A | Standalone Impact on Baseline Energy (%) | Achievable Economic TRC Potential | 0% | 0% | 0% | 0% | 0% | 0.0124% | 0.0248% | 0.03734% | 0.04972% | 0.06207% | 0.07527% | 0.08787% | 0.1004% | 0.1145% | 0.1264% | 0.14% | 0.1524% | 0.1656% | 0.1795% | 0.1917% | 0.2048% | 0.218% | 0.2312% | 0.2444% | 0.0025759 | 0.0025834 | 0.0025903 | 0.0025966 | 0 | 0 | 0
F5_Industrial_Primary Metals_Existing_Space Heating_Natural Gas_Retrocommissioning_A_Achievable Economic TRC Potential | F5 | Industrial | Primary Metals | Existing | Space Heating | Natural Gas | Retrocommissioning | A | Standalone Impact on Baseline Summer Peak (%) | Achievable Economic TRC Potential | 0% | 0% | 0% | 0% | 0% | 0% | 0% | 0% | 0% | 0% | 0% | 0% | 0% | 0% | 0% | 0% | 0% | 0% | 0% | 0% | 0% | 0% | 0% | 0% | 0 | 0 | 0 | 0 | 0 | 0 | 0
F6_Industrial_Primary Metals_Existing_Space Heating_Natural Gas_Retrocommissioning_A_Achievable Economic TRC Potential | F6 | Industrial | Primary Metals | Existing | Space Heating | Natural Gas | Retrocommissioning | A | Standalone Impact on Baseline Winter Peak (%) | Achievable Economic TRC Potential | 0% | 0% | 0% | 0% | 0% | 0% | 0% | 0% | 0% | 0% | 0% | 0% | 0% | 0% | 0% | 0% | 0% | 0% | 0% | 0% | 0% | 0% | 0% | 0% | 0 | 0 | 0 | 0 | 0 | 0 | 0
F7_Industrial_Primary Metals_Existing_Space Heating_Natural Gas_Retrocommissioning_A_Achievable Economic TRC Potential | F7 | Industrial | Primary Metals | Existing | Space Heating | Natural Gas | Retrocommissioning | A | Incremental Energy Savings (MWh or mTherms) | Achievable Economic TRC Potential | 0 | 0 | 0 | 0 | 0 | 0.0096447 | 0.0095923 | 0.0094778 | 0.0094216 | 0.0093651 | 0.0091819 | 0.0090909 | 0.0090071 | 0.0087999 | 0.008764 | 0.0086168 | 0.008555 | 0.0084539 | 0.0083249 | 0.0082824 | 0.0081989 | 0.0081169 | 0.0080423 | 0.0079725 | 0.0079071 | 0 | 0 | 0 | 0 | 0 | 0
F8_Industrial_Primary Metals_Existing_Space Heating_Natural Gas_Retrocommissioning_A_Achievable Economic TRC Potential | F8 | Industrial | Primary Metals | Existing | Space Heating | Natural Gas | Retrocommissioning | A | Incremental Summer Peak Savings (MW) | Achievable Economic TRC Potential | 0 | 0 | 0 | 0 | 0 | 0 | 0 | 0 | 0 | 0 | 0 | 0 | 0 | 0 | 0 | 0 | 0 | 0 | 0 | 0 | 0 | 0 | 0 | 0 | 0 | 0 | 0 | 0 | 0 | 0 | 0
F9_Industrial_Primary Metals_Existing_Space Heating_Natural Gas_Retrocommissioning_A_Achievable Economic TRC Potential | F9 | Industrial | Primary Metals | Existing | Space Heating | Natural Gas | Retrocommissioning | A | Incremental Winter Peak Savings (MW) | Achievable Economic TRC Potential | 0 | 0 | 0 | 0 | 0 | 0 | 0 | 0 | 0 | 0 | 0 | 0 | 0 | 0 | 0 | 0 | 0 | 0 | 0 | 0 | 0 | 0 | 0 | 0 | 0 | 0 | 0 | 0 | 0 | 0 | 0
F10_Industrial_Primary Metals_Existing_Space Heating_Natural Gas_Retrocommissioning_A_Achievable Economic TRC Potential | F10 | Industrial | Primary Metals | Existing | Space Heating | Natural Gas | Retrocommissioning | A | Cumulative Energy Savings (MWh or mTherms) | Achievable Economic TRC Potential | 0 | 0 | 0 | 0 | 0 | 0.0096447 | 0.01919 | 0.028551 | 0.037788 | 0.046896 | 0.055751 | 0.064441 | 0.072984 | 0.081256 | 0.08938 | 0.097342 | 0.10519 | 0.11292 | 0.12053 | 0.12805 | 0.13549 | 0.14277 | 0.15002 | 0.1572 | 0.16431 | 0.16353 | 0.16282 | 0.16215 | 0 | 0 | 0
F11_Industrial_Primary Metals_Existing_Space Heating_Natural Gas_Retrocommissioning_A_Achievable Economic TRC Potential | F11 | Industrial | Primary Metals | Existing | Space Heating | Natural Gas | Retrocommissioning | A | Cumulative Summer Peak Savings (MW) | Achievable Economic TRC Potential | 0 | 0 | 0 | 0 | 0 | 0 | 0 | 0 | 0 | 0 | 0 | 0 | 0 | 0 | 0 | 0 | 0 | 0 | 0 | 0 | 0 | 0 | 0 | 0 | 0 | 0 | 0 | 0 | 0 | 0 | 0
F12_Industrial_Primary Metals_Existing_Space Heating_Natural Gas_Retrocommissioning_A_Achievable Economic TRC Potential | F12 | Industrial | Primary Metals | Existing | Space Heating | Natural Gas | Retrocommissioning | A | Cumulative Winter Peak Savings (MW) | Achievable Economic TRC Potential | 0 | 0 | 0 | 0 | 0 | 0 | 0 | 0 | 0 | 0 | 0 | 0 | 0 | 0 | 0 | 0 | 0 | 0 | 0 | 0 | 0 | 0 | 0 | 0 | 0 | 0 | 0 | 0 | 0 | 0 | 0
F13_Industrial_Primary Metals_Existing_Space Heating_Natural Gas_Retrocommissioning_A_Achievable Economic TRC Potential | F13 | Industrial | Primary Metals | Existing | Space Heating | Natural Gas | Retrocommissioning | A | Purchases (Incremental) | Achievable Economic TRC Potential | 0 | 0 | 0 | 0 | 0 | 3.2327 | 3.2309 | 3.2119 | 3.2136 | 3.2163 | 3.1754 | 3.1667 | 3.1603 | 3.1101 | 3.122 | 3.0922 | 3.0926 | 3.0771 | 3.0496 | 3.0532 | 3.0406 | 3.0288 | 3.0177 | 3.0075 | 2.998 | 0 | 0 | 0 | 0 | 0 | 0
F14_Industrial_Primary Metals_Existing_Space Heating_Natural Gas_Retrocommissioning_A_Achievable Economic TRC Potential | F14 | Industrial | Primary Metals | Existing | Space Heating | Natural Gas | Retrocommissioning | A | Purchases (Cumulative) | Achievable Economic TRC Potential | 0 | 0 | 0 | 0 | 0 | 3.2327 | 6.4636 | 9.6755 | 12.8891 | 16.1053 | 19.2808 | 22.4475 | 25.6078 | 28.7179 | 31.8399 | 34.9321 | 38.0248 | 41.1018 | 44.1515 | 47.2047 | 50.2453 | 53.2741 | 56.2918 | 59.2993 | 62.2973 | 62.2973 | 62.2973 | 62.2973 | 62.2973 | 62.2973 | 62.2973
F1_Industrial_Primary Metals_Existing_Process_Natural Gas_Retrocommissioning_A_Achievable Economic TRC Potential | F1 | Industrial | Primary Metals | Existing | Process | Natural Gas | Retrocommissioning | A | Original Unit Energy Savings (kWh or therms) | Achievable Economic TRC Potential | 0 | 0 | 0 | 0 | 0 | 0 | 0 | 0 | 0 | 0 | 0 | 0 | 0 | 0 | 0 | 0 | 0 | 0 | 0 | 0 | 0 | 0 | 0 | 0 | 0 | 0 | 0 | 0 | 0 | 0 | 0
F2_Industrial_Primary Metals_Existing_Process_Natural Gas_Retrocommissioning_A_Achievable Economic TRC Potential | F2 | Industrial | Primary Metals | Existing | Process | Natural Gas | Retrocommissioning | A | Original Unit Summer Peak Savings (kW) | Achievable Economic TRC Potential | 0 | 0 | 0 | 0 | 0 | 0 | 0 | 0 | 0 | 0 | 0 | 0 | 0 | 0 | 0 | 0 | 0 | 0 | 0 | 0 | 0 | 0 | 0 | 0 | 0 | 0 | 0 | 0 | 0 | 0 | 0
F3_Industrial_Primary Metals_Existing_Process_Natural Gas_Retrocommissioning_A_Achievable Economic TRC Potential | F3 | Industrial | Primary Metals | Existing | Process | Natural Gas | Retrocommissioning | A | Original Unit Winter Peak Savings (kW) | Achievable Economic TRC Potential | 0 | 0 | 0 | 0 | 0 | 0 | 0 | 0 | 0 | 0 | 0 | 0 | 0 | 0 | 0 | 0 | 0 | 0 | 0 | 0 | 0 | 0 | 0 | 0 | 0 | 0 | 0 | 0 | 0 | 0 | 0
F4_Industrial_Primary Metals_Existing_Process_Natural Gas_Retrocommissioning_A_Achievable Economic TRC Potential | F4 | Industrial | Primary Metals | Existing | Process | Natural Gas | Retrocommissioning | A | Standalone Impact on Baseline Energy (%) | Achievable Economic TRC Potential | 0% | 0% | 0% | 0% | 0% | 0% | 0% | 0% | 0% | 0% | 0% | 0% | 0% | 0% | 0% | 0% | 0% | 0% | 0% | 0% | 0% | 0% | 0% | 0% | 0 | 0 | 0 | 0 | 0 | 0 | 0
F5_Industrial_Primary Metals_Existing_Process_Natural Gas_Retrocommissioning_A_Achievable Economic TRC Potential | F5 | Industrial | Primary Metals | Existing | Process | Natural Gas | Retrocommissioning | A | Standalone Impact on Baseline Summer Peak (%) | Achievable Economic TRC Potential | 0% | 0% | 0% | 0% | 0% | 0% | 0% | 0% | 0% | 0% | 0% | 0% | 0% | 0% | 0% | 0% | 0% | 0% | 0% | 0% | 0% | 0% | 0% | 0% | 0 | 0 | 0 | 0 | 0 | 0 | 0
F6_Industrial_Primary Metals_Existing_Process_Natural Gas_Retrocommissioning_A_Achievable Economic TRC Potential | F6 | Industrial | Primary Metals | Existing | Process | Natural Gas | Retrocommissioning | A | Standalone Impact on Baseline Winter Peak (%) | Achievable Economic TRC Potential | 0% | 0% | 0% | 0% | 0% | 0% | 0% | 0% | 0% | 0% | 0% | 0% | 0% | 0% | 0% | 0% | 0% | 0% | 0% | 0% | 0% | 0% | 0% | 0% | 0 | 0 | 0 | 0 | 0 | 0 | 0
F7_Industrial_Primary Metals_Existing_Process_Natural Gas_Retrocommissioning_A_Achievable Economic TRC Potential | F7 | Industrial | Primary Metals | Existing | Process | Natural Gas | Retrocommissioning | A | Incremental Energy Savings (MWh or mTherms) | Achievable Economic TRC Potential | 0 | 0 | 0 | 0 | 0 | 0 | 0 | 0 | 0 | 0 | 0 | 0 | 0 | 0 | 0 | 0 | 0 | 0 | 0 | 0 | 0 | 0 | 0 | 0 | 0 | 0 | 0 | 0 | 0 | 0 | 0
F8_Industrial_Primary Metals_Existing_Process_Natural Gas_Retrocommissioning_A_Achievable Economic TRC Potential | F8 | Industrial | Primary Metals | Existing | Process | Natural Gas | Retrocommissioning | A | Incremental Summer Peak Savings (MW) | Achievable Economic TRC Potential | 0 | 0 | 0 | 0 | 0 | 0 | 0 | 0 | 0 | 0 | 0 | 0 | 0 | 0 | 0 | 0 | 0 | 0 | 0 | 0 | 0 | 0 | 0 | 0 | 0 | 0 | 0 | 0 | 0 | 0 | 0
F9_Industrial_Primary Metals_Existing_Process_Natural Gas_Retrocommissioning_A_Achievable Economic TRC Potential | F9 | Industrial | Primary Metals | Existing | Process | Natural Gas | Retrocommissioning | A | Incremental Winter Peak Savings (MW) | Achievable Economic TRC Potential | 0 | 0 | 0 | 0 | 0 | 0 | 0 | 0 | 0 | 0 | 0 | 0 | 0 | 0 | 0 | 0 | 0 | 0 | 0 | 0 | 0 | 0 | 0 | 0 | 0 | 0 | 0 | 0 | 0 | 0 | 0
F10_Industrial_Primary Metals_Existing_Process_Natural Gas_Retrocommissioning_A_Achievable Economic TRC Potential | F10 | Industrial | Primary Metals | Existing | Process | Natural Gas | Retrocommissioning | A | Cumulative Energy Savings (MWh or mTherms) | Achievable Economic TRC Potential | 0 | 0 | 0 | 0 | 0 | 0 | 0 | 0 | 0 | 0 | 0 | 0 | 0 | 0 | 0 | 0 | 0 | 0 | 0 | 0 | 0 | 0 | 0 | 0 | 0 | 0 | 0 | 0 | 0 | 0 | 0
F11_Industrial_Primary Metals_Existing_Process_Natural Gas_Retrocommissioning_A_Achievable Economic TRC Potential | F11 | Industrial | Primary Metals | Existing | Process | Natural Gas | Retrocommissioning | A | Cumulative Summer Peak Savings (MW) | Achievable Economic TRC Potential | 0 | 0 | 0 | 0 | 0 | 0 | 0 | 0 | 0 | 0 | 0 | 0 | 0 | 0 | 0 | 0 | 0 | 0 | 0 | 0 | 0 | 0 | 0 | 0 | 0 | 0 | 0 | 0 | 0 | 0 | 0
F12_Industrial_Primary Metals_Existing_Process_Natural Gas_Retrocommissioning_A_Achievable Economic TRC Potential | F12 | Industrial | Primary Metals | Existing | Process | Natural Gas | Retrocommissioning | A | Cumulative Winter Peak Savings (MW) | Achievable Economic TRC Potential | 0 | 0 | 0 | 0 | 0 | 0 | 0 | 0 | 0 | 0 | 0 | 0 | 0 | 0 | 0 | 0 | 0 | 0 | 0 | 0 | 0 | 0 | 0 | 0 | 0 | 0 | 0 | 0 | 0 | 0 | 0
F13_Industrial_Primary Metals_Existing_Process_Natural Gas_Retrocommissioning_A_Achievable Economic TRC Potential | F13 | Industrial | Primary Metals | Existing | Process | Natural Gas | Retrocommissioning | A | Purchases (Incremental) | Achievable Economic TRC Potential | 0 | 0 | 0 | 0 | 0 | 3.2327 | 3.2309 | 3.2119 | 3.2136 | 3.2163 | 3.1754 | 3.1667 | 3.1603 | 3.1101 | 3.122 | 3.0922 | 3.0926 | 3.0771 | 3.0496 | 3.0532 | 3.0406 | 3.0288 | 3.0177 | 3.0075 | 2.998 | 0 | 0 | 0 | 0 | 0 | 0
F14_Industrial_Primary Metals_Existing_Process_Natural Gas_Retrocommissioning_A_Achievable Economic TRC Potential | F14 | Industrial | Primary Metals | Existing | Process | Natural Gas | Retrocommissioning | A | Purchases (Cumulative) | Achievable Economic TRC Potential | 0 | 0 | 0 | 0 | 0 | 3.2327 | 6.4636 | 9.6755 | 12.8891 | 16.1053 | 19.2808 | 22.4475 | 25.6078 | 28.7179 | 31.8399 | 34.9321 | 38.0248 | 41.1018 | 44.1515 | 47.2047 | 50.2453 | 53.2741 | 56.2918 | 59.2993 | 62.2973 | 62.2973 | 62.2973 | 62.2973 | 62.2973 | 62.2973 | 62.2973
F1_Industrial_Primary Metals_New_Space Heating_Natural Gas_Insulation - Roof/Ceiling_A_Achievable Economic TRC Potential | F1 | Industrial | Primary Metals | New | Space Heating | Natural Gas | Insulation - Roof/Ceiling | A | Original Unit Energy Savings (kWh or therms) | Achievable Economic TRC Potential | 0 | 0 | 0 | 0 | 0 | 0.093892 | 0.092679 | 0.091794 | 0.091122 | 0.090592 | 0.090164 | 0.089662 | 0.089136 | 0.088616 | 0.088114 | 0.08772 | 0.087409 | 0.087162 | 0.08677 | 0.086483 | 0.086275 | 0.086113 | 0.086113 | 0.086113 | 0.086113 | 0.086113 | 0.086113 | 0.086113 | 0 | 0 | 0
F2_Industrial_Primary Metals_New_Space Heating_Natural Gas_Insulation - Roof/Ceiling_A_Achievable Economic TRC Potential | F2 | Industrial | Primary Metals | New | Space Heating | Natural Gas | Insulation - Roof/Ceiling | A | Original Unit Summer Peak Savings (kW) | Achievable Economic TRC Potential | 0 | 0 | 0 | 0 | 0 | 0 | 0 | 0 | 0 | 0 | 0 | 0 | 0 | 0 | 0 | 0 | 0 | 0 | 0 | 0 | 0 | 0 | 0 | 0 | 0 | 0 | 0 | 0 | 0 | 0 | 0
F3_Industrial_Primary Metals_New_Space Heating_Natural Gas_Insulation - Roof/Ceiling_A_Achievable Economic TRC Potential | F3 | Industrial | Primary Metals | New | Space Heating | Natural Gas | Insulation - Roof/Ceiling | A | Original Unit Winter Peak Savings (kW) | Achievable Economic TRC Potential | 0 | 0 | 0 | 0 | 0 | 0 | 0 | 0 | 0 | 0 | 0 | 0 | 0 | 0 | 0 | 0 | 0 | 0 | 0 | 0 | 0 | 0 | 0 | 0 | 0 | 0 | 0 | 0 | 0 | 0 | 0
F4_Industrial_Primary Metals_New_Space Heating_Natural Gas_Insulation - Roof/Ceiling_A_Achievable Economic TRC Potential | F4 | Industrial | Primary Metals | New | Space Heating | Natural Gas | Insulation - Roof/Ceiling | A | Standalone Impact on Baseline Energy (%) | Achievable Economic TRC Potential | 0% | 0% | 0% | 0% | 0% | 0% | 0% | 0% | 0% | 0% | 0% | 0% | 0% | 0% | 0% | 0% | 0% | 0% | 0% | 0% | 0% | 0% | 0% | 0% | 0 | 0 | 0 | 0 | 0 | 0 | 0
F5_Industrial_Primary Metals_New_Space Heating_Natural Gas_Insulation - Roof/Ceiling_A_Achievable Economic TRC Potential | F5 | Industrial | Primary Metals | New | Space Heating | Natural Gas | Insulation - Roof/Ceiling | A | Standalone Impact on Baseline Summer Peak (%) | Achievable Economic TRC Potential | 0% | 0% | 0% | 0% | 0% | 0% | 0% | 0% | 0% | 0% | 0% | 0% | 0% | 0% | 0% | 0% | 0% | 0% | 0% | 0% | 0% | 0% | 0% | 0% | 0 | 0 | 0 | 0 | 0 | 0 | 0
F6_Industrial_Primary Metals_New_Space Heating_Natural Gas_Insulation - Roof/Ceiling_A_Achievable Economic TRC Potential | F6 | Industrial | Primary Metals | New | Space Heating | Natural Gas | Insulation - Roof/Ceiling | A | Standalone Impact on Baseline Winter Peak (%) | Achievable Economic TRC Potential | 0% | 0% | 0% | 0% | 0% | 0% | 0% | 0% | 0% | 0% | 0% | 0% | 0% | 0% | 0% | 0% | 0% | 0% | 0% | 0% | 0% | 0% | 0% | 0% | 0 | 0 | 0 | 0 | 0 | 0 | 0
F7_Industrial_Primary Metals_New_Space Heating_Natural Gas_Insulation - Roof/Ceiling_A_Achievable Economic TRC Potential | F7 | Industrial | Primary Metals | New | Space Heating | Natural Gas | Insulation - Roof/Ceiling | A | Incremental Energy Savings (MWh or mTherms) | Achievable Economic TRC Potential | 0 | 0 | 0 | 0 | 0 | 0 | 0 | 0 | 0 | 0 | 0 | 0 | 0 | 0 | 0 | 0 | 0 | 0 | 0 | 0 | 0 | 0 | 0 | 0 | 0 | 0 | 0 | 0 | 0 | 0 | 0
F8_Industrial_Primary Metals_New_Space Heating_Natural Gas_Insulation - Roof/Ceiling_A_Achievable Economic TRC Potential | F8 | Industrial | Primary Metals | New | Space Heating | Natural Gas | Insulation - Roof/Ceiling | A | Incremental Summer Peak Savings (MW) | Achievable Economic TRC Potential | 0 | 0 | 0 | 0 | 0 | 0 | 0 | 0 | 0 | 0 | 0 | 0 | 0 | 0 | 0 | 0 | 0 | 0 | 0 | 0 | 0 | 0 | 0 | 0 | 0 | 0 | 0 | 0 | 0 | 0 | 0
F9_Industrial_Primary Metals_New_Space Heating_Natural Gas_Insulation - Roof/Ceiling_A_Achievable Economic TRC Potential | F9 | Industrial | Primary Metals | New | Space Heating | Natural Gas | Insulation - Roof/Ceiling | A | Incremental Winter Peak Savings (MW) | Achievable Economic TRC Potential | 0 | 0 | 0 | 0 | 0 | 0 | 0 | 0 | 0 | 0 | 0 | 0 | 0 | 0 | 0 | 0 | 0 | 0 | 0 | 0 | 0 | 0 | 0 | 0 | 0 | 0 | 0 | 0 | 0 | 0 | 0
F10_Industrial_Primary Metals_New_Space Heating_Natural Gas_Insulation - Roof/Ceiling_A_Achievable Economic TRC Potential | F10 | Industrial | Primary Metals | New | Space Heating | Natural Gas | Insulation - Roof/Ceiling | A | Cumulative Energy Savings (MWh or mTherms) | Achievable Economic TRC Potential | 0 | 0 | 0 | 0 | 0 | 0 | 0 | 0 | 0 | 0 | 0 | 0 | 0 | 0 | 0 | 0 | 0 | 0 | 0 | 0 | 0 | 0 | 0 | 0 | 0 | 0 | 0 | 0 | 0 | 0 | 0
F11_Industrial_Primary Metals_New_Space Heating_Natural Gas_Insulation - Roof/Ceiling_A_Achievable Economic TRC Potential | F11 | Industrial | Primary Metals | New | Space Heating | Natural Gas | Insulation - Roof/Ceiling | A | Cumulative Summer Peak Savings (MW) | Achievable Economic TRC Potential | 0 | 0 | 0 | 0 | 0 | 0 | 0 | 0 | 0 | 0 | 0 | 0 | 0 | 0 | 0 | 0 | 0 | 0 | 0 | 0 | 0 | 0 | 0 | 0 | 0 | 0 | 0 | 0 | 0 | 0 | 0
F12_Industrial_Primary Metals_New_Space Heating_Natural Gas_Insulation - Roof/Ceiling_A_Achievable Economic TRC Potential | F12 | Industrial | Primary Metals | New | Space Heating | Natural Gas | Insulation - Roof/Ceiling | A | Cumulative Winter Peak Savings (MW) | Achievable Economic TRC Potential | 0 | 0 | 0 | 0 | 0 | 0 | 0 | 0 | 0 | 0 | 0 | 0 | 0 | 0 | 0 | 0 | 0 | 0 | 0 | 0 | 0 | 0 | 0 | 0 | 0 | 0 | 0 | 0 | 0 | 0 | 0
F13_Industrial_Primary Metals_New_Space Heating_Natural Gas_Insulation - Roof/Ceiling_A_Achievable Economic TRC Potential | F13 | Industrial | Primary Metals | New | Space Heating | Natural Gas | Insulation - Roof/Ceiling | A | Purchases (Incremental) | Achievable Economic TRC Potential | 0 | 0 | 0 | 0 | 0 | 0 | 0 | 0 | 0 | 0 | 0 | 0 | 0 | 0 | 0 | 0 | 0 | 0 | 0 | 0 | 0 | 0 | 0 | 0 | 0 | 0 | 0 | 0 | 0 | 0 | 0
F14_Industrial_Primary Metals_New_Space Heating_Natural Gas_Insulation - Roof/Ceiling_A_Achievable Economic TRC Potential | F14 | Industrial | Primary Metals | New | Space Heating | Natural Gas | Insulation - Roof/Ceiling | A | Purchases (Cumulative) | Achievable Economic TRC Potential | 0 | 0 | 0 | 0 | 0 | 0 | 0 | 0 | 0 | 0 | 0 | 0 | 0 | 0 | 0 | 0 | 0 | 0 | 0 | 0 | 0 | 0 | 0 | 0 | 0 | 0 | 0 | 0 | 0 | 0 | 0
F1_Industrial_Primary Metals_New_Space Heating_Natural Gas_Insulation - Wall Cavity_A_Achievable Economic TRC Potential | F1 | Industrial | Primary Metals | New | Space Heating | Natural Gas | Insulation - Wall Cavity | A | Original Unit Energy Savings (kWh or therms) | Achievable Economic TRC Potential | 0 | 0 | 0 | 0 | 0 | 0.016909 | 0.016691 | 0.016531 | 0.01641 | 0.016315 | 0.016238 | 0.016147 | 0.016053 | 0.015959 | 0.015869 | 0.015798 | 0.015742 | 0.015697 | 0.015627 | 0.015575 | 0.015537 | 0.015508 | 0.015508 | 0.015508 | 0.015508 | 0.015508 | 0.015508 | 0.015508 | 0 | 0 | 0
F2_Industrial_Primary Metals_New_Space Heating_Natural Gas_Insulation - Wall Cavity_A_Achievable Economic TRC Potential | F2 | Industrial | Primary Metals | New | Space Heating | Natural Gas | Insulation - Wall Cavity | A | Original Unit Summer Peak Savings (kW) | Achievable Economic TRC Potential | 0 | 0 | 0 | 0 | 0 | 0 | 0 | 0 | 0 | 0 | 0 | 0 | 0 | 0 | 0 | 0 | 0 | 0 | 0 | 0 | 0 | 0 | 0 | 0 | 0 | 0 | 0 | 0 | 0 | 0 | 0
F3_Industrial_Primary Metals_New_Space Heating_Natural Gas_Insulation - Wall Cavity_A_Achievable Economic TRC Potential | F3 | Industrial | Primary Metals | New | Space Heating | Natural Gas | Insulation - Wall Cavity | A | Original Unit Winter Peak Savings (kW) | Achievable Economic TRC Potential | 0 | 0 | 0 | 0 | 0 | 0 | 0 | 0 | 0 | 0 | 0 | 0 | 0 | 0 | 0 | 0 | 0 | 0 | 0 | 0 | 0 | 0 | 0 | 0 | 0 | 0 | 0 | 0 | 0 | 0 | 0
F4_Industrial_Primary Metals_New_Space Heating_Natural Gas_Insulation - Wall Cavity_A_Achievable Economic TRC Potential | F4 | Industrial | Primary Metals | New | Space Heating | Natural Gas | Insulation - Wall Cavity | A | Standalone Impact on Baseline Energy (%) | Achievable Economic TRC Potential | 0% | 0% | 0% | 0% | 0% | 0% | 0% | 0% | 0% | 0% | 0% | 0% | 0% | 0% | 0% | 0% | 0% | 0% | 0% | 0% | 0% | 0% | 0% | 0% | 0 | 0 | 0 | 0 | 0 | 0 | 0
F5_Industrial_Primary Metals_New_Space Heating_Natural Gas_Insulation - Wall Cavity_A_Achievable Economic TRC Potential | F5 | Industrial | Primary Metals | New | Space Heating | Natural Gas | Insulation - Wall Cavity | A | Standalone Impact on Baseline Summer Peak (%) | Achievable Economic TRC Potential | 0% | 0% | 0% | 0% | 0% | 0% | 0% | 0% | 0% | 0% | 0% | 0% | 0% | 0% | 0% | 0% | 0% | 0% | 0% | 0% | 0% | 0% | 0% | 0% | 0 | 0 | 0 | 0 | 0 | 0 | 0
F6_Industrial_Primary Metals_New_Space Heating_Natural Gas_Insulation - Wall Cavity_A_Achievable Economic TRC Potential | F6 | Industrial | Primary Metals | New | Space Heating | Natural Gas | Insulation - Wall Cavity | A | Standalone Impact on Baseline Winter Peak (%) | Achievable Economic TRC Potential | 0% | 0% | 0% | 0% | 0% | 0% | 0% | 0% | 0% | 0% | 0% | 0% | 0% | 0% | 0% | 0% | 0% | 0% | 0% | 0% | 0% | 0% | 0% | 0% | 0 | 0 | 0 | 0 | 0 | 0 | 0
F7_Industrial_Primary Metals_New_Space Heating_Natural Gas_Insulation - Wall Cavity_A_Achievable Economic TRC Potential | F7 | Industrial | Primary Metals | New | Space Heating | Natural Gas | Insulation - Wall Cavity | A | Incremental Energy Savings (MWh or mTherms) | Achievable Economic TRC Potential | 0 | 0 | 0 | 0 | 0 | 0 | 0 | 0 | 0 | 0 | 0 | 0 | 0 | 0 | 0 | 0 | 0 | 0 | 0 | 0 | 0 | 0 | 0 | 0 | 0 | 0 | 0 | 0 | 0 | 0 | 0
F8_Industrial_Primary Metals_New_Space Heating_Natural Gas_Insulation - Wall Cavity_A_Achievable Economic TRC Potential | F8 | Industrial | Primary Metals | New | Space Heating | Natural Gas | Insulation - Wall Cavity | A | Incremental Summer Peak Savings (MW) | Achievable Economic TRC Potential | 0 | 0 | 0 | 0 | 0 | 0 | 0 | 0 | 0 | 0 | 0 | 0 | 0 | 0 | 0 | 0 | 0 | 0 | 0 | 0 | 0 | 0 | 0 | 0 | 0 | 0 | 0 | 0 | 0 | 0 | 0
F9_Industrial_Primary Metals_New_Space Heating_Natural Gas_Insulation - Wall Cavity_A_Achievable Economic TRC Potential | F9 | Industrial | Primary Metals | New | Space Heating | Natural Gas | Insulation - Wall Cavity | A | Incremental Winter Peak Savings (MW) | Achievable Economic TRC Potential | 0 | 0 | 0 | 0 | 0 | 0 | 0 | 0 | 0 | 0 | 0 | 0 | 0 | 0 | 0 | 0 | 0 | 0 | 0 | 0 | 0 | 0 | 0 | 0 | 0 | 0 | 0 | 0 | 0 | 0 | 0
F10_Industrial_Primary Metals_New_Space Heating_Natural Gas_Insulation - Wall Cavity_A_Achievable Economic TRC Potential | F10 | Industrial | Primary Metals | New | Space Heating | Natural Gas | Insulation - Wall Cavity | A | Cumulative Energy Savings (MWh or mTherms) | Achievable Economic TRC Potential | 0 | 0 | 0 | 0 | 0 | 0 | 0 | 0 | 0 | 0 | 0 | 0 | 0 | 0 | 0 | 0 | 0 | 0 | 0 | 0 | 0 | 0 | 0 | 0 | 0 | 0 | 0 | 0 | 0 | 0 | 0
F11_Industrial_Primary Metals_New_Space Heating_Natural Gas_Insulation - Wall Cavity_A_Achievable Economic TRC Potential | F11 | Industrial | Primary Metals | New | Space Heating | Natural Gas | Insulation - Wall Cavity | A | Cumulative Summer Peak Savings (MW) | Achievable Economic TRC Potential | 0 | 0 | 0 | 0 | 0 | 0 | 0 | 0 | 0 | 0 | 0 | 0 | 0 | 0 | 0 | 0 | 0 | 0 | 0 | 0 | 0 | 0 | 0 | 0 | 0 | 0 | 0 | 0 | 0 | 0 | 0
F12_Industrial_Primary Metals_New_Space Heating_Natural Gas_Insulation - Wall Cavity_A_Achievable Economic TRC Potential | F12 | Industrial | Primary Metals | New | Space Heating | Natural Gas | Insulation - Wall Cavity | A | Cumulative Winter Peak Savings (MW) | Achievable Economic TRC Potential | 0 | 0 | 0 | 0 | 0 | 0 | 0 | 0 | 0 | 0 | 0 | 0 | 0 | 0 | 0 | 0 | 0 | 0 | 0 | 0 | 0 | 0 | 0 | 0 | 0 | 0 | 0 | 0 | 0 | 0 | 0
F13_Industrial_Primary Metals_New_Space Heating_Natural Gas_Insulation - Wall Cavity_A_Achievable Economic TRC Potential | F13 | Industrial | Primary Metals | New | Space Heating | Natural Gas | Insulation - Wall Cavity | A | Purchases (Incremental) | Achievable Economic TRC Potential | 0 | 0 | 0 | 0 | 0 | 0 | 0 | 0 | 0 | 0 | 0 | 0 | 0 | 0 | 0 | 0 | 0 | 0 | 0 | 0 | 0 | 0 | 0 | 0 | 0 | 0 | 0 | 0 | 0 | 0 | 0
F14_Industrial_Primary Metals_New_Space Heating_Natural Gas_Insulation - Wall Cavity_A_Achievable Economic TRC Potential | F14 | Industrial | Primary Metals | New | Space Heating | Natural Gas | Insulation - Wall Cavity | A | Purchases (Cumulative) | Achievable Economic TRC Potential | 0 | 0 | 0 | 0 | 0 | 0 | 0 | 0 | 0 | 0 | 0 | 0 | 0 | 0 | 0 | 0 | 0 | 0 | 0 | 0 | 0 | 0 | 0 | 0 | 0 | 0 | 0 | 0 | 0 | 0 | 0
F1_Industrial_Primary Metals_New_Space Heating_Natural Gas_Insulation - Ducting_A_Achievable Economic TRC Potential | F1 | Industrial | Primary Metals | New | Space Heating | Natural Gas | Insulation - Ducting | A | Original Unit Energy Savings (kWh or therms) | Achievable Economic TRC Potential | 0 | 0 | 0 | 0 | 0 | 0 | 0 | 0 | 0 | 0 | 0 | 0 | 0 | 0 | 0 | 0 | 0 | 0 | 0 | 0 | 0 | 0 | 0 | 0 | 0 | 0 | 0 | 0 | 0 | 0 | 0
F2_Industrial_Primary Metals_New_Space Heating_Natural Gas_Insulation - Ducting_A_Achievable Economic TRC Potential | F2 | Industrial | Primary Metals | New | Space Heating | Natural Gas | Insulation - Ducting | A | Original Unit Summer Peak Savings (kW) | Achievable Economic TRC Potential | 0 | 0 | 0 | 0 | 0 | 0 | 0 | 0 | 0 | 0 | 0 | 0 | 0 | 0 | 0 | 0 | 0 | 0 | 0 | 0 | 0 | 0 | 0 | 0 | 0 | 0 | 0 | 0 | 0 | 0 | 0
F3_Industrial_Primary Metals_New_Space Heating_Natural Gas_Insulation - Ducting_A_Achievable Economic TRC Potential | F3 | Industrial | Primary Metals | New | Space Heating | Natural Gas | Insulation - Ducting | A | Original Unit Winter Peak Savings (kW) | Achievable Economic TRC Potential | 0 | 0 | 0 | 0 | 0 | 0 | 0 | 0 | 0 | 0 | 0 | 0 | 0 | 0 | 0 | 0 | 0 | 0 | 0 | 0 | 0 | 0 | 0 | 0 | 0 | 0 | 0 | 0 | 0 | 0 | 0
F4_Industrial_Primary Metals_New_Space Heating_Natural Gas_Insulation - Ducting_A_Achievable Economic TRC Potential | F4 | Industrial | Primary Metals | New | Space Heating | Natural Gas | Insulation - Ducting | A | Standalone Impact on Baseline Energy (%) | Achievable Economic TRC Potential | 0% | 0% | 0% | 0% | 0% | 0% | 0% | 0% | 0% | 0% | 0% | 0% | 0% | 0% | 0% | 0% | 0% | 0% | 0% | 0% | 0% | 0% | 0% | 0% | 0 | 0 | 0 | 0 | 0 | 0 | 0
F5_Industrial_Primary Metals_New_Space Heating_Natural Gas_Insulation - Ducting_A_Achievable Economic TRC Potential | F5 | Industrial | Primary Metals | New | Space Heating | Natural Gas | Insulation - Ducting | A | Standalone Impact on Baseline Summer Peak (%) | Achievable Economic TRC Potential | 0% | 0% | 0% | 0% | 0% | 0% | 0% | 0% | 0% | 0% | 0% | 0% | 0% | 0% | 0% | 0% | 0% | 0% | 0% | 0% | 0% | 0% | 0% | 0% | 0 | 0 | 0 | 0 | 0 | 0 | 0
F6_Industrial_Primary Metals_New_Space Heating_Natural Gas_Insulation - Ducting_A_Achievable Economic TRC Potential | F6 | Industrial | Primary Metals | New | Space Heating | Natural Gas | Insulation - Ducting | A | Standalone Impact on Baseline Winter Peak (%) | Achievable Economic TRC Potential | 0% | 0% | 0% | 0% | 0% | 0% | 0% | 0% | 0% | 0% | 0% | 0% | 0% | 0% | 0% | 0% | 0% | 0% | 0% | 0% | 0% | 0% | 0% | 0% | 0 | 0 | 0 | 0 | 0 | 0 | 0
F7_Industrial_Primary Metals_New_Space Heating_Natural Gas_Insulation - Ducting_A_Achievable Economic TRC Potential | F7 | Industrial | Primary Metals | New | Space Heating | Natural Gas | Insulation - Ducting | A | Incremental Energy Savings (MWh or mTherms) | Achievable Economic TRC Potential | 0 | 0 | 0 | 0 | 0 | 0 | 0 | 0 | 0 | 0 | 0 | 0 | 0 | 0 | 0 | 0 | 0 | 0 | 0 | 0 | 0 | 0 | 0 | 0 | 0 | 0 | 0 | 0 | 0 | 0 | 0
F8_Industrial_Primary Metals_New_Space Heating_Natural Gas_Insulation - Ducting_A_Achievable Economic TRC Potential | F8 | Industrial | Primary Metals | New | Space Heating | Natural Gas | Insulation - Ducting | A | Incremental Summer Peak Savings (MW) | Achievable Economic TRC Potential | 0 | 0 | 0 | 0 | 0 | 0 | 0 | 0 | 0 | 0 | 0 | 0 | 0 | 0 | 0 | 0 | 0 | 0 | 0 | 0 | 0 | 0 | 0 | 0 | 0 | 0 | 0 | 0 | 0 | 0 | 0
F9_Industrial_Primary Metals_New_Space Heating_Natural Gas_Insulation - Ducting_A_Achievable Economic TRC Potential | F9 | Industrial | Primary Metals | New | Space Heating | Natural Gas | Insulation - Ducting | A | Incremental Winter Peak Savings (MW) | Achievable Economic TRC Potential | 0 | 0 | 0 | 0 | 0 | 0 | 0 | 0 | 0 | 0 | 0 | 0 | 0 | 0 | 0 | 0 | 0 | 0 | 0 | 0 | 0 | 0 | 0 | 0 | 0 | 0 | 0 | 0 | 0 | 0 | 0
F10_Industrial_Primary Metals_New_Space Heating_Natural Gas_Insulation - Ducting_A_Achievable Economic TRC Potential | F10 | Industrial | Primary Metals | New | Space Heating | Natural Gas | Insulation - Ducting | A | Cumulative Energy Savings (MWh or mTherms) | Achievable Economic TRC Potential | 0 | 0 | 0 | 0 | 0 | 0 | 0 | 0 | 0 | 0 | 0 | 0 | 0 | 0 | 0 | 0 | 0 | 0 | 0 | 0 | 0 | 0 | 0 | 0 | 0 | 0 | 0 | 0 | 0 | 0 | 0
F11_Industrial_Primary Metals_New_Space Heating_Natural Gas_Insulation - Ducting_A_Achievable Economic TRC Potential | F11 | Industrial | Primary Metals | New | Space Heating | Natural Gas | Insulation - Ducting | A | Cumulative Summer Peak Savings (MW) | Achievable Economic TRC Potential | 0 | 0 | 0 | 0 | 0 | 0 | 0 | 0 | 0 | 0 | 0 | 0 | 0 | 0 | 0 | 0 | 0 | 0 | 0 | 0 | 0 | 0 | 0 | 0 | 0 | 0 | 0 | 0 | 0 | 0 | 0
F12_Industrial_Primary Metals_New_Space Heating_Natural Gas_Insulation - Ducting_A_Achievable Economic TRC Potential | F12 | Industrial | Primary Metals | New | Space Heating | Natural Gas | Insulation - Ducting | A | Cumulative Winter Peak Savings (MW) | Achievable Economic TRC Potential | 0 | 0 | 0 | 0 | 0 | 0 | 0 | 0 | 0 | 0 | 0 | 0 | 0 | 0 | 0 | 0 | 0 | 0 | 0 | 0 | 0 | 0 | 0 | 0 | 0 | 0 | 0 | 0 | 0 | 0 | 0
F13_Industrial_Primary Metals_New_Space Heating_Natural Gas_Insulation - Ducting_A_Achievable Economic TRC Potential | F13 | Industrial | Primary Metals | New | Space Heating | Natural Gas | Insulation - Ducting | A | Purchases (Incremental) | Achievable Economic TRC Potential | 0 | 0 | 0 | 0 | 0 | 0 | 0 | 0 | 0 | 0 | 0 | 0 | 0 | 0 | 0 | 0 | 0 | 0 | 0 | 0 | 0 | 0 | 0 | 0 | 0 | 0 | 0 | 0 | 0 | 0 | 0
F14_Industrial_Primary Metals_New_Space Heating_Natural Gas_Insulation - Ducting_A_Achievable Economic TRC Potential | F14 | Industrial | Primary Metals | New | Space Heating | Natural Gas | Insulation - Ducting | A | Purchases (Cumulative) | Achievable Economic TRC Potential | 0 | 0 | 0 | 0 | 0 | 0 | 0 | 0 | 0 | 0 | 0 | 0 | 0 | 0 | 0 | 0 | 0 | 0 | 0 | 0 | 0 | 0 | 0 | 0 | 0 | 0 | 0 | 0 | 0 | 0 | 0
F1_Industrial_Primary Metals_New_Space Heating_Natural Gas_HVAC - Duct Repair and Sealing_A_Achievable Economic TRC Potential | F1 | Industrial | Primary Metals | New | Space Heating | Natural Gas | HVAC - Duct Repair and Sealing | A | Original Unit Energy Savings (kWh or therms) | Achievable Economic TRC Potential | 0 | 0 | 0 | 0 | 0 | 0 | 0 | 0 | 0 | 0 | 0 | 0 | 0 | 0 | 0 | 0 | 0 | 0 | 0 | 0 | 0 | 0 | 0 | 0 | 0 | 0 | 0 | 0 | 0 | 0 | 0
F2_Industrial_Primary Metals_New_Space Heating_Natural Gas_HVAC - Duct Repair and Sealing_A_Achievable Economic TRC Potential | F2 | Industrial | Primary Metals | New | Space Heating | Natural Gas | HVAC - Duct Repair and Sealing | A | Original Unit Summer Peak Savings (kW) | Achievable Economic TRC Potential | 0 | 0 | 0 | 0 | 0 | 0 | 0 | 0 | 0 | 0 | 0 | 0 | 0 | 0 | 0 | 0 | 0 | 0 | 0 | 0 | 0 | 0 | 0 | 0 | 0 | 0 | 0 | 0 | 0 | 0 | 0
F3_Industrial_Primary Metals_New_Space Heating_Natural Gas_HVAC - Duct Repair and Sealing_A_Achievable Economic TRC Potential | F3 | Industrial | Primary Metals | New | Space Heating | Natural Gas | HVAC - Duct Repair and Sealing | A | Original Unit Winter Peak Savings (kW) | Achievable Economic TRC Potential | 0 | 0 | 0 | 0 | 0 | 0 | 0 | 0 | 0 | 0 | 0 | 0 | 0 | 0 | 0 | 0 | 0 | 0 | 0 | 0 | 0 | 0 | 0 | 0 | 0 | 0 | 0 | 0 | 0 | 0 | 0
F4_Industrial_Primary Metals_New_Space Heating_Natural Gas_HVAC - Duct Repair and Sealing_A_Achievable Economic TRC Potential | F4 | Industrial | Primary Metals | New | Space Heating | Natural Gas | HVAC - Duct Repair and Sealing | A | Standalone Impact on Baseline Energy (%) | Achievable Economic TRC Potential | 0% | 0% | 0% | 0% | 0% | 0% | 0% | 0% | 0% | 0% | 0% | 0% | 0% | 0% | 0% | 0% | 0% | 0% | 0% | 0% | 0% | 0% | 0% | 0% | 0 | 0 | 0 | 0 | 0 | 0 | 0
F5_Industrial_Primary Metals_New_Space Heating_Natural Gas_HVAC - Duct Repair and Sealing_A_Achievable Economic TRC Potential | F5 | Industrial | Primary Metals | New | Space Heating | Natural Gas | HVAC - Duct Repair and Sealing | A | Standalone Impact on Baseline Summer Peak (%) | Achievable Economic TRC Potential | 0% | 0% | 0% | 0% | 0% | 0% | 0% | 0% | 0% | 0% | 0% | 0% | 0% | 0% | 0% | 0% | 0% | 0% | 0% | 0% | 0% | 0% | 0% | 0% | 0 | 0 | 0 | 0 | 0 | 0 | 0
F6_Industrial_Primary Metals_New_Space Heating_Natural Gas_HVAC - Duct Repair and Sealing_A_Achievable Economic TRC Potential | F6 | Industrial | Primary Metals | New | Space Heating | Natural Gas | HVAC - Duct Repair and Sealing | A | Standalone Impact on Baseline Winter Peak (%) | Achievable Economic TRC Potential | 0% | 0% | 0% | 0% | 0% | 0% | 0% | 0% | 0% | 0% | 0% | 0% | 0% | 0% | 0% | 0% | 0% | 0% | 0% | 0% | 0% | 0% | 0% | 0% | 0 | 0 | 0 | 0 | 0 | 0 | 0
F7_Industrial_Primary Metals_New_Space Heating_Natural Gas_HVAC - Duct Repair and Sealing_A_Achievable Economic TRC Potential | F7 | Industrial | Primary Metals | New | Space Heating | Natural Gas | HVAC - Duct Repair and Sealing | A | Incremental Energy Savings (MWh or mTherms) | Achievable Economic TRC Potential | 0 | 0 | 0 | 0 | 0 | 0 | 0 | 0 | 0 | 0 | 0 | 0 | 0 | 0 | 0 | 0 | 0 | 0 | 0 | 0 | 0 | 0 | 0 | 0 | 0 | 0 | 0 | 0 | 0 | 0 | 0
F8_Industrial_Primary Metals_New_Space Heating_Natural Gas_HVAC - Duct Repair and Sealing_A_Achievable Economic TRC Potential | F8 | Industrial | Primary Metals | New | Space Heating | Natural Gas | HVAC - Duct Repair and Sealing | A | Incremental Summer Peak Savings (MW) | Achievable Economic TRC Potential | 0 | 0 | 0 | 0 | 0 | 0 | 0 | 0 | 0 | 0 | 0 | 0 | 0 | 0 | 0 | 0 | 0 | 0 | 0 | 0 | 0 | 0 | 0 | 0 | 0 | 0 | 0 | 0 | 0 | 0 | 0
F9_Industrial_Primary Metals_New_Space Heating_Natural Gas_HVAC - Duct Repair and Sealing_A_Achievable Economic TRC Potential | F9 | Industrial | Primary Metals | New | Space Heating | Natural Gas | HVAC - Duct Repair and Sealing | A | Incremental Winter Peak Savings (MW) | Achievable Economic TRC Potential | 0 | 0 | 0 | 0 | 0 | 0 | 0 | 0 | 0 | 0 | 0 | 0 | 0 | 0 | 0 | 0 | 0 | 0 | 0 | 0 | 0 | 0 | 0 | 0 | 0 | 0 | 0 | 0 | 0 | 0 | 0
F10_Industrial_Primary Metals_New_Space Heating_Natural Gas_HVAC - Duct Repair and Sealing_A_Achievable Economic TRC Potential | F10 | Industrial | Primary Metals | New | Space Heating | Natural Gas | HVAC - Duct Repair and Sealing | A | Cumulative Energy Savings (MWh or mTherms) | Achievable Economic TRC Potential | 0 | 0 | 0 | 0 | 0 | 0 | 0 | 0 | 0 | 0 | 0 | 0 | 0 | 0 | 0 | 0 | 0 | 0 | 0 | 0 | 0 | 0 | 0 | 0 | 0 | 0 | 0 | 0 | 0 | 0 | 0
F11_Industrial_Primary Metals_New_Space Heating_Natural Gas_HVAC - Duct Repair and Sealing_A_Achievable Economic TRC Potential | F11 | Industrial | Primary Metals | New | Space Heating | Natural Gas | HVAC - Duct Repair and Sealing | A | Cumulative Summer Peak Savings (MW) | Achievable Economic TRC Potential | 0 | 0 | 0 | 0 | 0 | 0 | 0 | 0 | 0 | 0 | 0 | 0 | 0 | 0 | 0 | 0 | 0 | 0 | 0 | 0 | 0 | 0 | 0 | 0 | 0 | 0 | 0 | 0 | 0 | 0 | 0
F12_Industrial_Primary Metals_New_Space Heating_Natural Gas_HVAC - Duct Repair and Sealing_A_Achievable Economic TRC Potential | F12 | Industrial | Primary Metals | New | Space Heating | Natural Gas | HVAC - Duct Repair and Sealing | A | Cumulative Winter Peak Savings (MW) | Achievable Economic TRC Potential | 0 | 0 | 0 | 0 | 0 | 0 | 0 | 0 | 0 | 0 | 0 | 0 | 0 | 0 | 0 | 0 | 0 | 0 | 0 | 0 | 0 | 0 | 0 | 0 | 0 | 0 | 0 | 0 | 0 | 0 | 0
F13_Industrial_Primary Metals_New_Space Heating_Natural Gas_HVAC - Duct Repair and Sealing_A_Achievable Economic TRC Potential | F13 | Industrial | Primary Metals | New | Space Heating | Natural Gas | HVAC - Duct Repair and Sealing | A | Purchases (Incremental) | Achievable Economic TRC Potential | 0 | 0 | 0 | 0 | 0 | 0 | 0 | 0 | 0 | 0 | 0 | 0 | 0 | 0 | 0 | 0 | 0 | 0 | 0 | 0 | 0 | 0 | 0 | 0 | 0 | 0 | 0 | 0 | 0 | 0 | 0
F14_Industrial_Primary Metals_New_Space Heating_Natural Gas_HVAC - Duct Repair and Sealing_A_Achievable Economic TRC Potential | F14 | Industrial | Primary Metals | New | Space Heating | Natural Gas | HVAC - Duct Repair and Sealing | A | Purchases (Cumulative) | Achievable Economic TRC Potential | 0 | 0 | 0 | 0 | 0 | 0 | 0 | 0 | 0 | 0 | 0 | 0 | 0 | 0 | 0 | 0 | 0 | 0 | 0 | 0 | 0 | 0 | 0 | 0 | 0 | 0 | 0 | 0 | 0 | 0 | 0
F1_Industrial_Primary Metals_New_Space Heating_Natural Gas_Windows - High Efficiency_A_Achievable Economic TRC Potential | F1 | Industrial | Primary Metals | New | Space Heating | Natural Gas | Windows - High Efficiency | A | Original Unit Energy Savings (kWh or therms) | Achievable Economic TRC Potential | 0 | 0 | 0 | 0 | 0 | 0.0053664 | 0.005297 | 0.0052464 | 0.0052081 | 0.0051778 | 0.0051533 | 0.0051246 | 0.0050945 | 0.0050648 | 0.0050361 | 0.0050136 | 0.0049958 | 0.0049817 | 0.0049593 | 0.0049429 | 0.004931 | 0.0049217 | 0.0049217 | 0.0049217 | 0.0049217 | 0.0049217 | 0.0049217 | 0.0049217 | 0 | 0 | 0
F2_Industrial_Primary Metals_New_Space Heating_Natural Gas_Windows - High Efficiency_A_Achievable Economic TRC Potential | F2 | Industrial | Primary Metals | New | Space Heating | Natural Gas | Windows - High Efficiency | A | Original Unit Summer Peak Savings (kW) | Achievable Economic TRC Potential | 0 | 0 | 0 | 0 | 0 | 0 | 0 | 0 | 0 | 0 | 0 | 0 | 0 | 0 | 0 | 0 | 0 | 0 | 0 | 0 | 0 | 0 | 0 | 0 | 0 | 0 | 0 | 0 | 0 | 0 | 0
F3_Industrial_Primary Metals_New_Space Heating_Natural Gas_Windows - High Efficiency_A_Achievable Economic TRC Potential | F3 | Industrial | Primary Metals | New | Space Heating | Natural Gas | Windows - High Efficiency | A | Original Unit Winter Peak Savings (kW) | Achievable Economic TRC Potential | 0 | 0 | 0 | 0 | 0 | 0 | 0 | 0 | 0 | 0 | 0 | 0 | 0 | 0 | 0 | 0 | 0 | 0 | 0 | 0 | 0 | 0 | 0 | 0 | 0 | 0 | 0 | 0 | 0 | 0 | 0
F4_Industrial_Primary Metals_New_Space Heating_Natural Gas_Windows - High Efficiency_A_Achievable Economic TRC Potential | F4 | Industrial | Primary Metals | New | Space Heating | Natural Gas | Windows - High Efficiency | A | Standalone Impact on Baseline Energy (%) | Achievable Economic TRC Potential | 0% | 0% | 0% | 0% | 0% | 0% | 0% | 0% | 0% | 0% | 0% | 0% | 0% | 0% | 0% | 0% | 0% | 0% | 0% | 0% | 0% | 0% | 0% | 0% | 0 | 0 | 0 | 0 | 0 | 0 | 0
F5_Industrial_Primary Metals_New_Space Heating_Natural Gas_Windows - High Efficiency_A_Achievable Economic TRC Potential | F5 | Industrial | Primary Metals | New | Space Heating | Natural Gas | Windows - High Efficiency | A | Standalone Impact on Baseline Summer Peak (%) | Achievable Economic TRC Potential | 0% | 0% | 0% | 0% | 0% | 0% | 0% | 0% | 0% | 0% | 0% | 0% | 0% | 0% | 0% | 0% | 0% | 0% | 0% | 0% | 0% | 0% | 0% | 0% | 0 | 0 | 0 | 0 | 0 | 0 | 0
F6_Industrial_Primary Metals_New_Space Heating_Natural Gas_Windows - High Efficiency_A_Achievable Economic TRC Potential | F6 | Industrial | Primary Metals | New | Space Heating | Natural Gas | Windows - High Efficiency | A | Standalone Impact on Baseline Winter Peak (%) | Achievable Economic TRC Potential | 0% | 0% | 0% | 0% | 0% | 0% | 0% | 0% | 0% | 0% | 0% | 0% | 0% | 0% | 0% | 0% | 0% | 0% | 0% | 0% | 0% | 0% | 0% | 0% | 0 | 0 | 0 | 0 | 0 | 0 | 0
F7_Industrial_Primary Metals_New_Space Heating_Natural Gas_Windows - High Efficiency_A_Achievable Economic TRC Potential | F7 | Industrial | Primary Metals | New | Space Heating | Natural Gas | Windows - High Efficiency | A | Incremental Energy Savings (MWh or mTherms) | Achievable Economic TRC Potential | 0 | 0 | 0 | 0 | 0 | 0 | 0 | 0 | 0 | 0 | 0 | 0 | 0 | 0 | 0 | 0 | 0 | 0 | 0 | 0 | 0 | 0 | 0 | 0 | 0 | 0 | 0 | 0 | 0 | 0 | 0
F8_Industrial_Primary Metals_New_Space Heating_Natural Gas_Windows - High Efficiency_A_Achievable Economic TRC Potential | F8 | Industrial | Primary Metals | New | Space Heating | Natural Gas | Windows - High Efficiency | A | Incremental Summer Peak Savings (MW) | Achievable Economic TRC Potential | 0 | 0 | 0 | 0 | 0 | 0 | 0 | 0 | 0 | 0 | 0 | 0 | 0 | 0 | 0 | 0 | 0 | 0 | 0 | 0 | 0 | 0 | 0 | 0 | 0 | 0 | 0 | 0 | 0 | 0 | 0
F9_Industrial_Primary Metals_New_Space Heating_Natural Gas_Windows - High Efficiency_A_Achievable Economic TRC Potential | F9 | Industrial | Primary Metals | New | Space Heating | Natural Gas | Windows - High Efficiency | A | Incremental Winter Peak Savings (MW) | Achievable Economic TRC Potential | 0 | 0 | 0 | 0 | 0 | 0 | 0 | 0 | 0 | 0 | 0 | 0 | 0 | 0 | 0 | 0 | 0 | 0 | 0 | 0 | 0 | 0 | 0 | 0 | 0 | 0 | 0 | 0 | 0 | 0 | 0
F10_Industrial_Primary Metals_New_Space Heating_Natural Gas_Windows - High Efficiency_A_Achievable Economic TRC Potential | F10 | Industrial | Primary Metals | New | Space Heating | Natural Gas | Windows - High Efficiency | A | Cumulative Energy Savings (MWh or mTherms) | Achievable Economic TRC Potential | 0 | 0 | 0 | 0 | 0 | 0 | 0 | 0 | 0 | 0 | 0 | 0 | 0 | 0 | 0 | 0 | 0 | 0 | 0 | 0 | 0 | 0 | 0 | 0 | 0 | 0 | 0 | 0 | 0 | 0 | 0
F11_Industrial_Primary Metals_New_Space Heating_Natural Gas_Windows - High Efficiency_A_Achievable Economic TRC Potential | F11 | Industrial | Primary Metals | New | Space Heating | Natural Gas | Windows - High Efficiency | A | Cumulative Summer Peak Savings (MW) | Achievable Economic TRC Potential | 0 | 0 | 0 | 0 | 0 | 0 | 0 | 0 | 0 | 0 | 0 | 0 | 0 | 0 | 0 | 0 | 0 | 0 | 0 | 0 | 0 | 0 | 0 | 0 | 0 | 0 | 0 | 0 | 0 | 0 | 0
F12_Industrial_Primary Metals_New_Space Heating_Natural Gas_Windows - High Efficiency_A_Achievable Economic TRC Potential | F12 | Industrial | Primary Metals | New | Space Heating | Natural Gas | Windows - High Efficiency | A | Cumulative Winter Peak Savings (MW) | Achievable Economic TRC Potential | 0 | 0 | 0 | 0 | 0 | 0 | 0 | 0 | 0 | 0 | 0 | 0 | 0 | 0 | 0 | 0 | 0 | 0 | 0 | 0 | 0 | 0 | 0 | 0 | 0 | 0 | 0 | 0 | 0 | 0 | 0
F13_Industrial_Primary Metals_New_Space Heating_Natural Gas_Windows - High Efficiency_A_Achievable Economic TRC Potential | F13 | Industrial | Primary Metals | New | Space Heating | Natural Gas | Windows - High Efficiency | A | Purchases (Incremental) | Achievable Economic TRC Potential | 0 | 0 | 0 | 0 | 0 | 0 | 0 | 0 | 0 | 0 | 0 | 0 | 0 | 0 | 0 | 0 | 0 | 0 | 0 | 0 | 0 | 0 | 0 | 0 | 0 | 0 | 0 | 0 | 0 | 0 | 0
F14_Industrial_Primary Metals_New_Space Heating_Natural Gas_Windows - High Efficiency_A_Achievable Economic TRC Potential | F14 | Industrial | Primary Metals | New | Space Heating | Natural Gas | Windows - High Efficiency | A | Purchases (Cumulative) | Achievable Economic TRC Potential | 0 | 0 | 0 | 0 | 0 | 0 | 0 | 0 | 0 | 0 | 0 | 0 | 0 | 0 | 0 | 0 | 0 | 0 | 0 | 0 | 0 | 0 | 0 | 0 | 0 | 0 | 0 | 0 | 0 | 0 | 0
F1_Industrial_Primary Metals_New_Space Heating_Natural Gas_Gas Boiler - Maintenance_A_Achievable Economic TRC Potential | F1 | Industrial | Primary Metals | New | Space Heating | Natural Gas | Gas Boiler - Maintenance | A | Original Unit Energy Savings (kWh or therms) | Achievable Economic TRC Potential | 0 | 0 | 0 | 0 | 0 | 0 | 0 | 0 | 0 | 0 | 0 | 0 | 0 | 0 | 0 | 0 | 0 | 0 | 0 | 0 | 0 | 0 | 0 | 0 | 0 | 0 | 0 | 0 | 0 | 0 | 0
F2_Industrial_Primary Metals_New_Space Heating_Natural Gas_Gas Boiler - Maintenance_A_Achievable Economic TRC Potential | F2 | Industrial | Primary Metals | New | Space Heating | Natural Gas | Gas Boiler - Maintenance | A | Original Unit Summer Peak Savings (kW) | Achievable Economic TRC Potential | 0 | 0 | 0 | 0 | 0 | 0 | 0 | 0 | 0 | 0 | 0 | 0 | 0 | 0 | 0 | 0 | 0 | 0 | 0 | 0 | 0 | 0 | 0 | 0 | 0 | 0 | 0 | 0 | 0 | 0 | 0
F3_Industrial_Primary Metals_New_Space Heating_Natural Gas_Gas Boiler - Maintenance_A_Achievable Economic TRC Potential | F3 | Industrial | Primary Metals | New | Space Heating | Natural Gas | Gas Boiler - Maintenance | A | Original Unit Winter Peak Savings (kW) | Achievable Economic TRC Potential | 0 | 0 | 0 | 0 | 0 | 0 | 0 | 0 | 0 | 0 | 0 | 0 | 0 | 0 | 0 | 0 | 0 | 0 | 0 | 0 | 0 | 0 | 0 | 0 | 0 | 0 | 0 | 0 | 0 | 0 | 0
F4_Industrial_Primary Metals_New_Space Heating_Natural Gas_Gas Boiler - Maintenance_A_Achievable Economic TRC Potential | F4 | Industrial | Primary Metals | New | Space Heating | Natural Gas | Gas Boiler - Maintenance | A | Standalone Impact on Baseline Energy (%) | Achievable Economic TRC Potential | 0% | 0% | 0% | 0% | 0% | 0% | 0% | 0% | 0% | 0% | 0% | 0% | 0% | 0% | 0% | 0% | 0% | 0% | 0% | 0% | 0% | 0% | 0% | 0% | 0 | 0 | 0 | 0 | 0 | 0 | 0
F5_Industrial_Primary Metals_New_Space Heating_Natural Gas_Gas Boiler - Maintenance_A_Achievable Economic TRC Potential | F5 | Industrial | Primary Metals | New | Space Heating | Natural Gas | Gas Boiler - Maintenance | A | Standalone Impact on Baseline Summer Peak (%) | Achievable Economic TRC Potential | 0% | 0% | 0% | 0% | 0% | 0% | 0% | 0% | 0% | 0% | 0% | 0% | 0% | 0% | 0% | 0% | 0% | 0% | 0% | 0% | 0% | 0% | 0% | 0% | 0 | 0 | 0 | 0 | 0 | 0 | 0
F6_Industrial_Primary Metals_New_Space Heating_Natural Gas_Gas Boiler - Maintenance_A_Achievable Economic TRC Potential | F6 | Industrial | Primary Metals | New | Space Heating | Natural Gas | Gas Boiler - Maintenance | A | Standalone Impact on Baseline Winter Peak (%) | Achievable Economic TRC Potential | 0% | 0% | 0% | 0% | 0% | 0% | 0% | 0% | 0% | 0% | 0% | 0% | 0% | 0% | 0% | 0% | 0% | 0% | 0% | 0% | 0% | 0% | 0% | 0% | 0 | 0 | 0 | 0 | 0 | 0 | 0
F7_Industrial_Primary Metals_New_Space Heating_Natural Gas_Gas Boiler - Maintenance_A_Achievable Economic TRC Potential | F7 | Industrial | Primary Metals | New | Space Heating | Natural Gas | Gas Boiler - Maintenance | A | Incremental Energy Savings (MWh or mTherms) | Achievable Economic TRC Potential | 0 | 0 | 0 | 0 | 0 | 0 | 0 | 0 | 0 | 0 | 0 | 0 | 0 | 0 | 0 | 0 | 0 | 0 | 0 | 0 | 0 | 0 | 0 | 0 | 0 | 0 | 0 | 0 | 0 | 0 | 0
F8_Industrial_Primary Metals_New_Space Heating_Natural Gas_Gas Boiler - Maintenance_A_Achievable Economic TRC Potential | F8 | Industrial | Primary Metals | New | Space Heating | Natural Gas | Gas Boiler - Maintenance | A | Incremental Summer Peak Savings (MW) | Achievable Economic TRC Potential | 0 | 0 | 0 | 0 | 0 | 0 | 0 | 0 | 0 | 0 | 0 | 0 | 0 | 0 | 0 | 0 | 0 | 0 | 0 | 0 | 0 | 0 | 0 | 0 | 0 | 0 | 0 | 0 | 0 | 0 | 0
F9_Industrial_Primary Metals_New_Space Heating_Natural Gas_Gas Boiler - Maintenance_A_Achievable Economic TRC Potential | F9 | Industrial | Primary Metals | New | Space Heating | Natural Gas | Gas Boiler - Maintenance | A | Incremental Winter Peak Savings (MW) | Achievable Economic TRC Potential | 0 | 0 | 0 | 0 | 0 | 0 | 0 | 0 | 0 | 0 | 0 | 0 | 0 | 0 | 0 | 0 | 0 | 0 | 0 | 0 | 0 | 0 | 0 | 0 | 0 | 0 | 0 | 0 | 0 | 0 | 0
F10_Industrial_Primary Metals_New_Space Heating_Natural Gas_Gas Boiler - Maintenance_A_Achievable Economic TRC Potential | F10 | Industrial | Primary Metals | New | Space Heating | Natural Gas | Gas Boiler - Maintenance | A | Cumulative Energy Savings (MWh or mTherms) | Achievable Economic TRC Potential | 0 | 0 | 0 | 0 | 0 | 0 | 0 | 0 | 0 | 0 | 0 | 0 | 0 | 0 | 0 | 0 | 0 | 0 | 0 | 0 | 0 | 0 | 0 | 0 | 0 | 0 | 0 | 0 | 0 | 0 | 0
F11_Industrial_Primary Metals_New_Space Heating_Natural Gas_Gas Boiler - Maintenance_A_Achievable Economic TRC Potential | F11 | Industrial | Primary Metals | New | Space Heating | Natural Gas | Gas Boiler - Maintenance | A | Cumulative Summer Peak Savings (MW) | Achievable Economic TRC Potential | 0 | 0 | 0 | 0 | 0 | 0 | 0 | 0 | 0 | 0 | 0 | 0 | 0 | 0 | 0 | 0 | 0 | 0 | 0 | 0 | 0 | 0 | 0 | 0 | 0 | 0 | 0 | 0 | 0 | 0 | 0
F12_Industrial_Primary Metals_New_Space Heating_Natural Gas_Gas Boiler - Maintenance_A_Achievable Economic TRC Potential | F12 | Industrial | Primary Metals | New | Space Heating | Natural Gas | Gas Boiler - Maintenance | A | Cumulative Winter Peak Savings (MW) | Achievable Economic TRC Potential | 0 | 0 | 0 | 0 | 0 | 0 | 0 | 0 | 0 | 0 | 0 | 0 | 0 | 0 | 0 | 0 | 0 | 0 | 0 | 0 | 0 | 0 | 0 | 0 | 0 | 0 | 0 | 0 | 0 | 0 | 0
F13_Industrial_Primary Metals_New_Space Heating_Natural Gas_Gas Boiler - Maintenance_A_Achievable Economic TRC Potential | F13 | Industrial | Primary Metals | New | Space Heating | Natural Gas | Gas Boiler - Maintenance | A | Purchases (Incremental) | Achievable Economic TRC Potential | 0 | 0 | 0 | 0 | 0 | 0 | 0 | 0 | 0 | 0 | 0 | 0 | 0 | 0 | 0 | 0 | 0 | 0 | 0 | 0 | 0 | 0 | 0 | 0 | 0 | 0 | 0 | 0 | 0 | 0 | 0
F14_Industrial_Primary Metals_New_Space Heating_Natural Gas_Gas Boiler - Maintenance_A_Achievable Economic TRC Potential | F14 | Industrial | Primary Metals | New | Space Heating | Natural Gas | Gas Boiler - Maintenance | A | Purchases (Cumulative) | Achievable Economic TRC Potential | 0 | 0 | 0 | 0 | 0 | 0 | 0 | 0 | 0 | 0 | 0 | 0 | 0 | 0 | 0 | 0 | 0 | 0 | 0 | 0 | 0 | 0 | 0 | 0 | 0 | 0 | 0 | 0 | 0 | 0 | 0
F1_Industrial_Primary Metals_New_Process_Natural Gas_Gas Boiler - Maintenance_A_Achievable Economic TRC Potential | F1 | Industrial | Primary Metals | New | Process | Natural Gas | Gas Boiler - Maintenance | A | Original Unit Energy Savings (kWh or therms) | Achievable Economic TRC Potential | 0 | 0 | 0 | 0 | 0 | 28.0317 | 28.0317 | 28.0317 | 28.0317 | 28.0317 | 28.0317 | 28.0317 | 28.0317 | 28.0317 | 28.0317 | 28.0317 | 28.0317 | 28.0317 | 28.0317 | 28.0317 | 28.0317 | 28.0317 | 28.0317 | 28.0317 | 28.0317 | 28.0317 | 28.0317 | 28.0317 | 28.0317 | 28.0317 | 28.0317
F2_Industrial_Primary Metals_New_Process_Natural Gas_Gas Boiler - Maintenance_A_Achievable Economic TRC Potential | F2 | Industrial | Primary Metals | New | Process | Natural Gas | Gas Boiler - Maintenance | A | Original Unit Summer Peak Savings (kW) | Achievable Economic TRC Potential | 0 | 0 | 0 | 0 | 0 | 0 | 0 | 0 | 0 | 0 | 0 | 0 | 0 | 0 | 0 | 0 | 0 | 0 | 0 | 0 | 0 | 0 | 0 | 0 | 0 | 0 | 0 | 0 | 0 | 0 | 0
F3_Industrial_Primary Metals_New_Process_Natural Gas_Gas Boiler - Maintenance_A_Achievable Economic TRC Potential | F3 | Industrial | Primary Metals | New | Process | Natural Gas | Gas Boiler - Maintenance | A | Original Unit Winter Peak Savings (kW) | Achievable Economic TRC Potential | 0 | 0 | 0 | 0 | 0 | 0 | 0 | 0 | 0 | 0 | 0 | 0 | 0 | 0 | 0 | 0 | 0 | 0 | 0 | 0 | 0 | 0 | 0 | 0 | 0 | 0 | 0 | 0 | 0 | 0 | 0
F4_Industrial_Primary Metals_New_Process_Natural Gas_Gas Boiler - Maintenance_A_Achievable Economic TRC Potential | F4 | Industrial | Primary Metals | New | Process | Natural Gas | Gas Boiler - Maintenance | A | Standalone Impact on Baseline Energy (%) | Achievable Economic TRC Potential | 0% | 0% | 0% | 0% | 0% | 0.002811% | 0.004343% | 0.005121% | 0.004516% | 0.004038% | 0.003652% | 0.003336% | 0.003072% | 0.002847% | 0.002655% | 0.002487% | 0.00234% | 0.00221% | 0.002094% | 0.00199% | 0.001897% | 0.001811% | 0.001734% | 0.001663% | 1.5979e-05 | 1.5378e-05 | 1.4823e-05 | 1.4308e-05 | 0 | 0 | 0
F5_Industrial_Primary Metals_New_Process_Natural Gas_Gas Boiler - Maintenance_A_Achievable Economic TRC Potential | F5 | Industrial | Primary Metals | New | Process | Natural Gas | Gas Boiler - Maintenance | A | Standalone Impact on Baseline Summer Peak (%) | Achievable Economic TRC Potential | 0% | 0% | 0% | 0% | 0% | 0% | 0% | 0% | 0% | 0% | 0% | 0% | 0% | 0% | 0% | 0% | 0% | 0% | 0% | 0% | 0% | 0% | 0% | 0% | 0 | 0 | 0 | 0 | 0 | 0 | 0
F6_Industrial_Primary Metals_New_Process_Natural Gas_Gas Boiler - Maintenance_A_Achievable Economic TRC Potential | F6 | Industrial | Primary Metals | New | Process | Natural Gas | Gas Boiler - Maintenance | A | Standalone Impact on Baseline Winter Peak (%) | Achievable Economic TRC Potential | 0% | 0% | 0% | 0% | 0% | 0% | 0% | 0% | 0% | 0% | 0% | 0% | 0% | 0% | 0% | 0% | 0% | 0% | 0% | 0% | 0% | 0% | 0% | 0% | 0 | 0 | 0 | 0 | 0 | 0 | 0
F7_Industrial_Primary Metals_New_Process_Natural Gas_Gas Boiler - Maintenance_A_Achievable Economic TRC Potential | F7 | Industrial | Primary Metals | New | Process | Natural Gas | Gas Boiler - Maintenance | A | Incremental Energy Savings (MWh or mTherms) | Achievable Economic TRC Potential | 0 | 0 | 0 | 0 | 0 | 0.0062005 | 0.0051489 | 0.0041199 | 0.0062005 | 0.0051489 | 0.0041199 | 0.0062005 | 0.0051489 | 0.0041199 | 0.0062005 | 0.0051489 | 0.0041199 | 0.0062005 | 0.0051489 | 0.0041199 | 0.0062005 | 0.0051489 | 0.0041199 | 0.0062005 | 0.0051489 | 0.0041199 | 0.0062005 | 0.0051489 | 0.0041199 | 0.0062005 | 0.0051489
F8_Industrial_Primary Metals_New_Process_Natural Gas_Gas Boiler - Maintenance_A_Achievable Economic TRC Potential | F8 | Industrial | Primary Metals | New | Process | Natural Gas | Gas Boiler - Maintenance | A | Incremental Summer Peak Savings (MW) | Achievable Economic TRC Potential | 0 | 0 | 0 | 0 | 0 | 0 | 0 | 0 | 0 | 0 | 0 | 0 | 0 | 0 | 0 | 0 | 0 | 0 | 0 | 0 | 0 | 0 | 0 | 0 | 0 | 0 | 0 | 0 | 0 | 0 | 0
F9_Industrial_Primary Metals_New_Process_Natural Gas_Gas Boiler - Maintenance_A_Achievable Economic TRC Potential | F9 | Industrial | Primary Metals | New | Process | Natural Gas | Gas Boiler - Maintenance | A | Incremental Winter Peak Savings (MW) | Achievable Economic TRC Potential | 0 | 0 | 0 | 0 | 0 | 0 | 0 | 0 | 0 | 0 | 0 | 0 | 0 | 0 | 0 | 0 | 0 | 0 | 0 | 0 | 0 | 0 | 0 | 0 | 0 | 0 | 0 | 0 | 0 | 0 | 0
F10_Industrial_Primary Metals_New_Process_Natural Gas_Gas Boiler - Maintenance_A_Achievable Economic TRC Potential | F10 | Industrial | Primary Metals | New | Process | Natural Gas | Gas Boiler - Maintenance | A | Cumulative Energy Savings (MWh or mTherms) | Achievable Economic TRC Potential | 0 | 0 | 0 | 0 | 0 | 0.0062005 | 0.011349 | 0.015469 | 0.015469 | 0.015469 | 0.015469 | 0.015469 | 0.015469 | 0.015469 | 0.015469 | 0.015469 | 0.015469 | 0.015469 | 0.015469 | 0.015469 | 0.015469 | 0.015469 | 0.015469 | 0.015469 | 0.015469 | 0.015469 | 0.015469 | 0.015469 | 0.015469 | 0.015469 | 0.015469
F11_Industrial_Primary Metals_New_Process_Natural Gas_Gas Boiler - Maintenance_A_Achievable Economic TRC Potential | F11 | Industrial | Primary Metals | New | Process | Natural Gas | Gas Boiler - Maintenance | A | Cumulative Summer Peak Savings (MW) | Achievable Economic TRC Potential | 0 | 0 | 0 | 0 | 0 | 0 | 0 | 0 | 0 | 0 | 0 | 0 | 0 | 0 | 0 | 0 | 0 | 0 | 0 | 0 | 0 | 0 | 0 | 0 | 0 | 0 | 0 | 0 | 0 | 0 | 0
F12_Industrial_Primary Metals_New_Process_Natural Gas_Gas Boiler - Maintenance_A_Achievable Economic TRC Potential | F12 | Industrial | Primary Metals | New | Process | Natural Gas | Gas Boiler - Maintenance | A | Cumulative Winter Peak Savings (MW) | Achievable Economic TRC Potential | 0 | 0 | 0 | 0 | 0 | 0 | 0 | 0 | 0 | 0 | 0 | 0 | 0 | 0 | 0 | 0 | 0 | 0 | 0 | 0 | 0 | 0 | 0 | 0 | 0 | 0 | 0 | 0 | 0 | 0 | 0
F13_Industrial_Primary Metals_New_Process_Natural Gas_Gas Boiler - Maintenance_A_Achievable Economic TRC Potential | F13 | Industrial | Primary Metals | New | Process | Natural Gas | Gas Boiler - Maintenance | A | Purchases (Incremental) | Achievable Economic TRC Potential | 0 | 0 | 0 | 0 | 0 | 0.2212 | 0.18368 | 0.14697 | 0.2212 | 0.18368 | 0.14697 | 0.2212 | 0.18368 | 0.14697 | 0.2212 | 0.18368 | 0.14697 | 0.2212 | 0.18368 | 0.14697 | 0.2212 | 0.18368 | 0.14697 | 0.2212 | 0.18368 | 0.14697 | 0.2212 | 0.18368 | 0.14697 | 0.2212 | 0.18368
F14_Industrial_Primary Metals_New_Process_Natural Gas_Gas Boiler - Maintenance_A_Achievable Economic TRC Potential | F14 | Industrial | Primary Metals | New | Process | Natural Gas | Gas Boiler - Maintenance | A | Purchases (Cumulative) | Achievable Economic TRC Potential | 0 | 0 | 0 | 0 | 0 | 0.2212 | 0.40488 | 0.55185 | 0.55185 | 0.55185 | 0.55185 | 0.55185 | 0.55185 | 0.55185 | 0.55185 | 0.55185 | 0.55185 | 0.55185 | 0.55185 | 0.55185 | 0.55185 | 0.55185 | 0.55185 | 0.55185 | 0.55185 | 0.55185 | 0.55185 | 0.55185 | 0.55185 | 0.55185 | 0.55185
F1_Industrial_Primary Metals_New_Space Heating_Natural Gas_Gas Furnace - Maintenance_A_Achievable Economic TRC Potential | F1 | Industrial | Primary Metals | New | Space Heating | Natural Gas | Gas Furnace - Maintenance | A | Original Unit Energy Savings (kWh or therms) | Achievable Economic TRC Potential | 0 | 0 | 0 | 0 | 0 | 0 | 0 | 0 | 0 | 0 | 0 | 0 | 0 | 0 | 0 | 0 | 0 | 0 | 0 | 0 | 0 | 0 | 0 | 0 | 0 | 0 | 0 | 0 | 0 | 0 | 0
F2_Industrial_Primary Metals_New_Space Heating_Natural Gas_Gas Furnace - Maintenance_A_Achievable Economic TRC Potential | F2 | Industrial | Primary Metals | New | Space Heating | Natural Gas | Gas Furnace - Maintenance | A | Original Unit Summer Peak Savings (kW) | Achievable Economic TRC Potential | 0 | 0 | 0 | 0 | 0 | 0 | 0 | 0 | 0 | 0 | 0 | 0 | 0 | 0 | 0 | 0 | 0 | 0 | 0 | 0 | 0 | 0 | 0 | 0 | 0 | 0 | 0 | 0 | 0 | 0 | 0
F3_Industrial_Primary Metals_New_Space Heating_Natural Gas_Gas Furnace - Maintenance_A_Achievable Economic TRC Potential | F3 | Industrial | Primary Metals | New | Space Heating | Natural Gas | Gas Furnace - Maintenance | A | Original Unit Winter Peak Savings (kW) | Achievable Economic TRC Potential | 0 | 0 | 0 | 0 | 0 | 0 | 0 | 0 | 0 | 0 | 0 | 0 | 0 | 0 | 0 | 0 | 0 | 0 | 0 | 0 | 0 | 0 | 0 | 0 | 0 | 0 | 0 | 0 | 0 | 0 | 0
F4_Industrial_Primary Metals_New_Space Heating_Natural Gas_Gas Furnace - Maintenance_A_Achievable Economic TRC Potential | F4 | Industrial | Primary Metals | New | Space Heating | Natural Gas | Gas Furnace - Maintenance | A | Standalone Impact on Baseline Energy (%) | Achievable Economic TRC Potential | 0% | 0% | 0% | 0% | 0% | 0% | 0% | 0% | 0% | 0% | 0% | 0% | 0% | 0% | 0% | 0% | 0% | 0% | 0% | 0% | 0% | 0% | 0% | 0% | 0 | 0 | 0 | 0 | 0 | 0 | 0
F5_Industrial_Primary Metals_New_Space Heating_Natural Gas_Gas Furnace - Maintenance_A_Achievable Economic TRC Potential | F5 | Industrial | Primary Metals | New | Space Heating | Natural Gas | Gas Furnace - Maintenance | A | Standalone Impact on Baseline Summer Peak (%) | Achievable Economic TRC Potential | 0% | 0% | 0% | 0% | 0% | 0% | 0% | 0% | 0% | 0% | 0% | 0% | 0% | 0% | 0% | 0% | 0% | 0% | 0% | 0% | 0% | 0% | 0% | 0% | 0 | 0 | 0 | 0 | 0 | 0 | 0
F6_Industrial_Primary Metals_New_Space Heating_Natural Gas_Gas Furnace - Maintenance_A_Achievable Economic TRC Potential | F6 | Industrial | Primary Metals | New | Space Heating | Natural Gas | Gas Furnace - Maintenance | A | Standalone Impact on Baseline Winter Peak (%) | Achievable Economic TRC Potential | 0% | 0% | 0% | 0% | 0% | 0% | 0% | 0% | 0% | 0% | 0% | 0% | 0% | 0% | 0% | 0% | 0% | 0% | 0% | 0% | 0% | 0% | 0% | 0% | 0 | 0 | 0 | 0 | 0 | 0 | 0
F7_Industrial_Primary Metals_New_Space Heating_Natural Gas_Gas Furnace - Maintenance_A_Achievable Economic TRC Potential | F7 | Industrial | Primary Metals | New | Space Heating | Natural Gas | Gas Furnace - Maintenance | A | Incremental Energy Savings (MWh or mTherms) | Achievable Economic TRC Potential | 0 | 0 | 0 | 0 | 0 | 0 | 0 | 0 | 0 | 0 | 0 | 0 | 0 | 0 | 0 | 0 | 0 | 0 | 0 | 0 | 0 | 0 | 0 | 0 | 0 | 0 | 0 | 0 | 0 | 0 | 0
F8_Industrial_Primary Metals_New_Space Heating_Natural Gas_Gas Furnace - Maintenance_A_Achievable Economic TRC Potential | F8 | Industrial | Primary Metals | New | Space Heating | Natural Gas | Gas Furnace - Maintenance | A | Incremental Summer Peak Savings (MW) | Achievable Economic TRC Potential | 0 | 0 | 0 | 0 | 0 | 0 | 0 | 0 | 0 | 0 | 0 | 0 | 0 | 0 | 0 | 0 | 0 | 0 | 0 | 0 | 0 | 0 | 0 | 0 | 0 | 0 | 0 | 0 | 0 | 0 | 0
F9_Industrial_Primary Metals_New_Space Heating_Natural Gas_Gas Furnace - Maintenance_A_Achievable Economic TRC Potential | F9 | Industrial | Primary Metals | New | Space Heating | Natural Gas | Gas Furnace - Maintenance | A | Incremental Winter Peak Savings (MW) | Achievable Economic TRC Potential | 0 | 0 | 0 | 0 | 0 | 0 | 0 | 0 | 0 | 0 | 0 | 0 | 0 | 0 | 0 | 0 | 0 | 0 | 0 | 0 | 0 | 0 | 0 | 0 | 0 | 0 | 0 | 0 | 0 | 0 | 0
F10_Industrial_Primary Metals_New_Space Heating_Natural Gas_Gas Furnace - Maintenance_A_Achievable Economic TRC Potential | F10 | Industrial | Primary Metals | New | Space Heating | Natural Gas | Gas Furnace - Maintenance | A | Cumulative Energy Savings (MWh or mTherms) | Achievable Economic TRC Potential | 0 | 0 | 0 | 0 | 0 | 0 | 0 | 0 | 0 | 0 | 0 | 0 | 0 | 0 | 0 | 0 | 0 | 0 | 0 | 0 | 0 | 0 | 0 | 0 | 0 | 0 | 0 | 0 | 0 | 0 | 0
F11_Industrial_Primary Metals_New_Space Heating_Natural Gas_Gas Furnace - Maintenance_A_Achievable Economic TRC Potential | F11 | Industrial | Primary Metals | New | Space Heating | Natural Gas | Gas Furnace - Maintenance | A | Cumulative Summer Peak Savings (MW) | Achievable Economic TRC Potential | 0 | 0 | 0 | 0 | 0 | 0 | 0 | 0 | 0 | 0 | 0 | 0 | 0 | 0 | 0 | 0 | 0 | 0 | 0 | 0 | 0 | 0 | 0 | 0 | 0 | 0 | 0 | 0 | 0 | 0 | 0
F12_Industrial_Primary Metals_New_Space Heating_Natural Gas_Gas Furnace - Maintenance_A_Achievable Economic TRC Potential | F12 | Industrial | Primary Metals | New | Space Heating | Natural Gas | Gas Furnace - Maintenance | A | Cumulative Winter Peak Savings (MW) | Achievable Economic TRC Potential | 0 | 0 | 0 | 0 | 0 | 0 | 0 | 0 | 0 | 0 | 0 | 0 | 0 | 0 | 0 | 0 | 0 | 0 | 0 | 0 | 0 | 0 | 0 | 0 | 0 | 0 | 0 | 0 | 0 | 0 | 0
F13_Industrial_Primary Metals_New_Space Heating_Natural Gas_Gas Furnace - Maintenance_A_Achievable Economic TRC Potential | F13 | Industrial | Primary Metals | New | Space Heating | Natural Gas | Gas Furnace - Maintenance | A | Purchases (Incremental) | Achievable Economic TRC Potential | 0 | 0 | 0 | 0 | 0 | 0 | 0 | 0 | 0 | 0 | 0 | 0 | 0 | 0 | 0 | 0 | 0 | 0 | 0 | 0 | 0 | 0 | 0 | 0 | 0 | 0 | 0 | 0 | 0 | 0 | 0
F14_Industrial_Primary Metals_New_Space Heating_Natural Gas_Gas Furnace - Maintenance_A_Achievable Economic TRC Potential | F14 | Industrial | Primary Metals | New | Space Heating | Natural Gas | Gas Furnace - Maintenance | A | Purchases (Cumulative) | Achievable Economic TRC Potential | 0 | 0 | 0 | 0 | 0 | 0 | 0 | 0 | 0 | 0 | 0 | 0 | 0 | 0 | 0 | 0 | 0 | 0 | 0 | 0 | 0 | 0 | 0 | 0 | 0 | 0 | 0 | 0 | 0 | 0 | 0
F1_Industrial_Primary Metals_New_Space Heating_Natural Gas_Gas Boiler - Hot Water Reset_A_Achievable Economic TRC Potential | F1 | Industrial | Primary Metals | New | Space Heating | Natural Gas | Gas Boiler - Hot Water Reset | A | Original Unit Energy Savings (kWh or therms) | Achievable Economic TRC Potential | 0 | 0 | 0 | 0 | 0 | 0 | 0 | 0 | 0 | 0 | 0 | 0 | 0 | 0 | 0 | 0 | 0 | 0 | 0 | 0 | 0 | 0 | 0 | 0 | 0 | 0 | 0 | 0 | 0 | 0 | 0
F2_Industrial_Primary Metals_New_Space Heating_Natural Gas_Gas Boiler - Hot Water Reset_A_Achievable Economic TRC Potential | F2 | Industrial | Primary Metals | New | Space Heating | Natural Gas | Gas Boiler - Hot Water Reset | A | Original Unit Summer Peak Savings (kW) | Achievable Economic TRC Potential | 0 | 0 | 0 | 0 | 0 | 0 | 0 | 0 | 0 | 0 | 0 | 0 | 0 | 0 | 0 | 0 | 0 | 0 | 0 | 0 | 0 | 0 | 0 | 0 | 0 | 0 | 0 | 0 | 0 | 0 | 0
F3_Industrial_Primary Metals_New_Space Heating_Natural Gas_Gas Boiler - Hot Water Reset_A_Achievable Economic TRC Potential | F3 | Industrial | Primary Metals | New | Space Heating | Natural Gas | Gas Boiler - Hot Water Reset | A | Original Unit Winter Peak Savings (kW) | Achievable Economic TRC Potential | 0 | 0 | 0 | 0 | 0 | 0 | 0 | 0 | 0 | 0 | 0 | 0 | 0 | 0 | 0 | 0 | 0 | 0 | 0 | 0 | 0 | 0 | 0 | 0 | 0 | 0 | 0 | 0 | 0 | 0 | 0
F4_Industrial_Primary Metals_New_Space Heating_Natural Gas_Gas Boiler - Hot Water Reset_A_Achievable Economic TRC Potential | F4 | Industrial | Primary Metals | New | Space Heating | Natural Gas | Gas Boiler - Hot Water Reset | A | Standalone Impact on Baseline Energy (%) | Achievable Economic TRC Potential | 0% | 0% | 0% | 0% | 0% | 0% | 0% | 0% | 0% | 0% | 0% | 0% | 0% | 0% | 0% | 0% | 0% | 0% | 0% | 0% | 0% | 0% | 0% | 0% | 0 | 0 | 0 | 0 | 0 | 0 | 0
F5_Industrial_Primary Metals_New_Space Heating_Natural Gas_Gas Boiler - Hot Water Reset_A_Achievable Economic TRC Potential | F5 | Industrial | Primary Metals | New | Space Heating | Natural Gas | Gas Boiler - Hot Water Reset | A | Standalone Impact on Baseline Summer Peak (%) | Achievable Economic TRC Potential | 0% | 0% | 0% | 0% | 0% | 0% | 0% | 0% | 0% | 0% | 0% | 0% | 0% | 0% | 0% | 0% | 0% | 0% | 0% | 0% | 0% | 0% | 0% | 0% | 0 | 0 | 0 | 0 | 0 | 0 | 0
F6_Industrial_Primary Metals_New_Space Heating_Natural Gas_Gas Boiler - Hot Water Reset_A_Achievable Economic TRC Potential | F6 | Industrial | Primary Metals | New | Space Heating | Natural Gas | Gas Boiler - Hot Water Reset | A | Standalone Impact on Baseline Winter Peak (%) | Achievable Economic TRC Potential | 0% | 0% | 0% | 0% | 0% | 0% | 0% | 0% | 0% | 0% | 0% | 0% | 0% | 0% | 0% | 0% | 0% | 0% | 0% | 0% | 0% | 0% | 0% | 0% | 0 | 0 | 0 | 0 | 0 | 0 | 0
F7_Industrial_Primary Metals_New_Space Heating_Natural Gas_Gas Boiler - Hot Water Reset_A_Achievable Economic TRC Potential | F7 | Industrial | Primary Metals | New | Space Heating | Natural Gas | Gas Boiler - Hot Water Reset | A | Incremental Energy Savings (MWh or mTherms) | Achievable Economic TRC Potential | 0 | 0 | 0 | 0 | 0 | 0 | 0 | 0 | 0 | 0 | 0 | 0 | 0 | 0 | 0 | 0 | 0 | 0 | 0 | 0 | 0 | 0 | 0 | 0 | 0 | 0 | 0 | 0 | 0 | 0 | 0
F8_Industrial_Primary Metals_New_Space Heating_Natural Gas_Gas Boiler - Hot Water Reset_A_Achievable Economic TRC Potential | F8 | Industrial | Primary Metals | New | Space Heating | Natural Gas | Gas Boiler - Hot Water Reset | A | Incremental Summer Peak Savings (MW) | Achievable Economic TRC Potential | 0 | 0 | 0 | 0 | 0 | 0 | 0 | 0 | 0 | 0 | 0 | 0 | 0 | 0 | 0 | 0 | 0 | 0 | 0 | 0 | 0 | 0 | 0 | 0 | 0 | 0 | 0 | 0 | 0 | 0 | 0
F9_Industrial_Primary Metals_New_Space Heating_Natural Gas_Gas Boiler - Hot Water Reset_A_Achievable Economic TRC Potential | F9 | Industrial | Primary Metals | New | Space Heating | Natural Gas | Gas Boiler - Hot Water Reset | A | Incremental Winter Peak Savings (MW) | Achievable Economic TRC Potential | 0 | 0 | 0 | 0 | 0 | 0 | 0 | 0 | 0 | 0 | 0 | 0 | 0 | 0 | 0 | 0 | 0 | 0 | 0 | 0 | 0 | 0 | 0 | 0 | 0 | 0 | 0 | 0 | 0 | 0 | 0
F10_Industrial_Primary Metals_New_Space Heating_Natural Gas_Gas Boiler - Hot Water Reset_A_Achievable Economic TRC Potential | F10 | Industrial | Primary Metals | New | Space Heating | Natural Gas | Gas Boiler - Hot Water Reset | A | Cumulative Energy Savings (MWh or mTherms) | Achievable Economic TRC Potential | 0 | 0 | 0 | 0 | 0 | 0 | 0 | 0 | 0 | 0 | 0 | 0 | 0 | 0 | 0 | 0 | 0 | 0 | 0 | 0 | 0 | 0 | 0 | 0 | 0 | 0 | 0 | 0 | 0 | 0 | 0
F11_Industrial_Primary Metals_New_Space Heating_Natural Gas_Gas Boiler - Hot Water Reset_A_Achievable Economic TRC Potential | F11 | Industrial | Primary Metals | New | Space Heating | Natural Gas | Gas Boiler - Hot Water Reset | A | Cumulative Summer Peak Savings (MW) | Achievable Economic TRC Potential | 0 | 0 | 0 | 0 | 0 | 0 | 0 | 0 | 0 | 0 | 0 | 0 | 0 | 0 | 0 | 0 | 0 | 0 | 0 | 0 | 0 | 0 | 0 | 0 | 0 | 0 | 0 | 0 | 0 | 0 | 0
F12_Industrial_Primary Metals_New_Space Heating_Natural Gas_Gas Boiler - Hot Water Reset_A_Achievable Economic TRC Potential | F12 | Industrial | Primary Metals | New | Space Heating | Natural Gas | Gas Boiler - Hot Water Reset | A | Cumulative Winter Peak Savings (MW) | Achievable Economic TRC Potential | 0 | 0 | 0 | 0 | 0 | 0 | 0 | 0 | 0 | 0 | 0 | 0 | 0 | 0 | 0 | 0 | 0 | 0 | 0 | 0 | 0 | 0 | 0 | 0 | 0 | 0 | 0 | 0 | 0 | 0 | 0
F13_Industrial_Primary Metals_New_Space Heating_Natural Gas_Gas Boiler - Hot Water Reset_A_Achievable Economic TRC Potential | F13 | Industrial | Primary Metals | New | Space Heating | Natural Gas | Gas Boiler - Hot Water Reset | A | Purchases (Incremental) | Achievable Economic TRC Potential | 0 | 0 | 0 | 0 | 0 | 0 | 0 | 0 | 0 | 0 | 0 | 0 | 0 | 0 | 0 | 0 | 0 | 0 | 0 | 0 | 0 | 0 | 0 | 0 | 0 | 0 | 0 | 0 | 0 | 0 | 0
F14_Industrial_Primary Metals_New_Space Heating_Natural Gas_Gas Boiler - Hot Water Reset_A_Achievable Economic TRC Potential | F14 | Industrial | Primary Metals | New | Space Heating | Natural Gas | Gas Boiler - Hot Water Reset | A | Purchases (Cumulative) | Achievable Economic TRC Potential | 0 | 0 | 0 | 0 | 0 | 0 | 0 | 0 | 0 | 0 | 0 | 0 | 0 | 0 | 0 | 0 | 0 | 0 | 0 | 0 | 0 | 0 | 0 | 0 | 0 | 0 | 0 | 0 | 0 | 0 | 0
F1_Industrial_Primary Metals_New_Process_Natural Gas_Gas Boiler - Hot Water Reset_A_Achievable Economic TRC Potential | F1 | Industrial | Primary Metals | New | Process | Natural Gas | Gas Boiler - Hot Water Reset | A | Original Unit Energy Savings (kWh or therms) | Achievable Economic TRC Potential | 0 | 0 | 0 | 0 | 0 | 50.9667 | 50.9667 | 50.9667 | 50.9667 | 50.9667 | 50.9667 | 50.9667 | 50.9667 | 50.9667 | 50.9667 | 50.9667 | 50.9667 | 50.9667 | 50.9667 | 50.9667 | 50.9667 | 50.9667 | 50.9667 | 50.9667 | 50.9667 | 50.9667 | 50.9667 | 50.9667 | 50.9667 | 50.9667 | 50.9667
F2_Industrial_Primary Metals_New_Process_Natural Gas_Gas Boiler - Hot Water Reset_A_Achievable Economic TRC Potential | F2 | Industrial | Primary Metals | New | Process | Natural Gas | Gas Boiler - Hot Water Reset | A | Original Unit Summer Peak Savings (kW) | Achievable Economic TRC Potential | 0 | 0 | 0 | 0 | 0 | 0 | 0 | 0 | 0 | 0 | 0 | 0 | 0 | 0 | 0 | 0 | 0 | 0 | 0 | 0 | 0 | 0 | 0 | 0 | 0 | 0 | 0 | 0 | 0 | 0 | 0
F3_Industrial_Primary Metals_New_Process_Natural Gas_Gas Boiler - Hot Water Reset_A_Achievable Economic TRC Potential | F3 | Industrial | Primary Metals | New | Process | Natural Gas | Gas Boiler - Hot Water Reset | A | Original Unit Winter Peak Savings (kW) | Achievable Economic TRC Potential | 0 | 0 | 0 | 0 | 0 | 0 | 0 | 0 | 0 | 0 | 0 | 0 | 0 | 0 | 0 | 0 | 0 | 0 | 0 | 0 | 0 | 0 | 0 | 0 | 0 | 0 | 0 | 0 | 0 | 0 | 0
F4_Industrial_Primary Metals_New_Process_Natural Gas_Gas Boiler - Hot Water Reset_A_Achievable Economic TRC Potential | F4 | Industrial | Primary Metals | New | Process | Natural Gas | Gas Boiler - Hot Water Reset | A | Standalone Impact on Baseline Energy (%) | Achievable Economic TRC Potential | 0% | 0% | 0% | 0% | 0% | 0.004967% | 0.01029% | 0.01637% | 0.0231% | 0.03054% | 0.03917% | 0.04846% | 0.05757% | 0.06555% | 0.07162% | 0.07521% | 0.07614% | 0.07502% | 0.07258% | 0.06963% | 0.06657% | 0.06359% | 0.06087% | 0.05838% | 0.0005609 | 0.00053983 | 0.00052034 | 0.00050225 | 0 | 0 | 0
F5_Industrial_Primary Metals_New_Process_Natural Gas_Gas Boiler - Hot Water Reset_A_Achievable Economic TRC Potential | F5 | Industrial | Primary Metals | New | Process | Natural Gas | Gas Boiler - Hot Water Reset | A | Standalone Impact on Baseline Summer Peak (%) | Achievable Economic TRC Potential | 0% | 0% | 0% | 0% | 0% | 0% | 0% | 0% | 0% | 0% | 0% | 0% | 0% | 0% | 0% | 0% | 0% | 0% | 0% | 0% | 0% | 0% | 0% | 0% | 0 | 0 | 0 | 0 | 0 | 0 | 0
F6_Industrial_Primary Metals_New_Process_Natural Gas_Gas Boiler - Hot Water Reset_A_Achievable Economic TRC Potential | F6 | Industrial | Primary Metals | New | Process | Natural Gas | Gas Boiler - Hot Water Reset | A | Standalone Impact on Baseline Winter Peak (%) | Achievable Economic TRC Potential | 0% | 0% | 0% | 0% | 0% | 0% | 0% | 0% | 0% | 0% | 0% | 0% | 0% | 0% | 0% | 0% | 0% | 0% | 0% | 0% | 0% | 0% | 0% | 0% | 0 | 0 | 0 | 0 | 0 | 0 | 0
F7_Industrial_Primary Metals_New_Process_Natural Gas_Gas Boiler - Hot Water Reset_A_Achievable Economic TRC Potential | F7 | Industrial | Primary Metals | New | Process | Natural Gas | Gas Boiler - Hot Water Reset | A | Incremental Energy Savings (MWh or mTherms) | Achievable Economic TRC Potential | 0 | 0 | 0 | 0 | 0 | 0.010958 | 0.01594 | 0.022545 | 0.029679 | 0.037856 | 0.048943 | 0.058764 | 0.065201 | 0.066305 | 0.061106 | 0.050481 | 0.035503 | 0.021831 | 0.011094 | 0.0049377 | 0.0018844 | 0.010958 | 0.01594 | 0.022545 | 0.029679 | 0.037856 | 0.048943 | 0.058764 | 0.065201 | 0.066305 | 0.061106
F8_Industrial_Primary Metals_New_Process_Natural Gas_Gas Boiler - Hot Water Reset_A_Achievable Economic TRC Potential | F8 | Industrial | Primary Metals | New | Process | Natural Gas | Gas Boiler - Hot Water Reset | A | Incremental Summer Peak Savings (MW) | Achievable Economic TRC Potential | 0 | 0 | 0 | 0 | 0 | 0 | 0 | 0 | 0 | 0 | 0 | 0 | 0 | 0 | 0 | 0 | 0 | 0 | 0 | 0 | 0 | 0 | 0 | 0 | 0 | 0 | 0 | 0 | 0 | 0 | 0
F9_Industrial_Primary Metals_New_Process_Natural Gas_Gas Boiler - Hot Water Reset_A_Achievable Economic TRC Potential | F9 | Industrial | Primary Metals | New | Process | Natural Gas | Gas Boiler - Hot Water Reset | A | Incremental Winter Peak Savings (MW) | Achievable Economic TRC Potential | 0 | 0 | 0 | 0 | 0 | 0 | 0 | 0 | 0 | 0 | 0 | 0 | 0 | 0 | 0 | 0 | 0 | 0 | 0 | 0 | 0 | 0 | 0 | 0 | 0 | 0 | 0 | 0 | 0 | 0 | 0
F10_Industrial_Primary Metals_New_Process_Natural Gas_Gas Boiler - Hot Water Reset_A_Achievable Economic TRC Potential | F10 | Industrial | Primary Metals | New | Process | Natural Gas | Gas Boiler - Hot Water Reset | A | Cumulative Energy Savings (MWh or mTherms) | Achievable Economic TRC Potential | 0 | 0 | 0 | 0 | 0 | 0.010958 | 0.026897 | 0.049443 | 0.079122 | 0.11698 | 0.16592 | 0.22469 | 0.28989 | 0.35619 | 0.4173 | 0.46778 | 0.50328 | 0.52511 | 0.53621 | 0.54114 | 0.54303 | 0.54303 | 0.54303 | 0.54303 | 0.54303 | 0.54303 | 0.54303 | 0.54303 | 0.54303 | 0.54303 | 0.54303
F11_Industrial_Primary Metals_New_Process_Natural Gas_Gas Boiler - Hot Water Reset_A_Achievable Economic TRC Potential | F11 | Industrial | Primary Metals | New | Process | Natural Gas | Gas Boiler - Hot Water Reset | A | Cumulative Summer Peak Savings (MW) | Achievable Economic TRC Potential | 0 | 0 | 0 | 0 | 0 | 0 | 0 | 0 | 0 | 0 | 0 | 0 | 0 | 0 | 0 | 0 | 0 | 0 | 0 | 0 | 0 | 0 | 0 | 0 | 0 | 0 | 0 | 0 | 0 | 0 | 0
F12_Industrial_Primary Metals_New_Process_Natural Gas_Gas Boiler - Hot Water Reset_A_Achievable Economic TRC Potential | F12 | Industrial | Primary Metals | New | Process | Natural Gas | Gas Boiler - Hot Water Reset | A | Cumulative Winter Peak Savings (MW) | Achievable Economic TRC Potential | 0 | 0 | 0 | 0 | 0 | 0 | 0 | 0 | 0 | 0 | 0 | 0 | 0 | 0 | 0 | 0 | 0 | 0 | 0 | 0 | 0 | 0 | 0 | 0 | 0 | 0 | 0 | 0 | 0 | 0 | 0
F13_Industrial_Primary Metals_New_Process_Natural Gas_Gas Boiler - Hot Water Reset_A_Achievable Economic TRC Potential | F13 | Industrial | Primary Metals | New | Process | Natural Gas | Gas Boiler - Hot Water Reset | A | Purchases (Incremental) | Achievable Economic TRC Potential | 0 | 0 | 0 | 0 | 0 | 0.215 | 0.31275 | 0.44235 | 0.58233 | 0.74277 | 0.96029 | 1.153 | 1.2793 | 1.3009 | 1.1989 | 0.99047 | 0.6966 | 0.42833 | 0.21766 | 0.096881 | 0.036974 | 0.215 | 0.31275 | 0.44235 | 0.58233 | 0.74277 | 0.96029 | 1.153 | 1.2793 | 1.3009 | 1.1989
F14_Industrial_Primary Metals_New_Process_Natural Gas_Gas Boiler - Hot Water Reset_A_Achievable Economic TRC Potential | F14 | Industrial | Primary Metals | New | Process | Natural Gas | Gas Boiler - Hot Water Reset | A | Purchases (Cumulative) | Achievable Economic TRC Potential | 0 | 0 | 0 | 0 | 0 | 0.215 | 0.52775 | 0.9701 | 1.5524 | 2.2952 | 3.2555 | 4.4085 | 5.6878 | 6.9887 | 8.1876 | 9.1781 | 9.8747 | 10.303 | 10.5207 | 10.6176 | 10.6546 | 10.6546 | 10.6546 | 10.6546 | 10.6546 | 10.6546 | 10.6546 | 10.6546 | 10.6546 | 10.6546 | 10.6546
F1_Industrial_Primary Metals_New_Space Heating_Natural Gas_Steam Trap Maintenance_A_Achievable Economic TRC Potential | F1 | Industrial | Primary Metals | New | Space Heating | Natural Gas | Steam Trap Maintenance | A | Original Unit Energy Savings (kWh or therms) | Achievable Economic TRC Potential | 0 | 0 | 0 | 0 | 0 | 0 | 0 | 0 | 0 | 0 | 0 | 0 | 0 | 0 | 0 | 0 | 0 | 0 | 0 | 0 | 0 | 0 | 0 | 0 | 0 | 0 | 0 | 0 | 0 | 0 | 0
F2_Industrial_Primary Metals_New_Space Heating_Natural Gas_Steam Trap Maintenance_A_Achievable Economic TRC Potential | F2 | Industrial | Primary Metals | New | Space Heating | Natural Gas | Steam Trap Maintenance | A | Original Unit Summer Peak Savings (kW) | Achievable Economic TRC Potential | 0 | 0 | 0 | 0 | 0 | 0 | 0 | 0 | 0 | 0 | 0 | 0 | 0 | 0 | 0 | 0 | 0 | 0 | 0 | 0 | 0 | 0 | 0 | 0 | 0 | 0 | 0 | 0 | 0 | 0 | 0
F3_Industrial_Primary Metals_New_Space Heating_Natural Gas_Steam Trap Maintenance_A_Achievable Economic TRC Potential | F3 | Industrial | Primary Metals | New | Space Heating | Natural Gas | Steam Trap Maintenance | A | Original Unit Winter Peak Savings (kW) | Achievable Economic TRC Potential | 0 | 0 | 0 | 0 | 0 | 0 | 0 | 0 | 0 | 0 | 0 | 0 | 0 | 0 | 0 | 0 | 0 | 0 | 0 | 0 | 0 | 0 | 0 | 0 | 0 | 0 | 0 | 0 | 0 | 0 | 0
F4_Industrial_Primary Metals_New_Space Heating_Natural Gas_Steam Trap Maintenance_A_Achievable Economic TRC Potential | F4 | Industrial | Primary Metals | New | Space Heating | Natural Gas | Steam Trap Maintenance | A | Standalone Impact on Baseline Energy (%) | Achievable Economic TRC Potential | 0% | 0% | 0% | 0% | 0% | 0% | 0% | 0% | 0% | 0% | 0% | 0% | 0% | 0% | 0% | 0% | 0% | 0% | 0% | 0% | 0% | 0% | 0% | 0% | 0 | 0 | 0 | 0 | 0 | 0 | 0
F5_Industrial_Primary Metals_New_Space Heating_Natural Gas_Steam Trap Maintenance_A_Achievable Economic TRC Potential | F5 | Industrial | Primary Metals | New | Space Heating | Natural Gas | Steam Trap Maintenance | A | Standalone Impact on Baseline Summer Peak (%) | Achievable Economic TRC Potential | 0% | 0% | 0% | 0% | 0% | 0% | 0% | 0% | 0% | 0% | 0% | 0% | 0% | 0% | 0% | 0% | 0% | 0% | 0% | 0% | 0% | 0% | 0% | 0% | 0 | 0 | 0 | 0 | 0 | 0 | 0
F6_Industrial_Primary Metals_New_Space Heating_Natural Gas_Steam Trap Maintenance_A_Achievable Economic TRC Potential | F6 | Industrial | Primary Metals | New | Space Heating | Natural Gas | Steam Trap Maintenance | A | Standalone Impact on Baseline Winter Peak (%) | Achievable Economic TRC Potential | 0% | 0% | 0% | 0% | 0% | 0% | 0% | 0% | 0% | 0% | 0% | 0% | 0% | 0% | 0% | 0% | 0% | 0% | 0% | 0% | 0% | 0% | 0% | 0% | 0 | 0 | 0 | 0 | 0 | 0 | 0
F7_Industrial_Primary Metals_New_Space Heating_Natural Gas_Steam Trap Maintenance_A_Achievable Economic TRC Potential | F7 | Industrial | Primary Metals | New | Space Heating | Natural Gas | Steam Trap Maintenance | A | Incremental Energy Savings (MWh or mTherms) | Achievable Economic TRC Potential | 0 | 0 | 0 | 0 | 0 | 0 | 0 | 0 | 0 | 0 | 0 | 0 | 0 | 0 | 0 | 0 | 0 | 0 | 0 | 0 | 0 | 0 | 0 | 0 | 0 | 0 | 0 | 0 | 0 | 0 | 0
F8_Industrial_Primary Metals_New_Space Heating_Natural Gas_Steam Trap Maintenance_A_Achievable Economic TRC Potential | F8 | Industrial | Primary Metals | New | Space Heating | Natural Gas | Steam Trap Maintenance | A | Incremental Summer Peak Savings (MW) | Achievable Economic TRC Potential | 0 | 0 | 0 | 0 | 0 | 0 | 0 | 0 | 0 | 0 | 0 | 0 | 0 | 0 | 0 | 0 | 0 | 0 | 0 | 0 | 0 | 0 | 0 | 0 | 0 | 0 | 0 | 0 | 0 | 0 | 0
F9_Industrial_Primary Metals_New_Space Heating_Natural Gas_Steam Trap Maintenance_A_Achievable Economic TRC Potential | F9 | Industrial | Primary Metals | New | Space Heating | Natural Gas | Steam Trap Maintenance | A | Incremental Winter Peak Savings (MW) | Achievable Economic TRC Potential | 0 | 0 | 0 | 0 | 0 | 0 | 0 | 0 | 0 | 0 | 0 | 0 | 0 | 0 | 0 | 0 | 0 | 0 | 0 | 0 | 0 | 0 | 0 | 0 | 0 | 0 | 0 | 0 | 0 | 0 | 0
F10_Industrial_Primary Metals_New_Space Heating_Natural Gas_Steam Trap Maintenance_A_Achievable Economic TRC Potential | F10 | Industrial | Primary Metals | New | Space Heating | Natural Gas | Steam Trap Maintenance | A | Cumulative Energy Savings (MWh or mTherms) | Achievable Economic TRC Potential | 0 | 0 | 0 | 0 | 0 | 0 | 0 | 0 | 0 | 0 | 0 | 0 | 0 | 0 | 0 | 0 | 0 | 0 | 0 | 0 | 0 | 0 | 0 | 0 | 0 | 0 | 0 | 0 | 0 | 0 | 0
F11_Industrial_Primary Metals_New_Space Heating_Natural Gas_Steam Trap Maintenance_A_Achievable Economic TRC Potential | F11 | Industrial | Primary Metals | New | Space Heating | Natural Gas | Steam Trap Maintenance | A | Cumulative Summer Peak Savings (MW) | Achievable Economic TRC Potential | 0 | 0 | 0 | 0 | 0 | 0 | 0 | 0 | 0 | 0 | 0 | 0 | 0 | 0 | 0 | 0 | 0 | 0 | 0 | 0 | 0 | 0 | 0 | 0 | 0 | 0 | 0 | 0 | 0 | 0 | 0
F12_Industrial_Primary Metals_New_Space Heating_Natural Gas_Steam Trap Maintenance_A_Achievable Economic TRC Potential | F12 | Industrial | Primary Metals | New | Space Heating | Natural Gas | Steam Trap Maintenance | A | Cumulative Winter Peak Savings (MW) | Achievable Economic TRC Potential | 0 | 0 | 0 | 0 | 0 | 0 | 0 | 0 | 0 | 0 | 0 | 0 | 0 | 0 | 0 | 0 | 0 | 0 | 0 | 0 | 0 | 0 | 0 | 0 | 0 | 0 | 0 | 0 | 0 | 0 | 0
F13_Industrial_Primary Metals_New_Space Heating_Natural Gas_Steam Trap Maintenance_A_Achievable Economic TRC Potential | F13 | Industrial | Primary Metals | New | Space Heating | Natural Gas | Steam Trap Maintenance | A | Purchases (Incremental) | Achievable Economic TRC Potential | 0 | 0 | 0 | 0 | 0 | 0 | 0 | 0 | 0 | 0 | 0 | 0 | 0 | 0 | 0 | 0 | 0 | 0 | 0 | 0 | 0 | 0 | 0 | 0 | 0 | 0 | 0 | 0 | 0 | 0 | 0
F14_Industrial_Primary Metals_New_Space Heating_Natural Gas_Steam Trap Maintenance_A_Achievable Economic TRC Potential | F14 | Industrial | Primary Metals | New | Space Heating | Natural Gas | Steam Trap Maintenance | A | Purchases (Cumulative) | Achievable Economic TRC Potential | 0 | 0 | 0 | 0 | 0 | 0 | 0 | 0 | 0 | 0 | 0 | 0 | 0 | 0 | 0 | 0 | 0 | 0 | 0 | 0 | 0 | 0 | 0 | 0 | 0 | 0 | 0 | 0 | 0 | 0 | 0
F1_Industrial_Primary Metals_New_Process_Natural Gas_Steam Trap Maintenance_A_Achievable Economic TRC Potential | F1 | Industrial | Primary Metals | New | Process | Natural Gas | Steam Trap Maintenance | A | Original Unit Energy Savings (kWh or therms) | Achievable Economic TRC Potential | 0 | 0 | 0 | 0 | 0 | 36.0109 | 36.0109 | 36.0109 | 36.0109 | 36.0109 | 36.0109 | 36.0109 | 36.0109 | 36.0109 | 36.0109 | 36.0109 | 36.0109 | 36.0109 | 36.0109 | 36.0109 | 36.0109 | 36.0109 | 36.0109 | 36.0109 | 36.0109 | 36.0109 | 36.0109 | 36.0109 | 36.0109 | 36.0109 | 36.0109
F2_Industrial_Primary Metals_New_Process_Natural Gas_Steam Trap Maintenance_A_Achievable Economic TRC Potential | F2 | Industrial | Primary Metals | New | Process | Natural Gas | Steam Trap Maintenance | A | Original Unit Summer Peak Savings (kW) | Achievable Economic TRC Potential | 0 | 0 | 0 | 0 | 0 | 0 | 0 | 0 | 0 | 0 | 0 | 0 | 0 | 0 | 0 | 0 | 0 | 0 | 0 | 0 | 0 | 0 | 0 | 0 | 0 | 0 | 0 | 0 | 0 | 0 | 0
F3_Industrial_Primary Metals_New_Process_Natural Gas_Steam Trap Maintenance_A_Achievable Economic TRC Potential | F3 | Industrial | Primary Metals | New | Process | Natural Gas | Steam Trap Maintenance | A | Original Unit Winter Peak Savings (kW) | Achievable Economic TRC Potential | 0 | 0 | 0 | 0 | 0 | 0 | 0 | 0 | 0 | 0 | 0 | 0 | 0 | 0 | 0 | 0 | 0 | 0 | 0 | 0 | 0 | 0 | 0 | 0 | 0 | 0 | 0 | 0 | 0 | 0 | 0
F4_Industrial_Primary Metals_New_Process_Natural Gas_Steam Trap Maintenance_A_Achievable Economic TRC Potential | F4 | Industrial | Primary Metals | New | Process | Natural Gas | Steam Trap Maintenance | A | Standalone Impact on Baseline Energy (%) | Achievable Economic TRC Potential | 0% | 0% | 0% | 0% | 0% | 0% | 0% | 0% | 0% | 0% | 0% | 0% | 0% | 0% | 0% | 0% | 0% | 0% | 0% | 0% | 0% | 0% | 0% | 0% | 0 | 0 | 0 | 0 | 0 | 0 | 0
F5_Industrial_Primary Metals_New_Process_Natural Gas_Steam Trap Maintenance_A_Achievable Economic TRC Potential | F5 | Industrial | Primary Metals | New | Process | Natural Gas | Steam Trap Maintenance | A | Standalone Impact on Baseline Summer Peak (%) | Achievable Economic TRC Potential | 0% | 0% | 0% | 0% | 0% | 0% | 0% | 0% | 0% | 0% | 0% | 0% | 0% | 0% | 0% | 0% | 0% | 0% | 0% | 0% | 0% | 0% | 0% | 0% | 0 | 0 | 0 | 0 | 0 | 0 | 0
F6_Industrial_Primary Metals_New_Process_Natural Gas_Steam Trap Maintenance_A_Achievable Economic TRC Potential | F6 | Industrial | Primary Metals | New | Process | Natural Gas | Steam Trap Maintenance | A | Standalone Impact on Baseline Winter Peak (%) | Achievable Economic TRC Potential | 0% | 0% | 0% | 0% | 0% | 0% | 0% | 0% | 0% | 0% | 0% | 0% | 0% | 0% | 0% | 0% | 0% | 0% | 0% | 0% | 0% | 0% | 0% | 0% | 0 | 0 | 0 | 0 | 0 | 0 | 0
F7_Industrial_Primary Metals_New_Process_Natural Gas_Steam Trap Maintenance_A_Achievable Economic TRC Potential | F7 | Industrial | Primary Metals | New | Process | Natural Gas | Steam Trap Maintenance | A | Incremental Energy Savings (MWh or mTherms) | Achievable Economic TRC Potential | 0 | 0 | 0 | 0 | 0 | 0 | 0 | 0 | 0 | 0 | 0 | 0 | 0 | 0 | 0 | 0 | 0 | 0 | 0 | 0 | 0 | 0 | 0 | 0 | 0 | 0 | 0 | 0 | 0 | 0 | 0
F8_Industrial_Primary Metals_New_Process_Natural Gas_Steam Trap Maintenance_A_Achievable Economic TRC Potential | F8 | Industrial | Primary Metals | New | Process | Natural Gas | Steam Trap Maintenance | A | Incremental Summer Peak Savings (MW) | Achievable Economic TRC Potential | 0 | 0 | 0 | 0 | 0 | 0 | 0 | 0 | 0 | 0 | 0 | 0 | 0 | 0 | 0 | 0 | 0 | 0 | 0 | 0 | 0 | 0 | 0 | 0 | 0 | 0 | 0 | 0 | 0 | 0 | 0
F9_Industrial_Primary Metals_New_Process_Natural Gas_Steam Trap Maintenance_A_Achievable Economic TRC Potential | F9 | Industrial | Primary Metals | New | Process | Natural Gas | Steam Trap Maintenance | A | Incremental Winter Peak Savings (MW) | Achievable Economic TRC Potential | 0 | 0 | 0 | 0 | 0 | 0 | 0 | 0 | 0 | 0 | 0 | 0 | 0 | 0 | 0 | 0 | 0 | 0 | 0 | 0 | 0 | 0 | 0 | 0 | 0 | 0 | 0 | 0 | 0 | 0 | 0
F10_Industrial_Primary Metals_New_Process_Natural Gas_Steam Trap Maintenance_A_Achievable Economic TRC Potential | F10 | Industrial | Primary Metals | New | Process | Natural Gas | Steam Trap Maintenance | A | Cumulative Energy Savings (MWh or mTherms) | Achievable Economic TRC Potential | 0 | 0 | 0 | 0 | 0 | 0 | 0 | 0 | 0 | 0 | 0 | 0 | 0 | 0 | 0 | 0 | 0 | 0 | 0 | 0 | 0 | 0 | 0 | 0 | 0 | 0 | 0 | 0 | 0 | 0 | 0
F11_Industrial_Primary Metals_New_Process_Natural Gas_Steam Trap Maintenance_A_Achievable Economic TRC Potential | F11 | Industrial | Primary Metals | New | Process | Natural Gas | Steam Trap Maintenance | A | Cumulative Summer Peak Savings (MW) | Achievable Economic TRC Potential | 0 | 0 | 0 | 0 | 0 | 0 | 0 | 0 | 0 | 0 | 0 | 0 | 0 | 0 | 0 | 0 | 0 | 0 | 0 | 0 | 0 | 0 | 0 | 0 | 0 | 0 | 0 | 0 | 0 | 0 | 0
F12_Industrial_Primary Metals_New_Process_Natural Gas_Steam Trap Maintenance_A_Achievable Economic TRC Potential | F12 | Industrial | Primary Metals | New | Process | Natural Gas | Steam Trap Maintenance | A | Cumulative Winter Peak Savings (MW) | Achievable Economic TRC Potential | 0 | 0 | 0 | 0 | 0 | 0 | 0 | 0 | 0 | 0 | 0 | 0 | 0 | 0 | 0 | 0 | 0 | 0 | 0 | 0 | 0 | 0 | 0 | 0 | 0 | 0 | 0 | 0 | 0 | 0 | 0
F13_Industrial_Primary Metals_New_Process_Natural Gas_Steam Trap Maintenance_A_Achievable Economic TRC Potential | F13 | Industrial | Primary Metals | New | Process | Natural Gas | Steam Trap Maintenance | A | Purchases (Incremental) | Achievable Economic TRC Potential | 0 | 0 | 0 | 0 | 0 | 0 | 0 | 0 | 0 | 0 | 0 | 0 | 0 | 0 | 0 | 0 | 0 | 0 | 0 | 0 | 0 | 0 | 0 | 0 | 0 | 0 | 0 | 0 | 0 | 0 | 0
F14_Industrial_Primary Metals_New_Process_Natural Gas_Steam Trap Maintenance_A_Achievable Economic TRC Potential | F14 | Industrial | Primary Metals | New | Process | Natural Gas | Steam Trap Maintenance | A | Purchases (Cumulative) | Achievable Economic TRC Potential | 0 | 0 | 0 | 0 | 0 | 0 | 0 | 0 | 0 | 0 | 0 | 0 | 0 | 0 | 0 | 0 | 0 | 0 | 0 | 0 | 0 | 0 | 0 | 0 | 0 | 0 | 0 | 0 | 0 | 0 | 0
F1_Industrial_Primary Metals_New_Space Heating_Natural Gas_Gas Boiler - High Turndown_A_Achievable Economic TRC Potential | F1 | Industrial | Primary Metals | New | Space Heating | Natural Gas | Gas Boiler - High Turndown | A | Original Unit Energy Savings (kWh or therms) | Achievable Economic TRC Potential | 0 | 0 | 0 | 0 | 0 | 0 | 0 | 0 | 0 | 0 | 0 | 0 | 0 | 0 | 0 | 0 | 0 | 0 | 0 | 0 | 0 | 0 | 0 | 0 | 0 | 0 | 0 | 0 | 0 | 0 | 0
F2_Industrial_Primary Metals_New_Space Heating_Natural Gas_Gas Boiler - High Turndown_A_Achievable Economic TRC Potential | F2 | Industrial | Primary Metals | New | Space Heating | Natural Gas | Gas Boiler - High Turndown | A | Original Unit Summer Peak Savings (kW) | Achievable Economic TRC Potential | 0 | 0 | 0 | 0 | 0 | 0 | 0 | 0 | 0 | 0 | 0 | 0 | 0 | 0 | 0 | 0 | 0 | 0 | 0 | 0 | 0 | 0 | 0 | 0 | 0 | 0 | 0 | 0 | 0 | 0 | 0
F3_Industrial_Primary Metals_New_Space Heating_Natural Gas_Gas Boiler - High Turndown_A_Achievable Economic TRC Potential | F3 | Industrial | Primary Metals | New | Space Heating | Natural Gas | Gas Boiler - High Turndown | A | Original Unit Winter Peak Savings (kW) | Achievable Economic TRC Potential | 0 | 0 | 0 | 0 | 0 | 0 | 0 | 0 | 0 | 0 | 0 | 0 | 0 | 0 | 0 | 0 | 0 | 0 | 0 | 0 | 0 | 0 | 0 | 0 | 0 | 0 | 0 | 0 | 0 | 0 | 0
F4_Industrial_Primary Metals_New_Space Heating_Natural Gas_Gas Boiler - High Turndown_A_Achievable Economic TRC Potential | F4 | Industrial | Primary Metals | New | Space Heating | Natural Gas | Gas Boiler - High Turndown | A | Standalone Impact on Baseline Energy (%) | Achievable Economic TRC Potential | 0% | 0% | 0% | 0% | 0% | 0% | 0% | 0% | 0% | 0% | 0% | 0% | 0% | 0% | 0% | 0% | 0% | 0% | 0% | 0% | 0% | 0% | 0% | 0% | 0 | 0 | 0 | 0 | 0 | 0 | 0
F5_Industrial_Primary Metals_New_Space Heating_Natural Gas_Gas Boiler - High Turndown_A_Achievable Economic TRC Potential | F5 | Industrial | Primary Metals | New | Space Heating | Natural Gas | Gas Boiler - High Turndown | A | Standalone Impact on Baseline Summer Peak (%) | Achievable Economic TRC Potential | 0% | 0% | 0% | 0% | 0% | 0% | 0% | 0% | 0% | 0% | 0% | 0% | 0% | 0% | 0% | 0% | 0% | 0% | 0% | 0% | 0% | 0% | 0% | 0% | 0 | 0 | 0 | 0 | 0 | 0 | 0
F6_Industrial_Primary Metals_New_Space Heating_Natural Gas_Gas Boiler - High Turndown_A_Achievable Economic TRC Potential | F6 | Industrial | Primary Metals | New | Space Heating | Natural Gas | Gas Boiler - High Turndown | A | Standalone Impact on Baseline Winter Peak (%) | Achievable Economic TRC Potential | 0% | 0% | 0% | 0% | 0% | 0% | 0% | 0% | 0% | 0% | 0% | 0% | 0% | 0% | 0% | 0% | 0% | 0% | 0% | 0% | 0% | 0% | 0% | 0% | 0 | 0 | 0 | 0 | 0 | 0 | 0
F7_Industrial_Primary Metals_New_Space Heating_Natural Gas_Gas Boiler - High Turndown_A_Achievable Economic TRC Potential | F7 | Industrial | Primary Metals | New | Space Heating | Natural Gas | Gas Boiler - High Turndown | A | Incremental Energy Savings (MWh or mTherms) | Achievable Economic TRC Potential | 0 | 0 | 0 | 0 | 0 | 0 | 0 | 0 | 0 | 0 | 0 | 0 | 0 | 0 | 0 | 0 | 0 | 0 | 0 | 0 | 0 | 0 | 0 | 0 | 0 | 0 | 0 | 0 | 0 | 0 | 0
F8_Industrial_Primary Metals_New_Space Heating_Natural Gas_Gas Boiler - High Turndown_A_Achievable Economic TRC Potential | F8 | Industrial | Primary Metals | New | Space Heating | Natural Gas | Gas Boiler - High Turndown | A | Incremental Summer Peak Savings (MW) | Achievable Economic TRC Potential | 0 | 0 | 0 | 0 | 0 | 0 | 0 | 0 | 0 | 0 | 0 | 0 | 0 | 0 | 0 | 0 | 0 | 0 | 0 | 0 | 0 | 0 | 0 | 0 | 0 | 0 | 0 | 0 | 0 | 0 | 0
F9_Industrial_Primary Metals_New_Space Heating_Natural Gas_Gas Boiler - High Turndown_A_Achievable Economic TRC Potential | F9 | Industrial | Primary Metals | New | Space Heating | Natural Gas | Gas Boiler - High Turndown | A | Incremental Winter Peak Savings (MW) | Achievable Economic TRC Potential | 0 | 0 | 0 | 0 | 0 | 0 | 0 | 0 | 0 | 0 | 0 | 0 | 0 | 0 | 0 | 0 | 0 | 0 | 0 | 0 | 0 | 0 | 0 | 0 | 0 | 0 | 0 | 0 | 0 | 0 | 0
F10_Industrial_Primary Metals_New_Space Heating_Natural Gas_Gas Boiler - High Turndown_A_Achievable Economic TRC Potential | F10 | Industrial | Primary Metals | New | Space Heating | Natural Gas | Gas Boiler - High Turndown | A | Cumulative Energy Savings (MWh or mTherms) | Achievable Economic TRC Potential | 0 | 0 | 0 | 0 | 0 | 0 | 0 | 0 | 0 | 0 | 0 | 0 | 0 | 0 | 0 | 0 | 0 | 0 | 0 | 0 | 0 | 0 | 0 | 0 | 0 | 0 | 0 | 0 | 0 | 0 | 0
F11_Industrial_Primary Metals_New_Space Heating_Natural Gas_Gas Boiler - High Turndown_A_Achievable Economic TRC Potential | F11 | Industrial | Primary Metals | New | Space Heating | Natural Gas | Gas Boiler - High Turndown | A | Cumulative Summer Peak Savings (MW) | Achievable Economic TRC Potential | 0 | 0 | 0 | 0 | 0 | 0 | 0 | 0 | 0 | 0 | 0 | 0 | 0 | 0 | 0 | 0 | 0 | 0 | 0 | 0 | 0 | 0 | 0 | 0 | 0 | 0 | 0 | 0 | 0 | 0 | 0
F12_Industrial_Primary Metals_New_Space Heating_Natural Gas_Gas Boiler - High Turndown_A_Achievable Economic TRC Potential | F12 | Industrial | Primary Metals | New | Space Heating | Natural Gas | Gas Boiler - High Turndown | A | Cumulative Winter Peak Savings (MW) | Achievable Economic TRC Potential | 0 | 0 | 0 | 0 | 0 | 0 | 0 | 0 | 0 | 0 | 0 | 0 | 0 | 0 | 0 | 0 | 0 | 0 | 0 | 0 | 0 | 0 | 0 | 0 | 0 | 0 | 0 | 0 | 0 | 0 | 0
F13_Industrial_Primary Metals_New_Space Heating_Natural Gas_Gas Boiler - High Turndown_A_Achievable Economic TRC Potential | F13 | Industrial | Primary Metals | New | Space Heating | Natural Gas | Gas Boiler - High Turndown | A | Purchases (Incremental) | Achievable Economic TRC Potential | 0 | 0 | 0 | 0 | 0 | 0 | 0 | 0 | 0 | 0 | 0 | 0 | 0 | 0 | 0 | 0 | 0 | 0 | 0 | 0 | 0 | 0 | 0 | 0 | 0 | 0 | 0 | 0 | 0 | 0 | 0
F14_Industrial_Primary Metals_New_Space Heating_Natural Gas_Gas Boiler - High Turndown_A_Achievable Economic TRC Potential | F14 | Industrial | Primary Metals | New | Space Heating | Natural Gas | Gas Boiler - High Turndown | A | Purchases (Cumulative) | Achievable Economic TRC Potential | 0 | 0 | 0 | 0 | 0 | 0 | 0 | 0 | 0 | 0 | 0 | 0 | 0 | 0 | 0 | 0 | 0 | 0 | 0 | 0 | 0 | 0 | 0 | 0 | 0 | 0 | 0 | 0 | 0 | 0 | 0
F1_Industrial_Primary Metals_New_Process_Natural Gas_Gas Boiler - High Turndown_A_Achievable Economic TRC Potential | F1 | Industrial | Primary Metals | New | Process | Natural Gas | Gas Boiler - High Turndown | A | Original Unit Energy Savings (kWh or therms) | Achievable Economic TRC Potential | 0 | 0 | 0 | 0 | 0 | 38.225 | 38.225 | 38.225 | 38.225 | 38.225 | 38.225 | 38.225 | 38.225 | 38.225 | 38.225 | 38.225 | 38.225 | 38.225 | 38.225 | 38.225 | 38.225 | 38.225 | 38.225 | 38.225 | 38.225 | 38.225 | 38.225 | 38.225 | 38.225 | 38.225 | 38.225
F2_Industrial_Primary Metals_New_Process_Natural Gas_Gas Boiler - High Turndown_A_Achievable Economic TRC Potential | F2 | Industrial | Primary Metals | New | Process | Natural Gas | Gas Boiler - High Turndown | A | Original Unit Summer Peak Savings (kW) | Achievable Economic TRC Potential | 0 | 0 | 0 | 0 | 0 | 0 | 0 | 0 | 0 | 0 | 0 | 0 | 0 | 0 | 0 | 0 | 0 | 0 | 0 | 0 | 0 | 0 | 0 | 0 | 0 | 0 | 0 | 0 | 0 | 0 | 0
F3_Industrial_Primary Metals_New_Process_Natural Gas_Gas Boiler - High Turndown_A_Achievable Economic TRC Potential | F3 | Industrial | Primary Metals | New | Process | Natural Gas | Gas Boiler - High Turndown | A | Original Unit Winter Peak Savings (kW) | Achievable Economic TRC Potential | 0 | 0 | 0 | 0 | 0 | 0 | 0 | 0 | 0 | 0 | 0 | 0 | 0 | 0 | 0 | 0 | 0 | 0 | 0 | 0 | 0 | 0 | 0 | 0 | 0 | 0 | 0 | 0 | 0 | 0 | 0
F4_Industrial_Primary Metals_New_Process_Natural Gas_Gas Boiler - High Turndown_A_Achievable Economic TRC Potential | F4 | Industrial | Primary Metals | New | Process | Natural Gas | Gas Boiler - High Turndown | A | Standalone Impact on Baseline Energy (%) | Achievable Economic TRC Potential | 0% | 0% | 0% | 0% | 0% | 0% | 0% | 0% | 0% | 0% | 0% | 0% | 0% | 0% | 0% | 0% | 0% | 0% | 0% | 0% | 0% | 0% | 0% | 0% | 0 | 0 | 0 | 0 | 0 | 0 | 0
F5_Industrial_Primary Metals_New_Process_Natural Gas_Gas Boiler - High Turndown_A_Achievable Economic TRC Potential | F5 | Industrial | Primary Metals | New | Process | Natural Gas | Gas Boiler - High Turndown | A | Standalone Impact on Baseline Summer Peak (%) | Achievable Economic TRC Potential | 0% | 0% | 0% | 0% | 0% | 0% | 0% | 0% | 0% | 0% | 0% | 0% | 0% | 0% | 0% | 0% | 0% | 0% | 0% | 0% | 0% | 0% | 0% | 0% | 0 | 0 | 0 | 0 | 0 | 0 | 0
F6_Industrial_Primary Metals_New_Process_Natural Gas_Gas Boiler - High Turndown_A_Achievable Economic TRC Potential | F6 | Industrial | Primary Metals | New | Process | Natural Gas | Gas Boiler - High Turndown | A | Standalone Impact on Baseline Winter Peak (%) | Achievable Economic TRC Potential | 0% | 0% | 0% | 0% | 0% | 0% | 0% | 0% | 0% | 0% | 0% | 0% | 0% | 0% | 0% | 0% | 0% | 0% | 0% | 0% | 0% | 0% | 0% | 0% | 0 | 0 | 0 | 0 | 0 | 0 | 0
F7_Industrial_Primary Metals_New_Process_Natural Gas_Gas Boiler - High Turndown_A_Achievable Economic TRC Potential | F7 | Industrial | Primary Metals | New | Process | Natural Gas | Gas Boiler - High Turndown | A | Incremental Energy Savings (MWh or mTherms) | Achievable Economic TRC Potential | 0 | 0 | 0 | 0 | 0 | 0 | 0 | 0 | 0 | 0 | 0 | 0 | 0 | 0 | 0 | 0 | 0 | 0 | 0 | 0 | 0 | 0 | 0 | 0 | 0 | 0 | 0 | 0 | 0 | 0 | 0
F8_Industrial_Primary Metals_New_Process_Natural Gas_Gas Boiler - High Turndown_A_Achievable Economic TRC Potential | F8 | Industrial | Primary Metals | New | Process | Natural Gas | Gas Boiler - High Turndown | A | Incremental Summer Peak Savings (MW) | Achievable Economic TRC Potential | 0 | 0 | 0 | 0 | 0 | 0 | 0 | 0 | 0 | 0 | 0 | 0 | 0 | 0 | 0 | 0 | 0 | 0 | 0 | 0 | 0 | 0 | 0 | 0 | 0 | 0 | 0 | 0 | 0 | 0 | 0
F9_Industrial_Primary Metals_New_Process_Natural Gas_Gas Boiler - High Turndown_A_Achievable Economic TRC Potential | F9 | Industrial | Primary Metals | New | Process | Natural Gas | Gas Boiler - High Turndown | A | Incremental Winter Peak Savings (MW) | Achievable Economic TRC Potential | 0 | 0 | 0 | 0 | 0 | 0 | 0 | 0 | 0 | 0 | 0 | 0 | 0 | 0 | 0 | 0 | 0 | 0 | 0 | 0 | 0 | 0 | 0 | 0 | 0 | 0 | 0 | 0 | 0 | 0 | 0
F10_Industrial_Primary Metals_New_Process_Natural Gas_Gas Boiler - High Turndown_A_Achievable Economic TRC Potential | F10 | Industrial | Primary Metals | New | Process | Natural Gas | Gas Boiler - High Turndown | A | Cumulative Energy Savings (MWh or mTherms) | Achievable Economic TRC Potential | 0 | 0 | 0 | 0 | 0 | 0 | 0 | 0 | 0 | 0 | 0 | 0 | 0 | 0 | 0 | 0 | 0 | 0 | 0 | 0 | 0 | 0 | 0 | 0 | 0 | 0 | 0 | 0 | 0 | 0 | 0
F11_Industrial_Primary Metals_New_Process_Natural Gas_Gas Boiler - High Turndown_A_Achievable Economic TRC Potential | F11 | Industrial | Primary Metals | New | Process | Natural Gas | Gas Boiler - High Turndown | A | Cumulative Summer Peak Savings (MW) | Achievable Economic TRC Potential | 0 | 0 | 0 | 0 | 0 | 0 | 0 | 0 | 0 | 0 | 0 | 0 | 0 | 0 | 0 | 0 | 0 | 0 | 0 | 0 | 0 | 0 | 0 | 0 | 0 | 0 | 0 | 0 | 0 | 0 | 0
F12_Industrial_Primary Metals_New_Process_Natural Gas_Gas Boiler - High Turndown_A_Achievable Economic TRC Potential | F12 | Industrial | Primary Metals | New | Process | Natural Gas | Gas Boiler - High Turndown | A | Cumulative Winter Peak Savings (MW) | Achievable Economic TRC Potential | 0 | 0 | 0 | 0 | 0 | 0 | 0 | 0 | 0 | 0 | 0 | 0 | 0 | 0 | 0 | 0 | 0 | 0 | 0 | 0 | 0 | 0 | 0 | 0 | 0 | 0 | 0 | 0 | 0 | 0 | 0
F13_Industrial_Primary Metals_New_Process_Natural Gas_Gas Boiler - High Turndown_A_Achievable Economic TRC Potential | F13 | Industrial | Primary Metals | New | Process | Natural Gas | Gas Boiler - High Turndown | A | Purchases (Incremental) | Achievable Economic TRC Potential | 0 | 0 | 0 | 0 | 0 | 0 | 0 | 0 | 0 | 0 | 0 | 0 | 0 | 0 | 0 | 0 | 0 | 0 | 0 | 0 | 0 | 0 | 0 | 0 | 0 | 0 | 0 | 0 | 0 | 0 | 0
F14_Industrial_Primary Metals_New_Process_Natural Gas_Gas Boiler - High Turndown_A_Achievable Economic TRC Potential | F14 | Industrial | Primary Metals | New | Process | Natural Gas | Gas Boiler - High Turndown | A | Purchases (Cumulative) | Achievable Economic TRC Potential | 0 | 0 | 0 | 0 | 0 | 0 | 0 | 0 | 0 | 0 | 0 | 0 | 0 | 0 | 0 | 0 | 0 | 0 | 0 | 0 | 0 | 0 | 0 | 0 | 0 | 0 | 0 | 0 | 0 | 0 | 0
F1_Industrial_Primary Metals_New_Space Heating_Natural Gas_Gas Boiler - Burner Control Optimization_A_Achievable Economic TRC Potential | F1 | Industrial | Primary Metals | New | Space Heating | Natural Gas | Gas Boiler - Burner Control Optimization | A | Original Unit Energy Savings (kWh or therms) | Achievable Economic TRC Potential | 0 | 0 | 0 | 0 | 0 | 0 | 0 | 0 | 0 | 0 | 0 | 0 | 0 | 0 | 0 | 0 | 0 | 0 | 0 | 0 | 0 | 0 | 0 | 0 | 0 | 0 | 0 | 0 | 0 | 0 | 0
F2_Industrial_Primary Metals_New_Space Heating_Natural Gas_Gas Boiler - Burner Control Optimization_A_Achievable Economic TRC Potential | F2 | Industrial | Primary Metals | New | Space Heating | Natural Gas | Gas Boiler - Burner Control Optimization | A | Original Unit Summer Peak Savings (kW) | Achievable Economic TRC Potential | 0 | 0 | 0 | 0 | 0 | 0 | 0 | 0 | 0 | 0 | 0 | 0 | 0 | 0 | 0 | 0 | 0 | 0 | 0 | 0 | 0 | 0 | 0 | 0 | 0 | 0 | 0 | 0 | 0 | 0 | 0
F3_Industrial_Primary Metals_New_Space Heating_Natural Gas_Gas Boiler - Burner Control Optimization_A_Achievable Economic TRC Potential | F3 | Industrial | Primary Metals | New | Space Heating | Natural Gas | Gas Boiler - Burner Control Optimization | A | Original Unit Winter Peak Savings (kW) | Achievable Economic TRC Potential | 0 | 0 | 0 | 0 | 0 | 0 | 0 | 0 | 0 | 0 | 0 | 0 | 0 | 0 | 0 | 0 | 0 | 0 | 0 | 0 | 0 | 0 | 0 | 0 | 0 | 0 | 0 | 0 | 0 | 0 | 0
F4_Industrial_Primary Metals_New_Space Heating_Natural Gas_Gas Boiler - Burner Control Optimization_A_Achievable Economic TRC Potential | F4 | Industrial | Primary Metals | New | Space Heating | Natural Gas | Gas Boiler - Burner Control Optimization | A | Standalone Impact on Baseline Energy (%) | Achievable Economic TRC Potential | 0% | 0% | 0% | 0% | 0% | 0% | 0% | 0% | 0% | 0% | 0% | 0% | 0% | 0% | 0% | 0% | 0% | 0% | 0% | 0% | 0% | 0% | 0% | 0% | 0 | 0 | 0 | 0 | 0 | 0 | 0
F5_Industrial_Primary Metals_New_Space Heating_Natural Gas_Gas Boiler - Burner Control Optimization_A_Achievable Economic TRC Potential | F5 | Industrial | Primary Metals | New | Space Heating | Natural Gas | Gas Boiler - Burner Control Optimization | A | Standalone Impact on Baseline Summer Peak (%) | Achievable Economic TRC Potential | 0% | 0% | 0% | 0% | 0% | 0% | 0% | 0% | 0% | 0% | 0% | 0% | 0% | 0% | 0% | 0% | 0% | 0% | 0% | 0% | 0% | 0% | 0% | 0% | 0 | 0 | 0 | 0 | 0 | 0 | 0
F6_Industrial_Primary Metals_New_Space Heating_Natural Gas_Gas Boiler - Burner Control Optimization_A_Achievable Economic TRC Potential | F6 | Industrial | Primary Metals | New | Space Heating | Natural Gas | Gas Boiler - Burner Control Optimization | A | Standalone Impact on Baseline Winter Peak (%) | Achievable Economic TRC Potential | 0% | 0% | 0% | 0% | 0% | 0% | 0% | 0% | 0% | 0% | 0% | 0% | 0% | 0% | 0% | 0% | 0% | 0% | 0% | 0% | 0% | 0% | 0% | 0% | 0 | 0 | 0 | 0 | 0 | 0 | 0
F7_Industrial_Primary Metals_New_Space Heating_Natural Gas_Gas Boiler - Burner Control Optimization_A_Achievable Economic TRC Potential | F7 | Industrial | Primary Metals | New | Space Heating | Natural Gas | Gas Boiler - Burner Control Optimization | A | Incremental Energy Savings (MWh or mTherms) | Achievable Economic TRC Potential | 0 | 0 | 0 | 0 | 0 | 0 | 0 | 0 | 0 | 0 | 0 | 0 | 0 | 0 | 0 | 0 | 0 | 0 | 0 | 0 | 0 | 0 | 0 | 0 | 0 | 0 | 0 | 0 | 0 | 0 | 0
F8_Industrial_Primary Metals_New_Space Heating_Natural Gas_Gas Boiler - Burner Control Optimization_A_Achievable Economic TRC Potential | F8 | Industrial | Primary Metals | New | Space Heating | Natural Gas | Gas Boiler - Burner Control Optimization | A | Incremental Summer Peak Savings (MW) | Achievable Economic TRC Potential | 0 | 0 | 0 | 0 | 0 | 0 | 0 | 0 | 0 | 0 | 0 | 0 | 0 | 0 | 0 | 0 | 0 | 0 | 0 | 0 | 0 | 0 | 0 | 0 | 0 | 0 | 0 | 0 | 0 | 0 | 0
F9_Industrial_Primary Metals_New_Space Heating_Natural Gas_Gas Boiler - Burner Control Optimization_A_Achievable Economic TRC Potential | F9 | Industrial | Primary Metals | New | Space Heating | Natural Gas | Gas Boiler - Burner Control Optimization | A | Incremental Winter Peak Savings (MW) | Achievable Economic TRC Potential | 0 | 0 | 0 | 0 | 0 | 0 | 0 | 0 | 0 | 0 | 0 | 0 | 0 | 0 | 0 | 0 | 0 | 0 | 0 | 0 | 0 | 0 | 0 | 0 | 0 | 0 | 0 | 0 | 0 | 0 | 0
F10_Industrial_Primary Metals_New_Space Heating_Natural Gas_Gas Boiler - Burner Control Optimization_A_Achievable Economic TRC Potential | F10 | Industrial | Primary Metals | New | Space Heating | Natural Gas | Gas Boiler - Burner Control Optimization | A | Cumulative Energy Savings (MWh or mTherms) | Achievable Economic TRC Potential | 0 | 0 | 0 | 0 | 0 | 0 | 0 | 0 | 0 | 0 | 0 | 0 | 0 | 0 | 0 | 0 | 0 | 0 | 0 | 0 | 0 | 0 | 0 | 0 | 0 | 0 | 0 | 0 | 0 | 0 | 0
F11_Industrial_Primary Metals_New_Space Heating_Natural Gas_Gas Boiler - Burner Control Optimization_A_Achievable Economic TRC Potential | F11 | Industrial | Primary Metals | New | Space Heating | Natural Gas | Gas Boiler - Burner Control Optimization | A | Cumulative Summer Peak Savings (MW) | Achievable Economic TRC Potential | 0 | 0 | 0 | 0 | 0 | 0 | 0 | 0 | 0 | 0 | 0 | 0 | 0 | 0 | 0 | 0 | 0 | 0 | 0 | 0 | 0 | 0 | 0 | 0 | 0 | 0 | 0 | 0 | 0 | 0 | 0
F12_Industrial_Primary Metals_New_Space Heating_Natural Gas_Gas Boiler - Burner Control Optimization_A_Achievable Economic TRC Potential | F12 | Industrial | Primary Metals | New | Space Heating | Natural Gas | Gas Boiler - Burner Control Optimization | A | Cumulative Winter Peak Savings (MW) | Achievable Economic TRC Potential | 0 | 0 | 0 | 0 | 0 | 0 | 0 | 0 | 0 | 0 | 0 | 0 | 0 | 0 | 0 | 0 | 0 | 0 | 0 | 0 | 0 | 0 | 0 | 0 | 0 | 0 | 0 | 0 | 0 | 0 | 0
F13_Industrial_Primary Metals_New_Space Heating_Natural Gas_Gas Boiler - Burner Control Optimization_A_Achievable Economic TRC Potential | F13 | Industrial | Primary Metals | New | Space Heating | Natural Gas | Gas Boiler - Burner Control Optimization | A | Purchases (Incremental) | Achievable Economic TRC Potential | 0 | 0 | 0 | 0 | 0 | 0 | 0 | 0 | 0 | 0 | 0 | 0 | 0 | 0 | 0 | 0 | 0 | 0 | 0 | 0 | 0 | 0 | 0 | 0 | 0 | 0 | 0 | 0 | 0 | 0 | 0
F14_Industrial_Primary Metals_New_Space Heating_Natural Gas_Gas Boiler - Burner Control Optimization_A_Achievable Economic TRC Potential | F14 | Industrial | Primary Metals | New | Space Heating | Natural Gas | Gas Boiler - Burner Control Optimization | A | Purchases (Cumulative) | Achievable Economic TRC Potential | 0 | 0 | 0 | 0 | 0 | 0 | 0 | 0 | 0 | 0 | 0 | 0 | 0 | 0 | 0 | 0 | 0 | 0 | 0 | 0 | 0 | 0 | 0 | 0 | 0 | 0 | 0 | 0 | 0 | 0 | 0
F1_Industrial_Primary Metals_New_Process_Natural Gas_Gas Boiler - Burner Control Optimization_A_Achievable Economic TRC Potential | F1 | Industrial | Primary Metals | New | Process | Natural Gas | Gas Boiler - Burner Control Optimization | A | Original Unit Energy Savings (kWh or therms) | Achievable Economic TRC Potential | 0 | 0 | 0 | 0 | 0 | 11.0853 | 11.0853 | 11.0853 | 11.0853 | 11.0853 | 11.0853 | 11.0853 | 11.0853 | 11.0853 | 11.0853 | 11.0853 | 11.0853 | 11.0853 | 11.0853 | 11.0853 | 11.0853 | 11.0853 | 11.0853 | 11.0853 | 11.0853 | 11.0853 | 11.0853 | 11.0853 | 11.0853 | 11.0853 | 11.0853
F2_Industrial_Primary Metals_New_Process_Natural Gas_Gas Boiler - Burner Control Optimization_A_Achievable Economic TRC Potential | F2 | Industrial | Primary Metals | New | Process | Natural Gas | Gas Boiler - Burner Control Optimization | A | Original Unit Summer Peak Savings (kW) | Achievable Economic TRC Potential | 0 | 0 | 0 | 0 | 0 | 0 | 0 | 0 | 0 | 0 | 0 | 0 | 0 | 0 | 0 | 0 | 0 | 0 | 0 | 0 | 0 | 0 | 0 | 0 | 0 | 0 | 0 | 0 | 0 | 0 | 0
F3_Industrial_Primary Metals_New_Process_Natural Gas_Gas Boiler - Burner Control Optimization_A_Achievable Economic TRC Potential | F3 | Industrial | Primary Metals | New | Process | Natural Gas | Gas Boiler - Burner Control Optimization | A | Original Unit Winter Peak Savings (kW) | Achievable Economic TRC Potential | 0 | 0 | 0 | 0 | 0 | 0 | 0 | 0 | 0 | 0 | 0 | 0 | 0 | 0 | 0 | 0 | 0 | 0 | 0 | 0 | 0 | 0 | 0 | 0 | 0 | 0 | 0 | 0 | 0 | 0 | 0
F4_Industrial_Primary Metals_New_Process_Natural Gas_Gas Boiler - Burner Control Optimization_A_Achievable Economic TRC Potential | F4 | Industrial | Primary Metals | New | Process | Natural Gas | Gas Boiler - Burner Control Optimization | A | Standalone Impact on Baseline Energy (%) | Achievable Economic TRC Potential | 0% | 0% | 0% | 0% | 0% | 0% | 0% | 0% | 0% | 0% | 0% | 0% | 0% | 0% | 0% | 0% | 0% | 0% | 0% | 0% | 0% | 0% | 0% | 0% | 0 | 0 | 0 | 0 | 0 | 0 | 0
F5_Industrial_Primary Metals_New_Process_Natural Gas_Gas Boiler - Burner Control Optimization_A_Achievable Economic TRC Potential | F5 | Industrial | Primary Metals | New | Process | Natural Gas | Gas Boiler - Burner Control Optimization | A | Standalone Impact on Baseline Summer Peak (%) | Achievable Economic TRC Potential | 0% | 0% | 0% | 0% | 0% | 0% | 0% | 0% | 0% | 0% | 0% | 0% | 0% | 0% | 0% | 0% | 0% | 0% | 0% | 0% | 0% | 0% | 0% | 0% | 0 | 0 | 0 | 0 | 0 | 0 | 0
F6_Industrial_Primary Metals_New_Process_Natural Gas_Gas Boiler - Burner Control Optimization_A_Achievable Economic TRC Potential | F6 | Industrial | Primary Metals | New | Process | Natural Gas | Gas Boiler - Burner Control Optimization | A | Standalone Impact on Baseline Winter Peak (%) | Achievable Economic TRC Potential | 0% | 0% | 0% | 0% | 0% | 0% | 0% | 0% | 0% | 0% | 0% | 0% | 0% | 0% | 0% | 0% | 0% | 0% | 0% | 0% | 0% | 0% | 0% | 0% | 0 | 0 | 0 | 0 | 0 | 0 | 0
F7_Industrial_Primary Metals_New_Process_Natural Gas_Gas Boiler - Burner Control Optimization_A_Achievable Economic TRC Potential | F7 | Industrial | Primary Metals | New | Process | Natural Gas | Gas Boiler - Burner Control Optimization | A | Incremental Energy Savings (MWh or mTherms) | Achievable Economic TRC Potential | 0 | 0 | 0 | 0 | 0 | 0 | 0 | 0 | 0 | 0 | 0 | 0 | 0 | 0 | 0 | 0 | 0 | 0 | 0 | 0 | 0 | 0 | 0 | 0 | 0 | 0 | 0 | 0 | 0 | 0 | 0
F8_Industrial_Primary Metals_New_Process_Natural Gas_Gas Boiler - Burner Control Optimization_A_Achievable Economic TRC Potential | F8 | Industrial | Primary Metals | New | Process | Natural Gas | Gas Boiler - Burner Control Optimization | A | Incremental Summer Peak Savings (MW) | Achievable Economic TRC Potential | 0 | 0 | 0 | 0 | 0 | 0 | 0 | 0 | 0 | 0 | 0 | 0 | 0 | 0 | 0 | 0 | 0 | 0 | 0 | 0 | 0 | 0 | 0 | 0 | 0 | 0 | 0 | 0 | 0 | 0 | 0
F9_Industrial_Primary Metals_New_Process_Natural Gas_Gas Boiler - Burner Control Optimization_A_Achievable Economic TRC Potential | F9 | Industrial | Primary Metals | New | Process | Natural Gas | Gas Boiler - Burner Control Optimization | A | Incremental Winter Peak Savings (MW) | Achievable Economic TRC Potential | 0 | 0 | 0 | 0 | 0 | 0 | 0 | 0 | 0 | 0 | 0 | 0 | 0 | 0 | 0 | 0 | 0 | 0 | 0 | 0 | 0 | 0 | 0 | 0 | 0 | 0 | 0 | 0 | 0 | 0 | 0
F10_Industrial_Primary Metals_New_Process_Natural Gas_Gas Boiler - Burner Control Optimization_A_Achievable Economic TRC Potential | F10 | Industrial | Primary Metals | New | Process | Natural Gas | Gas Boiler - Burner Control Optimization | A | Cumulative Energy Savings (MWh or mTherms) | Achievable Economic TRC Potential | 0 | 0 | 0 | 0 | 0 | 0 | 0 | 0 | 0 | 0 | 0 | 0 | 0 | 0 | 0 | 0 | 0 | 0 | 0 | 0 | 0 | 0 | 0 | 0 | 0 | 0 | 0 | 0 | 0 | 0 | 0
F11_Industrial_Primary Metals_New_Process_Natural Gas_Gas Boiler - Burner Control Optimization_A_Achievable Economic TRC Potential | F11 | Industrial | Primary Metals | New | Process | Natural Gas | Gas Boiler - Burner Control Optimization | A | Cumulative Summer Peak Savings (MW) | Achievable Economic TRC Potential | 0 | 0 | 0 | 0 | 0 | 0 | 0 | 0 | 0 | 0 | 0 | 0 | 0 | 0 | 0 | 0 | 0 | 0 | 0 | 0 | 0 | 0 | 0 | 0 | 0 | 0 | 0 | 0 | 0 | 0 | 0
F12_Industrial_Primary Metals_New_Process_Natural Gas_Gas Boiler - Burner Control Optimization_A_Achievable Economic TRC Potential | F12 | Industrial | Primary Metals | New | Process | Natural Gas | Gas Boiler - Burner Control Optimization | A | Cumulative Winter Peak Savings (MW) | Achievable Economic TRC Potential | 0 | 0 | 0 | 0 | 0 | 0 | 0 | 0 | 0 | 0 | 0 | 0 | 0 | 0 | 0 | 0 | 0 | 0 | 0 | 0 | 0 | 0 | 0 | 0 | 0 | 0 | 0 | 0 | 0 | 0 | 0
F13_Industrial_Primary Metals_New_Process_Natural Gas_Gas Boiler - Burner Control Optimization_A_Achievable Economic TRC Potential | F13 | Industrial | Primary Metals | New | Process | Natural Gas | Gas Boiler - Burner Control Optimization | A | Purchases (Incremental) | Achievable Economic TRC Potential | 0 | 0 | 0 | 0 | 0 | 0 | 0 | 0 | 0 | 0 | 0 | 0 | 0 | 0 | 0 | 0 | 0 | 0 | 0 | 0 | 0 | 0 | 0 | 0 | 0 | 0 | 0 | 0 | 0 | 0 | 0
F14_Industrial_Primary Metals_New_Process_Natural Gas_Gas Boiler - Burner Control Optimization_A_Achievable Economic TRC Potential | F14 | Industrial | Primary Metals | New | Process | Natural Gas | Gas Boiler - Burner Control Optimization | A | Purchases (Cumulative) | Achievable Economic TRC Potential | 0 | 0 | 0 | 0 | 0 | 0 | 0 | 0 | 0 | 0 | 0 | 0 | 0 | 0 | 0 | 0 | 0 | 0 | 0 | 0 | 0 | 0 | 0 | 0 | 0 | 0 | 0 | 0 | 0 | 0 | 0
F1_Industrial_Primary Metals_New_Space Heating_Natural Gas_HVAC - Demand Controlled Ventilation_A_Achievable Economic TRC Potential | F1 | Industrial | Primary Metals | New | Space Heating | Natural Gas | HVAC - Demand Controlled Ventilation | A | Original Unit Energy Savings (kWh or therms) | Achievable Economic TRC Potential | 0 | 0 | 0 | 0 | 0 | 0 | 0 | 0 | 0 | 0 | 0 | 0 | 0 | 0 | 0 | 0 | 0 | 0 | 0 | 0 | 0 | 0 | 0 | 0 | 0 | 0 | 0 | 0 | 0 | 0 | 0
F2_Industrial_Primary Metals_New_Space Heating_Natural Gas_HVAC - Demand Controlled Ventilation_A_Achievable Economic TRC Potential | F2 | Industrial | Primary Metals | New | Space Heating | Natural Gas | HVAC - Demand Controlled Ventilation | A | Original Unit Summer Peak Savings (kW) | Achievable Economic TRC Potential | 0 | 0 | 0 | 0 | 0 | 0 | 0 | 0 | 0 | 0 | 0 | 0 | 0 | 0 | 0 | 0 | 0 | 0 | 0 | 0 | 0 | 0 | 0 | 0 | 0 | 0 | 0 | 0 | 0 | 0 | 0
F3_Industrial_Primary Metals_New_Space Heating_Natural Gas_HVAC - Demand Controlled Ventilation_A_Achievable Economic TRC Potential | F3 | Industrial | Primary Metals | New | Space Heating | Natural Gas | HVAC - Demand Controlled Ventilation | A | Original Unit Winter Peak Savings (kW) | Achievable Economic TRC Potential | 0 | 0 | 0 | 0 | 0 | 0 | 0 | 0 | 0 | 0 | 0 | 0 | 0 | 0 | 0 | 0 | 0 | 0 | 0 | 0 | 0 | 0 | 0 | 0 | 0 | 0 | 0 | 0 | 0 | 0 | 0
F4_Industrial_Primary Metals_New_Space Heating_Natural Gas_HVAC - Demand Controlled Ventilation_A_Achievable Economic TRC Potential | F4 | Industrial | Primary Metals | New | Space Heating | Natural Gas | HVAC - Demand Controlled Ventilation | A | Standalone Impact on Baseline Energy (%) | Achievable Economic TRC Potential | 0% | 0% | 0% | 0% | 0% | 0% | 0% | 0% | 0% | 0% | 0% | 0% | 0% | 0% | 0% | 0% | 0% | 0% | 0% | 0% | 0% | 0% | 0% | 0% | 0 | 0 | 0 | 0 | 0 | 0 | 0
F5_Industrial_Primary Metals_New_Space Heating_Natural Gas_HVAC - Demand Controlled Ventilation_A_Achievable Economic TRC Potential | F5 | Industrial | Primary Metals | New | Space Heating | Natural Gas | HVAC - Demand Controlled Ventilation | A | Standalone Impact on Baseline Summer Peak (%) | Achievable Economic TRC Potential | 0% | 0% | 0% | 0% | 0% | 0% | 0% | 0% | 0% | 0% | 0% | 0% | 0% | 0% | 0% | 0% | 0% | 0% | 0% | 0% | 0% | 0% | 0% | 0% | 0 | 0 | 0 | 0 | 0 | 0 | 0
F6_Industrial_Primary Metals_New_Space Heating_Natural Gas_HVAC - Demand Controlled Ventilation_A_Achievable Economic TRC Potential | F6 | Industrial | Primary Metals | New | Space Heating | Natural Gas | HVAC - Demand Controlled Ventilation | A | Standalone Impact on Baseline Winter Peak (%) | Achievable Economic TRC Potential | 0% | 0% | 0% | 0% | 0% | 0% | 0% | 0% | 0% | 0% | 0% | 0% | 0% | 0% | 0% | 0% | 0% | 0% | 0% | 0% | 0% | 0% | 0% | 0% | 0 | 0 | 0 | 0 | 0 | 0 | 0
F7_Industrial_Primary Metals_New_Space Heating_Natural Gas_HVAC - Demand Controlled Ventilation_A_Achievable Economic TRC Potential | F7 | Industrial | Primary Metals | New | Space Heating | Natural Gas | HVAC - Demand Controlled Ventilation | A | Incremental Energy Savings (MWh or mTherms) | Achievable Economic TRC Potential | 0 | 0 | 0 | 0 | 0 | 0 | 0 | 0 | 0 | 0 | 0 | 0 | 0 | 0 | 0 | 0 | 0 | 0 | 0 | 0 | 0 | 0 | 0 | 0 | 0 | 0 | 0 | 0 | 0 | 0 | 0
F8_Industrial_Primary Metals_New_Space Heating_Natural Gas_HVAC - Demand Controlled Ventilation_A_Achievable Economic TRC Potential | F8 | Industrial | Primary Metals | New | Space Heating | Natural Gas | HVAC - Demand Controlled Ventilation | A | Incremental Summer Peak Savings (MW) | Achievable Economic TRC Potential | 0 | 0 | 0 | 0 | 0 | 0 | 0 | 0 | 0 | 0 | 0 | 0 | 0 | 0 | 0 | 0 | 0 | 0 | 0 | 0 | 0 | 0 | 0 | 0 | 0 | 0 | 0 | 0 | 0 | 0 | 0
F9_Industrial_Primary Metals_New_Space Heating_Natural Gas_HVAC - Demand Controlled Ventilation_A_Achievable Economic TRC Potential | F9 | Industrial | Primary Metals | New | Space Heating | Natural Gas | HVAC - Demand Controlled Ventilation | A | Incremental Winter Peak Savings (MW) | Achievable Economic TRC Potential | 0 | 0 | 0 | 0 | 0 | 0 | 0 | 0 | 0 | 0 | 0 | 0 | 0 | 0 | 0 | 0 | 0 | 0 | 0 | 0 | 0 | 0 | 0 | 0 | 0 | 0 | 0 | 0 | 0 | 0 | 0
F10_Industrial_Primary Metals_New_Space Heating_Natural Gas_HVAC - Demand Controlled Ventilation_A_Achievable Economic TRC Potential | F10 | Industrial | Primary Metals | New | Space Heating | Natural Gas | HVAC - Demand Controlled Ventilation | A | Cumulative Energy Savings (MWh or mTherms) | Achievable Economic TRC Potential | 0 | 0 | 0 | 0 | 0 | 0 | 0 | 0 | 0 | 0 | 0 | 0 | 0 | 0 | 0 | 0 | 0 | 0 | 0 | 0 | 0 | 0 | 0 | 0 | 0 | 0 | 0 | 0 | 0 | 0 | 0
F11_Industrial_Primary Metals_New_Space Heating_Natural Gas_HVAC - Demand Controlled Ventilation_A_Achievable Economic TRC Potential | F11 | Industrial | Primary Metals | New | Space Heating | Natural Gas | HVAC - Demand Controlled Ventilation | A | Cumulative Summer Peak Savings (MW) | Achievable Economic TRC Potential | 0 | 0 | 0 | 0 | 0 | 0 | 0 | 0 | 0 | 0 | 0 | 0 | 0 | 0 | 0 | 0 | 0 | 0 | 0 | 0 | 0 | 0 | 0 | 0 | 0 | 0 | 0 | 0 | 0 | 0 | 0
F12_Industrial_Primary Metals_New_Space Heating_Natural Gas_HVAC - Demand Controlled Ventilation_A_Achievable Economic TRC Potential | F12 | Industrial | Primary Metals | New | Space Heating | Natural Gas | HVAC - Demand Controlled Ventilation | A | Cumulative Winter Peak Savings (MW) | Achievable Economic TRC Potential | 0 | 0 | 0 | 0 | 0 | 0 | 0 | 0 | 0 | 0 | 0 | 0 | 0 | 0 | 0 | 0 | 0 | 0 | 0 | 0 | 0 | 0 | 0 | 0 | 0 | 0 | 0 | 0 | 0 | 0 | 0
F13_Industrial_Primary Metals_New_Space Heating_Natural Gas_HVAC - Demand Controlled Ventilation_A_Achievable Economic TRC Potential | F13 | Industrial | Primary Metals | New | Space Heating | Natural Gas | HVAC - Demand Controlled Ventilation | A | Purchases (Incremental) | Achievable Economic TRC Potential | 0 | 0 | 0 | 0 | 0 | 0 | 0 | 0 | 0 | 0 | 0 | 0 | 0 | 0 | 0 | 0 | 0 | 0 | 0 | 0 | 0 | 0 | 0 | 0 | 0 | 0 | 0 | 0 | 0 | 0 | 0
F14_Industrial_Primary Metals_New_Space Heating_Natural Gas_HVAC - Demand Controlled Ventilation_A_Achievable Economic TRC Potential | F14 | Industrial | Primary Metals | New | Space Heating | Natural Gas | HVAC - Demand Controlled Ventilation | A | Purchases (Cumulative) | Achievable Economic TRC Potential | 0 | 0 | 0 | 0 | 0 | 0 | 0 | 0 | 0 | 0 | 0 | 0 | 0 | 0 | 0 | 0 | 0 | 0 | 0 | 0 | 0 | 0 | 0 | 0 | 0 | 0 | 0 | 0 | 0 | 0 | 0
F1_Industrial_Primary Metals_New_Space Heating_Natural Gas_Gas Boiler - Stack Economizer_A_Achievable Economic TRC Potential | F1 | Industrial | Primary Metals | New | Space Heating | Natural Gas | Gas Boiler - Stack Economizer | A | Original Unit Energy Savings (kWh or therms) | Achievable Economic TRC Potential | 0 | 0 | 0 | 0 | 0 | 0 | 0 | 0 | 0 | 0 | 0 | 0 | 0 | 0 | 0 | 0 | 0 | 0 | 0 | 0 | 0 | 0 | 0 | 0 | 0 | 0 | 0 | 0 | 0 | 0 | 0
F2_Industrial_Primary Metals_New_Space Heating_Natural Gas_Gas Boiler - Stack Economizer_A_Achievable Economic TRC Potential | F2 | Industrial | Primary Metals | New | Space Heating | Natural Gas | Gas Boiler - Stack Economizer | A | Original Unit Summer Peak Savings (kW) | Achievable Economic TRC Potential | 0 | 0 | 0 | 0 | 0 | 0 | 0 | 0 | 0 | 0 | 0 | 0 | 0 | 0 | 0 | 0 | 0 | 0 | 0 | 0 | 0 | 0 | 0 | 0 | 0 | 0 | 0 | 0 | 0 | 0 | 0
F3_Industrial_Primary Metals_New_Space Heating_Natural Gas_Gas Boiler - Stack Economizer_A_Achievable Economic TRC Potential | F3 | Industrial | Primary Metals | New | Space Heating | Natural Gas | Gas Boiler - Stack Economizer | A | Original Unit Winter Peak Savings (kW) | Achievable Economic TRC Potential | 0 | 0 | 0 | 0 | 0 | 0 | 0 | 0 | 0 | 0 | 0 | 0 | 0 | 0 | 0 | 0 | 0 | 0 | 0 | 0 | 0 | 0 | 0 | 0 | 0 | 0 | 0 | 0 | 0 | 0 | 0
F4_Industrial_Primary Metals_New_Space Heating_Natural Gas_Gas Boiler - Stack Economizer_A_Achievable Economic TRC Potential | F4 | Industrial | Primary Metals | New | Space Heating | Natural Gas | Gas Boiler - Stack Economizer | A | Standalone Impact on Baseline Energy (%) | Achievable Economic TRC Potential | 0% | 0% | 0% | 0% | 0% | 0% | 0% | 0% | 0% | 0% | 0% | 0% | 0% | 0% | 0% | 0% | 0% | 0% | 0% | 0% | 0% | 0% | 0% | 0% | 0 | 0 | 0 | 0 | 0 | 0 | 0
F5_Industrial_Primary Metals_New_Space Heating_Natural Gas_Gas Boiler - Stack Economizer_A_Achievable Economic TRC Potential | F5 | Industrial | Primary Metals | New | Space Heating | Natural Gas | Gas Boiler - Stack Economizer | A | Standalone Impact on Baseline Summer Peak (%) | Achievable Economic TRC Potential | 0% | 0% | 0% | 0% | 0% | 0% | 0% | 0% | 0% | 0% | 0% | 0% | 0% | 0% | 0% | 0% | 0% | 0% | 0% | 0% | 0% | 0% | 0% | 0% | 0 | 0 | 0 | 0 | 0 | 0 | 0
F6_Industrial_Primary Metals_New_Space Heating_Natural Gas_Gas Boiler - Stack Economizer_A_Achievable Economic TRC Potential | F6 | Industrial | Primary Metals | New | Space Heating | Natural Gas | Gas Boiler - Stack Economizer | A | Standalone Impact on Baseline Winter Peak (%) | Achievable Economic TRC Potential | 0% | 0% | 0% | 0% | 0% | 0% | 0% | 0% | 0% | 0% | 0% | 0% | 0% | 0% | 0% | 0% | 0% | 0% | 0% | 0% | 0% | 0% | 0% | 0% | 0 | 0 | 0 | 0 | 0 | 0 | 0
F7_Industrial_Primary Metals_New_Space Heating_Natural Gas_Gas Boiler - Stack Economizer_A_Achievable Economic TRC Potential | F7 | Industrial | Primary Metals | New | Space Heating | Natural Gas | Gas Boiler - Stack Economizer | A | Incremental Energy Savings (MWh or mTherms) | Achievable Economic TRC Potential | 0 | 0 | 0 | 0 | 0 | 0 | 0 | 0 | 0 | 0 | 0 | 0 | 0 | 0 | 0 | 0 | 0 | 0 | 0 | 0 | 0 | 0 | 0 | 0 | 0 | 0 | 0 | 0 | 0 | 0 | 0
F8_Industrial_Primary Metals_New_Space Heating_Natural Gas_Gas Boiler - Stack Economizer_A_Achievable Economic TRC Potential | F8 | Industrial | Primary Metals | New | Space Heating | Natural Gas | Gas Boiler - Stack Economizer | A | Incremental Summer Peak Savings (MW) | Achievable Economic TRC Potential | 0 | 0 | 0 | 0 | 0 | 0 | 0 | 0 | 0 | 0 | 0 | 0 | 0 | 0 | 0 | 0 | 0 | 0 | 0 | 0 | 0 | 0 | 0 | 0 | 0 | 0 | 0 | 0 | 0 | 0 | 0
F9_Industrial_Primary Metals_New_Space Heating_Natural Gas_Gas Boiler - Stack Economizer_A_Achievable Economic TRC Potential | F9 | Industrial | Primary Metals | New | Space Heating | Natural Gas | Gas Boiler - Stack Economizer | A | Incremental Winter Peak Savings (MW) | Achievable Economic TRC Potential | 0 | 0 | 0 | 0 | 0 | 0 | 0 | 0 | 0 | 0 | 0 | 0 | 0 | 0 | 0 | 0 | 0 | 0 | 0 | 0 | 0 | 0 | 0 | 0 | 0 | 0 | 0 | 0 | 0 | 0 | 0
F10_Industrial_Primary Metals_New_Space Heating_Natural Gas_Gas Boiler - Stack Economizer_A_Achievable Economic TRC Potential | F10 | Industrial | Primary Metals | New | Space Heating | Natural Gas | Gas Boiler - Stack Economizer | A | Cumulative Energy Savings (MWh or mTherms) | Achievable Economic TRC Potential | 0 | 0 | 0 | 0 | 0 | 0 | 0 | 0 | 0 | 0 | 0 | 0 | 0 | 0 | 0 | 0 | 0 | 0 | 0 | 0 | 0 | 0 | 0 | 0 | 0 | 0 | 0 | 0 | 0 | 0 | 0
F11_Industrial_Primary Metals_New_Space Heating_Natural Gas_Gas Boiler - Stack Economizer_A_Achievable Economic TRC Potential | F11 | Industrial | Primary Metals | New | Space Heating | Natural Gas | Gas Boiler - Stack Economizer | A | Cumulative Summer Peak Savings (MW) | Achievable Economic TRC Potential | 0 | 0 | 0 | 0 | 0 | 0 | 0 | 0 | 0 | 0 | 0 | 0 | 0 | 0 | 0 | 0 | 0 | 0 | 0 | 0 | 0 | 0 | 0 | 0 | 0 | 0 | 0 | 0 | 0 | 0 | 0
F12_Industrial_Primary Metals_New_Space Heating_Natural Gas_Gas Boiler - Stack Economizer_A_Achievable Economic TRC Potential | F12 | Industrial | Primary Metals | New | Space Heating | Natural Gas | Gas Boiler - Stack Economizer | A | Cumulative Winter Peak Savings (MW) | Achievable Economic TRC Potential | 0 | 0 | 0 | 0 | 0 | 0 | 0 | 0 | 0 | 0 | 0 | 0 | 0 | 0 | 0 | 0 | 0 | 0 | 0 | 0 | 0 | 0 | 0 | 0 | 0 | 0 | 0 | 0 | 0 | 0 | 0
F13_Industrial_Primary Metals_New_Space Heating_Natural Gas_Gas Boiler - Stack Economizer_A_Achievable Economic TRC Potential | F13 | Industrial | Primary Metals | New | Space Heating | Natural Gas | Gas Boiler - Stack Economizer | A | Purchases (Incremental) | Achievable Economic TRC Potential | 0 | 0 | 0 | 0 | 0 | 0 | 0 | 0 | 0 | 0 | 0 | 0 | 0 | 0 | 0 | 0 | 0 | 0 | 0 | 0 | 0 | 0 | 0 | 0 | 0 | 0 | 0 | 0 | 0 | 0 | 0
F14_Industrial_Primary Metals_New_Space Heating_Natural Gas_Gas Boiler - Stack Economizer_A_Achievable Economic TRC Potential | F14 | Industrial | Primary Metals | New | Space Heating | Natural Gas | Gas Boiler - Stack Economizer | A | Purchases (Cumulative) | Achievable Economic TRC Potential | 0 | 0 | 0 | 0 | 0 | 0 | 0 | 0 | 0 | 0 | 0 | 0 | 0 | 0 | 0 | 0 | 0 | 0 | 0 | 0 | 0 | 0 | 0 | 0 | 0 | 0 | 0 | 0 | 0 | 0 | 0
F1_Industrial_Primary Metals_New_Process_Natural Gas_Gas Boiler - Stack Economizer_A_Achievable Economic TRC Potential | F1 | Industrial | Primary Metals | New | Process | Natural Gas | Gas Boiler - Stack Economizer | A | Original Unit Energy Savings (kWh or therms) | Achievable Economic TRC Potential | 0 | 0 | 0 | 0 | 0 | 36.696 | 36.696 | 36.696 | 36.696 | 36.696 | 36.696 | 36.696 | 36.696 | 36.696 | 36.696 | 36.696 | 36.696 | 36.696 | 36.696 | 36.696 | 36.696 | 36.696 | 36.696 | 36.696 | 36.696 | 36.696 | 36.696 | 36.696 | 36.696 | 36.696 | 36.696
F2_Industrial_Primary Metals_New_Process_Natural Gas_Gas Boiler - Stack Economizer_A_Achievable Economic TRC Potential | F2 | Industrial | Primary Metals | New | Process | Natural Gas | Gas Boiler - Stack Economizer | A | Original Unit Summer Peak Savings (kW) | Achievable Economic TRC Potential | 0 | 0 | 0 | 0 | 0 | 0 | 0 | 0 | 0 | 0 | 0 | 0 | 0 | 0 | 0 | 0 | 0 | 0 | 0 | 0 | 0 | 0 | 0 | 0 | 0 | 0 | 0 | 0 | 0 | 0 | 0
F3_Industrial_Primary Metals_New_Process_Natural Gas_Gas Boiler - Stack Economizer_A_Achievable Economic TRC Potential | F3 | Industrial | Primary Metals | New | Process | Natural Gas | Gas Boiler - Stack Economizer | A | Original Unit Winter Peak Savings (kW) | Achievable Economic TRC Potential | 0 | 0 | 0 | 0 | 0 | 0 | 0 | 0 | 0 | 0 | 0 | 0 | 0 | 0 | 0 | 0 | 0 | 0 | 0 | 0 | 0 | 0 | 0 | 0 | 0 | 0 | 0 | 0 | 0 | 0 | 0
F4_Industrial_Primary Metals_New_Process_Natural Gas_Gas Boiler - Stack Economizer_A_Achievable Economic TRC Potential | F4 | Industrial | Primary Metals | New | Process | Natural Gas | Gas Boiler - Stack Economizer | A | Standalone Impact on Baseline Energy (%) | Achievable Economic TRC Potential | 0% | 0% | 0% | 0% | 0% | 0.01455% | 0.02684% | 0.03778% | 0.04787% | 0.05736% | 0.06497% | 0.06984% | 0.07269% | 0.07407% | 0.07445% | 0.07403% | 0.0731% | 0.07177% | 0.0702% | 0.06849% | 0.06526% | 0.06233% | 0.05966% | 0.05722% | 0.00054979 | 0.00052913 | 0.00051002 | 0.0004923 | 0 | 0 | 0
F5_Industrial_Primary Metals_New_Process_Natural Gas_Gas Boiler - Stack Economizer_A_Achievable Economic TRC Potential | F5 | Industrial | Primary Metals | New | Process | Natural Gas | Gas Boiler - Stack Economizer | A | Standalone Impact on Baseline Summer Peak (%) | Achievable Economic TRC Potential | 0% | 0% | 0% | 0% | 0% | 0% | 0% | 0% | 0% | 0% | 0% | 0% | 0% | 0% | 0% | 0% | 0% | 0% | 0% | 0% | 0% | 0% | 0% | 0% | 0 | 0 | 0 | 0 | 0 | 0 | 0
F6_Industrial_Primary Metals_New_Process_Natural Gas_Gas Boiler - Stack Economizer_A_Achievable Economic TRC Potential | F6 | Industrial | Primary Metals | New | Process | Natural Gas | Gas Boiler - Stack Economizer | A | Standalone Impact on Baseline Winter Peak (%) | Achievable Economic TRC Potential | 0% | 0% | 0% | 0% | 0% | 0% | 0% | 0% | 0% | 0% | 0% | 0% | 0% | 0% | 0% | 0% | 0% | 0% | 0% | 0% | 0% | 0% | 0% | 0% | 0 | 0 | 0 | 0 | 0 | 0 | 0
F7_Industrial_Primary Metals_New_Process_Natural Gas_Gas Boiler - Stack Economizer_A_Achievable Economic TRC Potential | F7 | Industrial | Primary Metals | New | Process | Natural Gas | Gas Boiler - Stack Economizer | A | Incremental Energy Savings (MWh or mTherms) | Achievable Economic TRC Potential | 0 | 0 | 0 | 0 | 0 | 0.032109 | 0.03804 | 0.043968 | 0.049861 | 0.055757 | 0.055493 | 0.048589 | 0.042218 | 0.036446 | 0.031261 | 0.026698 | 0.022697 | 0.019229 | 0.016235 | 0.013664 | 0.032109 | 0.03804 | 0.043968 | 0.049861 | 0.055757 | 0.055493 | 0.048589 | 0.042218 | 0.036446 | 0.031261 | 0.026698
F8_Industrial_Primary Metals_New_Process_Natural Gas_Gas Boiler - Stack Economizer_A_Achievable Economic TRC Potential | F8 | Industrial | Primary Metals | New | Process | Natural Gas | Gas Boiler - Stack Economizer | A | Incremental Summer Peak Savings (MW) | Achievable Economic TRC Potential | 0 | 0 | 0 | 0 | 0 | 0 | 0 | 0 | 0 | 0 | 0 | 0 | 0 | 0 | 0 | 0 | 0 | 0 | 0 | 0 | 0 | 0 | 0 | 0 | 0 | 0 | 0 | 0 | 0 | 0 | 0
F9_Industrial_Primary Metals_New_Process_Natural Gas_Gas Boiler - Stack Economizer_A_Achievable Economic TRC Potential | F9 | Industrial | Primary Metals | New | Process | Natural Gas | Gas Boiler - Stack Economizer | A | Incremental Winter Peak Savings (MW) | Achievable Economic TRC Potential | 0 | 0 | 0 | 0 | 0 | 0 | 0 | 0 | 0 | 0 | 0 | 0 | 0 | 0 | 0 | 0 | 0 | 0 | 0 | 0 | 0 | 0 | 0 | 0 | 0 | 0 | 0 | 0 | 0 | 0 | 0
F10_Industrial_Primary Metals_New_Process_Natural Gas_Gas Boiler - Stack Economizer_A_Achievable Economic TRC Potential | F10 | Industrial | Primary Metals | New | Process | Natural Gas | Gas Boiler - Stack Economizer | A | Cumulative Energy Savings (MWh or mTherms) | Achievable Economic TRC Potential | 0 | 0 | 0 | 0 | 0 | 0.032109 | 0.070149 | 0.11412 | 0.16398 | 0.21974 | 0.27523 | 0.32382 | 0.36603 | 0.40248 | 0.43374 | 0.46044 | 0.48314 | 0.50237 | 0.5186 | 0.53226 | 0.53226 | 0.53226 | 0.53226 | 0.53226 | 0.53226 | 0.53226 | 0.53226 | 0.53226 | 0.53226 | 0.53226 | 0.53226
F11_Industrial_Primary Metals_New_Process_Natural Gas_Gas Boiler - Stack Economizer_A_Achievable Economic TRC Potential | F11 | Industrial | Primary Metals | New | Process | Natural Gas | Gas Boiler - Stack Economizer | A | Cumulative Summer Peak Savings (MW) | Achievable Economic TRC Potential | 0 | 0 | 0 | 0 | 0 | 0 | 0 | 0 | 0 | 0 | 0 | 0 | 0 | 0 | 0 | 0 | 0 | 0 | 0 | 0 | 0 | 0 | 0 | 0 | 0 | 0 | 0 | 0 | 0 | 0 | 0
F12_Industrial_Primary Metals_New_Process_Natural Gas_Gas Boiler - Stack Economizer_A_Achievable Economic TRC Potential | F12 | Industrial | Primary Metals | New | Process | Natural Gas | Gas Boiler - Stack Economizer | A | Cumulative Winter Peak Savings (MW) | Achievable Economic TRC Potential | 0 | 0 | 0 | 0 | 0 | 0 | 0 | 0 | 0 | 0 | 0 | 0 | 0 | 0 | 0 | 0 | 0 | 0 | 0 | 0 | 0 | 0 | 0 | 0 | 0 | 0 | 0 | 0 | 0 | 0 | 0
F13_Industrial_Primary Metals_New_Process_Natural Gas_Gas Boiler - Stack Economizer_A_Achievable Economic TRC Potential | F13 | Industrial | Primary Metals | New | Process | Natural Gas | Gas Boiler - Stack Economizer | A | Purchases (Incremental) | Achievable Economic TRC Potential | 0 | 0 | 0 | 0 | 0 | 0.87499 | 1.0366 | 1.1982 | 1.3588 | 1.5194 | 1.5122 | 1.3241 | 1.1505 | 0.9932 | 0.85188 | 0.72754 | 0.61851 | 0.52399 | 0.44243 | 0.37236 | 0.87499 | 1.0366 | 1.1982 | 1.3588 | 1.5194 | 1.5122 | 1.3241 | 1.1505 | 0.9932 | 0.85188 | 0.72754
F14_Industrial_Primary Metals_New_Process_Natural Gas_Gas Boiler - Stack Economizer_A_Achievable Economic TRC Potential | F14 | Industrial | Primary Metals | New | Process | Natural Gas | Gas Boiler - Stack Economizer | A | Purchases (Cumulative) | Achievable Economic TRC Potential | 0 | 0 | 0 | 0 | 0 | 0.87499 | 1.9116 | 3.1098 | 4.4685 | 5.988 | 7.5002 | 8.8243 | 9.9748 | 10.968 | 11.8199 | 12.5474 | 13.1659 | 13.6899 | 14.1323 | 14.5047 | 14.5047 | 14.5047 | 14.5047 | 14.5047 | 14.5047 | 14.5047 | 14.5047 | 14.5047 | 14.5047 | 14.5047 | 14.5047
F1_Industrial_Primary Metals_New_Space Heating_Natural Gas_Gas Furnace Tube Inserts_A_Achievable Economic TRC Potential | F1 | Industrial | Primary Metals | New | Space Heating | Natural Gas | Gas Furnace Tube Inserts | A | Original Unit Energy Savings (kWh or therms) | Achievable Economic TRC Potential | 0 | 0 | 0 | 0 | 0 | 0 | 0 | 0 | 0 | 0 | 0 | 0 | 0 | 0 | 0 | 0 | 0 | 0 | 0 | 0 | 0 | 0 | 0 | 0 | 0 | 0 | 0 | 0 | 0 | 0 | 0
F2_Industrial_Primary Metals_New_Space Heating_Natural Gas_Gas Furnace Tube Inserts_A_Achievable Economic TRC Potential | F2 | Industrial | Primary Metals | New | Space Heating | Natural Gas | Gas Furnace Tube Inserts | A | Original Unit Summer Peak Savings (kW) | Achievable Economic TRC Potential | 0 | 0 | 0 | 0 | 0 | 0 | 0 | 0 | 0 | 0 | 0 | 0 | 0 | 0 | 0 | 0 | 0 | 0 | 0 | 0 | 0 | 0 | 0 | 0 | 0 | 0 | 0 | 0 | 0 | 0 | 0
F3_Industrial_Primary Metals_New_Space Heating_Natural Gas_Gas Furnace Tube Inserts_A_Achievable Economic TRC Potential | F3 | Industrial | Primary Metals | New | Space Heating | Natural Gas | Gas Furnace Tube Inserts | A | Original Unit Winter Peak Savings (kW) | Achievable Economic TRC Potential | 0 | 0 | 0 | 0 | 0 | 0 | 0 | 0 | 0 | 0 | 0 | 0 | 0 | 0 | 0 | 0 | 0 | 0 | 0 | 0 | 0 | 0 | 0 | 0 | 0 | 0 | 0 | 0 | 0 | 0 | 0
F4_Industrial_Primary Metals_New_Space Heating_Natural Gas_Gas Furnace Tube Inserts_A_Achievable Economic TRC Potential | F4 | Industrial | Primary Metals | New | Space Heating | Natural Gas | Gas Furnace Tube Inserts | A | Standalone Impact on Baseline Energy (%) | Achievable Economic TRC Potential | 0% | 0% | 0% | 0% | 0% | 0% | 0% | 0% | 0% | 0% | 0% | 0% | 0% | 0% | 0% | 0% | 0% | 0% | 0% | 0% | 0% | 0% | 0% | 0% | 0 | 0 | 0 | 0 | 0 | 0 | 0
F5_Industrial_Primary Metals_New_Space Heating_Natural Gas_Gas Furnace Tube Inserts_A_Achievable Economic TRC Potential | F5 | Industrial | Primary Metals | New | Space Heating | Natural Gas | Gas Furnace Tube Inserts | A | Standalone Impact on Baseline Summer Peak (%) | Achievable Economic TRC Potential | 0% | 0% | 0% | 0% | 0% | 0% | 0% | 0% | 0% | 0% | 0% | 0% | 0% | 0% | 0% | 0% | 0% | 0% | 0% | 0% | 0% | 0% | 0% | 0% | 0 | 0 | 0 | 0 | 0 | 0 | 0
F6_Industrial_Primary Metals_New_Space Heating_Natural Gas_Gas Furnace Tube Inserts_A_Achievable Economic TRC Potential | F6 | Industrial | Primary Metals | New | Space Heating | Natural Gas | Gas Furnace Tube Inserts | A | Standalone Impact on Baseline Winter Peak (%) | Achievable Economic TRC Potential | 0% | 0% | 0% | 0% | 0% | 0% | 0% | 0% | 0% | 0% | 0% | 0% | 0% | 0% | 0% | 0% | 0% | 0% | 0% | 0% | 0% | 0% | 0% | 0% | 0 | 0 | 0 | 0 | 0 | 0 | 0
F7_Industrial_Primary Metals_New_Space Heating_Natural Gas_Gas Furnace Tube Inserts_A_Achievable Economic TRC Potential | F7 | Industrial | Primary Metals | New | Space Heating | Natural Gas | Gas Furnace Tube Inserts | A | Incremental Energy Savings (MWh or mTherms) | Achievable Economic TRC Potential | 0 | 0 | 0 | 0 | 0 | 0 | 0 | 0 | 0 | 0 | 0 | 0 | 0 | 0 | 0 | 0 | 0 | 0 | 0 | 0 | 0 | 0 | 0 | 0 | 0 | 0 | 0 | 0 | 0 | 0 | 0
F8_Industrial_Primary Metals_New_Space Heating_Natural Gas_Gas Furnace Tube Inserts_A_Achievable Economic TRC Potential | F8 | Industrial | Primary Metals | New | Space Heating | Natural Gas | Gas Furnace Tube Inserts | A | Incremental Summer Peak Savings (MW) | Achievable Economic TRC Potential | 0 | 0 | 0 | 0 | 0 | 0 | 0 | 0 | 0 | 0 | 0 | 0 | 0 | 0 | 0 | 0 | 0 | 0 | 0 | 0 | 0 | 0 | 0 | 0 | 0 | 0 | 0 | 0 | 0 | 0 | 0
F9_Industrial_Primary Metals_New_Space Heating_Natural Gas_Gas Furnace Tube Inserts_A_Achievable Economic TRC Potential | F9 | Industrial | Primary Metals | New | Space Heating | Natural Gas | Gas Furnace Tube Inserts | A | Incremental Winter Peak Savings (MW) | Achievable Economic TRC Potential | 0 | 0 | 0 | 0 | 0 | 0 | 0 | 0 | 0 | 0 | 0 | 0 | 0 | 0 | 0 | 0 | 0 | 0 | 0 | 0 | 0 | 0 | 0 | 0 | 0 | 0 | 0 | 0 | 0 | 0 | 0
F10_Industrial_Primary Metals_New_Space Heating_Natural Gas_Gas Furnace Tube Inserts_A_Achievable Economic TRC Potential | F10 | Industrial | Primary Metals | New | Space Heating | Natural Gas | Gas Furnace Tube Inserts | A | Cumulative Energy Savings (MWh or mTherms) | Achievable Economic TRC Potential | 0 | 0 | 0 | 0 | 0 | 0 | 0 | 0 | 0 | 0 | 0 | 0 | 0 | 0 | 0 | 0 | 0 | 0 | 0 | 0 | 0 | 0 | 0 | 0 | 0 | 0 | 0 | 0 | 0 | 0 | 0
F11_Industrial_Primary Metals_New_Space Heating_Natural Gas_Gas Furnace Tube Inserts_A_Achievable Economic TRC Potential | F11 | Industrial | Primary Metals | New | Space Heating | Natural Gas | Gas Furnace Tube Inserts | A | Cumulative Summer Peak Savings (MW) | Achievable Economic TRC Potential | 0 | 0 | 0 | 0 | 0 | 0 | 0 | 0 | 0 | 0 | 0 | 0 | 0 | 0 | 0 | 0 | 0 | 0 | 0 | 0 | 0 | 0 | 0 | 0 | 0 | 0 | 0 | 0 | 0 | 0 | 0
F12_Industrial_Primary Metals_New_Space Heating_Natural Gas_Gas Furnace Tube Inserts_A_Achievable Economic TRC Potential | F12 | Industrial | Primary Metals | New | Space Heating | Natural Gas | Gas Furnace Tube Inserts | A | Cumulative Winter Peak Savings (MW) | Achievable Economic TRC Potential | 0 | 0 | 0 | 0 | 0 | 0 | 0 | 0 | 0 | 0 | 0 | 0 | 0 | 0 | 0 | 0 | 0 | 0 | 0 | 0 | 0 | 0 | 0 | 0 | 0 | 0 | 0 | 0 | 0 | 0 | 0
F13_Industrial_Primary Metals_New_Space Heating_Natural Gas_Gas Furnace Tube Inserts_A_Achievable Economic TRC Potential | F13 | Industrial | Primary Metals | New | Space Heating | Natural Gas | Gas Furnace Tube Inserts | A | Purchases (Incremental) | Achievable Economic TRC Potential | 0 | 0 | 0 | 0 | 0 | 0 | 0 | 0 | 0 | 0 | 0 | 0 | 0 | 0 | 0 | 0 | 0 | 0 | 0 | 0 | 0 | 0 | 0 | 0 | 0 | 0 | 0 | 0 | 0 | 0 | 0
F14_Industrial_Primary Metals_New_Space Heating_Natural Gas_Gas Furnace Tube Inserts_A_Achievable Economic TRC Potential | F14 | Industrial | Primary Metals | New | Space Heating | Natural Gas | Gas Furnace Tube Inserts | A | Purchases (Cumulative) | Achievable Economic TRC Potential | 0 | 0 | 0 | 0 | 0 | 0 | 0 | 0 | 0 | 0 | 0 | 0 | 0 | 0 | 0 | 0 | 0 | 0 | 0 | 0 | 0 | 0 | 0 | 0 | 0 | 0 | 0 | 0 | 0 | 0 | 0
F1_Industrial_Primary Metals_New_Space Heating_Natural Gas_Space Heating - Heat Recovery Ventilator_A_Achievable Economic TRC Potential | F1 | Industrial | Primary Metals | New | Space Heating | Natural Gas | Space Heating - Heat Recovery Ventilator | A | Original Unit Energy Savings (kWh or therms) | Achievable Economic TRC Potential | 0 | 0 | 0 | 0 | 0 | 0.012468 | 0.012307 | 0.01219 | 0.0121 | 0.01203 | 0.011973 | 0.011906 | 0.011837 | 0.011768 | 0.011701 | 0.011649 | 0.011607 | 0.011574 | 0.011522 | 0.011484 | 0.011457 | 0.011435 | 0.011435 | 0.011435 | 0.011435 | 0.011435 | 0.011435 | 0.011435 | 0 | 0 | 0
F2_Industrial_Primary Metals_New_Space Heating_Natural Gas_Space Heating - Heat Recovery Ventilator_A_Achievable Economic TRC Potential | F2 | Industrial | Primary Metals | New | Space Heating | Natural Gas | Space Heating - Heat Recovery Ventilator | A | Original Unit Summer Peak Savings (kW) | Achievable Economic TRC Potential | 0 | 0 | 0 | 0 | 0 | 0 | 0 | 0 | 0 | 0 | 0 | 0 | 0 | 0 | 0 | 0 | 0 | 0 | 0 | 0 | 0 | 0 | 0 | 0 | 0 | 0 | 0 | 0 | 0 | 0 | 0
F3_Industrial_Primary Metals_New_Space Heating_Natural Gas_Space Heating - Heat Recovery Ventilator_A_Achievable Economic TRC Potential | F3 | Industrial | Primary Metals | New | Space Heating | Natural Gas | Space Heating - Heat Recovery Ventilator | A | Original Unit Winter Peak Savings (kW) | Achievable Economic TRC Potential | 0 | 0 | 0 | 0 | 0 | 0 | 0 | 0 | 0 | 0 | 0 | 0 | 0 | 0 | 0 | 0 | 0 | 0 | 0 | 0 | 0 | 0 | 0 | 0 | 0 | 0 | 0 | 0 | 0 | 0 | 0
F4_Industrial_Primary Metals_New_Space Heating_Natural Gas_Space Heating - Heat Recovery Ventilator_A_Achievable Economic TRC Potential | F4 | Industrial | Primary Metals | New | Space Heating | Natural Gas | Space Heating - Heat Recovery Ventilator | A | Standalone Impact on Baseline Energy (%) | Achievable Economic TRC Potential | 0% | 0% | 0% | 0% | 0% | 0% | 0% | 0% | 0% | 0% | 0% | 0% | 0% | 0% | 0% | 0% | 0% | 0% | 0% | 0% | 0% | 0% | 0% | 0% | 0 | 0 | 0 | 0 | 0 | 0 | 0
F5_Industrial_Primary Metals_New_Space Heating_Natural Gas_Space Heating - Heat Recovery Ventilator_A_Achievable Economic TRC Potential | F5 | Industrial | Primary Metals | New | Space Heating | Natural Gas | Space Heating - Heat Recovery Ventilator | A | Standalone Impact on Baseline Summer Peak (%) | Achievable Economic TRC Potential | 0% | 0% | 0% | 0% | 0% | 0% | 0% | 0% | 0% | 0% | 0% | 0% | 0% | 0% | 0% | 0% | 0% | 0% | 0% | 0% | 0% | 0% | 0% | 0% | 0 | 0 | 0 | 0 | 0 | 0 | 0
F6_Industrial_Primary Metals_New_Space Heating_Natural Gas_Space Heating - Heat Recovery Ventilator_A_Achievable Economic TRC Potential | F6 | Industrial | Primary Metals | New | Space Heating | Natural Gas | Space Heating - Heat Recovery Ventilator | A | Standalone Impact on Baseline Winter Peak (%) | Achievable Economic TRC Potential | 0% | 0% | 0% | 0% | 0% | 0% | 0% | 0% | 0% | 0% | 0% | 0% | 0% | 0% | 0% | 0% | 0% | 0% | 0% | 0% | 0% | 0% | 0% | 0% | 0 | 0 | 0 | 0 | 0 | 0 | 0
F7_Industrial_Primary Metals_New_Space Heating_Natural Gas_Space Heating - Heat Recovery Ventilator_A_Achievable Economic TRC Potential | F7 | Industrial | Primary Metals | New | Space Heating | Natural Gas | Space Heating - Heat Recovery Ventilator | A | Incremental Energy Savings (MWh or mTherms) | Achievable Economic TRC Potential | 0 | 0 | 0 | 0 | 0 | 0 | 0 | 0 | 0 | 0 | 0 | 0 | 0 | 0 | 0 | 0 | 0 | 0 | 0 | 0 | 0 | 0 | 0 | 0 | 0 | 0 | 0 | 0 | 0 | 0 | 0
F8_Industrial_Primary Metals_New_Space Heating_Natural Gas_Space Heating - Heat Recovery Ventilator_A_Achievable Economic TRC Potential | F8 | Industrial | Primary Metals | New | Space Heating | Natural Gas | Space Heating - Heat Recovery Ventilator | A | Incremental Summer Peak Savings (MW) | Achievable Economic TRC Potential | 0 | 0 | 0 | 0 | 0 | 0 | 0 | 0 | 0 | 0 | 0 | 0 | 0 | 0 | 0 | 0 | 0 | 0 | 0 | 0 | 0 | 0 | 0 | 0 | 0 | 0 | 0 | 0 | 0 | 0 | 0
F9_Industrial_Primary Metals_New_Space Heating_Natural Gas_Space Heating - Heat Recovery Ventilator_A_Achievable Economic TRC Potential | F9 | Industrial | Primary Metals | New | Space Heating | Natural Gas | Space Heating - Heat Recovery Ventilator | A | Incremental Winter Peak Savings (MW) | Achievable Economic TRC Potential | 0 | 0 | 0 | 0 | 0 | 0 | 0 | 0 | 0 | 0 | 0 | 0 | 0 | 0 | 0 | 0 | 0 | 0 | 0 | 0 | 0 | 0 | 0 | 0 | 0 | 0 | 0 | 0 | 0 | 0 | 0
F10_Industrial_Primary Metals_New_Space Heating_Natural Gas_Space Heating - Heat Recovery Ventilator_A_Achievable Economic TRC Potential | F10 | Industrial | Primary Metals | New | Space Heating | Natural Gas | Space Heating - Heat Recovery Ventilator | A | Cumulative Energy Savings (MWh or mTherms) | Achievable Economic TRC Potential | 0 | 0 | 0 | 0 | 0 | 0 | 0 | 0 | 0 | 0 | 0 | 0 | 0 | 0 | 0 | 0 | 0 | 0 | 0 | 0 | 0 | 0 | 0 | 0 | 0 | 0 | 0 | 0 | 0 | 0 | 0
F11_Industrial_Primary Metals_New_Space Heating_Natural Gas_Space Heating - Heat Recovery Ventilator_A_Achievable Economic TRC Potential | F11 | Industrial | Primary Metals | New | Space Heating | Natural Gas | Space Heating - Heat Recovery Ventilator | A | Cumulative Summer Peak Savings (MW) | Achievable Economic TRC Potential | 0 | 0 | 0 | 0 | 0 | 0 | 0 | 0 | 0 | 0 | 0 | 0 | 0 | 0 | 0 | 0 | 0 | 0 | 0 | 0 | 0 | 0 | 0 | 0 | 0 | 0 | 0 | 0 | 0 | 0 | 0
F12_Industrial_Primary Metals_New_Space Heating_Natural Gas_Space Heating - Heat Recovery Ventilator_A_Achievable Economic TRC Potential | F12 | Industrial | Primary Metals | New | Space Heating | Natural Gas | Space Heating - Heat Recovery Ventilator | A | Cumulative Winter Peak Savings (MW) | Achievable Economic TRC Potential | 0 | 0 | 0 | 0 | 0 | 0 | 0 | 0 | 0 | 0 | 0 | 0 | 0 | 0 | 0 | 0 | 0 | 0 | 0 | 0 | 0 | 0 | 0 | 0 | 0 | 0 | 0 | 0 | 0 | 0 | 0
F13_Industrial_Primary Metals_New_Space Heating_Natural Gas_Space Heating - Heat Recovery Ventilator_A_Achievable Economic TRC Potential | F13 | Industrial | Primary Metals | New | Space Heating | Natural Gas | Space Heating - Heat Recovery Ventilator | A | Purchases (Incremental) | Achievable Economic TRC Potential | 0 | 0 | 0 | 0 | 0 | 0 | 0 | 0 | 0 | 0 | 0 | 0 | 0 | 0 | 0 | 0 | 0 | 0 | 0 | 0 | 0 | 0 | 0 | 0 | 0 | 0 | 0 | 0 | 0 | 0 | 0
F14_Industrial_Primary Metals_New_Space Heating_Natural Gas_Space Heating - Heat Recovery Ventilator_A_Achievable Economic TRC Potential | F14 | Industrial | Primary Metals | New | Space Heating | Natural Gas | Space Heating - Heat Recovery Ventilator | A | Purchases (Cumulative) | Achievable Economic TRC Potential | 0 | 0 | 0 | 0 | 0 | 0 | 0 | 0 | 0 | 0 | 0 | 0 | 0 | 0 | 0 | 0 | 0 | 0 | 0 | 0 | 0 | 0 | 0 | 0 | 0 | 0 | 0 | 0 | 0 | 0 | 0
F1_Industrial_Primary Metals_New_Space Heating_Natural Gas_Thermostat - Programmable_A_Achievable Economic TRC Potential | F1 | Industrial | Primary Metals | New | Space Heating | Natural Gas | Thermostat - Programmable | A | Original Unit Energy Savings (kWh or therms) | Achievable Economic TRC Potential | 0 | 0 | 0 | 0 | 0 | 0.006194 | 0.006114 | 0.0060556 | 0.0060113 | 0.0059764 | 0.0059481 | 0.005915 | 0.0058802 | 0.005846 | 0.0058129 | 0.0057868 | 0.0057663 | 0.00575 | 0.0057242 | 0.0057053 | 0.0056915 | 0.0056808 | 0.0056808 | 0.0056808 | 0.0056808 | 0.0056808 | 0.0056808 | 0.0056808 | 0 | 0 | 0
F2_Industrial_Primary Metals_New_Space Heating_Natural Gas_Thermostat - Programmable_A_Achievable Economic TRC Potential | F2 | Industrial | Primary Metals | New | Space Heating | Natural Gas | Thermostat - Programmable | A | Original Unit Summer Peak Savings (kW) | Achievable Economic TRC Potential | 0 | 0 | 0 | 0 | 0 | 0 | 0 | 0 | 0 | 0 | 0 | 0 | 0 | 0 | 0 | 0 | 0 | 0 | 0 | 0 | 0 | 0 | 0 | 0 | 0 | 0 | 0 | 0 | 0 | 0 | 0
F3_Industrial_Primary Metals_New_Space Heating_Natural Gas_Thermostat - Programmable_A_Achievable Economic TRC Potential | F3 | Industrial | Primary Metals | New | Space Heating | Natural Gas | Thermostat - Programmable | A | Original Unit Winter Peak Savings (kW) | Achievable Economic TRC Potential | 0 | 0 | 0 | 0 | 0 | 0 | 0 | 0 | 0 | 0 | 0 | 0 | 0 | 0 | 0 | 0 | 0 | 0 | 0 | 0 | 0 | 0 | 0 | 0 | 0 | 0 | 0 | 0 | 0 | 0 | 0
F4_Industrial_Primary Metals_New_Space Heating_Natural Gas_Thermostat - Programmable_A_Achievable Economic TRC Potential | F4 | Industrial | Primary Metals | New | Space Heating | Natural Gas | Thermostat - Programmable | A | Standalone Impact on Baseline Energy (%) | Achievable Economic TRC Potential | 0% | 0% | 0% | 0% | 0% | 0% | 0% | 0% | 0% | 0% | 0% | 0% | 0% | 0% | 0% | 0% | 0% | 0% | 0% | 0% | 0% | 0% | 0% | 0% | 0 | 0 | 0 | 0 | 0 | 0 | 0
F5_Industrial_Primary Metals_New_Space Heating_Natural Gas_Thermostat - Programmable_A_Achievable Economic TRC Potential | F5 | Industrial | Primary Metals | New | Space Heating | Natural Gas | Thermostat - Programmable | A | Standalone Impact on Baseline Summer Peak (%) | Achievable Economic TRC Potential | 0% | 0% | 0% | 0% | 0% | 0% | 0% | 0% | 0% | 0% | 0% | 0% | 0% | 0% | 0% | 0% | 0% | 0% | 0% | 0% | 0% | 0% | 0% | 0% | 0 | 0 | 0 | 0 | 0 | 0 | 0
F6_Industrial_Primary Metals_New_Space Heating_Natural Gas_Thermostat - Programmable_A_Achievable Economic TRC Potential | F6 | Industrial | Primary Metals | New | Space Heating | Natural Gas | Thermostat - Programmable | A | Standalone Impact on Baseline Winter Peak (%) | Achievable Economic TRC Potential | 0% | 0% | 0% | 0% | 0% | 0% | 0% | 0% | 0% | 0% | 0% | 0% | 0% | 0% | 0% | 0% | 0% | 0% | 0% | 0% | 0% | 0% | 0% | 0% | 0 | 0 | 0 | 0 | 0 | 0 | 0
F7_Industrial_Primary Metals_New_Space Heating_Natural Gas_Thermostat - Programmable_A_Achievable Economic TRC Potential | F7 | Industrial | Primary Metals | New | Space Heating | Natural Gas | Thermostat - Programmable | A | Incremental Energy Savings (MWh or mTherms) | Achievable Economic TRC Potential | 0 | 0 | 0 | 0 | 0 | 0 | 0 | 0 | 0 | 0 | 0 | 0 | 0 | 0 | 0 | 0 | 0 | 0 | 0 | 0 | 0 | 0 | 0 | 0 | 0 | 0 | 0 | 0 | 0 | 0 | 0
F8_Industrial_Primary Metals_New_Space Heating_Natural Gas_Thermostat - Programmable_A_Achievable Economic TRC Potential | F8 | Industrial | Primary Metals | New | Space Heating | Natural Gas | Thermostat - Programmable | A | Incremental Summer Peak Savings (MW) | Achievable Economic TRC Potential | 0 | 0 | 0 | 0 | 0 | 0 | 0 | 0 | 0 | 0 | 0 | 0 | 0 | 0 | 0 | 0 | 0 | 0 | 0 | 0 | 0 | 0 | 0 | 0 | 0 | 0 | 0 | 0 | 0 | 0 | 0
F9_Industrial_Primary Metals_New_Space Heating_Natural Gas_Thermostat - Programmable_A_Achievable Economic TRC Potential | F9 | Industrial | Primary Metals | New | Space Heating | Natural Gas | Thermostat - Programmable | A | Incremental Winter Peak Savings (MW) | Achievable Economic TRC Potential | 0 | 0 | 0 | 0 | 0 | 0 | 0 | 0 | 0 | 0 | 0 | 0 | 0 | 0 | 0 | 0 | 0 | 0 | 0 | 0 | 0 | 0 | 0 | 0 | 0 | 0 | 0 | 0 | 0 | 0 | 0
F10_Industrial_Primary Metals_New_Space Heating_Natural Gas_Thermostat - Programmable_A_Achievable Economic TRC Potential | F10 | Industrial | Primary Metals | New | Space Heating | Natural Gas | Thermostat - Programmable | A | Cumulative Energy Savings (MWh or mTherms) | Achievable Economic TRC Potential | 0 | 0 | 0 | 0 | 0 | 0 | 0 | 0 | 0 | 0 | 0 | 0 | 0 | 0 | 0 | 0 | 0 | 0 | 0 | 0 | 0 | 0 | 0 | 0 | 0 | 0 | 0 | 0 | 0 | 0 | 0
F11_Industrial_Primary Metals_New_Space Heating_Natural Gas_Thermostat - Programmable_A_Achievable Economic TRC Potential | F11 | Industrial | Primary Metals | New | Space Heating | Natural Gas | Thermostat - Programmable | A | Cumulative Summer Peak Savings (MW) | Achievable Economic TRC Potential | 0 | 0 | 0 | 0 | 0 | 0 | 0 | 0 | 0 | 0 | 0 | 0 | 0 | 0 | 0 | 0 | 0 | 0 | 0 | 0 | 0 | 0 | 0 | 0 | 0 | 0 | 0 | 0 | 0 | 0 | 0
F12_Industrial_Primary Metals_New_Space Heating_Natural Gas_Thermostat - Programmable_A_Achievable Economic TRC Potential | F12 | Industrial | Primary Metals | New | Space Heating | Natural Gas | Thermostat - Programmable | A | Cumulative Winter Peak Savings (MW) | Achievable Economic TRC Potential | 0 | 0 | 0 | 0 | 0 | 0 | 0 | 0 | 0 | 0 | 0 | 0 | 0 | 0 | 0 | 0 | 0 | 0 | 0 | 0 | 0 | 0 | 0 | 0 | 0 | 0 | 0 | 0 | 0 | 0 | 0
F13_Industrial_Primary Metals_New_Space Heating_Natural Gas_Thermostat - Programmable_A_Achievable Economic TRC Potential | F13 | Industrial | Primary Metals | New | Space Heating | Natural Gas | Thermostat - Programmable | A | Purchases (Incremental) | Achievable Economic TRC Potential | 0 | 0 | 0 | 0 | 0 | 0 | 0 | 0 | 0 | 0 | 0 | 0 | 0 | 0 | 0 | 0 | 0 | 0 | 0 | 0 | 0 | 0 | 0 | 0 | 0 | 0 | 0 | 0 | 0 | 0 | 0
F14_Industrial_Primary Metals_New_Space Heating_Natural Gas_Thermostat - Programmable_A_Achievable Economic TRC Potential | F14 | Industrial | Primary Metals | New | Space Heating | Natural Gas | Thermostat - Programmable | A | Purchases (Cumulative) | Achievable Economic TRC Potential | 0 | 0 | 0 | 0 | 0 | 0 | 0 | 0 | 0 | 0 | 0 | 0 | 0 | 0 | 0 | 0 | 0 | 0 | 0 | 0 | 0 | 0 | 0 | 0 | 0 | 0 | 0 | 0 | 0 | 0 | 0
F1_Industrial_Primary Metals_New_Space Heating_Natural Gas_ENERGY STAR Connected Thermostat_A_Achievable Economic TRC Potential | F1 | Industrial | Primary Metals | New | Space Heating | Natural Gas | ENERGY STAR Connected Thermostat | A | Original Unit Energy Savings (kWh or therms) | Achievable Economic TRC Potential | 0 | 0 | 0 | 0 | 0 | 0.014581 | 0.014392 | 0.014255 | 0.014151 | 0.014068 | 0.014002 | 0.013924 | 0.013842 | 0.013762 | 0.013684 | 0.013622 | 0.013574 | 0.013536 | 0.013475 | 0.01343 | 0.013398 | 0.013373 | 0.013373 | 0.013373 | 0.013373 | 0.013373 | 0.013373 | 0.013373 | 0 | 0 | 0
F2_Industrial_Primary Metals_New_Space Heating_Natural Gas_ENERGY STAR Connected Thermostat_A_Achievable Economic TRC Potential | F2 | Industrial | Primary Metals | New | Space Heating | Natural Gas | ENERGY STAR Connected Thermostat | A | Original Unit Summer Peak Savings (kW) | Achievable Economic TRC Potential | 0 | 0 | 0 | 0 | 0 | 0 | 0 | 0 | 0 | 0 | 0 | 0 | 0 | 0 | 0 | 0 | 0 | 0 | 0 | 0 | 0 | 0 | 0 | 0 | 0 | 0 | 0 | 0 | 0 | 0 | 0
F3_Industrial_Primary Metals_New_Space Heating_Natural Gas_ENERGY STAR Connected Thermostat_A_Achievable Economic TRC Potential | F3 | Industrial | Primary Metals | New | Space Heating | Natural Gas | ENERGY STAR Connected Thermostat | A | Original Unit Winter Peak Savings (kW) | Achievable Economic TRC Potential | 0 | 0 | 0 | 0 | 0 | 0 | 0 | 0 | 0 | 0 | 0 | 0 | 0 | 0 | 0 | 0 | 0 | 0 | 0 | 0 | 0 | 0 | 0 | 0 | 0 | 0 | 0 | 0 | 0 | 0 | 0
F4_Industrial_Primary Metals_New_Space Heating_Natural Gas_ENERGY STAR Connected Thermostat_A_Achievable Economic TRC Potential | F4 | Industrial | Primary Metals | New | Space Heating | Natural Gas | ENERGY STAR Connected Thermostat | A | Standalone Impact on Baseline Energy (%) | Achievable Economic TRC Potential | 0% | 0% | 0% | 0% | 0% | 0% | 0% | 0% | 0% | 0% | 0% | 0% | 0% | 0% | 0% | 0% | 0% | 0% | 0% | 0% | 0% | 0% | 0% | 0% | 0 | 0 | 0 | 0 | 0 | 0 | 0
F5_Industrial_Primary Metals_New_Space Heating_Natural Gas_ENERGY STAR Connected Thermostat_A_Achievable Economic TRC Potential | F5 | Industrial | Primary Metals | New | Space Heating | Natural Gas | ENERGY STAR Connected Thermostat | A | Standalone Impact on Baseline Summer Peak (%) | Achievable Economic TRC Potential | 0% | 0% | 0% | 0% | 0% | 0% | 0% | 0% | 0% | 0% | 0% | 0% | 0% | 0% | 0% | 0% | 0% | 0% | 0% | 0% | 0% | 0% | 0% | 0% | 0 | 0 | 0 | 0 | 0 | 0 | 0
F6_Industrial_Primary Metals_New_Space Heating_Natural Gas_ENERGY STAR Connected Thermostat_A_Achievable Economic TRC Potential | F6 | Industrial | Primary Metals | New | Space Heating | Natural Gas | ENERGY STAR Connected Thermostat | A | Standalone Impact on Baseline Winter Peak (%) | Achievable Economic TRC Potential | 0% | 0% | 0% | 0% | 0% | 0% | 0% | 0% | 0% | 0% | 0% | 0% | 0% | 0% | 0% | 0% | 0% | 0% | 0% | 0% | 0% | 0% | 0% | 0% | 0 | 0 | 0 | 0 | 0 | 0 | 0
F7_Industrial_Primary Metals_New_Space Heating_Natural Gas_ENERGY STAR Connected Thermostat_A_Achievable Economic TRC Potential | F7 | Industrial | Primary Metals | New | Space Heating | Natural Gas | ENERGY STAR Connected Thermostat | A | Incremental Energy Savings (MWh or mTherms) | Achievable Economic TRC Potential | 0 | 0 | 0 | 0 | 0 | 0 | 0 | 0 | 0 | 0 | 0 | 0 | 0 | 0 | 0 | 0 | 0 | 0 | 0 | 0 | 0 | 0 | 0 | 0 | 0 | 0 | 0 | 0 | 0 | 0 | 0
F8_Industrial_Primary Metals_New_Space Heating_Natural Gas_ENERGY STAR Connected Thermostat_A_Achievable Economic TRC Potential | F8 | Industrial | Primary Metals | New | Space Heating | Natural Gas | ENERGY STAR Connected Thermostat | A | Incremental Summer Peak Savings (MW) | Achievable Economic TRC Potential | 0 | 0 | 0 | 0 | 0 | 0 | 0 | 0 | 0 | 0 | 0 | 0 | 0 | 0 | 0 | 0 | 0 | 0 | 0 | 0 | 0 | 0 | 0 | 0 | 0 | 0 | 0 | 0 | 0 | 0 | 0
F9_Industrial_Primary Metals_New_Space Heating_Natural Gas_ENERGY STAR Connected Thermostat_A_Achievable Economic TRC Potential | F9 | Industrial | Primary Metals | New | Space Heating | Natural Gas | ENERGY STAR Connected Thermostat | A | Incremental Winter Peak Savings (MW) | Achievable Economic TRC Potential | 0 | 0 | 0 | 0 | 0 | 0 | 0 | 0 | 0 | 0 | 0 | 0 | 0 | 0 | 0 | 0 | 0 | 0 | 0 | 0 | 0 | 0 | 0 | 0 | 0 | 0 | 0 | 0 | 0 | 0 | 0
F10_Industrial_Primary Metals_New_Space Heating_Natural Gas_ENERGY STAR Connected Thermostat_A_Achievable Economic TRC Potential | F10 | Industrial | Primary Metals | New | Space Heating | Natural Gas | ENERGY STAR Connected Thermostat | A | Cumulative Energy Savings (MWh or mTherms) | Achievable Economic TRC Potential | 0 | 0 | 0 | 0 | 0 | 0 | 0 | 0 | 0 | 0 | 0 | 0 | 0 | 0 | 0 | 0 | 0 | 0 | 0 | 0 | 0 | 0 | 0 | 0 | 0 | 0 | 0 | 0 | 0 | 0 | 0
F11_Industrial_Primary Metals_New_Space Heating_Natural Gas_ENERGY STAR Connected Thermostat_A_Achievable Economic TRC Potential | F11 | Industrial | Primary Metals | New | Space Heating | Natural Gas | ENERGY STAR Connected Thermostat | A | Cumulative Summer Peak Savings (MW) | Achievable Economic TRC Potential | 0 | 0 | 0 | 0 | 0 | 0 | 0 | 0 | 0 | 0 | 0 | 0 | 0 | 0 | 0 | 0 | 0 | 0 | 0 | 0 | 0 | 0 | 0 | 0 | 0 | 0 | 0 | 0 | 0 | 0 | 0
F12_Industrial_Primary Metals_New_Space Heating_Natural Gas_ENERGY STAR Connected Thermostat_A_Achievable Economic TRC Potential | F12 | Industrial | Primary Metals | New | Space Heating | Natural Gas | ENERGY STAR Connected Thermostat | A | Cumulative Winter Peak Savings (MW) | Achievable Economic TRC Potential | 0 | 0 | 0 | 0 | 0 | 0 | 0 | 0 | 0 | 0 | 0 | 0 | 0 | 0 | 0 | 0 | 0 | 0 | 0 | 0 | 0 | 0 | 0 | 0 | 0 | 0 | 0 | 0 | 0 | 0 | 0
F13_Industrial_Primary Metals_New_Space Heating_Natural Gas_ENERGY STAR Connected Thermostat_A_Achievable Economic TRC Potential | F13 | Industrial | Primary Metals | New | Space Heating | Natural Gas | ENERGY STAR Connected Thermostat | A | Purchases (Incremental) | Achievable Economic TRC Potential | 0 | 0 | 0 | 0 | 0 | 0 | 0 | 0 | 0 | 0 | 0 | 0 | 0 | 0 | 0 | 0 | 0 | 0 | 0 | 0 | 0 | 0 | 0 | 0 | 0 | 0 | 0 | 0 | 0 | 0 | 0
F14_Industrial_Primary Metals_New_Space Heating_Natural Gas_ENERGY STAR Connected Thermostat_A_Achievable Economic TRC Potential | F14 | Industrial | Primary Metals | New | Space Heating | Natural Gas | ENERGY STAR Connected Thermostat | A | Purchases (Cumulative) | Achievable Economic TRC Potential | 0 | 0 | 0 | 0 | 0 | 0 | 0 | 0 | 0 | 0 | 0 | 0 | 0 | 0 | 0 | 0 | 0 | 0 | 0 | 0 | 0 | 0 | 0 | 0 | 0 | 0 | 0 | 0 | 0 | 0 | 0
F1_Industrial_Primary Metals_New_Space Heating_Natural Gas_Destratification Fans (HVLS)_A_Achievable Economic TRC Potential | F1 | Industrial | Primary Metals | New | Space Heating | Natural Gas | Destratification Fans (HVLS) | A | Original Unit Energy Savings (kWh or therms) | Achievable Economic TRC Potential | 0 | 0 | 0 | 0 | 0 | 0.014581 | 0.014392 | 0.014255 | 0.014151 | 0.014068 | 0.014002 | 0.013924 | 0.013842 | 0.013762 | 0.013684 | 0.013622 | 0.013574 | 0.013536 | 0.013475 | 0.01343 | 0.013398 | 0.013373 | 0.013373 | 0.013373 | 0.013373 | 0.013373 | 0.013373 | 0.013373 | 0 | 0 | 0
F2_Industrial_Primary Metals_New_Space Heating_Natural Gas_Destratification Fans (HVLS)_A_Achievable Economic TRC Potential | F2 | Industrial | Primary Metals | New | Space Heating | Natural Gas | Destratification Fans (HVLS) | A | Original Unit Summer Peak Savings (kW) | Achievable Economic TRC Potential | 0 | 0 | 0 | 0 | 0 | 0 | 0 | 0 | 0 | 0 | 0 | 0 | 0 | 0 | 0 | 0 | 0 | 0 | 0 | 0 | 0 | 0 | 0 | 0 | 0 | 0 | 0 | 0 | 0 | 0 | 0
F3_Industrial_Primary Metals_New_Space Heating_Natural Gas_Destratification Fans (HVLS)_A_Achievable Economic TRC Potential | F3 | Industrial | Primary Metals | New | Space Heating | Natural Gas | Destratification Fans (HVLS) | A | Original Unit Winter Peak Savings (kW) | Achievable Economic TRC Potential | 0 | 0 | 0 | 0 | 0 | 0 | 0 | 0 | 0 | 0 | 0 | 0 | 0 | 0 | 0 | 0 | 0 | 0 | 0 | 0 | 0 | 0 | 0 | 0 | 0 | 0 | 0 | 0 | 0 | 0 | 0
F4_Industrial_Primary Metals_New_Space Heating_Natural Gas_Destratification Fans (HVLS)_A_Achievable Economic TRC Potential | F4 | Industrial | Primary Metals | New | Space Heating | Natural Gas | Destratification Fans (HVLS) | A | Standalone Impact on Baseline Energy (%) | Achievable Economic TRC Potential | 0% | 0% | 0% | 0% | 0% | 0% | 0% | 0% | 0% | 0% | 0% | 0% | 0% | 0% | 0% | 0% | 0% | 0% | 0% | 0% | 0% | 0% | 0% | 0% | 0 | 0 | 0 | 0 | 0 | 0 | 0
F5_Industrial_Primary Metals_New_Space Heating_Natural Gas_Destratification Fans (HVLS)_A_Achievable Economic TRC Potential | F5 | Industrial | Primary Metals | New | Space Heating | Natural Gas | Destratification Fans (HVLS) | A | Standalone Impact on Baseline Summer Peak (%) | Achievable Economic TRC Potential | 0% | 0% | 0% | 0% | 0% | 0% | 0% | 0% | 0% | 0% | 0% | 0% | 0% | 0% | 0% | 0% | 0% | 0% | 0% | 0% | 0% | 0% | 0% | 0% | 0 | 0 | 0 | 0 | 0 | 0 | 0
F6_Industrial_Primary Metals_New_Space Heating_Natural Gas_Destratification Fans (HVLS)_A_Achievable Economic TRC Potential | F6 | Industrial | Primary Metals | New | Space Heating | Natural Gas | Destratification Fans (HVLS) | A | Standalone Impact on Baseline Winter Peak (%) | Achievable Economic TRC Potential | 0% | 0% | 0% | 0% | 0% | 0% | 0% | 0% | 0% | 0% | 0% | 0% | 0% | 0% | 0% | 0% | 0% | 0% | 0% | 0% | 0% | 0% | 0% | 0% | 0 | 0 | 0 | 0 | 0 | 0 | 0
F7_Industrial_Primary Metals_New_Space Heating_Natural Gas_Destratification Fans (HVLS)_A_Achievable Economic TRC Potential | F7 | Industrial | Primary Metals | New | Space Heating | Natural Gas | Destratification Fans (HVLS) | A | Incremental Energy Savings (MWh or mTherms) | Achievable Economic TRC Potential | 0 | 0 | 0 | 0 | 0 | 0 | 0 | 0 | 0 | 0 | 0 | 0 | 0 | 0 | 0 | 0 | 0 | 0 | 0 | 0 | 0 | 0 | 0 | 0 | 0 | 0 | 0 | 0 | 0 | 0 | 0
F8_Industrial_Primary Metals_New_Space Heating_Natural Gas_Destratification Fans (HVLS)_A_Achievable Economic TRC Potential | F8 | Industrial | Primary Metals | New | Space Heating | Natural Gas | Destratification Fans (HVLS) | A | Incremental Summer Peak Savings (MW) | Achievable Economic TRC Potential | 0 | 0 | 0 | 0 | 0 | 0 | 0 | 0 | 0 | 0 | 0 | 0 | 0 | 0 | 0 | 0 | 0 | 0 | 0 | 0 | 0 | 0 | 0 | 0 | 0 | 0 | 0 | 0 | 0 | 0 | 0
F9_Industrial_Primary Metals_New_Space Heating_Natural Gas_Destratification Fans (HVLS)_A_Achievable Economic TRC Potential | F9 | Industrial | Primary Metals | New | Space Heating | Natural Gas | Destratification Fans (HVLS) | A | Incremental Winter Peak Savings (MW) | Achievable Economic TRC Potential | 0 | 0 | 0 | 0 | 0 | 0 | 0 | 0 | 0 | 0 | 0 | 0 | 0 | 0 | 0 | 0 | 0 | 0 | 0 | 0 | 0 | 0 | 0 | 0 | 0 | 0 | 0 | 0 | 0 | 0 | 0
F10_Industrial_Primary Metals_New_Space Heating_Natural Gas_Destratification Fans (HVLS)_A_Achievable Economic TRC Potential | F10 | Industrial | Primary Metals | New | Space Heating | Natural Gas | Destratification Fans (HVLS) | A | Cumulative Energy Savings (MWh or mTherms) | Achievable Economic TRC Potential | 0 | 0 | 0 | 0 | 0 | 0 | 0 | 0 | 0 | 0 | 0 | 0 | 0 | 0 | 0 | 0 | 0 | 0 | 0 | 0 | 0 | 0 | 0 | 0 | 0 | 0 | 0 | 0 | 0 | 0 | 0
F11_Industrial_Primary Metals_New_Space Heating_Natural Gas_Destratification Fans (HVLS)_A_Achievable Economic TRC Potential | F11 | Industrial | Primary Metals | New | Space Heating | Natural Gas | Destratification Fans (HVLS) | A | Cumulative Summer Peak Savings (MW) | Achievable Economic TRC Potential | 0 | 0 | 0 | 0 | 0 | 0 | 0 | 0 | 0 | 0 | 0 | 0 | 0 | 0 | 0 | 0 | 0 | 0 | 0 | 0 | 0 | 0 | 0 | 0 | 0 | 0 | 0 | 0 | 0 | 0 | 0
F12_Industrial_Primary Metals_New_Space Heating_Natural Gas_Destratification Fans (HVLS)_A_Achievable Economic TRC Potential | F12 | Industrial | Primary Metals | New | Space Heating | Natural Gas | Destratification Fans (HVLS) | A | Cumulative Winter Peak Savings (MW) | Achievable Economic TRC Potential | 0 | 0 | 0 | 0 | 0 | 0 | 0 | 0 | 0 | 0 | 0 | 0 | 0 | 0 | 0 | 0 | 0 | 0 | 0 | 0 | 0 | 0 | 0 | 0 | 0 | 0 | 0 | 0 | 0 | 0 | 0
F13_Industrial_Primary Metals_New_Space Heating_Natural Gas_Destratification Fans (HVLS)_A_Achievable Economic TRC Potential | F13 | Industrial | Primary Metals | New | Space Heating | Natural Gas | Destratification Fans (HVLS) | A | Purchases (Incremental) | Achievable Economic TRC Potential | 0 | 0 | 0 | 0 | 0 | 0 | 0 | 0 | 0 | 0 | 0 | 0 | 0 | 0 | 0 | 0 | 0 | 0 | 0 | 0 | 0 | 0 | 0 | 0 | 0 | 0 | 0 | 0 | 0 | 0 | 0
F14_Industrial_Primary Metals_New_Space Heating_Natural Gas_Destratification Fans (HVLS)_A_Achievable Economic TRC Potential | F14 | Industrial | Primary Metals | New | Space Heating | Natural Gas | Destratification Fans (HVLS) | A | Purchases (Cumulative) | Achievable Economic TRC Potential | 0 | 0 | 0 | 0 | 0 | 0 | 0 | 0 | 0 | 0 | 0 | 0 | 0 | 0 | 0 | 0 | 0 | 0 | 0 | 0 | 0 | 0 | 0 | 0 | 0 | 0 | 0 | 0 | 0 | 0 | 0
F1_Industrial_Primary Metals_New_Space Heating_Natural Gas_Gas Boiler - Insulate Steam Lines/Condensate Tank_A_Achievable Economic TRC Potential | F1 | Industrial | Primary Metals | New | Space Heating | Natural Gas | Gas Boiler - Insulate Steam Lines/Condensate Tank | A | Original Unit Energy Savings (kWh or therms) | Achievable Economic TRC Potential | 0 | 0 | 0 | 0 | 0 | 0 | 0 | 0 | 0 | 0 | 0 | 0 | 0 | 0 | 0 | 0 | 0 | 0 | 0 | 0 | 0 | 0 | 0 | 0 | 0 | 0 | 0 | 0 | 0 | 0 | 0
F2_Industrial_Primary Metals_New_Space Heating_Natural Gas_Gas Boiler - Insulate Steam Lines/Condensate Tank_A_Achievable Economic TRC Potential | F2 | Industrial | Primary Metals | New | Space Heating | Natural Gas | Gas Boiler - Insulate Steam Lines/Condensate Tank | A | Original Unit Summer Peak Savings (kW) | Achievable Economic TRC Potential | 0 | 0 | 0 | 0 | 0 | 0 | 0 | 0 | 0 | 0 | 0 | 0 | 0 | 0 | 0 | 0 | 0 | 0 | 0 | 0 | 0 | 0 | 0 | 0 | 0 | 0 | 0 | 0 | 0 | 0 | 0
F3_Industrial_Primary Metals_New_Space Heating_Natural Gas_Gas Boiler - Insulate Steam Lines/Condensate Tank_A_Achievable Economic TRC Potential | F3 | Industrial | Primary Metals | New | Space Heating | Natural Gas | Gas Boiler - Insulate Steam Lines/Condensate Tank | A | Original Unit Winter Peak Savings (kW) | Achievable Economic TRC Potential | 0 | 0 | 0 | 0 | 0 | 0 | 0 | 0 | 0 | 0 | 0 | 0 | 0 | 0 | 0 | 0 | 0 | 0 | 0 | 0 | 0 | 0 | 0 | 0 | 0 | 0 | 0 | 0 | 0 | 0 | 0
F4_Industrial_Primary Metals_New_Space Heating_Natural Gas_Gas Boiler - Insulate Steam Lines/Condensate Tank_A_Achievable Economic TRC Potential | F4 | Industrial | Primary Metals | New | Space Heating | Natural Gas | Gas Boiler - Insulate Steam Lines/Condensate Tank | A | Standalone Impact on Baseline Energy (%) | Achievable Economic TRC Potential | 0% | 0% | 0% | 0% | 0% | 0% | 0% | 0% | 0% | 0% | 0% | 0% | 0% | 0% | 0% | 0% | 0% | 0% | 0% | 0% | 0% | 0% | 0% | 0% | 0 | 0 | 0 | 0 | 0 | 0 | 0
F5_Industrial_Primary Metals_New_Space Heating_Natural Gas_Gas Boiler - Insulate Steam Lines/Condensate Tank_A_Achievable Economic TRC Potential | F5 | Industrial | Primary Metals | New | Space Heating | Natural Gas | Gas Boiler - Insulate Steam Lines/Condensate Tank | A | Standalone Impact on Baseline Summer Peak (%) | Achievable Economic TRC Potential | 0% | 0% | 0% | 0% | 0% | 0% | 0% | 0% | 0% | 0% | 0% | 0% | 0% | 0% | 0% | 0% | 0% | 0% | 0% | 0% | 0% | 0% | 0% | 0% | 0 | 0 | 0 | 0 | 0 | 0 | 0
F6_Industrial_Primary Metals_New_Space Heating_Natural Gas_Gas Boiler - Insulate Steam Lines/Condensate Tank_A_Achievable Economic TRC Potential | F6 | Industrial | Primary Metals | New | Space Heating | Natural Gas | Gas Boiler - Insulate Steam Lines/Condensate Tank | A | Standalone Impact on Baseline Winter Peak (%) | Achievable Economic TRC Potential | 0% | 0% | 0% | 0% | 0% | 0% | 0% | 0% | 0% | 0% | 0% | 0% | 0% | 0% | 0% | 0% | 0% | 0% | 0% | 0% | 0% | 0% | 0% | 0% | 0 | 0 | 0 | 0 | 0 | 0 | 0
F7_Industrial_Primary Metals_New_Space Heating_Natural Gas_Gas Boiler - Insulate Steam Lines/Condensate Tank_A_Achievable Economic TRC Potential | F7 | Industrial | Primary Metals | New | Space Heating | Natural Gas | Gas Boiler - Insulate Steam Lines/Condensate Tank | A | Incremental Energy Savings (MWh or mTherms) | Achievable Economic TRC Potential | 0 | 0 | 0 | 0 | 0 | 0 | 0 | 0 | 0 | 0 | 0 | 0 | 0 | 0 | 0 | 0 | 0 | 0 | 0 | 0 | 0 | 0 | 0 | 0 | 0 | 0 | 0 | 0 | 0 | 0 | 0
F8_Industrial_Primary Metals_New_Space Heating_Natural Gas_Gas Boiler - Insulate Steam Lines/Condensate Tank_A_Achievable Economic TRC Potential | F8 | Industrial | Primary Metals | New | Space Heating | Natural Gas | Gas Boiler - Insulate Steam Lines/Condensate Tank | A | Incremental Summer Peak Savings (MW) | Achievable Economic TRC Potential | 0 | 0 | 0 | 0 | 0 | 0 | 0 | 0 | 0 | 0 | 0 | 0 | 0 | 0 | 0 | 0 | 0 | 0 | 0 | 0 | 0 | 0 | 0 | 0 | 0 | 0 | 0 | 0 | 0 | 0 | 0
F9_Industrial_Primary Metals_New_Space Heating_Natural Gas_Gas Boiler - Insulate Steam Lines/Condensate Tank_A_Achievable Economic TRC Potential | F9 | Industrial | Primary Metals | New | Space Heating | Natural Gas | Gas Boiler - Insulate Steam Lines/Condensate Tank | A | Incremental Winter Peak Savings (MW) | Achievable Economic TRC Potential | 0 | 0 | 0 | 0 | 0 | 0 | 0 | 0 | 0 | 0 | 0 | 0 | 0 | 0 | 0 | 0 | 0 | 0 | 0 | 0 | 0 | 0 | 0 | 0 | 0 | 0 | 0 | 0 | 0 | 0 | 0
F10_Industrial_Primary Metals_New_Space Heating_Natural Gas_Gas Boiler - Insulate Steam Lines/Condensate Tank_A_Achievable Economic TRC Potential | F10 | Industrial | Primary Metals | New | Space Heating | Natural Gas | Gas Boiler - Insulate Steam Lines/Condensate Tank | A | Cumulative Energy Savings (MWh or mTherms) | Achievable Economic TRC Potential | 0 | 0 | 0 | 0 | 0 | 0 | 0 | 0 | 0 | 0 | 0 | 0 | 0 | 0 | 0 | 0 | 0 | 0 | 0 | 0 | 0 | 0 | 0 | 0 | 0 | 0 | 0 | 0 | 0 | 0 | 0
F11_Industrial_Primary Metals_New_Space Heating_Natural Gas_Gas Boiler - Insulate Steam Lines/Condensate Tank_A_Achievable Economic TRC Potential | F11 | Industrial | Primary Metals | New | Space Heating | Natural Gas | Gas Boiler - Insulate Steam Lines/Condensate Tank | A | Cumulative Summer Peak Savings (MW) | Achievable Economic TRC Potential | 0 | 0 | 0 | 0 | 0 | 0 | 0 | 0 | 0 | 0 | 0 | 0 | 0 | 0 | 0 | 0 | 0 | 0 | 0 | 0 | 0 | 0 | 0 | 0 | 0 | 0 | 0 | 0 | 0 | 0 | 0
F12_Industrial_Primary Metals_New_Space Heating_Natural Gas_Gas Boiler - Insulate Steam Lines/Condensate Tank_A_Achievable Economic TRC Potential | F12 | Industrial | Primary Metals | New | Space Heating | Natural Gas | Gas Boiler - Insulate Steam Lines/Condensate Tank | A | Cumulative Winter Peak Savings (MW) | Achievable Economic TRC Potential | 0 | 0 | 0 | 0 | 0 | 0 | 0 | 0 | 0 | 0 | 0 | 0 | 0 | 0 | 0 | 0 | 0 | 0 | 0 | 0 | 0 | 0 | 0 | 0 | 0 | 0 | 0 | 0 | 0 | 0 | 0
F13_Industrial_Primary Metals_New_Space Heating_Natural Gas_Gas Boiler - Insulate Steam Lines/Condensate Tank_A_Achievable Economic TRC Potential | F13 | Industrial | Primary Metals | New | Space Heating | Natural Gas | Gas Boiler - Insulate Steam Lines/Condensate Tank | A | Purchases (Incremental) | Achievable Economic TRC Potential | 0 | 0 | 0 | 0 | 0 | 0 | 0 | 0 | 0 | 0 | 0 | 0 | 0 | 0 | 0 | 0 | 0 | 0 | 0 | 0 | 0 | 0 | 0 | 0 | 0 | 0 | 0 | 0 | 0 | 0 | 0
F14_Industrial_Primary Metals_New_Space Heating_Natural Gas_Gas Boiler - Insulate Steam Lines/Condensate Tank_A_Achievable Economic TRC Potential | F14 | Industrial | Primary Metals | New | Space Heating | Natural Gas | Gas Boiler - Insulate Steam Lines/Condensate Tank | A | Purchases (Cumulative) | Achievable Economic TRC Potential | 0 | 0 | 0 | 0 | 0 | 0 | 0 | 0 | 0 | 0 | 0 | 0 | 0 | 0 | 0 | 0 | 0 | 0 | 0 | 0 | 0 | 0 | 0 | 0 | 0 | 0 | 0 | 0 | 0 | 0 | 0
F1_Industrial_Primary Metals_New_Process_Natural Gas_Gas Boiler - Insulate Steam Lines/Condensate Tank_A_Achievable Economic TRC Potential | F1 | Industrial | Primary Metals | New | Process | Natural Gas | Gas Boiler - Insulate Steam Lines/Condensate Tank | A | Original Unit Energy Savings (kWh or therms) | Achievable Economic TRC Potential | 0 | 0 | 0 | 0 | 0 | 303.5793 | 303.5793 | 303.5793 | 303.5793 | 303.5793 | 303.5793 | 303.5793 | 303.5793 | 303.5793 | 303.5793 | 303.5793 | 303.5793 | 303.5793 | 303.5793 | 303.5793 | 303.5793 | 303.5793 | 303.5793 | 303.5793 | 303.5793 | 303.5793 | 303.5793 | 303.5793 | 303.5793 | 303.5793 | 303.5793
F2_Industrial_Primary Metals_New_Process_Natural Gas_Gas Boiler - Insulate Steam Lines/Condensate Tank_A_Achievable Economic TRC Potential | F2 | Industrial | Primary Metals | New | Process | Natural Gas | Gas Boiler - Insulate Steam Lines/Condensate Tank | A | Original Unit Summer Peak Savings (kW) | Achievable Economic TRC Potential | 0 | 0 | 0 | 0 | 0 | 0 | 0 | 0 | 0 | 0 | 0 | 0 | 0 | 0 | 0 | 0 | 0 | 0 | 0 | 0 | 0 | 0 | 0 | 0 | 0 | 0 | 0 | 0 | 0 | 0 | 0
F3_Industrial_Primary Metals_New_Process_Natural Gas_Gas Boiler - Insulate Steam Lines/Condensate Tank_A_Achievable Economic TRC Potential | F3 | Industrial | Primary Metals | New | Process | Natural Gas | Gas Boiler - Insulate Steam Lines/Condensate Tank | A | Original Unit Winter Peak Savings (kW) | Achievable Economic TRC Potential | 0 | 0 | 0 | 0 | 0 | 0 | 0 | 0 | 0 | 0 | 0 | 0 | 0 | 0 | 0 | 0 | 0 | 0 | 0 | 0 | 0 | 0 | 0 | 0 | 0 | 0 | 0 | 0 | 0 | 0 | 0
F4_Industrial_Primary Metals_New_Process_Natural Gas_Gas Boiler - Insulate Steam Lines/Condensate Tank_A_Achievable Economic TRC Potential | F4 | Industrial | Primary Metals | New | Process | Natural Gas | Gas Boiler - Insulate Steam Lines/Condensate Tank | A | Standalone Impact on Baseline Energy (%) | Achievable Economic TRC Potential | 0% | 0% | 0% | 0% | 0% | 0.006881% | 0.01269% | 0.01786% | 0.02263% | 0.02712% | 0.0314% | 0.03557% | 0.03963% | 0.04361% | 0.04755% | 0.05142% | 0.05527% | 0.05907% | 0.06285% | 0.06662% | 0.07036% | 0.07408% | 0.07779% | 0.08149% | 0.00085183 | 0.00081982 | 0.00079022 | 0.00076275 | 0 | 0 | 0
F5_Industrial_Primary Metals_New_Process_Natural Gas_Gas Boiler - Insulate Steam Lines/Condensate Tank_A_Achievable Economic TRC Potential | F5 | Industrial | Primary Metals | New | Process | Natural Gas | Gas Boiler - Insulate Steam Lines/Condensate Tank | A | Standalone Impact on Baseline Summer Peak (%) | Achievable Economic TRC Potential | 0% | 0% | 0% | 0% | 0% | 0% | 0% | 0% | 0% | 0% | 0% | 0% | 0% | 0% | 0% | 0% | 0% | 0% | 0% | 0% | 0% | 0% | 0% | 0% | 0 | 0 | 0 | 0 | 0 | 0 | 0
F6_Industrial_Primary Metals_New_Process_Natural Gas_Gas Boiler - Insulate Steam Lines/Condensate Tank_A_Achievable Economic TRC Potential | F6 | Industrial | Primary Metals | New | Process | Natural Gas | Gas Boiler - Insulate Steam Lines/Condensate Tank | A | Standalone Impact on Baseline Winter Peak (%) | Achievable Economic TRC Potential | 0% | 0% | 0% | 0% | 0% | 0% | 0% | 0% | 0% | 0% | 0% | 0% | 0% | 0% | 0% | 0% | 0% | 0% | 0% | 0% | 0% | 0% | 0% | 0% | 0 | 0 | 0 | 0 | 0 | 0 | 0
F7_Industrial_Primary Metals_New_Process_Natural Gas_Gas Boiler - Insulate Steam Lines/Condensate Tank_A_Achievable Economic TRC Potential | F7 | Industrial | Primary Metals | New | Process | Natural Gas | Gas Boiler - Insulate Steam Lines/Condensate Tank | A | Incremental Energy Savings (MWh or mTherms) | Achievable Economic TRC Potential | 0 | 0 | 0 | 0 | 0 | 0.015179 | 0.017983 | 0.020785 | 0.023571 | 0.026358 | 0.029148 | 0.031902 | 0.034649 | 0.03739 | 0.040088 | 0.042796 | 0.045478 | 0.04816 | 0.050829 | 0.053474 | 0.056123 | 0.05876 | 0.061387 | 0.064005 | 0.066613 | 0.015179 | 0.017983 | 0.020785 | 0.023571 | 0.026358 | 0.029148
F8_Industrial_Primary Metals_New_Process_Natural Gas_Gas Boiler - Insulate Steam Lines/Condensate Tank_A_Achievable Economic TRC Potential | F8 | Industrial | Primary Metals | New | Process | Natural Gas | Gas Boiler - Insulate Steam Lines/Condensate Tank | A | Incremental Summer Peak Savings (MW) | Achievable Economic TRC Potential | 0 | 0 | 0 | 0 | 0 | 0 | 0 | 0 | 0 | 0 | 0 | 0 | 0 | 0 | 0 | 0 | 0 | 0 | 0 | 0 | 0 | 0 | 0 | 0 | 0 | 0 | 0 | 0 | 0 | 0 | 0
F9_Industrial_Primary Metals_New_Process_Natural Gas_Gas Boiler - Insulate Steam Lines/Condensate Tank_A_Achievable Economic TRC Potential | F9 | Industrial | Primary Metals | New | Process | Natural Gas | Gas Boiler - Insulate Steam Lines/Condensate Tank | A | Incremental Winter Peak Savings (MW) | Achievable Economic TRC Potential | 0 | 0 | 0 | 0 | 0 | 0 | 0 | 0 | 0 | 0 | 0 | 0 | 0 | 0 | 0 | 0 | 0 | 0 | 0 | 0 | 0 | 0 | 0 | 0 | 0 | 0 | 0 | 0 | 0 | 0 | 0
F10_Industrial_Primary Metals_New_Process_Natural Gas_Gas Boiler - Insulate Steam Lines/Condensate Tank_A_Achievable Economic TRC Potential | F10 | Industrial | Primary Metals | New | Process | Natural Gas | Gas Boiler - Insulate Steam Lines/Condensate Tank | A | Cumulative Energy Savings (MWh or mTherms) | Achievable Economic TRC Potential | 0 | 0 | 0 | 0 | 0 | 0.015179 | 0.033162 | 0.053947 | 0.077518 | 0.10388 | 0.13302 | 0.16493 | 0.19958 | 0.23697 | 0.27705 | 0.31985 | 0.36533 | 0.41349 | 0.46432 | 0.51779 | 0.57391 | 0.63267 | 0.69406 | 0.75807 | 0.82468 | 0.82468 | 0.82468 | 0.82468 | 0.82468 | 0.82468 | 0.82468
F11_Industrial_Primary Metals_New_Process_Natural Gas_Gas Boiler - Insulate Steam Lines/Condensate Tank_A_Achievable Economic TRC Potential | F11 | Industrial | Primary Metals | New | Process | Natural Gas | Gas Boiler - Insulate Steam Lines/Condensate Tank | A | Cumulative Summer Peak Savings (MW) | Achievable Economic TRC Potential | 0 | 0 | 0 | 0 | 0 | 0 | 0 | 0 | 0 | 0 | 0 | 0 | 0 | 0 | 0 | 0 | 0 | 0 | 0 | 0 | 0 | 0 | 0 | 0 | 0 | 0 | 0 | 0 | 0 | 0 | 0
F12_Industrial_Primary Metals_New_Process_Natural Gas_Gas Boiler - Insulate Steam Lines/Condensate Tank_A_Achievable Economic TRC Potential | F12 | Industrial | Primary Metals | New | Process | Natural Gas | Gas Boiler - Insulate Steam Lines/Condensate Tank | A | Cumulative Winter Peak Savings (MW) | Achievable Economic TRC Potential | 0 | 0 | 0 | 0 | 0 | 0 | 0 | 0 | 0 | 0 | 0 | 0 | 0 | 0 | 0 | 0 | 0 | 0 | 0 | 0 | 0 | 0 | 0 | 0 | 0 | 0 | 0 | 0 | 0 | 0 | 0
F13_Industrial_Primary Metals_New_Process_Natural Gas_Gas Boiler - Insulate Steam Lines/Condensate Tank_A_Achievable Economic TRC Potential | F13 | Industrial | Primary Metals | New | Process | Natural Gas | Gas Boiler - Insulate Steam Lines/Condensate Tank | A | Purchases (Incremental) | Achievable Economic TRC Potential | 0 | 0 | 0 | 0 | 0 | 0.05 | 0.059236 | 0.068467 | 0.077644 | 0.086825 | 0.096015 | 0.10509 | 0.11414 | 0.12316 | 0.13205 | 0.14097 | 0.14981 | 0.15864 | 0.16743 | 0.17615 | 0.18487 | 0.19356 | 0.20221 | 0.21083 | 0.21943 | 0.05 | 0.059236 | 0.068467 | 0.077644 | 0.086825 | 0.096015
F14_Industrial_Primary Metals_New_Process_Natural Gas_Gas Boiler - Insulate Steam Lines/Condensate Tank_A_Achievable Economic TRC Potential | F14 | Industrial | Primary Metals | New | Process | Natural Gas | Gas Boiler - Insulate Steam Lines/Condensate Tank | A | Purchases (Cumulative) | Achievable Economic TRC Potential | 0 | 0 | 0 | 0 | 0 | 0.05 | 0.10924 | 0.1777 | 0.25535 | 0.34217 | 0.43819 | 0.54327 | 0.65741 | 0.78057 | 0.91262 | 1.0536 | 1.2034 | 1.362 | 1.5295 | 1.7056 | 1.8905 | 2.084 | 2.2863 | 2.4971 | 2.7165 | 2.7165 | 2.7165 | 2.7165 | 2.7165 | 2.7165 | 2.7165
F1_Industrial_Primary Metals_New_Space Heating_Natural Gas_Gas Boiler - Insulate Hot Water Lines_A_Achievable Economic TRC Potential | F1 | Industrial | Primary Metals | New | Space Heating | Natural Gas | Gas Boiler - Insulate Hot Water Lines | A | Original Unit Energy Savings (kWh or therms) | Achievable Economic TRC Potential | 0 | 0 | 0 | 0 | 0 | 0 | 0 | 0 | 0 | 0 | 0 | 0 | 0 | 0 | 0 | 0 | 0 | 0 | 0 | 0 | 0 | 0 | 0 | 0 | 0 | 0 | 0 | 0 | 0 | 0 | 0
F2_Industrial_Primary Metals_New_Space Heating_Natural Gas_Gas Boiler - Insulate Hot Water Lines_A_Achievable Economic TRC Potential | F2 | Industrial | Primary Metals | New | Space Heating | Natural Gas | Gas Boiler - Insulate Hot Water Lines | A | Original Unit Summer Peak Savings (kW) | Achievable Economic TRC Potential | 0 | 0 | 0 | 0 | 0 | 0 | 0 | 0 | 0 | 0 | 0 | 0 | 0 | 0 | 0 | 0 | 0 | 0 | 0 | 0 | 0 | 0 | 0 | 0 | 0 | 0 | 0 | 0 | 0 | 0 | 0
F3_Industrial_Primary Metals_New_Space Heating_Natural Gas_Gas Boiler - Insulate Hot Water Lines_A_Achievable Economic TRC Potential | F3 | Industrial | Primary Metals | New | Space Heating | Natural Gas | Gas Boiler - Insulate Hot Water Lines | A | Original Unit Winter Peak Savings (kW) | Achievable Economic TRC Potential | 0 | 0 | 0 | 0 | 0 | 0 | 0 | 0 | 0 | 0 | 0 | 0 | 0 | 0 | 0 | 0 | 0 | 0 | 0 | 0 | 0 | 0 | 0 | 0 | 0 | 0 | 0 | 0 | 0 | 0 | 0
F4_Industrial_Primary Metals_New_Space Heating_Natural Gas_Gas Boiler - Insulate Hot Water Lines_A_Achievable Economic TRC Potential | F4 | Industrial | Primary Metals | New | Space Heating | Natural Gas | Gas Boiler - Insulate Hot Water Lines | A | Standalone Impact on Baseline Energy (%) | Achievable Economic TRC Potential | 0% | 0% | 0% | 0% | 0% | 0% | 0% | 0% | 0% | 0% | 0% | 0% | 0% | 0% | 0% | 0% | 0% | 0% | 0% | 0% | 0% | 0% | 0% | 0% | 0 | 0 | 0 | 0 | 0 | 0 | 0
F5_Industrial_Primary Metals_New_Space Heating_Natural Gas_Gas Boiler - Insulate Hot Water Lines_A_Achievable Economic TRC Potential | F5 | Industrial | Primary Metals | New | Space Heating | Natural Gas | Gas Boiler - Insulate Hot Water Lines | A | Standalone Impact on Baseline Summer Peak (%) | Achievable Economic TRC Potential | 0% | 0% | 0% | 0% | 0% | 0% | 0% | 0% | 0% | 0% | 0% | 0% | 0% | 0% | 0% | 0% | 0% | 0% | 0% | 0% | 0% | 0% | 0% | 0% | 0 | 0 | 0 | 0 | 0 | 0 | 0
F6_Industrial_Primary Metals_New_Space Heating_Natural Gas_Gas Boiler - Insulate Hot Water Lines_A_Achievable Economic TRC Potential | F6 | Industrial | Primary Metals | New | Space Heating | Natural Gas | Gas Boiler - Insulate Hot Water Lines | A | Standalone Impact on Baseline Winter Peak (%) | Achievable Economic TRC Potential | 0% | 0% | 0% | 0% | 0% | 0% | 0% | 0% | 0% | 0% | 0% | 0% | 0% | 0% | 0% | 0% | 0% | 0% | 0% | 0% | 0% | 0% | 0% | 0% | 0 | 0 | 0 | 0 | 0 | 0 | 0
F7_Industrial_Primary Metals_New_Space Heating_Natural Gas_Gas Boiler - Insulate Hot Water Lines_A_Achievable Economic TRC Potential | F7 | Industrial | Primary Metals | New | Space Heating | Natural Gas | Gas Boiler - Insulate Hot Water Lines | A | Incremental Energy Savings (MWh or mTherms) | Achievable Economic TRC Potential | 0 | 0 | 0 | 0 | 0 | 0 | 0 | 0 | 0 | 0 | 0 | 0 | 0 | 0 | 0 | 0 | 0 | 0 | 0 | 0 | 0 | 0 | 0 | 0 | 0 | 0 | 0 | 0 | 0 | 0 | 0
F8_Industrial_Primary Metals_New_Space Heating_Natural Gas_Gas Boiler - Insulate Hot Water Lines_A_Achievable Economic TRC Potential | F8 | Industrial | Primary Metals | New | Space Heating | Natural Gas | Gas Boiler - Insulate Hot Water Lines | A | Incremental Summer Peak Savings (MW) | Achievable Economic TRC Potential | 0 | 0 | 0 | 0 | 0 | 0 | 0 | 0 | 0 | 0 | 0 | 0 | 0 | 0 | 0 | 0 | 0 | 0 | 0 | 0 | 0 | 0 | 0 | 0 | 0 | 0 | 0 | 0 | 0 | 0 | 0
F9_Industrial_Primary Metals_New_Space Heating_Natural Gas_Gas Boiler - Insulate Hot Water Lines_A_Achievable Economic TRC Potential | F9 | Industrial | Primary Metals | New | Space Heating | Natural Gas | Gas Boiler - Insulate Hot Water Lines | A | Incremental Winter Peak Savings (MW) | Achievable Economic TRC Potential | 0 | 0 | 0 | 0 | 0 | 0 | 0 | 0 | 0 | 0 | 0 | 0 | 0 | 0 | 0 | 0 | 0 | 0 | 0 | 0 | 0 | 0 | 0 | 0 | 0 | 0 | 0 | 0 | 0 | 0 | 0
F10_Industrial_Primary Metals_New_Space Heating_Natural Gas_Gas Boiler - Insulate Hot Water Lines_A_Achievable Economic TRC Potential | F10 | Industrial | Primary Metals | New | Space Heating | Natural Gas | Gas Boiler - Insulate Hot Water Lines | A | Cumulative Energy Savings (MWh or mTherms) | Achievable Economic TRC Potential | 0 | 0 | 0 | 0 | 0 | 0 | 0 | 0 | 0 | 0 | 0 | 0 | 0 | 0 | 0 | 0 | 0 | 0 | 0 | 0 | 0 | 0 | 0 | 0 | 0 | 0 | 0 | 0 | 0 | 0 | 0
F11_Industrial_Primary Metals_New_Space Heating_Natural Gas_Gas Boiler - Insulate Hot Water Lines_A_Achievable Economic TRC Potential | F11 | Industrial | Primary Metals | New | Space Heating | Natural Gas | Gas Boiler - Insulate Hot Water Lines | A | Cumulative Summer Peak Savings (MW) | Achievable Economic TRC Potential | 0 | 0 | 0 | 0 | 0 | 0 | 0 | 0 | 0 | 0 | 0 | 0 | 0 | 0 | 0 | 0 | 0 | 0 | 0 | 0 | 0 | 0 | 0 | 0 | 0 | 0 | 0 | 0 | 0 | 0 | 0
F12_Industrial_Primary Metals_New_Space Heating_Natural Gas_Gas Boiler - Insulate Hot Water Lines_A_Achievable Economic TRC Potential | F12 | Industrial | Primary Metals | New | Space Heating | Natural Gas | Gas Boiler - Insulate Hot Water Lines | A | Cumulative Winter Peak Savings (MW) | Achievable Economic TRC Potential | 0 | 0 | 0 | 0 | 0 | 0 | 0 | 0 | 0 | 0 | 0 | 0 | 0 | 0 | 0 | 0 | 0 | 0 | 0 | 0 | 0 | 0 | 0 | 0 | 0 | 0 | 0 | 0 | 0 | 0 | 0
F13_Industrial_Primary Metals_New_Space Heating_Natural Gas_Gas Boiler - Insulate Hot Water Lines_A_Achievable Economic TRC Potential | F13 | Industrial | Primary Metals | New | Space Heating | Natural Gas | Gas Boiler - Insulate Hot Water Lines | A | Purchases (Incremental) | Achievable Economic TRC Potential | 0 | 0 | 0 | 0 | 0 | 0 | 0 | 0 | 0 | 0 | 0 | 0 | 0 | 0 | 0 | 0 | 0 | 0 | 0 | 0 | 0 | 0 | 0 | 0 | 0 | 0 | 0 | 0 | 0 | 0 | 0
F14_Industrial_Primary Metals_New_Space Heating_Natural Gas_Gas Boiler - Insulate Hot Water Lines_A_Achievable Economic TRC Potential | F14 | Industrial | Primary Metals | New | Space Heating | Natural Gas | Gas Boiler - Insulate Hot Water Lines | A | Purchases (Cumulative) | Achievable Economic TRC Potential | 0 | 0 | 0 | 0 | 0 | 0 | 0 | 0 | 0 | 0 | 0 | 0 | 0 | 0 | 0 | 0 | 0 | 0 | 0 | 0 | 0 | 0 | 0 | 0 | 0 | 0 | 0 | 0 | 0 | 0 | 0
F1_Industrial_Primary Metals_New_Process_Natural Gas_Gas Boiler - Insulate Hot Water Lines_A_Achievable Economic TRC Potential | F1 | Industrial | Primary Metals | New | Process | Natural Gas | Gas Boiler - Insulate Hot Water Lines | A | Original Unit Energy Savings (kWh or therms) | Achievable Economic TRC Potential | 0 | 0 | 0 | 0 | 0 | 343.1401 | 343.1401 | 343.1401 | 343.1401 | 343.1401 | 343.1401 | 343.1401 | 343.1401 | 343.1401 | 343.1401 | 343.1401 | 343.1401 | 343.1401 | 343.1401 | 343.1401 | 343.1401 | 343.1401 | 343.1401 | 343.1401 | 343.1401 | 343.1401 | 343.1401 | 343.1401 | 343.1401 | 343.1401 | 343.1401
F2_Industrial_Primary Metals_New_Process_Natural Gas_Gas Boiler - Insulate Hot Water Lines_A_Achievable Economic TRC Potential | F2 | Industrial | Primary Metals | New | Process | Natural Gas | Gas Boiler - Insulate Hot Water Lines | A | Original Unit Summer Peak Savings (kW) | Achievable Economic TRC Potential | 0 | 0 | 0 | 0 | 0 | 0 | 0 | 0 | 0 | 0 | 0 | 0 | 0 | 0 | 0 | 0 | 0 | 0 | 0 | 0 | 0 | 0 | 0 | 0 | 0 | 0 | 0 | 0 | 0 | 0 | 0
F3_Industrial_Primary Metals_New_Process_Natural Gas_Gas Boiler - Insulate Hot Water Lines_A_Achievable Economic TRC Potential | F3 | Industrial | Primary Metals | New | Process | Natural Gas | Gas Boiler - Insulate Hot Water Lines | A | Original Unit Winter Peak Savings (kW) | Achievable Economic TRC Potential | 0 | 0 | 0 | 0 | 0 | 0 | 0 | 0 | 0 | 0 | 0 | 0 | 0 | 0 | 0 | 0 | 0 | 0 | 0 | 0 | 0 | 0 | 0 | 0 | 0 | 0 | 0 | 0 | 0 | 0 | 0
F4_Industrial_Primary Metals_New_Process_Natural Gas_Gas Boiler - Insulate Hot Water Lines_A_Achievable Economic TRC Potential | F4 | Industrial | Primary Metals | New | Process | Natural Gas | Gas Boiler - Insulate Hot Water Lines | A | Standalone Impact on Baseline Energy (%) | Achievable Economic TRC Potential | 0% | 0% | 0% | 0% | 0% | 0.007777% | 0.01434% | 0.02019% | 0.02558% | 0.03065% | 0.03549% | 0.04021% | 0.0448% | 0.04929% | 0.05375% | 0.05813% | 0.06248% | 0.06677% | 0.07104% | 0.07531% | 0.07953% | 0.08374% | 0.08793% | 0.09211% | 0.00096283 | 0.00092666 | 0.0008932 | 0.00086215 | 0 | 0 | 0
F5_Industrial_Primary Metals_New_Process_Natural Gas_Gas Boiler - Insulate Hot Water Lines_A_Achievable Economic TRC Potential | F5 | Industrial | Primary Metals | New | Process | Natural Gas | Gas Boiler - Insulate Hot Water Lines | A | Standalone Impact on Baseline Summer Peak (%) | Achievable Economic TRC Potential | 0% | 0% | 0% | 0% | 0% | 0% | 0% | 0% | 0% | 0% | 0% | 0% | 0% | 0% | 0% | 0% | 0% | 0% | 0% | 0% | 0% | 0% | 0% | 0% | 0 | 0 | 0 | 0 | 0 | 0 | 0
F6_Industrial_Primary Metals_New_Process_Natural Gas_Gas Boiler - Insulate Hot Water Lines_A_Achievable Economic TRC Potential | F6 | Industrial | Primary Metals | New | Process | Natural Gas | Gas Boiler - Insulate Hot Water Lines | A | Standalone Impact on Baseline Winter Peak (%) | Achievable Economic TRC Potential | 0% | 0% | 0% | 0% | 0% | 0% | 0% | 0% | 0% | 0% | 0% | 0% | 0% | 0% | 0% | 0% | 0% | 0% | 0% | 0% | 0% | 0% | 0% | 0% | 0 | 0 | 0 | 0 | 0 | 0 | 0
F7_Industrial_Primary Metals_New_Process_Natural Gas_Gas Boiler - Insulate Hot Water Lines_A_Achievable Economic TRC Potential | F7 | Industrial | Primary Metals | New | Process | Natural Gas | Gas Boiler - Insulate Hot Water Lines | A | Incremental Energy Savings (MWh or mTherms) | Achievable Economic TRC Potential | 0 | 0 | 0 | 0 | 0 | 0.017157 | 0.020326 | 0.023494 | 0.026643 | 0.029793 | 0.032947 | 0.03606 | 0.039164 | 0.042263 | 0.045312 | 0.048373 | 0.051404 | 0.054436 | 0.057453 | 0.060443 | 0.063436 | 0.066417 | 0.069387 | 0.072345 | 0.075294 | 0.017157 | 0.020326 | 0.023494 | 0.026643 | 0.029793 | 0.032947
F8_Industrial_Primary Metals_New_Process_Natural Gas_Gas Boiler - Insulate Hot Water Lines_A_Achievable Economic TRC Potential | F8 | Industrial | Primary Metals | New | Process | Natural Gas | Gas Boiler - Insulate Hot Water Lines | A | Incremental Summer Peak Savings (MW) | Achievable Economic TRC Potential | 0 | 0 | 0 | 0 | 0 | 0 | 0 | 0 | 0 | 0 | 0 | 0 | 0 | 0 | 0 | 0 | 0 | 0 | 0 | 0 | 0 | 0 | 0 | 0 | 0 | 0 | 0 | 0 | 0 | 0 | 0
F9_Industrial_Primary Metals_New_Process_Natural Gas_Gas Boiler - Insulate Hot Water Lines_A_Achievable Economic TRC Potential | F9 | Industrial | Primary Metals | New | Process | Natural Gas | Gas Boiler - Insulate Hot Water Lines | A | Incremental Winter Peak Savings (MW) | Achievable Economic TRC Potential | 0 | 0 | 0 | 0 | 0 | 0 | 0 | 0 | 0 | 0 | 0 | 0 | 0 | 0 | 0 | 0 | 0 | 0 | 0 | 0 | 0 | 0 | 0 | 0 | 0 | 0 | 0 | 0 | 0 | 0 | 0
F10_Industrial_Primary Metals_New_Process_Natural Gas_Gas Boiler - Insulate Hot Water Lines_A_Achievable Economic TRC Potential | F10 | Industrial | Primary Metals | New | Process | Natural Gas | Gas Boiler - Insulate Hot Water Lines | A | Cumulative Energy Savings (MWh or mTherms) | Achievable Economic TRC Potential | 0 | 0 | 0 | 0 | 0 | 0.017157 | 0.037483 | 0.060977 | 0.087619 | 0.11741 | 0.15036 | 0.18642 | 0.22558 | 0.26785 | 0.31316 | 0.36153 | 0.41293 | 0.46737 | 0.52482 | 0.58527 | 0.6487 | 0.71512 | 0.78451 | 0.85685 | 0.93215 | 0.93215 | 0.93215 | 0.93215 | 0.93215 | 0.93215 | 0.93215
F11_Industrial_Primary Metals_New_Process_Natural Gas_Gas Boiler - Insulate Hot Water Lines_A_Achievable Economic TRC Potential | F11 | Industrial | Primary Metals | New | Process | Natural Gas | Gas Boiler - Insulate Hot Water Lines | A | Cumulative Summer Peak Savings (MW) | Achievable Economic TRC Potential | 0 | 0 | 0 | 0 | 0 | 0 | 0 | 0 | 0 | 0 | 0 | 0 | 0 | 0 | 0 | 0 | 0 | 0 | 0 | 0 | 0 | 0 | 0 | 0 | 0 | 0 | 0 | 0 | 0 | 0 | 0
F12_Industrial_Primary Metals_New_Process_Natural Gas_Gas Boiler - Insulate Hot Water Lines_A_Achievable Economic TRC Potential | F12 | Industrial | Primary Metals | New | Process | Natural Gas | Gas Boiler - Insulate Hot Water Lines | A | Cumulative Winter Peak Savings (MW) | Achievable Economic TRC Potential | 0 | 0 | 0 | 0 | 0 | 0 | 0 | 0 | 0 | 0 | 0 | 0 | 0 | 0 | 0 | 0 | 0 | 0 | 0 | 0 | 0 | 0 | 0 | 0 | 0 | 0 | 0 | 0 | 0 | 0 | 0
F13_Industrial_Primary Metals_New_Process_Natural Gas_Gas Boiler - Insulate Hot Water Lines_A_Achievable Economic TRC Potential | F13 | Industrial | Primary Metals | New | Process | Natural Gas | Gas Boiler - Insulate Hot Water Lines | A | Purchases (Incremental) | Achievable Economic TRC Potential | 0 | 0 | 0 | 0 | 0 | 0.05 | 0.059236 | 0.068467 | 0.077644 | 0.086825 | 0.096015 | 0.10509 | 0.11414 | 0.12316 | 0.13205 | 0.14097 | 0.14981 | 0.15864 | 0.16743 | 0.17615 | 0.18487 | 0.19356 | 0.20221 | 0.21083 | 0.21943 | 0.05 | 0.059236 | 0.068467 | 0.077644 | 0.086825 | 0.096015
F14_Industrial_Primary Metals_New_Process_Natural Gas_Gas Boiler - Insulate Hot Water Lines_A_Achievable Economic TRC Potential | F14 | Industrial | Primary Metals | New | Process | Natural Gas | Gas Boiler - Insulate Hot Water Lines | A | Purchases (Cumulative) | Achievable Economic TRC Potential | 0 | 0 | 0 | 0 | 0 | 0.05 | 0.10924 | 0.1777 | 0.25535 | 0.34217 | 0.43819 | 0.54327 | 0.65741 | 0.78057 | 0.91262 | 1.0536 | 1.2034 | 1.362 | 1.5295 | 1.7056 | 1.8905 | 2.084 | 2.2863 | 2.4971 | 2.7165 | 2.7165 | 2.7165 | 2.7165 | 2.7165 | 2.7165 | 2.7165
F1_Industrial_Primary Metals_New_Process_Natural Gas_Process - Insulate Heated Process Fluids_A_Achievable Economic TRC Potential | F1 | Industrial | Primary Metals | New | Process | Natural Gas | Process - Insulate Heated Process Fluids | A | Original Unit Energy Savings (kWh or therms) | Achievable Economic TRC Potential | 0 | 0 | 0 | 0 | 0 | 1904.8967 | 1904.8967 | 1904.8967 | 1904.8967 | 1904.8967 | 1904.8967 | 1904.8967 | 1904.8967 | 1904.8967 | 1904.8967 | 1904.8967 | 1904.8967 | 1904.8967 | 1904.8967 | 1904.8967 | 1904.8967 | 1904.8967 | 1904.8967 | 1904.8967 | 1904.8967 | 1904.8967 | 1904.8967 | 1904.8967 | 1904.8967 | 1904.8967 | 1904.8967
F2_Industrial_Primary Metals_New_Process_Natural Gas_Process - Insulate Heated Process Fluids_A_Achievable Economic TRC Potential | F2 | Industrial | Primary Metals | New | Process | Natural Gas | Process - Insulate Heated Process Fluids | A | Original Unit Summer Peak Savings (kW) | Achievable Economic TRC Potential | 0 | 0 | 0 | 0 | 0 | 0 | 0 | 0 | 0 | 0 | 0 | 0 | 0 | 0 | 0 | 0 | 0 | 0 | 0 | 0 | 0 | 0 | 0 | 0 | 0 | 0 | 0 | 0 | 0 | 0 | 0
F3_Industrial_Primary Metals_New_Process_Natural Gas_Process - Insulate Heated Process Fluids_A_Achievable Economic TRC Potential | F3 | Industrial | Primary Metals | New | Process | Natural Gas | Process - Insulate Heated Process Fluids | A | Original Unit Winter Peak Savings (kW) | Achievable Economic TRC Potential | 0 | 0 | 0 | 0 | 0 | 0 | 0 | 0 | 0 | 0 | 0 | 0 | 0 | 0 | 0 | 0 | 0 | 0 | 0 | 0 | 0 | 0 | 0 | 0 | 0 | 0 | 0 | 0 | 0 | 0 | 0
F4_Industrial_Primary Metals_New_Process_Natural Gas_Process - Insulate Heated Process Fluids_A_Achievable Economic TRC Potential | F4 | Industrial | Primary Metals | New | Process | Natural Gas | Process - Insulate Heated Process Fluids | A | Standalone Impact on Baseline Energy (%) | Achievable Economic TRC Potential | 0% | 0% | 0% | 0% | 0% | 0.09444% | 0.1742% | 0.2451% | 0.3106% | 0.3722% | 0.4216% | 0.4532% | 0.4716% | 0.4806% | 0.4831% | 0.4804% | 0.4743% | 0.4657% | 0.4555% | 0.4444% | 0.4326% | 0.4132% | 0.3955% | 0.3794% | 0.0036452 | 0.0035082 | 0.0033816 | 0.003264 | 0 | 0 | 0
F5_Industrial_Primary Metals_New_Process_Natural Gas_Process - Insulate Heated Process Fluids_A_Achievable Economic TRC Potential | F5 | Industrial | Primary Metals | New | Process | Natural Gas | Process - Insulate Heated Process Fluids | A | Standalone Impact on Baseline Summer Peak (%) | Achievable Economic TRC Potential | 0% | 0% | 0% | 0% | 0% | 0% | 0% | 0% | 0% | 0% | 0% | 0% | 0% | 0% | 0% | 0% | 0% | 0% | 0% | 0% | 0% | 0% | 0% | 0% | 0 | 0 | 0 | 0 | 0 | 0 | 0
F6_Industrial_Primary Metals_New_Process_Natural Gas_Process - Insulate Heated Process Fluids_A_Achievable Economic TRC Potential | F6 | Industrial | Primary Metals | New | Process | Natural Gas | Process - Insulate Heated Process Fluids | A | Standalone Impact on Baseline Winter Peak (%) | Achievable Economic TRC Potential | 0% | 0% | 0% | 0% | 0% | 0% | 0% | 0% | 0% | 0% | 0% | 0% | 0% | 0% | 0% | 0% | 0% | 0% | 0% | 0% | 0% | 0% | 0% | 0% | 0 | 0 | 0 | 0 | 0 | 0 | 0
F7_Industrial_Primary Metals_New_Process_Natural Gas_Process - Insulate Heated Process Fluids_A_Achievable Economic TRC Potential | F7 | Industrial | Primary Metals | New | Process | Natural Gas | Process - Insulate Heated Process Fluids | A | Incremental Energy Savings (MWh or mTherms) | Achievable Economic TRC Potential | 0 | 0 | 0 | 0 | 0 | 0.20835 | 0.24683 | 0.2853 | 0.32354 | 0.3618 | 0.36008 | 0.31528 | 0.27394 | 0.23649 | 0.20284 | 0.17324 | 0.14727 | 0.12477 | 0.10535 | 0.088663 | 0.074443 | 0.00053162 | 0.00019835 | 7.0504e-05 | 2.3927e-05 | 0.20835 | 0.24683 | 0.2853 | 0.32354 | 0.3618 | 0.36008
F8_Industrial_Primary Metals_New_Process_Natural Gas_Process - Insulate Heated Process Fluids_A_Achievable Economic TRC Potential | F8 | Industrial | Primary Metals | New | Process | Natural Gas | Process - Insulate Heated Process Fluids | A | Incremental Summer Peak Savings (MW) | Achievable Economic TRC Potential | 0 | 0 | 0 | 0 | 0 | 0 | 0 | 0 | 0 | 0 | 0 | 0 | 0 | 0 | 0 | 0 | 0 | 0 | 0 | 0 | 0 | 0 | 0 | 0 | 0 | 0 | 0 | 0 | 0 | 0 | 0
F9_Industrial_Primary Metals_New_Process_Natural Gas_Process - Insulate Heated Process Fluids_A_Achievable Economic TRC Potential | F9 | Industrial | Primary Metals | New | Process | Natural Gas | Process - Insulate Heated Process Fluids | A | Incremental Winter Peak Savings (MW) | Achievable Economic TRC Potential | 0 | 0 | 0 | 0 | 0 | 0 | 0 | 0 | 0 | 0 | 0 | 0 | 0 | 0 | 0 | 0 | 0 | 0 | 0 | 0 | 0 | 0 | 0 | 0 | 0 | 0 | 0 | 0 | 0 | 0 | 0
F10_Industrial_Primary Metals_New_Process_Natural Gas_Process - Insulate Heated Process Fluids_A_Achievable Economic TRC Potential | F10 | Industrial | Primary Metals | New | Process | Natural Gas | Process - Insulate Heated Process Fluids | A | Cumulative Energy Savings (MWh or mTherms) | Achievable Economic TRC Potential | 0 | 0 | 0 | 0 | 0 | 0.20835 | 0.45518 | 0.74048 | 1.064 | 1.4258 | 1.7859 | 2.1012 | 2.3751 | 2.6116 | 2.8145 | 2.9877 | 3.135 | 3.2597 | 3.3651 | 3.4537 | 3.5282 | 3.5287 | 3.5289 | 3.529 | 3.529 | 3.529 | 3.529 | 3.529 | 3.529 | 3.529 | 3.529
F11_Industrial_Primary Metals_New_Process_Natural Gas_Process - Insulate Heated Process Fluids_A_Achievable Economic TRC Potential | F11 | Industrial | Primary Metals | New | Process | Natural Gas | Process - Insulate Heated Process Fluids | A | Cumulative Summer Peak Savings (MW) | Achievable Economic TRC Potential | 0 | 0 | 0 | 0 | 0 | 0 | 0 | 0 | 0 | 0 | 0 | 0 | 0 | 0 | 0 | 0 | 0 | 0 | 0 | 0 | 0 | 0 | 0 | 0 | 0 | 0 | 0 | 0 | 0 | 0 | 0
F12_Industrial_Primary Metals_New_Process_Natural Gas_Process - Insulate Heated Process Fluids_A_Achievable Economic TRC Potential | F12 | Industrial | Primary Metals | New | Process | Natural Gas | Process - Insulate Heated Process Fluids | A | Cumulative Winter Peak Savings (MW) | Achievable Economic TRC Potential | 0 | 0 | 0 | 0 | 0 | 0 | 0 | 0 | 0 | 0 | 0 | 0 | 0 | 0 | 0 | 0 | 0 | 0 | 0 | 0 | 0 | 0 | 0 | 0 | 0 | 0 | 0 | 0 | 0 | 0 | 0
F13_Industrial_Primary Metals_New_Process_Natural Gas_Process - Insulate Heated Process Fluids_A_Achievable Economic TRC Potential | F13 | Industrial | Primary Metals | New | Process | Natural Gas | Process - Insulate Heated Process Fluids | A | Purchases (Incremental) | Achievable Economic TRC Potential | 0 | 0 | 0 | 0 | 0 | 0.10937 | 0.12958 | 0.14977 | 0.16985 | 0.18993 | 0.18903 | 0.16551 | 0.14381 | 0.12415 | 0.10649 | 0.090943 | 0.077314 | 0.065499 | 0.055303 | 0.046545 | 0.03908 | 0.00027908 | 0.00010413 | 3.7012e-05 | 1.2561e-05 | 0.10937 | 0.12958 | 0.14977 | 0.16985 | 0.18993 | 0.18903
F14_Industrial_Primary Metals_New_Process_Natural Gas_Process - Insulate Heated Process Fluids_A_Achievable Economic TRC Potential | F14 | Industrial | Primary Metals | New | Process | Natural Gas | Process - Insulate Heated Process Fluids | A | Purchases (Cumulative) | Achievable Economic TRC Potential | 0 | 0 | 0 | 0 | 0 | 0.10937 | 0.23895 | 0.38872 | 0.55857 | 0.7485 | 0.93753 | 1.103 | 1.2468 | 1.371 | 1.4775 | 1.5684 | 1.6457 | 1.7112 | 1.7665 | 1.8131 | 1.8522 | 1.8524 | 1.8525 | 1.8526 | 1.8526 | 1.8526 | 1.8526 | 1.8526 | 1.8526 | 1.8526 | 1.8526
F1_Industrial_Primary Metals_New_Process_Natural Gas_Process Heat Recovery_A_Achievable Economic TRC Potential | F1 | Industrial | Primary Metals | New | Process | Natural Gas | Process Heat Recovery | A | Original Unit Energy Savings (kWh or therms) | Achievable Economic TRC Potential | 0 | 0 | 0 | 0 | 0 | 3.7787 | 3.7787 | 3.7787 | 3.7787 | 3.7787 | 3.7787 | 3.7787 | 3.7787 | 3.7787 | 3.7787 | 3.7787 | 3.7787 | 3.7787 | 3.7787 | 3.7787 | 3.7787 | 3.7787 | 3.7787 | 3.7787 | 3.7787 | 3.7787 | 3.7787 | 3.7787 | 0 | 0 | 0
F2_Industrial_Primary Metals_New_Process_Natural Gas_Process Heat Recovery_A_Achievable Economic TRC Potential | F2 | Industrial | Primary Metals | New | Process | Natural Gas | Process Heat Recovery | A | Original Unit Summer Peak Savings (kW) | Achievable Economic TRC Potential | 0 | 0 | 0 | 0 | 0 | 0 | 0 | 0 | 0 | 0 | 0 | 0 | 0 | 0 | 0 | 0 | 0 | 0 | 0 | 0 | 0 | 0 | 0 | 0 | 0 | 0 | 0 | 0 | 0 | 0 | 0
F3_Industrial_Primary Metals_New_Process_Natural Gas_Process Heat Recovery_A_Achievable Economic TRC Potential | F3 | Industrial | Primary Metals | New | Process | Natural Gas | Process Heat Recovery | A | Original Unit Winter Peak Savings (kW) | Achievable Economic TRC Potential | 0 | 0 | 0 | 0 | 0 | 0 | 0 | 0 | 0 | 0 | 0 | 0 | 0 | 0 | 0 | 0 | 0 | 0 | 0 | 0 | 0 | 0 | 0 | 0 | 0 | 0 | 0 | 0 | 0 | 0 | 0
F4_Industrial_Primary Metals_New_Process_Natural Gas_Process Heat Recovery_A_Achievable Economic TRC Potential | F4 | Industrial | Primary Metals | New | Process | Natural Gas | Process Heat Recovery | A | Standalone Impact on Baseline Energy (%) | Achievable Economic TRC Potential | 0% | 0% | 0% | 0% | 0% | 0% | 0% | 0% | 0% | 0% | 0% | 0% | 0% | 0% | 0% | 0% | 0% | 0% | 0% | 0% | 0% | 0% | 0% | 0% | 0 | 0 | 0 | 0 | 0 | 0 | 0
F5_Industrial_Primary Metals_New_Process_Natural Gas_Process Heat Recovery_A_Achievable Economic TRC Potential | F5 | Industrial | Primary Metals | New | Process | Natural Gas | Process Heat Recovery | A | Standalone Impact on Baseline Summer Peak (%) | Achievable Economic TRC Potential | 0% | 0% | 0% | 0% | 0% | 0% | 0% | 0% | 0% | 0% | 0% | 0% | 0% | 0% | 0% | 0% | 0% | 0% | 0% | 0% | 0% | 0% | 0% | 0% | 0 | 0 | 0 | 0 | 0 | 0 | 0
F6_Industrial_Primary Metals_New_Process_Natural Gas_Process Heat Recovery_A_Achievable Economic TRC Potential | F6 | Industrial | Primary Metals | New | Process | Natural Gas | Process Heat Recovery | A | Standalone Impact on Baseline Winter Peak (%) | Achievable Economic TRC Potential | 0% | 0% | 0% | 0% | 0% | 0% | 0% | 0% | 0% | 0% | 0% | 0% | 0% | 0% | 0% | 0% | 0% | 0% | 0% | 0% | 0% | 0% | 0% | 0% | 0 | 0 | 0 | 0 | 0 | 0 | 0
F7_Industrial_Primary Metals_New_Process_Natural Gas_Process Heat Recovery_A_Achievable Economic TRC Potential | F7 | Industrial | Primary Metals | New | Process | Natural Gas | Process Heat Recovery | A | Incremental Energy Savings (MWh or mTherms) | Achievable Economic TRC Potential | 0 | 0 | 0 | 0 | 0 | 0 | 0 | 0 | 0 | 0 | 0 | 0 | 0 | 0 | 0 | 0 | 0 | 0 | 0 | 0 | 0 | 0 | 0 | 0 | 0 | 0 | 0 | 0 | 0 | 0 | 0
F8_Industrial_Primary Metals_New_Process_Natural Gas_Process Heat Recovery_A_Achievable Economic TRC Potential | F8 | Industrial | Primary Metals | New | Process | Natural Gas | Process Heat Recovery | A | Incremental Summer Peak Savings (MW) | Achievable Economic TRC Potential | 0 | 0 | 0 | 0 | 0 | 0 | 0 | 0 | 0 | 0 | 0 | 0 | 0 | 0 | 0 | 0 | 0 | 0 | 0 | 0 | 0 | 0 | 0 | 0 | 0 | 0 | 0 | 0 | 0 | 0 | 0
F9_Industrial_Primary Metals_New_Process_Natural Gas_Process Heat Recovery_A_Achievable Economic TRC Potential | F9 | Industrial | Primary Metals | New | Process | Natural Gas | Process Heat Recovery | A | Incremental Winter Peak Savings (MW) | Achievable Economic TRC Potential | 0 | 0 | 0 | 0 | 0 | 0 | 0 | 0 | 0 | 0 | 0 | 0 | 0 | 0 | 0 | 0 | 0 | 0 | 0 | 0 | 0 | 0 | 0 | 0 | 0 | 0 | 0 | 0 | 0 | 0 | 0
F10_Industrial_Primary Metals_New_Process_Natural Gas_Process Heat Recovery_A_Achievable Economic TRC Potential | F10 | Industrial | Primary Metals | New | Process | Natural Gas | Process Heat Recovery | A | Cumulative Energy Savings (MWh or mTherms) | Achievable Economic TRC Potential | 0 | 0 | 0 | 0 | 0 | 0 | 0 | 0 | 0 | 0 | 0 | 0 | 0 | 0 | 0 | 0 | 0 | 0 | 0 | 0 | 0 | 0 | 0 | 0 | 0 | 0 | 0 | 0 | 0 | 0 | 0
F11_Industrial_Primary Metals_New_Process_Natural Gas_Process Heat Recovery_A_Achievable Economic TRC Potential | F11 | Industrial | Primary Metals | New | Process | Natural Gas | Process Heat Recovery | A | Cumulative Summer Peak Savings (MW) | Achievable Economic TRC Potential | 0 | 0 | 0 | 0 | 0 | 0 | 0 | 0 | 0 | 0 | 0 | 0 | 0 | 0 | 0 | 0 | 0 | 0 | 0 | 0 | 0 | 0 | 0 | 0 | 0 | 0 | 0 | 0 | 0 | 0 | 0
F12_Industrial_Primary Metals_New_Process_Natural Gas_Process Heat Recovery_A_Achievable Economic TRC Potential | F12 | Industrial | Primary Metals | New | Process | Natural Gas | Process Heat Recovery | A | Cumulative Winter Peak Savings (MW) | Achievable Economic TRC Potential | 0 | 0 | 0 | 0 | 0 | 0 | 0 | 0 | 0 | 0 | 0 | 0 | 0 | 0 | 0 | 0 | 0 | 0 | 0 | 0 | 0 | 0 | 0 | 0 | 0 | 0 | 0 | 0 | 0 | 0 | 0
F13_Industrial_Primary Metals_New_Process_Natural Gas_Process Heat Recovery_A_Achievable Economic TRC Potential | F13 | Industrial | Primary Metals | New | Process | Natural Gas | Process Heat Recovery | A | Purchases (Incremental) | Achievable Economic TRC Potential | 0 | 0 | 0 | 0 | 0 | 0 | 0 | 0 | 0 | 0 | 0 | 0 | 0 | 0 | 0 | 0 | 0 | 0 | 0 | 0 | 0 | 0 | 0 | 0 | 0 | 0 | 0 | 0 | 0 | 0 | 0
F14_Industrial_Primary Metals_New_Process_Natural Gas_Process Heat Recovery_A_Achievable Economic TRC Potential | F14 | Industrial | Primary Metals | New | Process | Natural Gas | Process Heat Recovery | A | Purchases (Cumulative) | Achievable Economic TRC Potential | 0 | 0 | 0 | 0 | 0 | 0 | 0 | 0 | 0 | 0 | 0 | 0 | 0 | 0 | 0 | 0 | 0 | 0 | 0 | 0 | 0 | 0 | 0 | 0 | 0 | 0 | 0 | 0 | 0 | 0 | 0
F1_Industrial_Primary Metals_New_Space Heating_Natural Gas_Building Automation System_A_Achievable Economic TRC Potential | F1 | Industrial | Primary Metals | New | Space Heating | Natural Gas | Building Automation System | A | Original Unit Energy Savings (kWh or therms) | Achievable Economic TRC Potential | 0 | 0 | 0 | 0 | 0 | 0.014581 | 0.014392 | 0.014255 | 0.014151 | 0.014068 | 0.014002 | 0.013924 | 0.013842 | 0.013762 | 0.013684 | 0.013622 | 0.013574 | 0.013536 | 0.013475 | 0.01343 | 0.013398 | 0.013373 | 0.013373 | 0.013373 | 0.013373 | 0.013373 | 0.013373 | 0.013373 | 0 | 0 | 0
F2_Industrial_Primary Metals_New_Space Heating_Natural Gas_Building Automation System_A_Achievable Economic TRC Potential | F2 | Industrial | Primary Metals | New | Space Heating | Natural Gas | Building Automation System | A | Original Unit Summer Peak Savings (kW) | Achievable Economic TRC Potential | 0 | 0 | 0 | 0 | 0 | 0 | 0 | 0 | 0 | 0 | 0 | 0 | 0 | 0 | 0 | 0 | 0 | 0 | 0 | 0 | 0 | 0 | 0 | 0 | 0 | 0 | 0 | 0 | 0 | 0 | 0
F3_Industrial_Primary Metals_New_Space Heating_Natural Gas_Building Automation System_A_Achievable Economic TRC Potential | F3 | Industrial | Primary Metals | New | Space Heating | Natural Gas | Building Automation System | A | Original Unit Winter Peak Savings (kW) | Achievable Economic TRC Potential | 0 | 0 | 0 | 0 | 0 | 0 | 0 | 0 | 0 | 0 | 0 | 0 | 0 | 0 | 0 | 0 | 0 | 0 | 0 | 0 | 0 | 0 | 0 | 0 | 0 | 0 | 0 | 0 | 0 | 0 | 0
F4_Industrial_Primary Metals_New_Space Heating_Natural Gas_Building Automation System_A_Achievable Economic TRC Potential | F4 | Industrial | Primary Metals | New | Space Heating | Natural Gas | Building Automation System | A | Standalone Impact on Baseline Energy (%) | Achievable Economic TRC Potential | 0% | 0% | 0% | 0% | 0% | 0.01256% | 0.03572% | 0.07549% | 0.1391% | 0.2345% | 0.3697% | 0.5522% | 0.7865% | 1.073% | 1.406% | 1.772% | 2.152% | 2.518% | 2.844% | 3.106% | 3.289% | 3.388% | 3.405% | 3.351% | 0.032501 | 0.03128 | 0.03015 | 0.029102 | 0 | 0 | 0
F5_Industrial_Primary Metals_New_Space Heating_Natural Gas_Building Automation System_A_Achievable Economic TRC Potential | F5 | Industrial | Primary Metals | New | Space Heating | Natural Gas | Building Automation System | A | Standalone Impact on Baseline Summer Peak (%) | Achievable Economic TRC Potential | 0% | 0% | 0% | 0% | 0% | 0% | 0% | 0% | 0% | 0% | 0% | 0% | 0% | 0% | 0% | 0% | 0% | 0% | 0% | 0% | 0% | 0% | 0% | 0% | 0 | 0 | 0 | 0 | 0 | 0 | 0
F6_Industrial_Primary Metals_New_Space Heating_Natural Gas_Building Automation System_A_Achievable Economic TRC Potential | F6 | Industrial | Primary Metals | New | Space Heating | Natural Gas | Building Automation System | A | Standalone Impact on Baseline Winter Peak (%) | Achievable Economic TRC Potential | 0% | 0% | 0% | 0% | 0% | 0% | 0% | 0% | 0% | 0% | 0% | 0% | 0% | 0% | 0% | 0% | 0% | 0% | 0% | 0% | 0% | 0% | 0% | 0% | 0 | 0 | 0 | 0 | 0 | 0 | 0
F7_Industrial_Primary Metals_New_Space Heating_Natural Gas_Building Automation System_A_Achievable Economic TRC Potential | F7 | Industrial | Primary Metals | New | Space Heating | Natural Gas | Building Automation System | A | Incremental Energy Savings (MWh or mTherms) | Achievable Economic TRC Potential | 0 | 0 | 0 | 0 | 0 | 0.000108 | 0.00025246 | 0.00051315 | 0.00093967 | 0.0015857 | 0.0024995 | 0.0037006 | 0.0051797 | 0.006873 | 0.0086404 | 0.010302 | 0.011606 | 0.012306 | 0.012189 | 0.011237 | 0.0097297 | 0.0077753 | 0.0056236 | 0.003746 | 0.0025426 | 0.0023872 | 0.0035541 | 0.0050041 | 0 | 0 | 0
F8_Industrial_Primary Metals_New_Space Heating_Natural Gas_Building Automation System_A_Achievable Economic TRC Potential | F8 | Industrial | Primary Metals | New | Space Heating | Natural Gas | Building Automation System | A | Incremental Summer Peak Savings (MW) | Achievable Economic TRC Potential | 0 | 0 | 0 | 0 | 0 | 0 | 0 | 0 | 0 | 0 | 0 | 0 | 0 | 0 | 0 | 0 | 0 | 0 | 0 | 0 | 0 | 0 | 0 | 0 | 0 | 0 | 0 | 0 | 0 | 0 | 0
F9_Industrial_Primary Metals_New_Space Heating_Natural Gas_Building Automation System_A_Achievable Economic TRC Potential | F9 | Industrial | Primary Metals | New | Space Heating | Natural Gas | Building Automation System | A | Incremental Winter Peak Savings (MW) | Achievable Economic TRC Potential | 0 | 0 | 0 | 0 | 0 | 0 | 0 | 0 | 0 | 0 | 0 | 0 | 0 | 0 | 0 | 0 | 0 | 0 | 0 | 0 | 0 | 0 | 0 | 0 | 0 | 0 | 0 | 0 | 0 | 0 | 0
F10_Industrial_Primary Metals_New_Space Heating_Natural Gas_Building Automation System_A_Achievable Economic TRC Potential | F10 | Industrial | Primary Metals | New | Space Heating | Natural Gas | Building Automation System | A | Cumulative Energy Savings (MWh or mTherms) | Achievable Economic TRC Potential | 0 | 0 | 0 | 0 | 0 | 0.000108 | 0.00035906 | 0.00086879 | 0.0018021 | 0.0033773 | 0.0058608 | 0.0095288 | 0.014653 | 0.02144 | 0.029959 | 0.040128 | 0.051591 | 0.063752 | 0.075654 | 0.086641 | 0.096063 | 0.10342 | 0.10856 | 0.11142 | 0.11246 | 0.11246 | 0.11246 | 0.11246 | 0 | 0 | 0
F11_Industrial_Primary Metals_New_Space Heating_Natural Gas_Building Automation System_A_Achievable Economic TRC Potential | F11 | Industrial | Primary Metals | New | Space Heating | Natural Gas | Building Automation System | A | Cumulative Summer Peak Savings (MW) | Achievable Economic TRC Potential | 0 | 0 | 0 | 0 | 0 | 0 | 0 | 0 | 0 | 0 | 0 | 0 | 0 | 0 | 0 | 0 | 0 | 0 | 0 | 0 | 0 | 0 | 0 | 0 | 0 | 0 | 0 | 0 | 0 | 0 | 0
F12_Industrial_Primary Metals_New_Space Heating_Natural Gas_Building Automation System_A_Achievable Economic TRC Potential | F12 | Industrial | Primary Metals | New | Space Heating | Natural Gas | Building Automation System | A | Cumulative Winter Peak Savings (MW) | Achievable Economic TRC Potential | 0 | 0 | 0 | 0 | 0 | 0 | 0 | 0 | 0 | 0 | 0 | 0 | 0 | 0 | 0 | 0 | 0 | 0 | 0 | 0 | 0 | 0 | 0 | 0 | 0 | 0 | 0 | 0 | 0 | 0 | 0
F13_Industrial_Primary Metals_New_Space Heating_Natural Gas_Building Automation System_A_Achievable Economic TRC Potential | F13 | Industrial | Primary Metals | New | Space Heating | Natural Gas | Building Automation System | A | Purchases (Incremental) | Achievable Economic TRC Potential | 0 | 0 | 0 | 0 | 0 | 7.4069 | 17.541 | 35.9983 | 66.4046 | 112.712 | 178.5127 | 265.7714 | 374.1996 | 499.435 | 631.4442 | 756.2943 | 854.9779 | 909.1875 | 904.5593 | 836.6976 | 726.2074 | 581.4315 | 420.5259 | 280.1252 | 190.1361 | 178.5127 | 265.7714 | 374.1996 | 499.435 | 631.4442 | 756.2943
F14_Industrial_Primary Metals_New_Space Heating_Natural Gas_Building Automation System_A_Achievable Economic TRC Potential | F14 | Industrial | Primary Metals | New | Space Heating | Natural Gas | Building Automation System | A | Purchases (Cumulative) | Achievable Economic TRC Potential | 0 | 0 | 0 | 0 | 0 | 7.4069 | 24.9478 | 60.9461 | 127.3507 | 240.0628 | 418.5755 | 684.3469 | 1058.5465 | 1557.9815 | 2189.4258 | 2945.7201 | 3800.698 | 4709.8855 | 5614.4448 | 6451.1424 | 7169.9429 | 7733.8334 | 8118.3611 | 8332.0817 | 8409.5058 | 8409.5058 | 8409.5058 | 8409.5058 | 8409.5058 | 8409.5058 | 8409.5058
F1_Industrial_Primary Metals_New_Space Heating_Natural Gas_Steam System Efficiency Improvements_A_Achievable Economic TRC Potential | F1 | Industrial | Primary Metals | New | Space Heating | Natural Gas | Steam System Efficiency Improvements | A | Original Unit Energy Savings (kWh or therms) | Achievable Economic TRC Potential | 0 | 0 | 0 | 0 | 0 | 0 | 0 | 0 | 0 | 0 | 0 | 0 | 0 | 0 | 0 | 0 | 0 | 0 | 0 | 0 | 0 | 0 | 0 | 0 | 0 | 0 | 0 | 0 | 0 | 0 | 0
F2_Industrial_Primary Metals_New_Space Heating_Natural Gas_Steam System Efficiency Improvements_A_Achievable Economic TRC Potential | F2 | Industrial | Primary Metals | New | Space Heating | Natural Gas | Steam System Efficiency Improvements | A | Original Unit Summer Peak Savings (kW) | Achievable Economic TRC Potential | 0 | 0 | 0 | 0 | 0 | 0 | 0 | 0 | 0 | 0 | 0 | 0 | 0 | 0 | 0 | 0 | 0 | 0 | 0 | 0 | 0 | 0 | 0 | 0 | 0 | 0 | 0 | 0 | 0 | 0 | 0
F3_Industrial_Primary Metals_New_Space Heating_Natural Gas_Steam System Efficiency Improvements_A_Achievable Economic TRC Potential | F3 | Industrial | Primary Metals | New | Space Heating | Natural Gas | Steam System Efficiency Improvements | A | Original Unit Winter Peak Savings (kW) | Achievable Economic TRC Potential | 0 | 0 | 0 | 0 | 0 | 0 | 0 | 0 | 0 | 0 | 0 | 0 | 0 | 0 | 0 | 0 | 0 | 0 | 0 | 0 | 0 | 0 | 0 | 0 | 0 | 0 | 0 | 0 | 0 | 0 | 0
F4_Industrial_Primary Metals_New_Space Heating_Natural Gas_Steam System Efficiency Improvements_A_Achievable Economic TRC Potential | F4 | Industrial | Primary Metals | New | Space Heating | Natural Gas | Steam System Efficiency Improvements | A | Standalone Impact on Baseline Energy (%) | Achievable Economic TRC Potential | 0% | 0% | 0% | 0% | 0% | 0% | 0% | 0% | 0% | 0% | 0% | 0% | 0% | 0% | 0% | 0% | 0% | 0% | 0% | 0% | 0% | 0% | 0% | 0% | 0 | 0 | 0 | 0 | 0 | 0 | 0
F5_Industrial_Primary Metals_New_Space Heating_Natural Gas_Steam System Efficiency Improvements_A_Achievable Economic TRC Potential | F5 | Industrial | Primary Metals | New | Space Heating | Natural Gas | Steam System Efficiency Improvements | A | Standalone Impact on Baseline Summer Peak (%) | Achievable Economic TRC Potential | 0% | 0% | 0% | 0% | 0% | 0% | 0% | 0% | 0% | 0% | 0% | 0% | 0% | 0% | 0% | 0% | 0% | 0% | 0% | 0% | 0% | 0% | 0% | 0% | 0 | 0 | 0 | 0 | 0 | 0 | 0
F6_Industrial_Primary Metals_New_Space Heating_Natural Gas_Steam System Efficiency Improvements_A_Achievable Economic TRC Potential | F6 | Industrial | Primary Metals | New | Space Heating | Natural Gas | Steam System Efficiency Improvements | A | Standalone Impact on Baseline Winter Peak (%) | Achievable Economic TRC Potential | 0% | 0% | 0% | 0% | 0% | 0% | 0% | 0% | 0% | 0% | 0% | 0% | 0% | 0% | 0% | 0% | 0% | 0% | 0% | 0% | 0% | 0% | 0% | 0% | 0 | 0 | 0 | 0 | 0 | 0 | 0
F7_Industrial_Primary Metals_New_Space Heating_Natural Gas_Steam System Efficiency Improvements_A_Achievable Economic TRC Potential | F7 | Industrial | Primary Metals | New | Space Heating | Natural Gas | Steam System Efficiency Improvements | A | Incremental Energy Savings (MWh or mTherms) | Achievable Economic TRC Potential | 0 | 0 | 0 | 0 | 0 | 0 | 0 | 0 | 0 | 0 | 0 | 0 | 0 | 0 | 0 | 0 | 0 | 0 | 0 | 0 | 0 | 0 | 0 | 0 | 0 | 0 | 0 | 0 | 0 | 0 | 0
F8_Industrial_Primary Metals_New_Space Heating_Natural Gas_Steam System Efficiency Improvements_A_Achievable Economic TRC Potential | F8 | Industrial | Primary Metals | New | Space Heating | Natural Gas | Steam System Efficiency Improvements | A | Incremental Summer Peak Savings (MW) | Achievable Economic TRC Potential | 0 | 0 | 0 | 0 | 0 | 0 | 0 | 0 | 0 | 0 | 0 | 0 | 0 | 0 | 0 | 0 | 0 | 0 | 0 | 0 | 0 | 0 | 0 | 0 | 0 | 0 | 0 | 0 | 0 | 0 | 0
F9_Industrial_Primary Metals_New_Space Heating_Natural Gas_Steam System Efficiency Improvements_A_Achievable Economic TRC Potential | F9 | Industrial | Primary Metals | New | Space Heating | Natural Gas | Steam System Efficiency Improvements | A | Incremental Winter Peak Savings (MW) | Achievable Economic TRC Potential | 0 | 0 | 0 | 0 | 0 | 0 | 0 | 0 | 0 | 0 | 0 | 0 | 0 | 0 | 0 | 0 | 0 | 0 | 0 | 0 | 0 | 0 | 0 | 0 | 0 | 0 | 0 | 0 | 0 | 0 | 0
F10_Industrial_Primary Metals_New_Space Heating_Natural Gas_Steam System Efficiency Improvements_A_Achievable Economic TRC Potential | F10 | Industrial | Primary Metals | New | Space Heating | Natural Gas | Steam System Efficiency Improvements | A | Cumulative Energy Savings (MWh or mTherms) | Achievable Economic TRC Potential | 0 | 0 | 0 | 0 | 0 | 0 | 0 | 0 | 0 | 0 | 0 | 0 | 0 | 0 | 0 | 0 | 0 | 0 | 0 | 0 | 0 | 0 | 0 | 0 | 0 | 0 | 0 | 0 | 0 | 0 | 0
F11_Industrial_Primary Metals_New_Space Heating_Natural Gas_Steam System Efficiency Improvements_A_Achievable Economic TRC Potential | F11 | Industrial | Primary Metals | New | Space Heating | Natural Gas | Steam System Efficiency Improvements | A | Cumulative Summer Peak Savings (MW) | Achievable Economic TRC Potential | 0 | 0 | 0 | 0 | 0 | 0 | 0 | 0 | 0 | 0 | 0 | 0 | 0 | 0 | 0 | 0 | 0 | 0 | 0 | 0 | 0 | 0 | 0 | 0 | 0 | 0 | 0 | 0 | 0 | 0 | 0
F12_Industrial_Primary Metals_New_Space Heating_Natural Gas_Steam System Efficiency Improvements_A_Achievable Economic TRC Potential | F12 | Industrial | Primary Metals | New | Space Heating | Natural Gas | Steam System Efficiency Improvements | A | Cumulative Winter Peak Savings (MW) | Achievable Economic TRC Potential | 0 | 0 | 0 | 0 | 0 | 0 | 0 | 0 | 0 | 0 | 0 | 0 | 0 | 0 | 0 | 0 | 0 | 0 | 0 | 0 | 0 | 0 | 0 | 0 | 0 | 0 | 0 | 0 | 0 | 0 | 0
F13_Industrial_Primary Metals_New_Space Heating_Natural Gas_Steam System Efficiency Improvements_A_Achievable Economic TRC Potential | F13 | Industrial | Primary Metals | New | Space Heating | Natural Gas | Steam System Efficiency Improvements | A | Purchases (Incremental) | Achievable Economic TRC Potential | 0 | 0 | 0 | 0 | 0 | 0 | 0 | 0 | 0 | 0 | 0 | 0 | 0 | 0 | 0 | 0 | 0 | 0 | 0 | 0 | 0 | 0 | 0 | 0 | 0 | 0 | 0 | 0 | 0 | 0 | 0
F14_Industrial_Primary Metals_New_Space Heating_Natural Gas_Steam System Efficiency Improvements_A_Achievable Economic TRC Potential | F14 | Industrial | Primary Metals | New | Space Heating | Natural Gas | Steam System Efficiency Improvements | A | Purchases (Cumulative) | Achievable Economic TRC Potential | 0 | 0 | 0 | 0 | 0 | 0 | 0 | 0 | 0 | 0 | 0 | 0 | 0 | 0 | 0 | 0 | 0 | 0 | 0 | 0 | 0 | 0 | 0 | 0 | 0 | 0 | 0 | 0 | 0 | 0 | 0
F1_Industrial_Primary Metals_New_Process_Natural Gas_Steam System Efficiency Improvements_A_Achievable Economic TRC Potential | F1 | Industrial | Primary Metals | New | Process | Natural Gas | Steam System Efficiency Improvements | A | Original Unit Energy Savings (kWh or therms) | Achievable Economic TRC Potential | 0 | 0 | 0 | 0 | 0 | 0.13402 | 0.13402 | 0.13402 | 0.13402 | 0.13402 | 0.13402 | 0.13402 | 0.13402 | 0.13402 | 0.13402 | 0.13402 | 0.13402 | 0.13402 | 0.13402 | 0.13402 | 0.13402 | 0.13402 | 0.13402 | 0.13402 | 0.13402 | 0.13402 | 0.13402 | 0.13402 | 0.13402 | 0.13402 | 0.13402
F2_Industrial_Primary Metals_New_Process_Natural Gas_Steam System Efficiency Improvements_A_Achievable Economic TRC Potential | F2 | Industrial | Primary Metals | New | Process | Natural Gas | Steam System Efficiency Improvements | A | Original Unit Summer Peak Savings (kW) | Achievable Economic TRC Potential | 0 | 0 | 0 | 0 | 0 | 0 | 0 | 0 | 0 | 0 | 0 | 0 | 0 | 0 | 0 | 0 | 0 | 0 | 0 | 0 | 0 | 0 | 0 | 0 | 0 | 0 | 0 | 0 | 0 | 0 | 0
F3_Industrial_Primary Metals_New_Process_Natural Gas_Steam System Efficiency Improvements_A_Achievable Economic TRC Potential | F3 | Industrial | Primary Metals | New | Process | Natural Gas | Steam System Efficiency Improvements | A | Original Unit Winter Peak Savings (kW) | Achievable Economic TRC Potential | 0 | 0 | 0 | 0 | 0 | 0 | 0 | 0 | 0 | 0 | 0 | 0 | 0 | 0 | 0 | 0 | 0 | 0 | 0 | 0 | 0 | 0 | 0 | 0 | 0 | 0 | 0 | 0 | 0 | 0 | 0
F4_Industrial_Primary Metals_New_Process_Natural Gas_Steam System Efficiency Improvements_A_Achievable Economic TRC Potential | F4 | Industrial | Primary Metals | New | Process | Natural Gas | Steam System Efficiency Improvements | A | Standalone Impact on Baseline Energy (%) | Achievable Economic TRC Potential | 0% | 0% | 0% | 0% | 0% | 0% | 0% | 0% | 0% | 0% | 0% | 0% | 0% | 0% | 0% | 0% | 0% | 0% | 0% | 0% | 0% | 0% | 0% | 0% | 0 | 0 | 0 | 0 | 0 | 0 | 0
F5_Industrial_Primary Metals_New_Process_Natural Gas_Steam System Efficiency Improvements_A_Achievable Economic TRC Potential | F5 | Industrial | Primary Metals | New | Process | Natural Gas | Steam System Efficiency Improvements | A | Standalone Impact on Baseline Summer Peak (%) | Achievable Economic TRC Potential | 0% | 0% | 0% | 0% | 0% | 0% | 0% | 0% | 0% | 0% | 0% | 0% | 0% | 0% | 0% | 0% | 0% | 0% | 0% | 0% | 0% | 0% | 0% | 0% | 0 | 0 | 0 | 0 | 0 | 0 | 0
F6_Industrial_Primary Metals_New_Process_Natural Gas_Steam System Efficiency Improvements_A_Achievable Economic TRC Potential | F6 | Industrial | Primary Metals | New | Process | Natural Gas | Steam System Efficiency Improvements | A | Standalone Impact on Baseline Winter Peak (%) | Achievable Economic TRC Potential | 0% | 0% | 0% | 0% | 0% | 0% | 0% | 0% | 0% | 0% | 0% | 0% | 0% | 0% | 0% | 0% | 0% | 0% | 0% | 0% | 0% | 0% | 0% | 0% | 0 | 0 | 0 | 0 | 0 | 0 | 0
F7_Industrial_Primary Metals_New_Process_Natural Gas_Steam System Efficiency Improvements_A_Achievable Economic TRC Potential | F7 | Industrial | Primary Metals | New | Process | Natural Gas | Steam System Efficiency Improvements | A | Incremental Energy Savings (MWh or mTherms) | Achievable Economic TRC Potential | 0 | 0 | 0 | 0 | 0 | 0 | 0 | 0 | 0 | 0 | 0 | 0 | 0 | 0 | 0 | 0 | 0 | 0 | 0 | 0 | 0 | 0 | 0 | 0 | 0 | 0 | 0 | 0 | 0 | 0 | 0
F8_Industrial_Primary Metals_New_Process_Natural Gas_Steam System Efficiency Improvements_A_Achievable Economic TRC Potential | F8 | Industrial | Primary Metals | New | Process | Natural Gas | Steam System Efficiency Improvements | A | Incremental Summer Peak Savings (MW) | Achievable Economic TRC Potential | 0 | 0 | 0 | 0 | 0 | 0 | 0 | 0 | 0 | 0 | 0 | 0 | 0 | 0 | 0 | 0 | 0 | 0 | 0 | 0 | 0 | 0 | 0 | 0 | 0 | 0 | 0 | 0 | 0 | 0 | 0
F9_Industrial_Primary Metals_New_Process_Natural Gas_Steam System Efficiency Improvements_A_Achievable Economic TRC Potential | F9 | Industrial | Primary Metals | New | Process | Natural Gas | Steam System Efficiency Improvements | A | Incremental Winter Peak Savings (MW) | Achievable Economic TRC Potential | 0 | 0 | 0 | 0 | 0 | 0 | 0 | 0 | 0 | 0 | 0 | 0 | 0 | 0 | 0 | 0 | 0 | 0 | 0 | 0 | 0 | 0 | 0 | 0 | 0 | 0 | 0 | 0 | 0 | 0 | 0
F10_Industrial_Primary Metals_New_Process_Natural Gas_Steam System Efficiency Improvements_A_Achievable Economic TRC Potential | F10 | Industrial | Primary Metals | New | Process | Natural Gas | Steam System Efficiency Improvements | A | Cumulative Energy Savings (MWh or mTherms) | Achievable Economic TRC Potential | 0 | 0 | 0 | 0 | 0 | 0 | 0 | 0 | 0 | 0 | 0 | 0 | 0 | 0 | 0 | 0 | 0 | 0 | 0 | 0 | 0 | 0 | 0 | 0 | 0 | 0 | 0 | 0 | 0 | 0 | 0
F11_Industrial_Primary Metals_New_Process_Natural Gas_Steam System Efficiency Improvements_A_Achievable Economic TRC Potential | F11 | Industrial | Primary Metals | New | Process | Natural Gas | Steam System Efficiency Improvements | A | Cumulative Summer Peak Savings (MW) | Achievable Economic TRC Potential | 0 | 0 | 0 | 0 | 0 | 0 | 0 | 0 | 0 | 0 | 0 | 0 | 0 | 0 | 0 | 0 | 0 | 0 | 0 | 0 | 0 | 0 | 0 | 0 | 0 | 0 | 0 | 0 | 0 | 0 | 0
F12_Industrial_Primary Metals_New_Process_Natural Gas_Steam System Efficiency Improvements_A_Achievable Economic TRC Potential | F12 | Industrial | Primary Metals | New | Process | Natural Gas | Steam System Efficiency Improvements | A | Cumulative Winter Peak Savings (MW) | Achievable Economic TRC Potential | 0 | 0 | 0 | 0 | 0 | 0 | 0 | 0 | 0 | 0 | 0 | 0 | 0 | 0 | 0 | 0 | 0 | 0 | 0 | 0 | 0 | 0 | 0 | 0 | 0 | 0 | 0 | 0 | 0 | 0 | 0
F13_Industrial_Primary Metals_New_Process_Natural Gas_Steam System Efficiency Improvements_A_Achievable Economic TRC Potential | F13 | Industrial | Primary Metals | New | Process | Natural Gas | Steam System Efficiency Improvements | A | Purchases (Incremental) | Achievable Economic TRC Potential | 0 | 0 | 0 | 0 | 0 | 0 | 0 | 0 | 0 | 0 | 0 | 0 | 0 | 0 | 0 | 0 | 0 | 0 | 0 | 0 | 0 | 0 | 0 | 0 | 0 | 0 | 0 | 0 | 0 | 0 | 0
F14_Industrial_Primary Metals_New_Process_Natural Gas_Steam System Efficiency Improvements_A_Achievable Economic TRC Potential | F14 | Industrial | Primary Metals | New | Process | Natural Gas | Steam System Efficiency Improvements | A | Purchases (Cumulative) | Achievable Economic TRC Potential | 0 | 0 | 0 | 0 | 0 | 0 | 0 | 0 | 0 | 0 | 0 | 0 | 0 | 0 | 0 | 0 | 0 | 0 | 0 | 0 | 0 | 0 | 0 | 0 | 0 | 0 | 0 | 0 | 0 | 0 | 0
F1_Industrial_Primary Metals_New_Space Heating_Natural Gas_Strategic Energy Management_A_Achievable Economic TRC Potential | F1 | Industrial | Primary Metals | New | Space Heating | Natural Gas | Strategic Energy Management | A | Original Unit Energy Savings (kWh or therms) | Achievable Economic TRC Potential | 0 | 0 | 0 | 0 | 0 | 15.3752 | 15.1766 | 15.0316 | 14.9217 | 14.8349 | 14.7647 | 14.6826 | 14.5964 | 14.5113 | 14.4291 | 14.3645 | 14.3136 | 14.2731 | 14.209 | 14.162 | 14.1279 | 14.1013 | 14.1013 | 14.1013 | 14.1013 | 14.1013 | 14.1013 | 14.1013 | 0 | 0 | 0
F2_Industrial_Primary Metals_New_Space Heating_Natural Gas_Strategic Energy Management_A_Achievable Economic TRC Potential | F2 | Industrial | Primary Metals | New | Space Heating | Natural Gas | Strategic Energy Management | A | Original Unit Summer Peak Savings (kW) | Achievable Economic TRC Potential | 0 | 0 | 0 | 0 | 0 | 0 | 0 | 0 | 0 | 0 | 0 | 0 | 0 | 0 | 0 | 0 | 0 | 0 | 0 | 0 | 0 | 0 | 0 | 0 | 0 | 0 | 0 | 0 | 0 | 0 | 0
F3_Industrial_Primary Metals_New_Space Heating_Natural Gas_Strategic Energy Management_A_Achievable Economic TRC Potential | F3 | Industrial | Primary Metals | New | Space Heating | Natural Gas | Strategic Energy Management | A | Original Unit Winter Peak Savings (kW) | Achievable Economic TRC Potential | 0 | 0 | 0 | 0 | 0 | 0 | 0 | 0 | 0 | 0 | 0 | 0 | 0 | 0 | 0 | 0 | 0 | 0 | 0 | 0 | 0 | 0 | 0 | 0 | 0 | 0 | 0 | 0 | 0 | 0 | 0
F4_Industrial_Primary Metals_New_Space Heating_Natural Gas_Strategic Energy Management_A_Achievable Economic TRC Potential | F4 | Industrial | Primary Metals | New | Space Heating | Natural Gas | Strategic Energy Management | A | Standalone Impact on Baseline Energy (%) | Achievable Economic TRC Potential | 0% | 0% | 0% | 0% | 0% | 0.07899% | 0.1457% | 0.205% | 0.2598% | 0.3113% | 0.3194% | 0.3263% | 0.332% | 0.3369% | 0.3413% | 0.3448% | 0.3481% | 0.3509% | 0.3533% | 0.3556% | 0.3576% | 0.3594% | 0.361% | 0.3625% | 0.0036393 | 0.0035025 | 0.0033761 | 0.0032587 | 0 | 0 | 0
F5_Industrial_Primary Metals_New_Space Heating_Natural Gas_Strategic Energy Management_A_Achievable Economic TRC Potential | F5 | Industrial | Primary Metals | New | Space Heating | Natural Gas | Strategic Energy Management | A | Standalone Impact on Baseline Summer Peak (%) | Achievable Economic TRC Potential | 0% | 0% | 0% | 0% | 0% | 0% | 0% | 0% | 0% | 0% | 0% | 0% | 0% | 0% | 0% | 0% | 0% | 0% | 0% | 0% | 0% | 0% | 0% | 0% | 0 | 0 | 0 | 0 | 0 | 0 | 0
F6_Industrial_Primary Metals_New_Space Heating_Natural Gas_Strategic Energy Management_A_Achievable Economic TRC Potential | F6 | Industrial | Primary Metals | New | Space Heating | Natural Gas | Strategic Energy Management | A | Standalone Impact on Baseline Winter Peak (%) | Achievable Economic TRC Potential | 0% | 0% | 0% | 0% | 0% | 0% | 0% | 0% | 0% | 0% | 0% | 0% | 0% | 0% | 0% | 0% | 0% | 0% | 0% | 0% | 0% | 0% | 0% | 0% | 0 | 0 | 0 | 0 | 0 | 0 | 0
F7_Industrial_Primary Metals_New_Space Heating_Natural Gas_Strategic Energy Management_A_Achievable Economic TRC Potential | F7 | Industrial | Primary Metals | New | Space Heating | Natural Gas | Strategic Energy Management | A | Incremental Energy Savings (MWh or mTherms) | Achievable Economic TRC Potential | 0 | 0 | 0 | 0 | 0 | 0.0006791 | 0.00079415 | 0.00090914 | 0.0010235 | 0.0011378 | 0.0012523 | 0.001363 | 0.0014717 | 0.0015788 | 0.0016832 | 0.0017888 | 0.0018942 | 0.0020002 | 0.0021016 | 0.0022037 | 0.0023072 | 0.0024111 | 0.0025189 | 0.0026263 | 0.0027333 | 0.0023029 | 0.0024111 | 0.0025189 | 0 | 0 | 0
F8_Industrial_Primary Metals_New_Space Heating_Natural Gas_Strategic Energy Management_A_Achievable Economic TRC Potential | F8 | Industrial | Primary Metals | New | Space Heating | Natural Gas | Strategic Energy Management | A | Incremental Summer Peak Savings (MW) | Achievable Economic TRC Potential | 0 | 0 | 0 | 0 | 0 | 0 | 0 | 0 | 0 | 0 | 0 | 0 | 0 | 0 | 0 | 0 | 0 | 0 | 0 | 0 | 0 | 0 | 0 | 0 | 0 | 0 | 0 | 0 | 0 | 0 | 0
F9_Industrial_Primary Metals_New_Space Heating_Natural Gas_Strategic Energy Management_A_Achievable Economic TRC Potential | F9 | Industrial | Primary Metals | New | Space Heating | Natural Gas | Strategic Energy Management | A | Incremental Winter Peak Savings (MW) | Achievable Economic TRC Potential | 0 | 0 | 0 | 0 | 0 | 0 | 0 | 0 | 0 | 0 | 0 | 0 | 0 | 0 | 0 | 0 | 0 | 0 | 0 | 0 | 0 | 0 | 0 | 0 | 0 | 0 | 0 | 0 | 0 | 0 | 0
F10_Industrial_Primary Metals_New_Space Heating_Natural Gas_Strategic Energy Management_A_Achievable Economic TRC Potential | F10 | Industrial | Primary Metals | New | Space Heating | Natural Gas | Strategic Energy Management | A | Cumulative Energy Savings (MWh or mTherms) | Achievable Economic TRC Potential | 0 | 0 | 0 | 0 | 0 | 0.0006791 | 0.0014645 | 0.0023596 | 0.0033658 | 0.0044841 | 0.005063 | 0.0056296 | 0.0061854 | 0.0067329 | 0.0072712 | 0.0078091 | 0.0083468 | 0.0088844 | 0.0094002 | 0.0099207 | 0.010445 | 0.01097 | 0.011513 | 0.012053 | 0.012593 | 0.012593 | 0.012593 | 0.012593 | 0 | 0 | 0
F11_Industrial_Primary Metals_New_Space Heating_Natural Gas_Strategic Energy Management_A_Achievable Economic TRC Potential | F11 | Industrial | Primary Metals | New | Space Heating | Natural Gas | Strategic Energy Management | A | Cumulative Summer Peak Savings (MW) | Achievable Economic TRC Potential | 0 | 0 | 0 | 0 | 0 | 0 | 0 | 0 | 0 | 0 | 0 | 0 | 0 | 0 | 0 | 0 | 0 | 0 | 0 | 0 | 0 | 0 | 0 | 0 | 0 | 0 | 0 | 0 | 0 | 0 | 0
F12_Industrial_Primary Metals_New_Space Heating_Natural Gas_Strategic Energy Management_A_Achievable Economic TRC Potential | F12 | Industrial | Primary Metals | New | Space Heating | Natural Gas | Strategic Energy Management | A | Cumulative Winter Peak Savings (MW) | Achievable Economic TRC Potential | 0 | 0 | 0 | 0 | 0 | 0 | 0 | 0 | 0 | 0 | 0 | 0 | 0 | 0 | 0 | 0 | 0 | 0 | 0 | 0 | 0 | 0 | 0 | 0 | 0 | 0 | 0 | 0 | 0 | 0 | 0
F13_Industrial_Primary Metals_New_Space Heating_Natural Gas_Strategic Energy Management_A_Achievable Economic TRC Potential | F13 | Industrial | Primary Metals | New | Space Heating | Natural Gas | Strategic Energy Management | A | Purchases (Incremental) | Achievable Economic TRC Potential | 0 | 0 | 0 | 0 | 0 | 0.044168 | 0.052327 | 0.060482 | 0.068589 | 0.0767 | 0.084817 | 0.092832 | 0.10082 | 0.1088 | 0.11665 | 0.12453 | 0.13233 | 0.14014 | 0.14791 | 0.1556 | 0.16331 | 0.17098 | 0.17863 | 0.18625 | 0.19384 | 0.16331 | 0.17098 | 0.17863 | 0.18625 | 0.19384 | 0.16331
F14_Industrial_Primary Metals_New_Space Heating_Natural Gas_Strategic Energy Management_A_Achievable Economic TRC Potential | F14 | Industrial | Primary Metals | New | Space Heating | Natural Gas | Strategic Energy Management | A | Purchases (Cumulative) | Achievable Economic TRC Potential | 0 | 0 | 0 | 0 | 0 | 0.044168 | 0.096496 | 0.15698 | 0.22557 | 0.30227 | 0.34291 | 0.38342 | 0.42376 | 0.46397 | 0.50392 | 0.54364 | 0.58314 | 0.62246 | 0.66156 | 0.70052 | 0.7393 | 0.77794 | 0.81643 | 0.85477 | 0.893 | 0.893 | 0.893 | 0.893 | 0.893 | 0.893 | 0.893
F1_Industrial_Primary Metals_New_Process_Natural Gas_Strategic Energy Management_A_Achievable Economic TRC Potential | F1 | Industrial | Primary Metals | New | Process | Natural Gas | Strategic Energy Management | A | Original Unit Energy Savings (kWh or therms) | Achievable Economic TRC Potential | 0 | 0 | 0 | 0 | 0 | 100.7891 | 100.7891 | 100.7891 | 100.7891 | 100.7891 | 100.7891 | 100.7891 | 100.7891 | 100.7891 | 100.7891 | 100.7891 | 100.7891 | 100.7891 | 100.7891 | 100.7891 | 100.7891 | 100.7891 | 100.7891 | 100.7891 | 100.7891 | 100.7891 | 100.7891 | 100.7891 | 0 | 0 | 0
F2_Industrial_Primary Metals_New_Process_Natural Gas_Strategic Energy Management_A_Achievable Economic TRC Potential | F2 | Industrial | Primary Metals | New | Process | Natural Gas | Strategic Energy Management | A | Original Unit Summer Peak Savings (kW) | Achievable Economic TRC Potential | 0 | 0 | 0 | 0 | 0 | 0 | 0 | 0 | 0 | 0 | 0 | 0 | 0 | 0 | 0 | 0 | 0 | 0 | 0 | 0 | 0 | 0 | 0 | 0 | 0 | 0 | 0 | 0 | 0 | 0 | 0
F3_Industrial_Primary Metals_New_Process_Natural Gas_Strategic Energy Management_A_Achievable Economic TRC Potential | F3 | Industrial | Primary Metals | New | Process | Natural Gas | Strategic Energy Management | A | Original Unit Winter Peak Savings (kW) | Achievable Economic TRC Potential | 0 | 0 | 0 | 0 | 0 | 0 | 0 | 0 | 0 | 0 | 0 | 0 | 0 | 0 | 0 | 0 | 0 | 0 | 0 | 0 | 0 | 0 | 0 | 0 | 0 | 0 | 0 | 0 | 0 | 0 | 0
F4_Industrial_Primary Metals_New_Process_Natural Gas_Strategic Energy Management_A_Achievable Economic TRC Potential | F4 | Industrial | Primary Metals | New | Process | Natural Gas | Strategic Energy Management | A | Standalone Impact on Baseline Energy (%) | Achievable Economic TRC Potential | 0% | 0% | 0% | 0% | 0% | 0.08224% | 0.1517% | 0.2134% | 0.2705% | 0.3241% | 0.3325% | 0.3397% | 0.3456% | 0.3507% | 0.3553% | 0.359% | 0.3624% | 0.3653% | 0.3678% | 0.3702% | 0.3723% | 0.3742% | 0.3759% | 0.3774% | 0.0037887 | 0.0036463 | 0.0035147 | 0.0033925 | 0 | 0 | 0
F5_Industrial_Primary Metals_New_Process_Natural Gas_Strategic Energy Management_A_Achievable Economic TRC Potential | F5 | Industrial | Primary Metals | New | Process | Natural Gas | Strategic Energy Management | A | Standalone Impact on Baseline Summer Peak (%) | Achievable Economic TRC Potential | 0% | 0% | 0% | 0% | 0% | 0% | 0% | 0% | 0% | 0% | 0% | 0% | 0% | 0% | 0% | 0% | 0% | 0% | 0% | 0% | 0% | 0% | 0% | 0% | 0 | 0 | 0 | 0 | 0 | 0 | 0
F6_Industrial_Primary Metals_New_Process_Natural Gas_Strategic Energy Management_A_Achievable Economic TRC Potential | F6 | Industrial | Primary Metals | New | Process | Natural Gas | Strategic Energy Management | A | Standalone Impact on Baseline Winter Peak (%) | Achievable Economic TRC Potential | 0% | 0% | 0% | 0% | 0% | 0% | 0% | 0% | 0% | 0% | 0% | 0% | 0% | 0% | 0% | 0% | 0% | 0% | 0% | 0% | 0% | 0% | 0% | 0% | 0 | 0 | 0 | 0 | 0 | 0 | 0
F7_Industrial_Primary Metals_New_Process_Natural Gas_Strategic Energy Management_A_Achievable Economic TRC Potential | F7 | Industrial | Primary Metals | New | Process | Natural Gas | Strategic Energy Management | A | Incremental Energy Savings (MWh or mTherms) | Achievable Economic TRC Potential | 0 | 0 | 0 | 0 | 0 | 0.18142 | 0.21493 | 0.24843 | 0.28172 | 0.31504 | 0.34838 | 0.3813 | 0.41413 | 0.44689 | 0.47913 | 0.5115 | 0.54356 | 0.57562 | 0.60752 | 0.63913 | 0.67078 | 0.7023 | 0.7337 | 0.76499 | 0.79617 | 0.67078 | 0.7023 | 0.7337 | 0 | 0 | 0
F8_Industrial_Primary Metals_New_Process_Natural Gas_Strategic Energy Management_A_Achievable Economic TRC Potential | F8 | Industrial | Primary Metals | New | Process | Natural Gas | Strategic Energy Management | A | Incremental Summer Peak Savings (MW) | Achievable Economic TRC Potential | 0 | 0 | 0 | 0 | 0 | 0 | 0 | 0 | 0 | 0 | 0 | 0 | 0 | 0 | 0 | 0 | 0 | 0 | 0 | 0 | 0 | 0 | 0 | 0 | 0 | 0 | 0 | 0 | 0 | 0 | 0
F9_Industrial_Primary Metals_New_Process_Natural Gas_Strategic Energy Management_A_Achievable Economic TRC Potential | F9 | Industrial | Primary Metals | New | Process | Natural Gas | Strategic Energy Management | A | Incremental Winter Peak Savings (MW) | Achievable Economic TRC Potential | 0 | 0 | 0 | 0 | 0 | 0 | 0 | 0 | 0 | 0 | 0 | 0 | 0 | 0 | 0 | 0 | 0 | 0 | 0 | 0 | 0 | 0 | 0 | 0 | 0 | 0 | 0 | 0 | 0 | 0 | 0
F10_Industrial_Primary Metals_New_Process_Natural Gas_Strategic Energy Management_A_Achievable Economic TRC Potential | F10 | Industrial | Primary Metals | New | Process | Natural Gas | Strategic Energy Management | A | Cumulative Energy Savings (MWh or mTherms) | Achievable Economic TRC Potential | 0 | 0 | 0 | 0 | 0 | 0.18142 | 0.39635 | 0.64478 | 0.9265 | 1.2415 | 1.4085 | 1.5749 | 1.7406 | 1.9057 | 2.0698 | 2.233 | 2.3952 | 2.5567 | 2.7173 | 2.8773 | 3.0366 | 3.1954 | 3.3534 | 3.5109 | 3.6679 | 3.6679 | 3.6679 | 3.6679 | 0 | 0 | 0
F11_Industrial_Primary Metals_New_Process_Natural Gas_Strategic Energy Management_A_Achievable Economic TRC Potential | F11 | Industrial | Primary Metals | New | Process | Natural Gas | Strategic Energy Management | A | Cumulative Summer Peak Savings (MW) | Achievable Economic TRC Potential | 0 | 0 | 0 | 0 | 0 | 0 | 0 | 0 | 0 | 0 | 0 | 0 | 0 | 0 | 0 | 0 | 0 | 0 | 0 | 0 | 0 | 0 | 0 | 0 | 0 | 0 | 0 | 0 | 0 | 0 | 0
F12_Industrial_Primary Metals_New_Process_Natural Gas_Strategic Energy Management_A_Achievable Economic TRC Potential | F12 | Industrial | Primary Metals | New | Process | Natural Gas | Strategic Energy Management | A | Cumulative Winter Peak Savings (MW) | Achievable Economic TRC Potential | 0 | 0 | 0 | 0 | 0 | 0 | 0 | 0 | 0 | 0 | 0 | 0 | 0 | 0 | 0 | 0 | 0 | 0 | 0 | 0 | 0 | 0 | 0 | 0 | 0 | 0 | 0 | 0 | 0 | 0 | 0
F13_Industrial_Primary Metals_New_Process_Natural Gas_Strategic Energy Management_A_Achievable Economic TRC Potential | F13 | Industrial | Primary Metals | New | Process | Natural Gas | Strategic Energy Management | A | Purchases (Incremental) | Achievable Economic TRC Potential | 0 | 0 | 0 | 0 | 0 | 1.8 | 2.1325 | 2.4648 | 2.7952 | 3.1257 | 3.4565 | 3.7831 | 4.1089 | 4.4339 | 4.7538 | 5.0749 | 5.393 | 5.7111 | 6.0276 | 6.3413 | 6.6553 | 6.9681 | 7.2796 | 7.59 | 7.8993 | 6.6553 | 6.9681 | 7.2796 | 7.59 | 7.8993 | 6.6553
F14_Industrial_Primary Metals_New_Process_Natural Gas_Strategic Energy Management_A_Achievable Economic TRC Potential | F14 | Industrial | Primary Metals | New | Process | Natural Gas | Strategic Energy Management | A | Purchases (Cumulative) | Achievable Economic TRC Potential | 0 | 0 | 0 | 0 | 0 | 1.8 | 3.9325 | 6.3973 | 9.1925 | 12.3182 | 13.9747 | 15.6254 | 17.2694 | 18.9082 | 20.5363 | 22.1547 | 23.7646 | 25.3668 | 26.9605 | 28.5479 | 30.1283 | 31.7034 | 33.2719 | 34.8343 | 36.3923 | 36.3923 | 36.3923 | 36.3923 | 36.3923 | 36.3923 | 36.3923
F1_Industrial_Primary Metals_New_Miscellaneous_Natural Gas_Strategic Energy Management_A_Achievable Economic TRC Potential | F1 | Industrial | Primary Metals | New | Miscellaneous | Natural Gas | Strategic Energy Management | A | Original Unit Energy Savings (kWh or therms) | Achievable Economic TRC Potential | 0 | 0 | 0 | 0 | 0 | 17.014 | 17.014 | 17.014 | 17.014 | 17.014 | 17.014 | 17.014 | 17.014 | 17.014 | 17.014 | 17.014 | 17.014 | 17.014 | 17.014 | 17.014 | 17.014 | 17.014 | 17.014 | 17.014 | 17.014 | 17.014 | 17.014 | 17.014 | 0 | 0 | 0
F2_Industrial_Primary Metals_New_Miscellaneous_Natural Gas_Strategic Energy Management_A_Achievable Economic TRC Potential | F2 | Industrial | Primary Metals | New | Miscellaneous | Natural Gas | Strategic Energy Management | A | Original Unit Summer Peak Savings (kW) | Achievable Economic TRC Potential | 0 | 0 | 0 | 0 | 0 | 0 | 0 | 0 | 0 | 0 | 0 | 0 | 0 | 0 | 0 | 0 | 0 | 0 | 0 | 0 | 0 | 0 | 0 | 0 | 0 | 0 | 0 | 0 | 0 | 0 | 0
F3_Industrial_Primary Metals_New_Miscellaneous_Natural Gas_Strategic Energy Management_A_Achievable Economic TRC Potential | F3 | Industrial | Primary Metals | New | Miscellaneous | Natural Gas | Strategic Energy Management | A | Original Unit Winter Peak Savings (kW) | Achievable Economic TRC Potential | 0 | 0 | 0 | 0 | 0 | 0 | 0 | 0 | 0 | 0 | 0 | 0 | 0 | 0 | 0 | 0 | 0 | 0 | 0 | 0 | 0 | 0 | 0 | 0 | 0 | 0 | 0 | 0 | 0 | 0 | 0
F4_Industrial_Primary Metals_New_Miscellaneous_Natural Gas_Strategic Energy Management_A_Achievable Economic TRC Potential | F4 | Industrial | Primary Metals | New | Miscellaneous | Natural Gas | Strategic Energy Management | A | Standalone Impact on Baseline Energy (%) | Achievable Economic TRC Potential | 0% | 0% | 0% | 0% | 0% | 0.08224% | 0.1517% | 0.2134% | 0.2705% | 0.3241% | 0.3325% | 0.3397% | 0.3456% | 0.3507% | 0.3553% | 0.359% | 0.3624% | 0.3653% | 0.3678% | 0.3702% | 0.3723% | 0.3742% | 0.3759% | 0.3774% | 0.0037887 | 0.0036463 | 0.0035147 | 0.0033925 | 0 | 0 | 0
F5_Industrial_Primary Metals_New_Miscellaneous_Natural Gas_Strategic Energy Management_A_Achievable Economic TRC Potential | F5 | Industrial | Primary Metals | New | Miscellaneous | Natural Gas | Strategic Energy Management | A | Standalone Impact on Baseline Summer Peak (%) | Achievable Economic TRC Potential | 0% | 0% | 0% | 0% | 0% | 0% | 0% | 0% | 0% | 0% | 0% | 0% | 0% | 0% | 0% | 0% | 0% | 0% | 0% | 0% | 0% | 0% | 0% | 0% | 0 | 0 | 0 | 0 | 0 | 0 | 0
F6_Industrial_Primary Metals_New_Miscellaneous_Natural Gas_Strategic Energy Management_A_Achievable Economic TRC Potential | F6 | Industrial | Primary Metals | New | Miscellaneous | Natural Gas | Strategic Energy Management | A | Standalone Impact on Baseline Winter Peak (%) | Achievable Economic TRC Potential | 0% | 0% | 0% | 0% | 0% | 0% | 0% | 0% | 0% | 0% | 0% | 0% | 0% | 0% | 0% | 0% | 0% | 0% | 0% | 0% | 0% | 0% | 0% | 0% | 0 | 0 | 0 | 0 | 0 | 0 | 0
F7_Industrial_Primary Metals_New_Miscellaneous_Natural Gas_Strategic Energy Management_A_Achievable Economic TRC Potential | F7 | Industrial | Primary Metals | New | Miscellaneous | Natural Gas | Strategic Energy Management | A | Incremental Energy Savings (MWh or mTherms) | Achievable Economic TRC Potential | 0 | 0 | 0 | 0 | 0 | 0.0076562 | 0.0090706 | 0.010484 | 0.011889 | 0.013295 | 0.014702 | 0.016092 | 0.017477 | 0.01886 | 0.02022 | 0.021586 | 0.022939 | 0.024292 | 0.025638 | 0.026973 | 0.028308 | 0.029639 | 0.030964 | 0.032284 | 0.0336 | 0.028308 | 0.029639 | 0.030964 | 0 | 0 | 0
F8_Industrial_Primary Metals_New_Miscellaneous_Natural Gas_Strategic Energy Management_A_Achievable Economic TRC Potential | F8 | Industrial | Primary Metals | New | Miscellaneous | Natural Gas | Strategic Energy Management | A | Incremental Summer Peak Savings (MW) | Achievable Economic TRC Potential | 0 | 0 | 0 | 0 | 0 | 0 | 0 | 0 | 0 | 0 | 0 | 0 | 0 | 0 | 0 | 0 | 0 | 0 | 0 | 0 | 0 | 0 | 0 | 0 | 0 | 0 | 0 | 0 | 0 | 0 | 0
F9_Industrial_Primary Metals_New_Miscellaneous_Natural Gas_Strategic Energy Management_A_Achievable Economic TRC Potential | F9 | Industrial | Primary Metals | New | Miscellaneous | Natural Gas | Strategic Energy Management | A | Incremental Winter Peak Savings (MW) | Achievable Economic TRC Potential | 0 | 0 | 0 | 0 | 0 | 0 | 0 | 0 | 0 | 0 | 0 | 0 | 0 | 0 | 0 | 0 | 0 | 0 | 0 | 0 | 0 | 0 | 0 | 0 | 0 | 0 | 0 | 0 | 0 | 0 | 0
F10_Industrial_Primary Metals_New_Miscellaneous_Natural Gas_Strategic Energy Management_A_Achievable Economic TRC Potential | F10 | Industrial | Primary Metals | New | Miscellaneous | Natural Gas | Strategic Energy Management | A | Cumulative Energy Savings (MWh or mTherms) | Achievable Economic TRC Potential | 0 | 0 | 0 | 0 | 0 | 0.0076562 | 0.016727 | 0.027211 | 0.0391 | 0.052395 | 0.059442 | 0.066463 | 0.073456 | 0.080426 | 0.087351 | 0.094235 | 0.10108 | 0.1079 | 0.11468 | 0.12143 | 0.12815 | 0.13485 | 0.14152 | 0.14817 | 0.1548 | 0.1548 | 0.1548 | 0.1548 | 0 | 0 | 0
F11_Industrial_Primary Metals_New_Miscellaneous_Natural Gas_Strategic Energy Management_A_Achievable Economic TRC Potential | F11 | Industrial | Primary Metals | New | Miscellaneous | Natural Gas | Strategic Energy Management | A | Cumulative Summer Peak Savings (MW) | Achievable Economic TRC Potential | 0 | 0 | 0 | 0 | 0 | 0 | 0 | 0 | 0 | 0 | 0 | 0 | 0 | 0 | 0 | 0 | 0 | 0 | 0 | 0 | 0 | 0 | 0 | 0 | 0 | 0 | 0 | 0 | 0 | 0 | 0
F12_Industrial_Primary Metals_New_Miscellaneous_Natural Gas_Strategic Energy Management_A_Achievable Economic TRC Potential | F12 | Industrial | Primary Metals | New | Miscellaneous | Natural Gas | Strategic Energy Management | A | Cumulative Winter Peak Savings (MW) | Achievable Economic TRC Potential | 0 | 0 | 0 | 0 | 0 | 0 | 0 | 0 | 0 | 0 | 0 | 0 | 0 | 0 | 0 | 0 | 0 | 0 | 0 | 0 | 0 | 0 | 0 | 0 | 0 | 0 | 0 | 0 | 0 | 0 | 0
F13_Industrial_Primary Metals_New_Miscellaneous_Natural Gas_Strategic Energy Management_A_Achievable Economic TRC Potential | F13 | Industrial | Primary Metals | New | Miscellaneous | Natural Gas | Strategic Energy Management | A | Purchases (Incremental) | Achievable Economic TRC Potential | 0 | 0 | 0 | 0 | 0 | 0.45 | 0.53312 | 0.6162 | 0.69879 | 0.78143 | 0.86413 | 0.94579 | 1.0272 | 1.1085 | 1.1885 | 1.2687 | 1.3483 | 1.4278 | 1.5069 | 1.5853 | 1.6638 | 1.742 | 1.8199 | 1.8975 | 1.9748 | 1.6638 | 1.742 | 1.8199 | 1.8975 | 1.9748 | 1.6638
F14_Industrial_Primary Metals_New_Miscellaneous_Natural Gas_Strategic Energy Management_A_Achievable Economic TRC Potential | F14 | Industrial | Primary Metals | New | Miscellaneous | Natural Gas | Strategic Energy Management | A | Purchases (Cumulative) | Achievable Economic TRC Potential | 0 | 0 | 0 | 0 | 0 | 0.45 | 0.98312 | 1.5993 | 2.2981 | 3.0795 | 3.4937 | 3.9063 | 4.3174 | 4.727 | 5.1341 | 5.5387 | 5.9411 | 6.3417 | 6.7401 | 7.137 | 7.5321 | 7.9258 | 8.318 | 8.7086 | 9.0981 | 9.0981 | 9.0981 | 9.0981 | 9.0981 | 9.0981 | 9.0981
F1_Industrial_Primary Metals_New_Space Heating_Natural Gas_Commissioning_A_Achievable Economic TRC Potential | F1 | Industrial | Primary Metals | New | Space Heating | Natural Gas | Commissioning | A | Original Unit Energy Savings (kWh or therms) | Achievable Economic TRC Potential | 0 | 0 | 0 | 0 | 0 | 20.2513 | 19.9896 | 19.7987 | 19.6539 | 19.5396 | 19.4471 | 19.3389 | 19.2254 | 19.1134 | 19.0051 | 18.92 | 18.853 | 18.7997 | 18.7152 | 18.6532 | 18.6084 | 18.5734 | 18.5734 | 18.5734 | 18.5734 | 18.5734 | 18.5734 | 18.5734 | 0 | 0 | 0
F2_Industrial_Primary Metals_New_Space Heating_Natural Gas_Commissioning_A_Achievable Economic TRC Potential | F2 | Industrial | Primary Metals | New | Space Heating | Natural Gas | Commissioning | A | Original Unit Summer Peak Savings (kW) | Achievable Economic TRC Potential | 0 | 0 | 0 | 0 | 0 | 0 | 0 | 0 | 0 | 0 | 0 | 0 | 0 | 0 | 0 | 0 | 0 | 0 | 0 | 0 | 0 | 0 | 0 | 0 | 0 | 0 | 0 | 0 | 0 | 0 | 0
F3_Industrial_Primary Metals_New_Space Heating_Natural Gas_Commissioning_A_Achievable Economic TRC Potential | F3 | Industrial | Primary Metals | New | Space Heating | Natural Gas | Commissioning | A | Original Unit Winter Peak Savings (kW) | Achievable Economic TRC Potential | 0 | 0 | 0 | 0 | 0 | 0 | 0 | 0 | 0 | 0 | 0 | 0 | 0 | 0 | 0 | 0 | 0 | 0 | 0 | 0 | 0 | 0 | 0 | 0 | 0 | 0 | 0 | 0 | 0 | 0 | 0
F4_Industrial_Primary Metals_New_Space Heating_Natural Gas_Commissioning_A_Achievable Economic TRC Potential | F4 | Industrial | Primary Metals | New | Space Heating | Natural Gas | Commissioning | A | Standalone Impact on Baseline Energy (%) | Achievable Economic TRC Potential | 0% | 0% | 0% | 0% | 0% | 0% | 0% | 0% | 0% | 0% | 0% | 0% | 0% | 0% | 0% | 0% | 0% | 0% | 0% | 0% | 0% | 0% | 0% | 0% | 0 | 0 | 0 | 0 | 0 | 0 | 0
F5_Industrial_Primary Metals_New_Space Heating_Natural Gas_Commissioning_A_Achievable Economic TRC Potential | F5 | Industrial | Primary Metals | New | Space Heating | Natural Gas | Commissioning | A | Standalone Impact on Baseline Summer Peak (%) | Achievable Economic TRC Potential | 0% | 0% | 0% | 0% | 0% | 0% | 0% | 0% | 0% | 0% | 0% | 0% | 0% | 0% | 0% | 0% | 0% | 0% | 0% | 0% | 0% | 0% | 0% | 0% | 0 | 0 | 0 | 0 | 0 | 0 | 0
F6_Industrial_Primary Metals_New_Space Heating_Natural Gas_Commissioning_A_Achievable Economic TRC Potential | F6 | Industrial | Primary Metals | New | Space Heating | Natural Gas | Commissioning | A | Standalone Impact on Baseline Winter Peak (%) | Achievable Economic TRC Potential | 0% | 0% | 0% | 0% | 0% | 0% | 0% | 0% | 0% | 0% | 0% | 0% | 0% | 0% | 0% | 0% | 0% | 0% | 0% | 0% | 0% | 0% | 0% | 0% | 0 | 0 | 0 | 0 | 0 | 0 | 0
F7_Industrial_Primary Metals_New_Space Heating_Natural Gas_Commissioning_A_Achievable Economic TRC Potential | F7 | Industrial | Primary Metals | New | Space Heating | Natural Gas | Commissioning | A | Incremental Energy Savings (MWh or mTherms) | Achievable Economic TRC Potential | 0 | 0 | 0 | 0 | 0 | 0 | 0 | 0 | 0 | 0 | 0 | 0 | 0 | 0 | 0 | 0 | 0 | 0 | 0 | 0 | 0 | 0 | 0 | 0 | 0 | 0 | 0 | 0 | 0 | 0 | 0
F8_Industrial_Primary Metals_New_Space Heating_Natural Gas_Commissioning_A_Achievable Economic TRC Potential | F8 | Industrial | Primary Metals | New | Space Heating | Natural Gas | Commissioning | A | Incremental Summer Peak Savings (MW) | Achievable Economic TRC Potential | 0 | 0 | 0 | 0 | 0 | 0 | 0 | 0 | 0 | 0 | 0 | 0 | 0 | 0 | 0 | 0 | 0 | 0 | 0 | 0 | 0 | 0 | 0 | 0 | 0 | 0 | 0 | 0 | 0 | 0 | 0
F9_Industrial_Primary Metals_New_Space Heating_Natural Gas_Commissioning_A_Achievable Economic TRC Potential | F9 | Industrial | Primary Metals | New | Space Heating | Natural Gas | Commissioning | A | Incremental Winter Peak Savings (MW) | Achievable Economic TRC Potential | 0 | 0 | 0 | 0 | 0 | 0 | 0 | 0 | 0 | 0 | 0 | 0 | 0 | 0 | 0 | 0 | 0 | 0 | 0 | 0 | 0 | 0 | 0 | 0 | 0 | 0 | 0 | 0 | 0 | 0 | 0
F10_Industrial_Primary Metals_New_Space Heating_Natural Gas_Commissioning_A_Achievable Economic TRC Potential | F10 | Industrial | Primary Metals | New | Space Heating | Natural Gas | Commissioning | A | Cumulative Energy Savings (MWh or mTherms) | Achievable Economic TRC Potential | 0 | 0 | 0 | 0 | 0 | 0 | 0 | 0 | 0 | 0 | 0 | 0 | 0 | 0 | 0 | 0 | 0 | 0 | 0 | 0 | 0 | 0 | 0 | 0 | 0 | 0 | 0 | 0 | 0 | 0 | 0
F11_Industrial_Primary Metals_New_Space Heating_Natural Gas_Commissioning_A_Achievable Economic TRC Potential | F11 | Industrial | Primary Metals | New | Space Heating | Natural Gas | Commissioning | A | Cumulative Summer Peak Savings (MW) | Achievable Economic TRC Potential | 0 | 0 | 0 | 0 | 0 | 0 | 0 | 0 | 0 | 0 | 0 | 0 | 0 | 0 | 0 | 0 | 0 | 0 | 0 | 0 | 0 | 0 | 0 | 0 | 0 | 0 | 0 | 0 | 0 | 0 | 0
F12_Industrial_Primary Metals_New_Space Heating_Natural Gas_Commissioning_A_Achievable Economic TRC Potential | F12 | Industrial | Primary Metals | New | Space Heating | Natural Gas | Commissioning | A | Cumulative Winter Peak Savings (MW) | Achievable Economic TRC Potential | 0 | 0 | 0 | 0 | 0 | 0 | 0 | 0 | 0 | 0 | 0 | 0 | 0 | 0 | 0 | 0 | 0 | 0 | 0 | 0 | 0 | 0 | 0 | 0 | 0 | 0 | 0 | 0 | 0 | 0 | 0
F13_Industrial_Primary Metals_New_Space Heating_Natural Gas_Commissioning_A_Achievable Economic TRC Potential | F13 | Industrial | Primary Metals | New | Space Heating | Natural Gas | Commissioning | A | Purchases (Incremental) | Achievable Economic TRC Potential | 0 | 0 | 0 | 0 | 0 | 0 | 0 | 0 | 0 | 0 | 0 | 0 | 0 | 0 | 0 | 0 | 0 | 0 | 0 | 0 | 0 | 0 | 0 | 0 | 0 | 0 | 0 | 0 | 0 | 0 | 0
F14_Industrial_Primary Metals_New_Space Heating_Natural Gas_Commissioning_A_Achievable Economic TRC Potential | F14 | Industrial | Primary Metals | New | Space Heating | Natural Gas | Commissioning | A | Purchases (Cumulative) | Achievable Economic TRC Potential | 0 | 0 | 0 | 0 | 0 | 0 | 0 | 0 | 0 | 0 | 0 | 0 | 0 | 0 | 0 | 0 | 0 | 0 | 0 | 0 | 0 | 0 | 0 | 0 | 0 | 0 | 0 | 0 | 0 | 0 | 0
F1_Industrial_Primary Metals_New_Process_Natural Gas_Commissioning_A_Achievable Economic TRC Potential | F1 | Industrial | Primary Metals | New | Process | Natural Gas | Commissioning | A | Original Unit Energy Savings (kWh or therms) | Achievable Economic TRC Potential | 0 | 0 | 0 | 0 | 0 | 562.5435 | 562.5435 | 562.5435 | 562.5435 | 562.5435 | 562.5435 | 562.5435 | 562.5435 | 562.5435 | 562.5435 | 562.5435 | 562.5435 | 562.5435 | 562.5435 | 562.5435 | 562.5435 | 562.5435 | 562.5435 | 562.5435 | 562.5435 | 562.5435 | 562.5435 | 562.5435 | 0 | 0 | 0
F2_Industrial_Primary Metals_New_Process_Natural Gas_Commissioning_A_Achievable Economic TRC Potential | F2 | Industrial | Primary Metals | New | Process | Natural Gas | Commissioning | A | Original Unit Summer Peak Savings (kW) | Achievable Economic TRC Potential | 0 | 0 | 0 | 0 | 0 | 0 | 0 | 0 | 0 | 0 | 0 | 0 | 0 | 0 | 0 | 0 | 0 | 0 | 0 | 0 | 0 | 0 | 0 | 0 | 0 | 0 | 0 | 0 | 0 | 0 | 0
F3_Industrial_Primary Metals_New_Process_Natural Gas_Commissioning_A_Achievable Economic TRC Potential | F3 | Industrial | Primary Metals | New | Process | Natural Gas | Commissioning | A | Original Unit Winter Peak Savings (kW) | Achievable Economic TRC Potential | 0 | 0 | 0 | 0 | 0 | 0 | 0 | 0 | 0 | 0 | 0 | 0 | 0 | 0 | 0 | 0 | 0 | 0 | 0 | 0 | 0 | 0 | 0 | 0 | 0 | 0 | 0 | 0 | 0 | 0 | 0
F4_Industrial_Primary Metals_New_Process_Natural Gas_Commissioning_A_Achievable Economic TRC Potential | F4 | Industrial | Primary Metals | New | Process | Natural Gas | Commissioning | A | Standalone Impact on Baseline Energy (%) | Achievable Economic TRC Potential | 0% | 0% | 0% | 0% | 0% | 0% | 0% | 0% | 0% | 0% | 0% | 0% | 0% | 0% | 0% | 0% | 0% | 0% | 0% | 0% | 0% | 0% | 0% | 0% | 0 | 0 | 0 | 0 | 0 | 0 | 0
F5_Industrial_Primary Metals_New_Process_Natural Gas_Commissioning_A_Achievable Economic TRC Potential | F5 | Industrial | Primary Metals | New | Process | Natural Gas | Commissioning | A | Standalone Impact on Baseline Summer Peak (%) | Achievable Economic TRC Potential | 0% | 0% | 0% | 0% | 0% | 0% | 0% | 0% | 0% | 0% | 0% | 0% | 0% | 0% | 0% | 0% | 0% | 0% | 0% | 0% | 0% | 0% | 0% | 0% | 0 | 0 | 0 | 0 | 0 | 0 | 0
F6_Industrial_Primary Metals_New_Process_Natural Gas_Commissioning_A_Achievable Economic TRC Potential | F6 | Industrial | Primary Metals | New | Process | Natural Gas | Commissioning | A | Standalone Impact on Baseline Winter Peak (%) | Achievable Economic TRC Potential | 0% | 0% | 0% | 0% | 0% | 0% | 0% | 0% | 0% | 0% | 0% | 0% | 0% | 0% | 0% | 0% | 0% | 0% | 0% | 0% | 0% | 0% | 0% | 0% | 0 | 0 | 0 | 0 | 0 | 0 | 0
F7_Industrial_Primary Metals_New_Process_Natural Gas_Commissioning_A_Achievable Economic TRC Potential | F7 | Industrial | Primary Metals | New | Process | Natural Gas | Commissioning | A | Incremental Energy Savings (MWh or mTherms) | Achievable Economic TRC Potential | 0 | 0 | 0 | 0 | 0 | 0 | 0 | 0 | 0 | 0 | 0 | 0 | 0 | 0 | 0 | 0 | 0 | 0 | 0 | 0 | 0 | 0 | 0 | 0 | 0 | 0 | 0 | 0 | 0 | 0 | 0
F8_Industrial_Primary Metals_New_Process_Natural Gas_Commissioning_A_Achievable Economic TRC Potential | F8 | Industrial | Primary Metals | New | Process | Natural Gas | Commissioning | A | Incremental Summer Peak Savings (MW) | Achievable Economic TRC Potential | 0 | 0 | 0 | 0 | 0 | 0 | 0 | 0 | 0 | 0 | 0 | 0 | 0 | 0 | 0 | 0 | 0 | 0 | 0 | 0 | 0 | 0 | 0 | 0 | 0 | 0 | 0 | 0 | 0 | 0 | 0
F9_Industrial_Primary Metals_New_Process_Natural Gas_Commissioning_A_Achievable Economic TRC Potential | F9 | Industrial | Primary Metals | New | Process | Natural Gas | Commissioning | A | Incremental Winter Peak Savings (MW) | Achievable Economic TRC Potential | 0 | 0 | 0 | 0 | 0 | 0 | 0 | 0 | 0 | 0 | 0 | 0 | 0 | 0 | 0 | 0 | 0 | 0 | 0 | 0 | 0 | 0 | 0 | 0 | 0 | 0 | 0 | 0 | 0 | 0 | 0
F10_Industrial_Primary Metals_New_Process_Natural Gas_Commissioning_A_Achievable Economic TRC Potential | F10 | Industrial | Primary Metals | New | Process | Natural Gas | Commissioning | A | Cumulative Energy Savings (MWh or mTherms) | Achievable Economic TRC Potential | 0 | 0 | 0 | 0 | 0 | 0 | 0 | 0 | 0 | 0 | 0 | 0 | 0 | 0 | 0 | 0 | 0 | 0 | 0 | 0 | 0 | 0 | 0 | 0 | 0 | 0 | 0 | 0 | 0 | 0 | 0
F11_Industrial_Primary Metals_New_Process_Natural Gas_Commissioning_A_Achievable Economic TRC Potential | F11 | Industrial | Primary Metals | New | Process | Natural Gas | Commissioning | A | Cumulative Summer Peak Savings (MW) | Achievable Economic TRC Potential | 0 | 0 | 0 | 0 | 0 | 0 | 0 | 0 | 0 | 0 | 0 | 0 | 0 | 0 | 0 | 0 | 0 | 0 | 0 | 0 | 0 | 0 | 0 | 0 | 0 | 0 | 0 | 0 | 0 | 0 | 0
F12_Industrial_Primary Metals_New_Process_Natural Gas_Commissioning_A_Achievable Economic TRC Potential | F12 | Industrial | Primary Metals | New | Process | Natural Gas | Commissioning | A | Cumulative Winter Peak Savings (MW) | Achievable Economic TRC Potential | 0 | 0 | 0 | 0 | 0 | 0 | 0 | 0 | 0 | 0 | 0 | 0 | 0 | 0 | 0 | 0 | 0 | 0 | 0 | 0 | 0 | 0 | 0 | 0 | 0 | 0 | 0 | 0 | 0 | 0 | 0
F13_Industrial_Primary Metals_New_Process_Natural Gas_Commissioning_A_Achievable Economic TRC Potential | F13 | Industrial | Primary Metals | New | Process | Natural Gas | Commissioning | A | Purchases (Incremental) | Achievable Economic TRC Potential | 0 | 0 | 0 | 0 | 0 | 0 | 0 | 0 | 0 | 0 | 0 | 0 | 0 | 0 | 0 | 0 | 0 | 0 | 0 | 0 | 0 | 0 | 0 | 0 | 0 | 0 | 0 | 0 | 0 | 0 | 0
F14_Industrial_Primary Metals_New_Process_Natural Gas_Commissioning_A_Achievable Economic TRC Potential | F14 | Industrial | Primary Metals | New | Process | Natural Gas | Commissioning | A | Purchases (Cumulative) | Achievable Economic TRC Potential | 0 | 0 | 0 | 0 | 0 | 0 | 0 | 0 | 0 | 0 | 0 | 0 | 0 | 0 | 0 | 0 | 0 | 0 | 0 | 0 | 0 | 0 | 0 | 0 | 0 | 0 | 0 | 0 | 0 | 0 | 0
F1_Industrial_Primary Metals_New_Space Heating_Natural Gas_Retrocommissioning_A_Achievable Economic TRC Potential | F1 | Industrial | Primary Metals | New | Space Heating | Natural Gas | Retrocommissioning | A | Original Unit Energy Savings (kWh or therms) | Achievable Economic TRC Potential | 0 | 0 | 0 | 0 | 0 | 0 | 0 | 0 | 0 | 0 | 0 | 0 | 0 | 0 | 0 | 0 | 0 | 0 | 0 | 0 | 0 | 0 | 0 | 0 | 0 | 0 | 0 | 0 | 0 | 0 | 0
F2_Industrial_Primary Metals_New_Space Heating_Natural Gas_Retrocommissioning_A_Achievable Economic TRC Potential | F2 | Industrial | Primary Metals | New | Space Heating | Natural Gas | Retrocommissioning | A | Original Unit Summer Peak Savings (kW) | Achievable Economic TRC Potential | 0 | 0 | 0 | 0 | 0 | 0 | 0 | 0 | 0 | 0 | 0 | 0 | 0 | 0 | 0 | 0 | 0 | 0 | 0 | 0 | 0 | 0 | 0 | 0 | 0 | 0 | 0 | 0 | 0 | 0 | 0
F3_Industrial_Primary Metals_New_Space Heating_Natural Gas_Retrocommissioning_A_Achievable Economic TRC Potential | F3 | Industrial | Primary Metals | New | Space Heating | Natural Gas | Retrocommissioning | A | Original Unit Winter Peak Savings (kW) | Achievable Economic TRC Potential | 0 | 0 | 0 | 0 | 0 | 0 | 0 | 0 | 0 | 0 | 0 | 0 | 0 | 0 | 0 | 0 | 0 | 0 | 0 | 0 | 0 | 0 | 0 | 0 | 0 | 0 | 0 | 0 | 0 | 0 | 0
F4_Industrial_Primary Metals_New_Space Heating_Natural Gas_Retrocommissioning_A_Achievable Economic TRC Potential | F4 | Industrial | Primary Metals | New | Space Heating | Natural Gas | Retrocommissioning | A | Standalone Impact on Baseline Energy (%) | Achievable Economic TRC Potential | 0% | 0% | 0% | 0% | 0% | 0% | 0% | 0% | 0% | 0% | 0% | 0% | 0% | 0% | 0% | 0% | 0% | 0% | 0% | 0% | 0% | 0% | 0% | 0% | 0 | 0 | 0 | 0 | 0 | 0 | 0
F5_Industrial_Primary Metals_New_Space Heating_Natural Gas_Retrocommissioning_A_Achievable Economic TRC Potential | F5 | Industrial | Primary Metals | New | Space Heating | Natural Gas | Retrocommissioning | A | Standalone Impact on Baseline Summer Peak (%) | Achievable Economic TRC Potential | 0% | 0% | 0% | 0% | 0% | 0% | 0% | 0% | 0% | 0% | 0% | 0% | 0% | 0% | 0% | 0% | 0% | 0% | 0% | 0% | 0% | 0% | 0% | 0% | 0 | 0 | 0 | 0 | 0 | 0 | 0
F6_Industrial_Primary Metals_New_Space Heating_Natural Gas_Retrocommissioning_A_Achievable Economic TRC Potential | F6 | Industrial | Primary Metals | New | Space Heating | Natural Gas | Retrocommissioning | A | Standalone Impact on Baseline Winter Peak (%) | Achievable Economic TRC Potential | 0% | 0% | 0% | 0% | 0% | 0% | 0% | 0% | 0% | 0% | 0% | 0% | 0% | 0% | 0% | 0% | 0% | 0% | 0% | 0% | 0% | 0% | 0% | 0% | 0 | 0 | 0 | 0 | 0 | 0 | 0
F7_Industrial_Primary Metals_New_Space Heating_Natural Gas_Retrocommissioning_A_Achievable Economic TRC Potential | F7 | Industrial | Primary Metals | New | Space Heating | Natural Gas | Retrocommissioning | A | Incremental Energy Savings (MWh or mTherms) | Achievable Economic TRC Potential | 0 | 0 | 0 | 0 | 0 | 0 | 0 | 0 | 0 | 0 | 0 | 0 | 0 | 0 | 0 | 0 | 0 | 0 | 0 | 0 | 0 | 0 | 0 | 0 | 0 | 0 | 0 | 0 | 0 | 0 | 0
F8_Industrial_Primary Metals_New_Space Heating_Natural Gas_Retrocommissioning_A_Achievable Economic TRC Potential | F8 | Industrial | Primary Metals | New | Space Heating | Natural Gas | Retrocommissioning | A | Incremental Summer Peak Savings (MW) | Achievable Economic TRC Potential | 0 | 0 | 0 | 0 | 0 | 0 | 0 | 0 | 0 | 0 | 0 | 0 | 0 | 0 | 0 | 0 | 0 | 0 | 0 | 0 | 0 | 0 | 0 | 0 | 0 | 0 | 0 | 0 | 0 | 0 | 0
F9_Industrial_Primary Metals_New_Space Heating_Natural Gas_Retrocommissioning_A_Achievable Economic TRC Potential | F9 | Industrial | Primary Metals | New | Space Heating | Natural Gas | Retrocommissioning | A | Incremental Winter Peak Savings (MW) | Achievable Economic TRC Potential | 0 | 0 | 0 | 0 | 0 | 0 | 0 | 0 | 0 | 0 | 0 | 0 | 0 | 0 | 0 | 0 | 0 | 0 | 0 | 0 | 0 | 0 | 0 | 0 | 0 | 0 | 0 | 0 | 0 | 0 | 0
F10_Industrial_Primary Metals_New_Space Heating_Natural Gas_Retrocommissioning_A_Achievable Economic TRC Potential | F10 | Industrial | Primary Metals | New | Space Heating | Natural Gas | Retrocommissioning | A | Cumulative Energy Savings (MWh or mTherms) | Achievable Economic TRC Potential | 0 | 0 | 0 | 0 | 0 | 0 | 0 | 0 | 0 | 0 | 0 | 0 | 0 | 0 | 0 | 0 | 0 | 0 | 0 | 0 | 0 | 0 | 0 | 0 | 0 | 0 | 0 | 0 | 0 | 0 | 0
F11_Industrial_Primary Metals_New_Space Heating_Natural Gas_Retrocommissioning_A_Achievable Economic TRC Potential | F11 | Industrial | Primary Metals | New | Space Heating | Natural Gas | Retrocommissioning | A | Cumulative Summer Peak Savings (MW) | Achievable Economic TRC Potential | 0 | 0 | 0 | 0 | 0 | 0 | 0 | 0 | 0 | 0 | 0 | 0 | 0 | 0 | 0 | 0 | 0 | 0 | 0 | 0 | 0 | 0 | 0 | 0 | 0 | 0 | 0 | 0 | 0 | 0 | 0
F12_Industrial_Primary Metals_New_Space Heating_Natural Gas_Retrocommissioning_A_Achievable Economic TRC Potential | F12 | Industrial | Primary Metals | New | Space Heating | Natural Gas | Retrocommissioning | A | Cumulative Winter Peak Savings (MW) | Achievable Economic TRC Potential | 0 | 0 | 0 | 0 | 0 | 0 | 0 | 0 | 0 | 0 | 0 | 0 | 0 | 0 | 0 | 0 | 0 | 0 | 0 | 0 | 0 | 0 | 0 | 0 | 0 | 0 | 0 | 0 | 0 | 0 | 0
F13_Industrial_Primary Metals_New_Space Heating_Natural Gas_Retrocommissioning_A_Achievable Economic TRC Potential | F13 | Industrial | Primary Metals | New | Space Heating | Natural Gas | Retrocommissioning | A | Purchases (Incremental) | Achievable Economic TRC Potential | 0 | 0 | 0 | 0 | 0 | 0 | 0 | 0 | 0 | 0 | 0 | 0 | 0 | 0 | 0 | 0 | 0 | 0 | 0 | 0 | 0 | 0 | 0 | 0 | 0 | 0 | 0 | 0 | 0 | 0 | 0
F14_Industrial_Primary Metals_New_Space Heating_Natural Gas_Retrocommissioning_A_Achievable Economic TRC Potential | F14 | Industrial | Primary Metals | New | Space Heating | Natural Gas | Retrocommissioning | A | Purchases (Cumulative) | Achievable Economic TRC Potential | 0 | 0 | 0 | 0 | 0 | 0 | 0 | 0 | 0 | 0 | 0 | 0 | 0 | 0 | 0 | 0 | 0 | 0 | 0 | 0 | 0 | 0 | 0 | 0 | 0 | 0 | 0 | 0 | 0 | 0 | 0
F1_Industrial_Primary Metals_New_Process_Natural Gas_Retrocommissioning_A_Achievable Economic TRC Potential | F1 | Industrial | Primary Metals | New | Process | Natural Gas | Retrocommissioning | A | Original Unit Energy Savings (kWh or therms) | Achievable Economic TRC Potential | 0 | 0 | 0 | 0 | 0 | 0 | 0 | 0 | 0 | 0 | 0 | 0 | 0 | 0 | 0 | 0 | 0 | 0 | 0 | 0 | 0 | 0 | 0 | 0 | 0 | 0 | 0 | 0 | 0 | 0 | 0
F2_Industrial_Primary Metals_New_Process_Natural Gas_Retrocommissioning_A_Achievable Economic TRC Potential | F2 | Industrial | Primary Metals | New | Process | Natural Gas | Retrocommissioning | A | Original Unit Summer Peak Savings (kW) | Achievable Economic TRC Potential | 0 | 0 | 0 | 0 | 0 | 0 | 0 | 0 | 0 | 0 | 0 | 0 | 0 | 0 | 0 | 0 | 0 | 0 | 0 | 0 | 0 | 0 | 0 | 0 | 0 | 0 | 0 | 0 | 0 | 0 | 0
F3_Industrial_Primary Metals_New_Process_Natural Gas_Retrocommissioning_A_Achievable Economic TRC Potential | F3 | Industrial | Primary Metals | New | Process | Natural Gas | Retrocommissioning | A | Original Unit Winter Peak Savings (kW) | Achievable Economic TRC Potential | 0 | 0 | 0 | 0 | 0 | 0 | 0 | 0 | 0 | 0 | 0 | 0 | 0 | 0 | 0 | 0 | 0 | 0 | 0 | 0 | 0 | 0 | 0 | 0 | 0 | 0 | 0 | 0 | 0 | 0 | 0
F4_Industrial_Primary Metals_New_Process_Natural Gas_Retrocommissioning_A_Achievable Economic TRC Potential | F4 | Industrial | Primary Metals | New | Process | Natural Gas | Retrocommissioning | A | Standalone Impact on Baseline Energy (%) | Achievable Economic TRC Potential | 0% | 0% | 0% | 0% | 0% | 0% | 0% | 0% | 0% | 0% | 0% | 0% | 0% | 0% | 0% | 0% | 0% | 0% | 0% | 0% | 0% | 0% | 0% | 0% | 0 | 0 | 0 | 0 | 0 | 0 | 0
F5_Industrial_Primary Metals_New_Process_Natural Gas_Retrocommissioning_A_Achievable Economic TRC Potential | F5 | Industrial | Primary Metals | New | Process | Natural Gas | Retrocommissioning | A | Standalone Impact on Baseline Summer Peak (%) | Achievable Economic TRC Potential | 0% | 0% | 0% | 0% | 0% | 0% | 0% | 0% | 0% | 0% | 0% | 0% | 0% | 0% | 0% | 0% | 0% | 0% | 0% | 0% | 0% | 0% | 0% | 0% | 0 | 0 | 0 | 0 | 0 | 0 | 0
F6_Industrial_Primary Metals_New_Process_Natural Gas_Retrocommissioning_A_Achievable Economic TRC Potential | F6 | Industrial | Primary Metals | New | Process | Natural Gas | Retrocommissioning | A | Standalone Impact on Baseline Winter Peak (%) | Achievable Economic TRC Potential | 0% | 0% | 0% | 0% | 0% | 0% | 0% | 0% | 0% | 0% | 0% | 0% | 0% | 0% | 0% | 0% | 0% | 0% | 0% | 0% | 0% | 0% | 0% | 0% | 0 | 0 | 0 | 0 | 0 | 0 | 0
F7_Industrial_Primary Metals_New_Process_Natural Gas_Retrocommissioning_A_Achievable Economic TRC Potential | F7 | Industrial | Primary Metals | New | Process | Natural Gas | Retrocommissioning | A | Incremental Energy Savings (MWh or mTherms) | Achievable Economic TRC Potential | 0 | 0 | 0 | 0 | 0 | 0 | 0 | 0 | 0 | 0 | 0 | 0 | 0 | 0 | 0 | 0 | 0 | 0 | 0 | 0 | 0 | 0 | 0 | 0 | 0 | 0 | 0 | 0 | 0 | 0 | 0
F8_Industrial_Primary Metals_New_Process_Natural Gas_Retrocommissioning_A_Achievable Economic TRC Potential | F8 | Industrial | Primary Metals | New | Process | Natural Gas | Retrocommissioning | A | Incremental Summer Peak Savings (MW) | Achievable Economic TRC Potential | 0 | 0 | 0 | 0 | 0 | 0 | 0 | 0 | 0 | 0 | 0 | 0 | 0 | 0 | 0 | 0 | 0 | 0 | 0 | 0 | 0 | 0 | 0 | 0 | 0 | 0 | 0 | 0 | 0 | 0 | 0
F9_Industrial_Primary Metals_New_Process_Natural Gas_Retrocommissioning_A_Achievable Economic TRC Potential | F9 | Industrial | Primary Metals | New | Process | Natural Gas | Retrocommissioning | A | Incremental Winter Peak Savings (MW) | Achievable Economic TRC Potential | 0 | 0 | 0 | 0 | 0 | 0 | 0 | 0 | 0 | 0 | 0 | 0 | 0 | 0 | 0 | 0 | 0 | 0 | 0 | 0 | 0 | 0 | 0 | 0 | 0 | 0 | 0 | 0 | 0 | 0 | 0
F10_Industrial_Primary Metals_New_Process_Natural Gas_Retrocommissioning_A_Achievable Economic TRC Potential | F10 | Industrial | Primary Metals | New | Process | Natural Gas | Retrocommissioning | A | Cumulative Energy Savings (MWh or mTherms) | Achievable Economic TRC Potential | 0 | 0 | 0 | 0 | 0 | 0 | 0 | 0 | 0 | 0 | 0 | 0 | 0 | 0 | 0 | 0 | 0 | 0 | 0 | 0 | 0 | 0 | 0 | 0 | 0 | 0 | 0 | 0 | 0 | 0 | 0
F11_Industrial_Primary Metals_New_Process_Natural Gas_Retrocommissioning_A_Achievable Economic TRC Potential | F11 | Industrial | Primary Metals | New | Process | Natural Gas | Retrocommissioning | A | Cumulative Summer Peak Savings (MW) | Achievable Economic TRC Potential | 0 | 0 | 0 | 0 | 0 | 0 | 0 | 0 | 0 | 0 | 0 | 0 | 0 | 0 | 0 | 0 | 0 | 0 | 0 | 0 | 0 | 0 | 0 | 0 | 0 | 0 | 0 | 0 | 0 | 0 | 0
F12_Industrial_Primary Metals_New_Process_Natural Gas_Retrocommissioning_A_Achievable Economic TRC Potential | F12 | Industrial | Primary Metals | New | Process | Natural Gas | Retrocommissioning | A | Cumulative Winter Peak Savings (MW) | Achievable Economic TRC Potential | 0 | 0 | 0 | 0 | 0 | 0 | 0 | 0 | 0 | 0 | 0 | 0 | 0 | 0 | 0 | 0 | 0 | 0 | 0 | 0 | 0 | 0 | 0 | 0 | 0 | 0 | 0 | 0 | 0 | 0 | 0
F13_Industrial_Primary Metals_New_Process_Natural Gas_Retrocommissioning_A_Achievable Economic TRC Potential | F13 | Industrial | Primary Metals | New | Process | Natural Gas | Retrocommissioning | A | Purchases (Incremental) | Achievable Economic TRC Potential | 0 | 0 | 0 | 0 | 0 | 0 | 0 | 0 | 0 | 0 | 0 | 0 | 0 | 0 | 0 | 0 | 0 | 0 | 0 | 0 | 0 | 0 | 0 | 0 | 0 | 0 | 0 | 0 | 0 | 0 | 0
F14_Industrial_Primary Metals_New_Process_Natural Gas_Retrocommissioning_A_Achievable Economic TRC Potential | F14 | Industrial | Primary Metals | New | Process | Natural Gas | Retrocommissioning | A | Purchases (Cumulative) | Achievable Economic TRC Potential | 0 | 0 | 0 | 0 | 0 | 0 | 0 | 0 | 0 | 0 | 0 | 0 | 0 | 0 | 0 | 0 | 0 | 0 | 0 | 0 | 0 | 0 | 0 | 0 | 0 | 0 | 0 | 0 | 0 | 0 | 0
F1_Industrial_Stone, Clay, and Glass_Existing_Space Heating_Natural Gas_Insulation - Roof/Ceiling_A_Achievable Economic TRC Potential | F1 | Industrial | Stone, Clay, and Glass | Existing | Space Heating | Natural Gas | Insulation - Roof/Ceiling | A | Original Unit Energy Savings (kWh or therms) | Achievable Economic TRC Potential | 0 | 0 | 0 | 0 | 0 | 0.099591 | 0.099104 | 0.098502 | 0.097865 | 0.097198 | 0.096522 | 0.095828 | 0.095137 | 0.094449 | 0.093706 | 0.093019 | 0.09234 | 0.09171 | 0.091123 | 0.090551 | 0.090011 | 0.089458 | 0.08896 | 0.088489 | 0.088041 | 0.087626 | 0.087242 | 0.086887 | 0 | 0 | 0
F2_Industrial_Stone, Clay, and Glass_Existing_Space Heating_Natural Gas_Insulation - Roof/Ceiling_A_Achievable Economic TRC Potential | F2 | Industrial | Stone, Clay, and Glass | Existing | Space Heating | Natural Gas | Insulation - Roof/Ceiling | A | Original Unit Summer Peak Savings (kW) | Achievable Economic TRC Potential | 0 | 0 | 0 | 0 | 0 | 0 | 0 | 0 | 0 | 0 | 0 | 0 | 0 | 0 | 0 | 0 | 0 | 0 | 0 | 0 | 0 | 0 | 0 | 0 | 0 | 0 | 0 | 0 | 0 | 0 | 0
F3_Industrial_Stone, Clay, and Glass_Existing_Space Heating_Natural Gas_Insulation - Roof/Ceiling_A_Achievable Economic TRC Potential | F3 | Industrial | Stone, Clay, and Glass | Existing | Space Heating | Natural Gas | Insulation - Roof/Ceiling | A | Original Unit Winter Peak Savings (kW) | Achievable Economic TRC Potential | 0 | 0 | 0 | 0 | 0 | 0 | 0 | 0 | 0 | 0 | 0 | 0 | 0 | 0 | 0 | 0 | 0 | 0 | 0 | 0 | 0 | 0 | 0 | 0 | 0 | 0 | 0 | 0 | 0 | 0 | 0
F4_Industrial_Stone, Clay, and Glass_Existing_Space Heating_Natural Gas_Insulation - Roof/Ceiling_A_Achievable Economic TRC Potential | F4 | Industrial | Stone, Clay, and Glass | Existing | Space Heating | Natural Gas | Insulation - Roof/Ceiling | A | Standalone Impact on Baseline Energy (%) | Achievable Economic TRC Potential | 0% | 0% | 0% | 0% | 0% | 0.3808% | 1.047% | 2.09% | 3.54% | 5.384% | 7.608% | 9.95% | 12.29% | 14.65% | 16.49% | 18.21% | 19.42% | 20.42% | 21.23% | 21.62% | 21.97% | 22.22% | 22.41% | 22.49% | 0.22561 | 0.22627 | 0.22687 | 0.22742 | 0 | 0 | 0
F5_Industrial_Stone, Clay, and Glass_Existing_Space Heating_Natural Gas_Insulation - Roof/Ceiling_A_Achievable Economic TRC Potential | F5 | Industrial | Stone, Clay, and Glass | Existing | Space Heating | Natural Gas | Insulation - Roof/Ceiling | A | Standalone Impact on Baseline Summer Peak (%) | Achievable Economic TRC Potential | 0% | 0% | 0% | 0% | 0% | 0% | 0% | 0% | 0% | 0% | 0% | 0% | 0% | 0% | 0% | 0% | 0% | 0% | 0% | 0% | 0% | 0% | 0% | 0% | 0 | 0 | 0 | 0 | 0 | 0 | 0
F6_Industrial_Stone, Clay, and Glass_Existing_Space Heating_Natural Gas_Insulation - Roof/Ceiling_A_Achievable Economic TRC Potential | F6 | Industrial | Stone, Clay, and Glass | Existing | Space Heating | Natural Gas | Insulation - Roof/Ceiling | A | Standalone Impact on Baseline Winter Peak (%) | Achievable Economic TRC Potential | 0% | 0% | 0% | 0% | 0% | 0% | 0% | 0% | 0% | 0% | 0% | 0% | 0% | 0% | 0% | 0% | 0% | 0% | 0% | 0% | 0% | 0% | 0% | 0% | 0 | 0 | 0 | 0 | 0 | 0 | 0
F7_Industrial_Stone, Clay, and Glass_Existing_Space Heating_Natural Gas_Insulation - Roof/Ceiling_A_Achievable Economic TRC Potential | F7 | Industrial | Stone, Clay, and Glass | Existing | Space Heating | Natural Gas | Insulation - Roof/Ceiling | A | Incremental Energy Savings (MWh or mTherms) | Achievable Economic TRC Potential | 0 | 0 | 0 | 0 | 0 | 0.30316 | 0.52764 | 0.81098 | 1.1286 | 1.4278 | 1.6332 | 1.7414 | 1.7254 | 1.5733 | 1.371 | 1.1101 | 0.85723 | 0.62418 | 0.43026 | 0.28537 | 0.17977 | 0.10833 | 0.072675 | 0 | 0 | 0 | 0 | 0 | 0 | 0 | 0
F8_Industrial_Stone, Clay, and Glass_Existing_Space Heating_Natural Gas_Insulation - Roof/Ceiling_A_Achievable Economic TRC Potential | F8 | Industrial | Stone, Clay, and Glass | Existing | Space Heating | Natural Gas | Insulation - Roof/Ceiling | A | Incremental Summer Peak Savings (MW) | Achievable Economic TRC Potential | 0 | 0 | 0 | 0 | 0 | 0 | 0 | 0 | 0 | 0 | 0 | 0 | 0 | 0 | 0 | 0 | 0 | 0 | 0 | 0 | 0 | 0 | 0 | 0 | 0 | 0 | 0 | 0 | 0 | 0 | 0
F9_Industrial_Stone, Clay, and Glass_Existing_Space Heating_Natural Gas_Insulation - Roof/Ceiling_A_Achievable Economic TRC Potential | F9 | Industrial | Stone, Clay, and Glass | Existing | Space Heating | Natural Gas | Insulation - Roof/Ceiling | A | Incremental Winter Peak Savings (MW) | Achievable Economic TRC Potential | 0 | 0 | 0 | 0 | 0 | 0 | 0 | 0 | 0 | 0 | 0 | 0 | 0 | 0 | 0 | 0 | 0 | 0 | 0 | 0 | 0 | 0 | 0 | 0 | 0 | 0 | 0 | 0 | 0 | 0 | 0
F10_Industrial_Stone, Clay, and Glass_Existing_Space Heating_Natural Gas_Insulation - Roof/Ceiling_A_Achievable Economic TRC Potential | F10 | Industrial | Stone, Clay, and Glass | Existing | Space Heating | Natural Gas | Insulation - Roof/Ceiling | A | Cumulative Energy Savings (MWh or mTherms) | Achievable Economic TRC Potential | 0 | 0 | 0 | 0 | 0 | 0.30316 | 0.82932 | 1.6353 | 2.7533 | 4.1624 | 5.7667 | 7.4666 | 9.1381 | 10.6454 | 11.9326 | 12.9553 | 13.7179 | 14.2486 | 14.5876 | 14.7814 | 14.8729 | 14.89 | 14.8797 | 14.8009 | 14.726 | 14.6566 | 14.5924 | 14.533 | 0 | 0 | 0
F11_Industrial_Stone, Clay, and Glass_Existing_Space Heating_Natural Gas_Insulation - Roof/Ceiling_A_Achievable Economic TRC Potential | F11 | Industrial | Stone, Clay, and Glass | Existing | Space Heating | Natural Gas | Insulation - Roof/Ceiling | A | Cumulative Summer Peak Savings (MW) | Achievable Economic TRC Potential | 0 | 0 | 0 | 0 | 0 | 0 | 0 | 0 | 0 | 0 | 0 | 0 | 0 | 0 | 0 | 0 | 0 | 0 | 0 | 0 | 0 | 0 | 0 | 0 | 0 | 0 | 0 | 0 | 0 | 0 | 0
F12_Industrial_Stone, Clay, and Glass_Existing_Space Heating_Natural Gas_Insulation - Roof/Ceiling_A_Achievable Economic TRC Potential | F12 | Industrial | Stone, Clay, and Glass | Existing | Space Heating | Natural Gas | Insulation - Roof/Ceiling | A | Cumulative Winter Peak Savings (MW) | Achievable Economic TRC Potential | 0 | 0 | 0 | 0 | 0 | 0 | 0 | 0 | 0 | 0 | 0 | 0 | 0 | 0 | 0 | 0 | 0 | 0 | 0 | 0 | 0 | 0 | 0 | 0 | 0 | 0 | 0 | 0 | 0 | 0 | 0
F13_Industrial_Stone, Clay, and Glass_Existing_Space Heating_Natural Gas_Insulation - Roof/Ceiling_A_Achievable Economic TRC Potential | F13 | Industrial | Stone, Clay, and Glass | Existing | Space Heating | Natural Gas | Insulation - Roof/Ceiling | A | Purchases (Incremental) | Achievable Economic TRC Potential | 0 | 0 | 0 | 0 | 0 | 3044.0202 | 5324.1118 | 8233.11 | 11532.5856 | 14689.973 | 16920.6631 | 18172.4571 | 18135.5592 | 16657.7346 | 14631.1676 | 11934.292 | 9283.4317 | 6805.9952 | 4721.7003 | 3151.529 | 1997.2251 | 1210.974 | 816.9432 | 0 | 0 | 0 | 0 | 0 | 0 | 0 | 0
F14_Industrial_Stone, Clay, and Glass_Existing_Space Heating_Natural Gas_Insulation - Roof/Ceiling_A_Achievable Economic TRC Potential | F14 | Industrial | Stone, Clay, and Glass | Existing | Space Heating | Natural Gas | Insulation - Roof/Ceiling | A | Purchases (Cumulative) | Achievable Economic TRC Potential | 0 | 0 | 0 | 0 | 0 | 3044.0202 | 8368.132 | 16601.242 | 28133.8276 | 42823.8006 | 59744.4637 | 77916.9208 | 96052.48 | 112710.2145 | 127341.3821 | 139275.6742 | 148559.1059 | 155365.1011 | 160086.8015 | 163238.3304 | 165235.5555 | 166446.5295 | 167263.4727 | 167263.4727 | 167263.4727 | 167263.4727 | 167263.4727 | 167263.4727 | 167263.4727 | 167263.4727 | 167263.4727
F1_Industrial_Stone, Clay, and Glass_Existing_Space Heating_Natural Gas_Insulation - Wall Cavity_A_Achievable Economic TRC Potential | F1 | Industrial | Stone, Clay, and Glass | Existing | Space Heating | Natural Gas | Insulation - Wall Cavity | A | Original Unit Energy Savings (kWh or therms) | Achievable Economic TRC Potential | 0 | 0 | 0 | 0 | 0 | 0.017935 | 0.017848 | 0.017739 | 0.017625 | 0.017505 | 0.017383 | 0.017258 | 0.017133 | 0.017009 | 0.016876 | 0.016752 | 0.01663 | 0.016516 | 0.01641 | 0.016307 | 0.01621 | 0.016111 | 0.016021 | 0.015936 | 0.015855 | 0.015781 | 0.015712 | 0.015648 | 0 | 0 | 0
F2_Industrial_Stone, Clay, and Glass_Existing_Space Heating_Natural Gas_Insulation - Wall Cavity_A_Achievable Economic TRC Potential | F2 | Industrial | Stone, Clay, and Glass | Existing | Space Heating | Natural Gas | Insulation - Wall Cavity | A | Original Unit Summer Peak Savings (kW) | Achievable Economic TRC Potential | 0 | 0 | 0 | 0 | 0 | 0 | 0 | 0 | 0 | 0 | 0 | 0 | 0 | 0 | 0 | 0 | 0 | 0 | 0 | 0 | 0 | 0 | 0 | 0 | 0 | 0 | 0 | 0 | 0 | 0 | 0
F3_Industrial_Stone, Clay, and Glass_Existing_Space Heating_Natural Gas_Insulation - Wall Cavity_A_Achievable Economic TRC Potential | F3 | Industrial | Stone, Clay, and Glass | Existing | Space Heating | Natural Gas | Insulation - Wall Cavity | A | Original Unit Winter Peak Savings (kW) | Achievable Economic TRC Potential | 0 | 0 | 0 | 0 | 0 | 0 | 0 | 0 | 0 | 0 | 0 | 0 | 0 | 0 | 0 | 0 | 0 | 0 | 0 | 0 | 0 | 0 | 0 | 0 | 0 | 0 | 0 | 0 | 0 | 0 | 0
F4_Industrial_Stone, Clay, and Glass_Existing_Space Heating_Natural Gas_Insulation - Wall Cavity_A_Achievable Economic TRC Potential | F4 | Industrial | Stone, Clay, and Glass | Existing | Space Heating | Natural Gas | Insulation - Wall Cavity | A | Standalone Impact on Baseline Energy (%) | Achievable Economic TRC Potential | 0% | 0% | 0% | 0% | 0% | 0.06857% | 0.1886% | 0.3764% | 0.6376% | 0.9696% | 1.37% | 1.792% | 2.213% | 2.639% | 2.97% | 3.28% | 3.498% | 3.677% | 3.823% | 3.894% | 3.958% | 4.002% | 4.036% | 4.05% | 0.04063 | 0.040749 | 0.040857 | 0.040957 | 0 | 0 | 0
F5_Industrial_Stone, Clay, and Glass_Existing_Space Heating_Natural Gas_Insulation - Wall Cavity_A_Achievable Economic TRC Potential | F5 | Industrial | Stone, Clay, and Glass | Existing | Space Heating | Natural Gas | Insulation - Wall Cavity | A | Standalone Impact on Baseline Summer Peak (%) | Achievable Economic TRC Potential | 0% | 0% | 0% | 0% | 0% | 0% | 0% | 0% | 0% | 0% | 0% | 0% | 0% | 0% | 0% | 0% | 0% | 0% | 0% | 0% | 0% | 0% | 0% | 0% | 0 | 0 | 0 | 0 | 0 | 0 | 0
F6_Industrial_Stone, Clay, and Glass_Existing_Space Heating_Natural Gas_Insulation - Wall Cavity_A_Achievable Economic TRC Potential | F6 | Industrial | Stone, Clay, and Glass | Existing | Space Heating | Natural Gas | Insulation - Wall Cavity | A | Standalone Impact on Baseline Winter Peak (%) | Achievable Economic TRC Potential | 0% | 0% | 0% | 0% | 0% | 0% | 0% | 0% | 0% | 0% | 0% | 0% | 0% | 0% | 0% | 0% | 0% | 0% | 0% | 0% | 0% | 0% | 0% | 0% | 0 | 0 | 0 | 0 | 0 | 0 | 0
F7_Industrial_Stone, Clay, and Glass_Existing_Space Heating_Natural Gas_Insulation - Wall Cavity_A_Achievable Economic TRC Potential | F7 | Industrial | Stone, Clay, and Glass | Existing | Space Heating | Natural Gas | Insulation - Wall Cavity | A | Incremental Energy Savings (MWh or mTherms) | Achievable Economic TRC Potential | 0 | 0 | 0 | 0 | 0 | 0.054596 | 0.095024 | 0.14605 | 0.20326 | 0.25714 | 0.29413 | 0.31362 | 0.31072 | 0.28334 | 0.24691 | 0.19992 | 0.15438 | 0.11241 | 0.077485 | 0.051393 | 0.032375 | 0.01951 | 0.013088 | 0 | 0 | 0 | 0 | 0 | 0 | 0 | 0
F8_Industrial_Stone, Clay, and Glass_Existing_Space Heating_Natural Gas_Insulation - Wall Cavity_A_Achievable Economic TRC Potential | F8 | Industrial | Stone, Clay, and Glass | Existing | Space Heating | Natural Gas | Insulation - Wall Cavity | A | Incremental Summer Peak Savings (MW) | Achievable Economic TRC Potential | 0 | 0 | 0 | 0 | 0 | 0 | 0 | 0 | 0 | 0 | 0 | 0 | 0 | 0 | 0 | 0 | 0 | 0 | 0 | 0 | 0 | 0 | 0 | 0 | 0 | 0 | 0 | 0 | 0 | 0 | 0
F9_Industrial_Stone, Clay, and Glass_Existing_Space Heating_Natural Gas_Insulation - Wall Cavity_A_Achievable Economic TRC Potential | F9 | Industrial | Stone, Clay, and Glass | Existing | Space Heating | Natural Gas | Insulation - Wall Cavity | A | Incremental Winter Peak Savings (MW) | Achievable Economic TRC Potential | 0 | 0 | 0 | 0 | 0 | 0 | 0 | 0 | 0 | 0 | 0 | 0 | 0 | 0 | 0 | 0 | 0 | 0 | 0 | 0 | 0 | 0 | 0 | 0 | 0 | 0 | 0 | 0 | 0 | 0 | 0
F10_Industrial_Stone, Clay, and Glass_Existing_Space Heating_Natural Gas_Insulation - Wall Cavity_A_Achievable Economic TRC Potential | F10 | Industrial | Stone, Clay, and Glass | Existing | Space Heating | Natural Gas | Insulation - Wall Cavity | A | Cumulative Energy Savings (MWh or mTherms) | Achievable Economic TRC Potential | 0 | 0 | 0 | 0 | 0 | 0.054596 | 0.14935 | 0.29449 | 0.49585 | 0.74961 | 1.0385 | 1.3447 | 1.6457 | 1.9171 | 2.149 | 2.3331 | 2.4705 | 2.566 | 2.6271 | 2.662 | 2.6785 | 2.6816 | 2.6797 | 2.6655 | 2.652 | 2.6395 | 2.628 | 2.6173 | 0 | 0 | 0
F11_Industrial_Stone, Clay, and Glass_Existing_Space Heating_Natural Gas_Insulation - Wall Cavity_A_Achievable Economic TRC Potential | F11 | Industrial | Stone, Clay, and Glass | Existing | Space Heating | Natural Gas | Insulation - Wall Cavity | A | Cumulative Summer Peak Savings (MW) | Achievable Economic TRC Potential | 0 | 0 | 0 | 0 | 0 | 0 | 0 | 0 | 0 | 0 | 0 | 0 | 0 | 0 | 0 | 0 | 0 | 0 | 0 | 0 | 0 | 0 | 0 | 0 | 0 | 0 | 0 | 0 | 0 | 0 | 0
F12_Industrial_Stone, Clay, and Glass_Existing_Space Heating_Natural Gas_Insulation - Wall Cavity_A_Achievable Economic TRC Potential | F12 | Industrial | Stone, Clay, and Glass | Existing | Space Heating | Natural Gas | Insulation - Wall Cavity | A | Cumulative Winter Peak Savings (MW) | Achievable Economic TRC Potential | 0 | 0 | 0 | 0 | 0 | 0 | 0 | 0 | 0 | 0 | 0 | 0 | 0 | 0 | 0 | 0 | 0 | 0 | 0 | 0 | 0 | 0 | 0 | 0 | 0 | 0 | 0 | 0 | 0 | 0 | 0
F13_Industrial_Stone, Clay, and Glass_Existing_Space Heating_Natural Gas_Insulation - Wall Cavity_A_Achievable Economic TRC Potential | F13 | Industrial | Stone, Clay, and Glass | Existing | Space Heating | Natural Gas | Insulation - Wall Cavity | A | Purchases (Incremental) | Achievable Economic TRC Potential | 0 | 0 | 0 | 0 | 0 | 3044.0202 | 5324.1118 | 8233.11 | 11532.5856 | 14689.973 | 16920.6631 | 18172.4571 | 18135.5592 | 16657.7346 | 14631.1676 | 11934.292 | 9283.4317 | 6805.9952 | 4721.7003 | 3151.529 | 1997.2251 | 1210.974 | 816.9432 | 0 | 0 | 0 | 0 | 0 | 0 | 0 | 0
F14_Industrial_Stone, Clay, and Glass_Existing_Space Heating_Natural Gas_Insulation - Wall Cavity_A_Achievable Economic TRC Potential | F14 | Industrial | Stone, Clay, and Glass | Existing | Space Heating | Natural Gas | Insulation - Wall Cavity | A | Purchases (Cumulative) | Achievable Economic TRC Potential | 0 | 0 | 0 | 0 | 0 | 3044.0202 | 8368.132 | 16601.242 | 28133.8276 | 42823.8006 | 59744.4637 | 77916.9208 | 96052.48 | 112710.2145 | 127341.3821 | 139275.6742 | 148559.1059 | 155365.1011 | 160086.8015 | 163238.3304 | 165235.5555 | 166446.5295 | 167263.4727 | 167263.4727 | 167263.4727 | 167263.4727 | 167263.4727 | 167263.4727 | 167263.4727 | 167263.4727 | 167263.4727
F1_Industrial_Stone, Clay, and Glass_Existing_Space Heating_Natural Gas_Insulation - Ducting_A_Achievable Economic TRC Potential | F1 | Industrial | Stone, Clay, and Glass | Existing | Space Heating | Natural Gas | Insulation - Ducting | A | Original Unit Energy Savings (kWh or therms) | Achievable Economic TRC Potential | 0 | 0 | 0 | 0 | 0 | 0.0016309 | 0.0016162 | 0.0015975 | 0.0015784 | 0.0015594 | 0.0015407 | 0.0015222 | 0.0015048 | 0.0014884 | 0.0014718 | 0.0014574 | 0.0014437 | 0.0014309 | 0.0014188 | 0.0014066 | 0.0013948 | 0.001383 | 0.0013709 | 0.0013593 | 0.0013481 | 0.0013376 | 0.0013278 | 0.0013186 | 0.00131 | 0.0013019 | 0.0012943
F2_Industrial_Stone, Clay, and Glass_Existing_Space Heating_Natural Gas_Insulation - Ducting_A_Achievable Economic TRC Potential | F2 | Industrial | Stone, Clay, and Glass | Existing | Space Heating | Natural Gas | Insulation - Ducting | A | Original Unit Summer Peak Savings (kW) | Achievable Economic TRC Potential | 0 | 0 | 0 | 0 | 0 | 0 | 0 | 0 | 0 | 0 | 0 | 0 | 0 | 0 | 0 | 0 | 0 | 0 | 0 | 0 | 0 | 0 | 0 | 0 | 0 | 0 | 0 | 0 | 0 | 0 | 0
F3_Industrial_Stone, Clay, and Glass_Existing_Space Heating_Natural Gas_Insulation - Ducting_A_Achievable Economic TRC Potential | F3 | Industrial | Stone, Clay, and Glass | Existing | Space Heating | Natural Gas | Insulation - Ducting | A | Original Unit Winter Peak Savings (kW) | Achievable Economic TRC Potential | 0 | 0 | 0 | 0 | 0 | 0 | 0 | 0 | 0 | 0 | 0 | 0 | 0 | 0 | 0 | 0 | 0 | 0 | 0 | 0 | 0 | 0 | 0 | 0 | 0 | 0 | 0 | 0 | 0 | 0 | 0
F4_Industrial_Stone, Clay, and Glass_Existing_Space Heating_Natural Gas_Insulation - Ducting_A_Achievable Economic TRC Potential | F4 | Industrial | Stone, Clay, and Glass | Existing | Space Heating | Natural Gas | Insulation - Ducting | A | Standalone Impact on Baseline Energy (%) | Achievable Economic TRC Potential | 0% | 0% | 0% | 0% | 0% | 0% | 0% | 0% | 0% | 0% | 0% | 0% | 0% | 0% | 0% | 0% | 0% | 0% | 0% | 0% | 0% | 0% | 0% | 0% | 0 | 0 | 0 | 0 | 0 | 0 | 0
F5_Industrial_Stone, Clay, and Glass_Existing_Space Heating_Natural Gas_Insulation - Ducting_A_Achievable Economic TRC Potential | F5 | Industrial | Stone, Clay, and Glass | Existing | Space Heating | Natural Gas | Insulation - Ducting | A | Standalone Impact on Baseline Summer Peak (%) | Achievable Economic TRC Potential | 0% | 0% | 0% | 0% | 0% | 0% | 0% | 0% | 0% | 0% | 0% | 0% | 0% | 0% | 0% | 0% | 0% | 0% | 0% | 0% | 0% | 0% | 0% | 0% | 0 | 0 | 0 | 0 | 0 | 0 | 0
F6_Industrial_Stone, Clay, and Glass_Existing_Space Heating_Natural Gas_Insulation - Ducting_A_Achievable Economic TRC Potential | F6 | Industrial | Stone, Clay, and Glass | Existing | Space Heating | Natural Gas | Insulation - Ducting | A | Standalone Impact on Baseline Winter Peak (%) | Achievable Economic TRC Potential | 0% | 0% | 0% | 0% | 0% | 0% | 0% | 0% | 0% | 0% | 0% | 0% | 0% | 0% | 0% | 0% | 0% | 0% | 0% | 0% | 0% | 0% | 0% | 0% | 0 | 0 | 0 | 0 | 0 | 0 | 0
F7_Industrial_Stone, Clay, and Glass_Existing_Space Heating_Natural Gas_Insulation - Ducting_A_Achievable Economic TRC Potential | F7 | Industrial | Stone, Clay, and Glass | Existing | Space Heating | Natural Gas | Insulation - Ducting | A | Incremental Energy Savings (MWh or mTherms) | Achievable Economic TRC Potential | 0 | 0 | 0 | 0 | 0 | 0 | 0 | 0 | 0 | 0 | 0 | 0 | 0 | 0 | 0 | 0 | 0 | 0 | 0 | 0 | 0 | 0 | 0 | 0 | 0 | 0 | 0 | 0 | 0 | 0 | 0
F8_Industrial_Stone, Clay, and Glass_Existing_Space Heating_Natural Gas_Insulation - Ducting_A_Achievable Economic TRC Potential | F8 | Industrial | Stone, Clay, and Glass | Existing | Space Heating | Natural Gas | Insulation - Ducting | A | Incremental Summer Peak Savings (MW) | Achievable Economic TRC Potential | 0 | 0 | 0 | 0 | 0 | 0 | 0 | 0 | 0 | 0 | 0 | 0 | 0 | 0 | 0 | 0 | 0 | 0 | 0 | 0 | 0 | 0 | 0 | 0 | 0 | 0 | 0 | 0 | 0 | 0 | 0
F9_Industrial_Stone, Clay, and Glass_Existing_Space Heating_Natural Gas_Insulation - Ducting_A_Achievable Economic TRC Potential | F9 | Industrial | Stone, Clay, and Glass | Existing | Space Heating | Natural Gas | Insulation - Ducting | A | Incremental Winter Peak Savings (MW) | Achievable Economic TRC Potential | 0 | 0 | 0 | 0 | 0 | 0 | 0 | 0 | 0 | 0 | 0 | 0 | 0 | 0 | 0 | 0 | 0 | 0 | 0 | 0 | 0 | 0 | 0 | 0 | 0 | 0 | 0 | 0 | 0 | 0 | 0
F10_Industrial_Stone, Clay, and Glass_Existing_Space Heating_Natural Gas_Insulation - Ducting_A_Achievable Economic TRC Potential | F10 | Industrial | Stone, Clay, and Glass | Existing | Space Heating | Natural Gas | Insulation - Ducting | A | Cumulative Energy Savings (MWh or mTherms) | Achievable Economic TRC Potential | 0 | 0 | 0 | 0 | 0 | 0 | 0 | 0 | 0 | 0 | 0 | 0 | 0 | 0 | 0 | 0 | 0 | 0 | 0 | 0 | 0 | 0 | 0 | 0 | 0 | 0 | 0 | 0 | 0 | 0 | 0
F11_Industrial_Stone, Clay, and Glass_Existing_Space Heating_Natural Gas_Insulation - Ducting_A_Achievable Economic TRC Potential | F11 | Industrial | Stone, Clay, and Glass | Existing | Space Heating | Natural Gas | Insulation - Ducting | A | Cumulative Summer Peak Savings (MW) | Achievable Economic TRC Potential | 0 | 0 | 0 | 0 | 0 | 0 | 0 | 0 | 0 | 0 | 0 | 0 | 0 | 0 | 0 | 0 | 0 | 0 | 0 | 0 | 0 | 0 | 0 | 0 | 0 | 0 | 0 | 0 | 0 | 0 | 0
F12_Industrial_Stone, Clay, and Glass_Existing_Space Heating_Natural Gas_Insulation - Ducting_A_Achievable Economic TRC Potential | F12 | Industrial | Stone, Clay, and Glass | Existing | Space Heating | Natural Gas | Insulation - Ducting | A | Cumulative Winter Peak Savings (MW) | Achievable Economic TRC Potential | 0 | 0 | 0 | 0 | 0 | 0 | 0 | 0 | 0 | 0 | 0 | 0 | 0 | 0 | 0 | 0 | 0 | 0 | 0 | 0 | 0 | 0 | 0 | 0 | 0 | 0 | 0 | 0 | 0 | 0 | 0
F13_Industrial_Stone, Clay, and Glass_Existing_Space Heating_Natural Gas_Insulation - Ducting_A_Achievable Economic TRC Potential | F13 | Industrial | Stone, Clay, and Glass | Existing | Space Heating | Natural Gas | Insulation - Ducting | A | Purchases (Incremental) | Achievable Economic TRC Potential | 0 | 0 | 0 | 0 | 0 | 0 | 0 | 0 | 0 | 0 | 0 | 0 | 0 | 0 | 0 | 0 | 0 | 0 | 0 | 0 | 0 | 0 | 0 | 0 | 0 | 0 | 0 | 0 | 0 | 0 | 0
F14_Industrial_Stone, Clay, and Glass_Existing_Space Heating_Natural Gas_Insulation - Ducting_A_Achievable Economic TRC Potential | F14 | Industrial | Stone, Clay, and Glass | Existing | Space Heating | Natural Gas | Insulation - Ducting | A | Purchases (Cumulative) | Achievable Economic TRC Potential | 0 | 0 | 0 | 0 | 0 | 0 | 0 | 0 | 0 | 0 | 0 | 0 | 0 | 0 | 0 | 0 | 0 | 0 | 0 | 0 | 0 | 0 | 0 | 0 | 0 | 0 | 0 | 0 | 0 | 0 | 0
F1_Industrial_Stone, Clay, and Glass_Existing_Space Heating_Natural Gas_HVAC - Duct Repair and Sealing_A_Achievable Economic TRC Potential | F1 | Industrial | Stone, Clay, and Glass | Existing | Space Heating | Natural Gas | HVAC - Duct Repair and Sealing | A | Original Unit Energy Savings (kWh or therms) | Achievable Economic TRC Potential | 0 | 0 | 0 | 0 | 0 | 0.0038394 | 0.0038048 | 0.0037607 | 0.003716 | 0.0036711 | 0.0036271 | 0.0035835 | 0.0035425 | 0.0035039 | 0.003465 | 0.0034309 | 0.0033988 | 0.0033686 | 0.0033402 | 0.0033115 | 0.0032836 | 0.003256 | 0.0032274 | 0.0032 | 0.0031737 | 0.003149 | 0.0031259 | 0.0031042 | 0.0030839 | 0.0030649 | 0.0030471
F2_Industrial_Stone, Clay, and Glass_Existing_Space Heating_Natural Gas_HVAC - Duct Repair and Sealing_A_Achievable Economic TRC Potential | F2 | Industrial | Stone, Clay, and Glass | Existing | Space Heating | Natural Gas | HVAC - Duct Repair and Sealing | A | Original Unit Summer Peak Savings (kW) | Achievable Economic TRC Potential | 0 | 0 | 0 | 0 | 0 | 0 | 0 | 0 | 0 | 0 | 0 | 0 | 0 | 0 | 0 | 0 | 0 | 0 | 0 | 0 | 0 | 0 | 0 | 0 | 0 | 0 | 0 | 0 | 0 | 0 | 0
F3_Industrial_Stone, Clay, and Glass_Existing_Space Heating_Natural Gas_HVAC - Duct Repair and Sealing_A_Achievable Economic TRC Potential | F3 | Industrial | Stone, Clay, and Glass | Existing | Space Heating | Natural Gas | HVAC - Duct Repair and Sealing | A | Original Unit Winter Peak Savings (kW) | Achievable Economic TRC Potential | 0 | 0 | 0 | 0 | 0 | 0 | 0 | 0 | 0 | 0 | 0 | 0 | 0 | 0 | 0 | 0 | 0 | 0 | 0 | 0 | 0 | 0 | 0 | 0 | 0 | 0 | 0 | 0 | 0 | 0 | 0
F4_Industrial_Stone, Clay, and Glass_Existing_Space Heating_Natural Gas_HVAC - Duct Repair and Sealing_A_Achievable Economic TRC Potential | F4 | Industrial | Stone, Clay, and Glass | Existing | Space Heating | Natural Gas | HVAC - Duct Repair and Sealing | A | Standalone Impact on Baseline Energy (%) | Achievable Economic TRC Potential | 0% | 0% | 0% | 0% | 0% | 0% | 0% | 0% | 0% | 0% | 0% | 0% | 0% | 0% | 0% | 0% | 0% | 0% | 0% | 0% | 0% | 0% | 0% | 0% | 0 | 0 | 0 | 0 | 0 | 0 | 0
F5_Industrial_Stone, Clay, and Glass_Existing_Space Heating_Natural Gas_HVAC - Duct Repair and Sealing_A_Achievable Economic TRC Potential | F5 | Industrial | Stone, Clay, and Glass | Existing | Space Heating | Natural Gas | HVAC - Duct Repair and Sealing | A | Standalone Impact on Baseline Summer Peak (%) | Achievable Economic TRC Potential | 0% | 0% | 0% | 0% | 0% | 0% | 0% | 0% | 0% | 0% | 0% | 0% | 0% | 0% | 0% | 0% | 0% | 0% | 0% | 0% | 0% | 0% | 0% | 0% | 0 | 0 | 0 | 0 | 0 | 0 | 0
F6_Industrial_Stone, Clay, and Glass_Existing_Space Heating_Natural Gas_HVAC - Duct Repair and Sealing_A_Achievable Economic TRC Potential | F6 | Industrial | Stone, Clay, and Glass | Existing | Space Heating | Natural Gas | HVAC - Duct Repair and Sealing | A | Standalone Impact on Baseline Winter Peak (%) | Achievable Economic TRC Potential | 0% | 0% | 0% | 0% | 0% | 0% | 0% | 0% | 0% | 0% | 0% | 0% | 0% | 0% | 0% | 0% | 0% | 0% | 0% | 0% | 0% | 0% | 0% | 0% | 0 | 0 | 0 | 0 | 0 | 0 | 0
F7_Industrial_Stone, Clay, and Glass_Existing_Space Heating_Natural Gas_HVAC - Duct Repair and Sealing_A_Achievable Economic TRC Potential | F7 | Industrial | Stone, Clay, and Glass | Existing | Space Heating | Natural Gas | HVAC - Duct Repair and Sealing | A | Incremental Energy Savings (MWh or mTherms) | Achievable Economic TRC Potential | 0 | 0 | 0 | 0 | 0 | 0 | 0 | 0 | 0 | 0 | 0 | 0 | 0 | 0 | 0 | 0 | 0 | 0 | 0 | 0 | 0 | 0 | 0 | 0 | 0 | 0 | 0 | 0 | 0 | 0 | 0
F8_Industrial_Stone, Clay, and Glass_Existing_Space Heating_Natural Gas_HVAC - Duct Repair and Sealing_A_Achievable Economic TRC Potential | F8 | Industrial | Stone, Clay, and Glass | Existing | Space Heating | Natural Gas | HVAC - Duct Repair and Sealing | A | Incremental Summer Peak Savings (MW) | Achievable Economic TRC Potential | 0 | 0 | 0 | 0 | 0 | 0 | 0 | 0 | 0 | 0 | 0 | 0 | 0 | 0 | 0 | 0 | 0 | 0 | 0 | 0 | 0 | 0 | 0 | 0 | 0 | 0 | 0 | 0 | 0 | 0 | 0
F9_Industrial_Stone, Clay, and Glass_Existing_Space Heating_Natural Gas_HVAC - Duct Repair and Sealing_A_Achievable Economic TRC Potential | F9 | Industrial | Stone, Clay, and Glass | Existing | Space Heating | Natural Gas | HVAC - Duct Repair and Sealing | A | Incremental Winter Peak Savings (MW) | Achievable Economic TRC Potential | 0 | 0 | 0 | 0 | 0 | 0 | 0 | 0 | 0 | 0 | 0 | 0 | 0 | 0 | 0 | 0 | 0 | 0 | 0 | 0 | 0 | 0 | 0 | 0 | 0 | 0 | 0 | 0 | 0 | 0 | 0
F10_Industrial_Stone, Clay, and Glass_Existing_Space Heating_Natural Gas_HVAC - Duct Repair and Sealing_A_Achievable Economic TRC Potential | F10 | Industrial | Stone, Clay, and Glass | Existing | Space Heating | Natural Gas | HVAC - Duct Repair and Sealing | A | Cumulative Energy Savings (MWh or mTherms) | Achievable Economic TRC Potential | 0 | 0 | 0 | 0 | 0 | 0 | 0 | 0 | 0 | 0 | 0 | 0 | 0 | 0 | 0 | 0 | 0 | 0 | 0 | 0 | 0 | 0 | 0 | 0 | 0 | 0 | 0 | 0 | 0 | 0 | 0
F11_Industrial_Stone, Clay, and Glass_Existing_Space Heating_Natural Gas_HVAC - Duct Repair and Sealing_A_Achievable Economic TRC Potential | F11 | Industrial | Stone, Clay, and Glass | Existing | Space Heating | Natural Gas | HVAC - Duct Repair and Sealing | A | Cumulative Summer Peak Savings (MW) | Achievable Economic TRC Potential | 0 | 0 | 0 | 0 | 0 | 0 | 0 | 0 | 0 | 0 | 0 | 0 | 0 | 0 | 0 | 0 | 0 | 0 | 0 | 0 | 0 | 0 | 0 | 0 | 0 | 0 | 0 | 0 | 0 | 0 | 0
F12_Industrial_Stone, Clay, and Glass_Existing_Space Heating_Natural Gas_HVAC - Duct Repair and Sealing_A_Achievable Economic TRC Potential | F12 | Industrial | Stone, Clay, and Glass | Existing | Space Heating | Natural Gas | HVAC - Duct Repair and Sealing | A | Cumulative Winter Peak Savings (MW) | Achievable Economic TRC Potential | 0 | 0 | 0 | 0 | 0 | 0 | 0 | 0 | 0 | 0 | 0 | 0 | 0 | 0 | 0 | 0 | 0 | 0 | 0 | 0 | 0 | 0 | 0 | 0 | 0 | 0 | 0 | 0 | 0 | 0 | 0
F13_Industrial_Stone, Clay, and Glass_Existing_Space Heating_Natural Gas_HVAC - Duct Repair and Sealing_A_Achievable Economic TRC Potential | F13 | Industrial | Stone, Clay, and Glass | Existing | Space Heating | Natural Gas | HVAC - Duct Repair and Sealing | A | Purchases (Incremental) | Achievable Economic TRC Potential | 0 | 0 | 0 | 0 | 0 | 0 | 0 | 0 | 0 | 0 | 0 | 0 | 0 | 0 | 0 | 0 | 0 | 0 | 0 | 0 | 0 | 0 | 0 | 0 | 0 | 0 | 0 | 0 | 0 | 0 | 0
F14_Industrial_Stone, Clay, and Glass_Existing_Space Heating_Natural Gas_HVAC - Duct Repair and Sealing_A_Achievable Economic TRC Potential | F14 | Industrial | Stone, Clay, and Glass | Existing | Space Heating | Natural Gas | HVAC - Duct Repair and Sealing | A | Purchases (Cumulative) | Achievable Economic TRC Potential | 0 | 0 | 0 | 0 | 0 | 0 | 0 | 0 | 0 | 0 | 0 | 0 | 0 | 0 | 0 | 0 | 0 | 0 | 0 | 0 | 0 | 0 | 0 | 0 | 0 | 0 | 0 | 0 | 0 | 0 | 0
F1_Industrial_Stone, Clay, and Glass_Existing_Space Heating_Natural Gas_Windows - High Efficiency_A_Achievable Economic TRC Potential | F1 | Industrial | Stone, Clay, and Glass | Existing | Space Heating | Natural Gas | Windows - High Efficiency | A | Original Unit Energy Savings (kWh or therms) | Achievable Economic TRC Potential | 0 | 0 | 0 | 0 | 0 | 0.0056921 | 0.0056642 | 0.0056298 | 0.0055934 | 0.0055553 | 0.0055167 | 0.005477 | 0.0054375 | 0.0053982 | 0.0053557 | 0.0053164 | 0.0052777 | 0.0052417 | 0.0052081 | 0.0051754 | 0.0051445 | 0.005113 | 0.0050845 | 0.0050575 | 0.0050319 | 0.0050082 | 0.0049863 | 0.004966 | 0 | 0 | 0
F2_Industrial_Stone, Clay, and Glass_Existing_Space Heating_Natural Gas_Windows - High Efficiency_A_Achievable Economic TRC Potential | F2 | Industrial | Stone, Clay, and Glass | Existing | Space Heating | Natural Gas | Windows - High Efficiency | A | Original Unit Summer Peak Savings (kW) | Achievable Economic TRC Potential | 0 | 0 | 0 | 0 | 0 | 0 | 0 | 0 | 0 | 0 | 0 | 0 | 0 | 0 | 0 | 0 | 0 | 0 | 0 | 0 | 0 | 0 | 0 | 0 | 0 | 0 | 0 | 0 | 0 | 0 | 0
F3_Industrial_Stone, Clay, and Glass_Existing_Space Heating_Natural Gas_Windows - High Efficiency_A_Achievable Economic TRC Potential | F3 | Industrial | Stone, Clay, and Glass | Existing | Space Heating | Natural Gas | Windows - High Efficiency | A | Original Unit Winter Peak Savings (kW) | Achievable Economic TRC Potential | 0 | 0 | 0 | 0 | 0 | 0 | 0 | 0 | 0 | 0 | 0 | 0 | 0 | 0 | 0 | 0 | 0 | 0 | 0 | 0 | 0 | 0 | 0 | 0 | 0 | 0 | 0 | 0 | 0 | 0 | 0
F4_Industrial_Stone, Clay, and Glass_Existing_Space Heating_Natural Gas_Windows - High Efficiency_A_Achievable Economic TRC Potential | F4 | Industrial | Stone, Clay, and Glass | Existing | Space Heating | Natural Gas | Windows - High Efficiency | A | Standalone Impact on Baseline Energy (%) | Achievable Economic TRC Potential | 0% | 0% | 0% | 0% | 0% | 0% | 0% | 0% | 0% | 0% | 0% | 0% | 0% | 0% | 0% | 0% | 0% | 0% | 0% | 0% | 0% | 0% | 0% | 0% | 0 | 0 | 0 | 0 | 0 | 0 | 0
F5_Industrial_Stone, Clay, and Glass_Existing_Space Heating_Natural Gas_Windows - High Efficiency_A_Achievable Economic TRC Potential | F5 | Industrial | Stone, Clay, and Glass | Existing | Space Heating | Natural Gas | Windows - High Efficiency | A | Standalone Impact on Baseline Summer Peak (%) | Achievable Economic TRC Potential | 0% | 0% | 0% | 0% | 0% | 0% | 0% | 0% | 0% | 0% | 0% | 0% | 0% | 0% | 0% | 0% | 0% | 0% | 0% | 0% | 0% | 0% | 0% | 0% | 0 | 0 | 0 | 0 | 0 | 0 | 0
F6_Industrial_Stone, Clay, and Glass_Existing_Space Heating_Natural Gas_Windows - High Efficiency_A_Achievable Economic TRC Potential | F6 | Industrial | Stone, Clay, and Glass | Existing | Space Heating | Natural Gas | Windows - High Efficiency | A | Standalone Impact on Baseline Winter Peak (%) | Achievable Economic TRC Potential | 0% | 0% | 0% | 0% | 0% | 0% | 0% | 0% | 0% | 0% | 0% | 0% | 0% | 0% | 0% | 0% | 0% | 0% | 0% | 0% | 0% | 0% | 0% | 0% | 0 | 0 | 0 | 0 | 0 | 0 | 0
F7_Industrial_Stone, Clay, and Glass_Existing_Space Heating_Natural Gas_Windows - High Efficiency_A_Achievable Economic TRC Potential | F7 | Industrial | Stone, Clay, and Glass | Existing | Space Heating | Natural Gas | Windows - High Efficiency | A | Incremental Energy Savings (MWh or mTherms) | Achievable Economic TRC Potential | 0 | 0 | 0 | 0 | 0 | 0 | 0 | 0 | 0 | 0 | 0 | 0 | 0 | 0 | 0 | 0 | 0 | 0 | 0 | 0 | 0 | 0 | 0 | 0 | 0 | 0 | 0 | 0 | 0 | 0 | 0
F8_Industrial_Stone, Clay, and Glass_Existing_Space Heating_Natural Gas_Windows - High Efficiency_A_Achievable Economic TRC Potential | F8 | Industrial | Stone, Clay, and Glass | Existing | Space Heating | Natural Gas | Windows - High Efficiency | A | Incremental Summer Peak Savings (MW) | Achievable Economic TRC Potential | 0 | 0 | 0 | 0 | 0 | 0 | 0 | 0 | 0 | 0 | 0 | 0 | 0 | 0 | 0 | 0 | 0 | 0 | 0 | 0 | 0 | 0 | 0 | 0 | 0 | 0 | 0 | 0 | 0 | 0 | 0
F9_Industrial_Stone, Clay, and Glass_Existing_Space Heating_Natural Gas_Windows - High Efficiency_A_Achievable Economic TRC Potential | F9 | Industrial | Stone, Clay, and Glass | Existing | Space Heating | Natural Gas | Windows - High Efficiency | A | Incremental Winter Peak Savings (MW) | Achievable Economic TRC Potential | 0 | 0 | 0 | 0 | 0 | 0 | 0 | 0 | 0 | 0 | 0 | 0 | 0 | 0 | 0 | 0 | 0 | 0 | 0 | 0 | 0 | 0 | 0 | 0 | 0 | 0 | 0 | 0 | 0 | 0 | 0
F10_Industrial_Stone, Clay, and Glass_Existing_Space Heating_Natural Gas_Windows - High Efficiency_A_Achievable Economic TRC Potential | F10 | Industrial | Stone, Clay, and Glass | Existing | Space Heating | Natural Gas | Windows - High Efficiency | A | Cumulative Energy Savings (MWh or mTherms) | Achievable Economic TRC Potential | 0 | 0 | 0 | 0 | 0 | 0 | 0 | 0 | 0 | 0 | 0 | 0 | 0 | 0 | 0 | 0 | 0 | 0 | 0 | 0 | 0 | 0 | 0 | 0 | 0 | 0 | 0 | 0 | 0 | 0 | 0
F11_Industrial_Stone, Clay, and Glass_Existing_Space Heating_Natural Gas_Windows - High Efficiency_A_Achievable Economic TRC Potential | F11 | Industrial | Stone, Clay, and Glass | Existing | Space Heating | Natural Gas | Windows - High Efficiency | A | Cumulative Summer Peak Savings (MW) | Achievable Economic TRC Potential | 0 | 0 | 0 | 0 | 0 | 0 | 0 | 0 | 0 | 0 | 0 | 0 | 0 | 0 | 0 | 0 | 0 | 0 | 0 | 0 | 0 | 0 | 0 | 0 | 0 | 0 | 0 | 0 | 0 | 0 | 0
F12_Industrial_Stone, Clay, and Glass_Existing_Space Heating_Natural Gas_Windows - High Efficiency_A_Achievable Economic TRC Potential | F12 | Industrial | Stone, Clay, and Glass | Existing | Space Heating | Natural Gas | Windows - High Efficiency | A | Cumulative Winter Peak Savings (MW) | Achievable Economic TRC Potential | 0 | 0 | 0 | 0 | 0 | 0 | 0 | 0 | 0 | 0 | 0 | 0 | 0 | 0 | 0 | 0 | 0 | 0 | 0 | 0 | 0 | 0 | 0 | 0 | 0 | 0 | 0 | 0 | 0 | 0 | 0
F13_Industrial_Stone, Clay, and Glass_Existing_Space Heating_Natural Gas_Windows - High Efficiency_A_Achievable Economic TRC Potential | F13 | Industrial | Stone, Clay, and Glass | Existing | Space Heating | Natural Gas | Windows - High Efficiency | A | Purchases (Incremental) | Achievable Economic TRC Potential | 0 | 0 | 0 | 0 | 0 | 0 | 0 | 0 | 0 | 0 | 0 | 0 | 0 | 0 | 0 | 0 | 0 | 0 | 0 | 0 | 0 | 0 | 0 | 0 | 0 | 0 | 0 | 0 | 0 | 0 | 0
F14_Industrial_Stone, Clay, and Glass_Existing_Space Heating_Natural Gas_Windows - High Efficiency_A_Achievable Economic TRC Potential | F14 | Industrial | Stone, Clay, and Glass | Existing | Space Heating | Natural Gas | Windows - High Efficiency | A | Purchases (Cumulative) | Achievable Economic TRC Potential | 0 | 0 | 0 | 0 | 0 | 0 | 0 | 0 | 0 | 0 | 0 | 0 | 0 | 0 | 0 | 0 | 0 | 0 | 0 | 0 | 0 | 0 | 0 | 0 | 0 | 0 | 0 | 0 | 0 | 0 | 0
F1_Industrial_Stone, Clay, and Glass_Existing_Space Heating_Natural Gas_Gas Boiler - Maintenance_A_Achievable Economic TRC Potential | F1 | Industrial | Stone, Clay, and Glass | Existing | Space Heating | Natural Gas | Gas Boiler - Maintenance | A | Original Unit Energy Savings (kWh or therms) | Achievable Economic TRC Potential | 0 | 0 | 0 | 0 | 0 | 7.0159 | 6.9683 | 6.9211 | 6.8736 | 6.8262 | 6.7802 | 6.7347 | 6.6896 | 6.645 | 6.5979 | 6.5546 | 6.5118 | 6.4697 | 6.4282 | 6.3866 | 6.3465 | 6.3047 | 6.2643 | 6.2253 | 6.1859 | 6.15 | 6.1173 | 6.0874 | 6.0601 | 6.0352 | 6.0125
F2_Industrial_Stone, Clay, and Glass_Existing_Space Heating_Natural Gas_Gas Boiler - Maintenance_A_Achievable Economic TRC Potential | F2 | Industrial | Stone, Clay, and Glass | Existing | Space Heating | Natural Gas | Gas Boiler - Maintenance | A | Original Unit Summer Peak Savings (kW) | Achievable Economic TRC Potential | 0 | 0 | 0 | 0 | 0 | 0 | 0 | 0 | 0 | 0 | 0 | 0 | 0 | 0 | 0 | 0 | 0 | 0 | 0 | 0 | 0 | 0 | 0 | 0 | 0 | 0 | 0 | 0 | 0 | 0 | 0
F3_Industrial_Stone, Clay, and Glass_Existing_Space Heating_Natural Gas_Gas Boiler - Maintenance_A_Achievable Economic TRC Potential | F3 | Industrial | Stone, Clay, and Glass | Existing | Space Heating | Natural Gas | Gas Boiler - Maintenance | A | Original Unit Winter Peak Savings (kW) | Achievable Economic TRC Potential | 0 | 0 | 0 | 0 | 0 | 0 | 0 | 0 | 0 | 0 | 0 | 0 | 0 | 0 | 0 | 0 | 0 | 0 | 0 | 0 | 0 | 0 | 0 | 0 | 0 | 0 | 0 | 0 | 0 | 0 | 0
F4_Industrial_Stone, Clay, and Glass_Existing_Space Heating_Natural Gas_Gas Boiler - Maintenance_A_Achievable Economic TRC Potential | F4 | Industrial | Stone, Clay, and Glass | Existing | Space Heating | Natural Gas | Gas Boiler - Maintenance | A | Standalone Impact on Baseline Energy (%) | Achievable Economic TRC Potential | 0% | 0% | 0% | 0% | 0% | 0.004179% | 0.007097% | 0.009157% | 0.01072% | 0.01209% | 0.01344% | 0.01451% | 0.01542% | 0.01641% | 0.01698% | 0.01767% | 0.01808% | 0.01849% | 0.0189% | 0.01906% | 0.01931% | 0.01951% | 0.01969% | 0.01983% | 0.00019949 | 0.00019985 | 0.0002002 | 0.00020052 | 0 | 0 | 0
F5_Industrial_Stone, Clay, and Glass_Existing_Space Heating_Natural Gas_Gas Boiler - Maintenance_A_Achievable Economic TRC Potential | F5 | Industrial | Stone, Clay, and Glass | Existing | Space Heating | Natural Gas | Gas Boiler - Maintenance | A | Standalone Impact on Baseline Summer Peak (%) | Achievable Economic TRC Potential | 0% | 0% | 0% | 0% | 0% | 0% | 0% | 0% | 0% | 0% | 0% | 0% | 0% | 0% | 0% | 0% | 0% | 0% | 0% | 0% | 0% | 0% | 0% | 0% | 0 | 0 | 0 | 0 | 0 | 0 | 0
F6_Industrial_Stone, Clay, and Glass_Existing_Space Heating_Natural Gas_Gas Boiler - Maintenance_A_Achievable Economic TRC Potential | F6 | Industrial | Stone, Clay, and Glass | Existing | Space Heating | Natural Gas | Gas Boiler - Maintenance | A | Standalone Impact on Baseline Winter Peak (%) | Achievable Economic TRC Potential | 0% | 0% | 0% | 0% | 0% | 0% | 0% | 0% | 0% | 0% | 0% | 0% | 0% | 0% | 0% | 0% | 0% | 0% | 0% | 0% | 0% | 0% | 0% | 0% | 0 | 0 | 0 | 0 | 0 | 0 | 0
F7_Industrial_Stone, Clay, and Glass_Existing_Space Heating_Natural Gas_Gas Boiler - Maintenance_A_Achievable Economic TRC Potential | F7 | Industrial | Stone, Clay, and Glass | Existing | Space Heating | Natural Gas | Gas Boiler - Maintenance | A | Incremental Energy Savings (MWh or mTherms) | Achievable Economic TRC Potential | 0 | 0 | 0 | 0 | 0 | 0.0033272 | 0.002315 | 0.0015824 | 0.0012245 | 0.0010664 | 0.00090491 | 0.0007679 | 0.00064673 | 0.0005334 | 0.00044589 | 0.0003661 | 0.00028329 | 0.0002181 | 0.00016726 | 0.00012957 | 0.00011774 | 9.1181e-05 | 7.7731e-05 | 6.4567e-05 | 5.1657e-05 | 0 | 0 | 0 | 0 | 0 | 0
F8_Industrial_Stone, Clay, and Glass_Existing_Space Heating_Natural Gas_Gas Boiler - Maintenance_A_Achievable Economic TRC Potential | F8 | Industrial | Stone, Clay, and Glass | Existing | Space Heating | Natural Gas | Gas Boiler - Maintenance | A | Incremental Summer Peak Savings (MW) | Achievable Economic TRC Potential | 0 | 0 | 0 | 0 | 0 | 0 | 0 | 0 | 0 | 0 | 0 | 0 | 0 | 0 | 0 | 0 | 0 | 0 | 0 | 0 | 0 | 0 | 0 | 0 | 0 | 0 | 0 | 0 | 0 | 0 | 0
F9_Industrial_Stone, Clay, and Glass_Existing_Space Heating_Natural Gas_Gas Boiler - Maintenance_A_Achievable Economic TRC Potential | F9 | Industrial | Stone, Clay, and Glass | Existing | Space Heating | Natural Gas | Gas Boiler - Maintenance | A | Incremental Winter Peak Savings (MW) | Achievable Economic TRC Potential | 0 | 0 | 0 | 0 | 0 | 0 | 0 | 0 | 0 | 0 | 0 | 0 | 0 | 0 | 0 | 0 | 0 | 0 | 0 | 0 | 0 | 0 | 0 | 0 | 0 | 0 | 0 | 0 | 0 | 0 | 0
F10_Industrial_Stone, Clay, and Glass_Existing_Space Heating_Natural Gas_Gas Boiler - Maintenance_A_Achievable Economic TRC Potential | F10 | Industrial | Stone, Clay, and Glass | Existing | Space Heating | Natural Gas | Gas Boiler - Maintenance | A | Cumulative Energy Savings (MWh or mTherms) | Achievable Economic TRC Potential | 0 | 0 | 0 | 0 | 0 | 0.0033272 | 0.0056196 | 0.0071639 | 0.0083393 | 0.0093482 | 0.01019 | 0.010889 | 0.011463 | 0.01192 | 0.012282 | 0.012567 | 0.012768 | 0.012904 | 0.012988 | 0.013034 | 0.01307 | 0.013075 | 0.013069 | 0.013052 | 0.013021 | 0.012946 | 0.012877 | 0.012814 | 0.012757 | 0.012704 | 0.012656
F11_Industrial_Stone, Clay, and Glass_Existing_Space Heating_Natural Gas_Gas Boiler - Maintenance_A_Achievable Economic TRC Potential | F11 | Industrial | Stone, Clay, and Glass | Existing | Space Heating | Natural Gas | Gas Boiler - Maintenance | A | Cumulative Summer Peak Savings (MW) | Achievable Economic TRC Potential | 0 | 0 | 0 | 0 | 0 | 0 | 0 | 0 | 0 | 0 | 0 | 0 | 0 | 0 | 0 | 0 | 0 | 0 | 0 | 0 | 0 | 0 | 0 | 0 | 0 | 0 | 0 | 0 | 0 | 0 | 0
F12_Industrial_Stone, Clay, and Glass_Existing_Space Heating_Natural Gas_Gas Boiler - Maintenance_A_Achievable Economic TRC Potential | F12 | Industrial | Stone, Clay, and Glass | Existing | Space Heating | Natural Gas | Gas Boiler - Maintenance | A | Cumulative Winter Peak Savings (MW) | Achievable Economic TRC Potential | 0 | 0 | 0 | 0 | 0 | 0 | 0 | 0 | 0 | 0 | 0 | 0 | 0 | 0 | 0 | 0 | 0 | 0 | 0 | 0 | 0 | 0 | 0 | 0 | 0 | 0 | 0 | 0 | 0 | 0 | 0
F13_Industrial_Stone, Clay, and Glass_Existing_Space Heating_Natural Gas_Gas Boiler - Maintenance_A_Achievable Economic TRC Potential | F13 | Industrial | Stone, Clay, and Glass | Existing | Space Heating | Natural Gas | Gas Boiler - Maintenance | A | Purchases (Incremental) | Achievable Economic TRC Potential | 0 | 0 | 0 | 0 | 0 | 0.47423 | 0.33222 | 0.22863 | 0.17815 | 0.15622 | 0.13346 | 0.11402 | 0.096677 | 0.080271 | 0.067581 | 0.055854 | 0.043505 | 0.033711 | 0.02602 | 0.020288 | 0.018552 | 0.014463 | 0.012408 | 0.010372 | 0.0083507 | 0 | 0 | 0 | 0 | 0 | 0
F14_Industrial_Stone, Clay, and Glass_Existing_Space Heating_Natural Gas_Gas Boiler - Maintenance_A_Achievable Economic TRC Potential | F14 | Industrial | Stone, Clay, and Glass | Existing | Space Heating | Natural Gas | Gas Boiler - Maintenance | A | Purchases (Cumulative) | Achievable Economic TRC Potential | 0 | 0 | 0 | 0 | 0 | 0.47423 | 0.80645 | 1.0351 | 1.2132 | 1.3694 | 1.5029 | 1.6169 | 1.7136 | 1.7939 | 1.8615 | 1.9173 | 1.9608 | 1.9945 | 2.0206 | 2.0408 | 2.0594 | 2.0739 | 2.0863 | 2.0966 | 2.105 | 2.105 | 2.105 | 2.105 | 2.105 | 2.105 | 2.105
F1_Industrial_Stone, Clay, and Glass_Existing_Process_Natural Gas_Gas Boiler - Maintenance_A_Achievable Economic TRC Potential | F1 | Industrial | Stone, Clay, and Glass | Existing | Process | Natural Gas | Gas Boiler - Maintenance | A | Original Unit Energy Savings (kWh or therms) | Achievable Economic TRC Potential | 0 | 0 | 0 | 0 | 0 | 4.2096 | 4.2096 | 4.2096 | 4.2096 | 4.2096 | 4.2096 | 4.2096 | 4.2096 | 4.2096 | 4.2096 | 4.2096 | 4.2096 | 4.2096 | 4.2096 | 4.2096 | 4.2096 | 4.2096 | 4.2096 | 4.2096 | 4.2096 | 4.2096 | 4.2096 | 4.2096 | 4.2096 | 4.2096 | 4.2096
F2_Industrial_Stone, Clay, and Glass_Existing_Process_Natural Gas_Gas Boiler - Maintenance_A_Achievable Economic TRC Potential | F2 | Industrial | Stone, Clay, and Glass | Existing | Process | Natural Gas | Gas Boiler - Maintenance | A | Original Unit Summer Peak Savings (kW) | Achievable Economic TRC Potential | 0 | 0 | 0 | 0 | 0 | 0 | 0 | 0 | 0 | 0 | 0 | 0 | 0 | 0 | 0 | 0 | 0 | 0 | 0 | 0 | 0 | 0 | 0 | 0 | 0 | 0 | 0 | 0 | 0 | 0 | 0
F3_Industrial_Stone, Clay, and Glass_Existing_Process_Natural Gas_Gas Boiler - Maintenance_A_Achievable Economic TRC Potential | F3 | Industrial | Stone, Clay, and Glass | Existing | Process | Natural Gas | Gas Boiler - Maintenance | A | Original Unit Winter Peak Savings (kW) | Achievable Economic TRC Potential | 0 | 0 | 0 | 0 | 0 | 0 | 0 | 0 | 0 | 0 | 0 | 0 | 0 | 0 | 0 | 0 | 0 | 0 | 0 | 0 | 0 | 0 | 0 | 0 | 0 | 0 | 0 | 0 | 0 | 0 | 0
F4_Industrial_Stone, Clay, and Glass_Existing_Process_Natural Gas_Gas Boiler - Maintenance_A_Achievable Economic TRC Potential | F4 | Industrial | Stone, Clay, and Glass | Existing | Process | Natural Gas | Gas Boiler - Maintenance | A | Standalone Impact on Baseline Energy (%) | Achievable Economic TRC Potential | 0% | 0% | 0% | 0% | 0% | 0.001406% | 0.002392% | 0.003088% | 0.003617% | 0.00408% | 0.004535% | 0.004892% | 0.005195% | 0.005526% | 0.005713% | 0.005941% | 0.006075% | 0.006211% | 0.006348% | 0.006404% | 0.006489% | 0.00656% | 0.006624% | 0.006679% | 6.7273e-05 | 6.7469e-05 | 6.765e-05 | 6.7814e-05 | 0 | 0 | 0
F5_Industrial_Stone, Clay, and Glass_Existing_Process_Natural Gas_Gas Boiler - Maintenance_A_Achievable Economic TRC Potential | F5 | Industrial | Stone, Clay, and Glass | Existing | Process | Natural Gas | Gas Boiler - Maintenance | A | Standalone Impact on Baseline Summer Peak (%) | Achievable Economic TRC Potential | 0% | 0% | 0% | 0% | 0% | 0% | 0% | 0% | 0% | 0% | 0% | 0% | 0% | 0% | 0% | 0% | 0% | 0% | 0% | 0% | 0% | 0% | 0% | 0% | 0 | 0 | 0 | 0 | 0 | 0 | 0
F6_Industrial_Stone, Clay, and Glass_Existing_Process_Natural Gas_Gas Boiler - Maintenance_A_Achievable Economic TRC Potential | F6 | Industrial | Stone, Clay, and Glass | Existing | Process | Natural Gas | Gas Boiler - Maintenance | A | Standalone Impact on Baseline Winter Peak (%) | Achievable Economic TRC Potential | 0% | 0% | 0% | 0% | 0% | 0% | 0% | 0% | 0% | 0% | 0% | 0% | 0% | 0% | 0% | 0% | 0% | 0% | 0% | 0% | 0% | 0% | 0% | 0% | 0 | 0 | 0 | 0 | 0 | 0 | 0
F7_Industrial_Stone, Clay, and Glass_Existing_Process_Natural Gas_Gas Boiler - Maintenance_A_Achievable Economic TRC Potential | F7 | Industrial | Stone, Clay, and Glass | Existing | Process | Natural Gas | Gas Boiler - Maintenance | A | Incremental Energy Savings (MWh or mTherms) | Achievable Economic TRC Potential | 0 | 0 | 0 | 0 | 0 | 0.022133 | 0.015505 | 0.010671 | 0.0083147 | 0.007291 | 0.006229 | 0.0053217 | 0.0045121 | 0.0037464 | 0.0031542 | 0.0026068 | 0.0020305 | 0.0015734 | 0.0012144 | 0.0009469 | 0.00086586 | 0.000675 | 0.00057913 | 0.00048407 | 0.00038975 | 0 | 0 | 0 | 0 | 0 | 0
F8_Industrial_Stone, Clay, and Glass_Existing_Process_Natural Gas_Gas Boiler - Maintenance_A_Achievable Economic TRC Potential | F8 | Industrial | Stone, Clay, and Glass | Existing | Process | Natural Gas | Gas Boiler - Maintenance | A | Incremental Summer Peak Savings (MW) | Achievable Economic TRC Potential | 0 | 0 | 0 | 0 | 0 | 0 | 0 | 0 | 0 | 0 | 0 | 0 | 0 | 0 | 0 | 0 | 0 | 0 | 0 | 0 | 0 | 0 | 0 | 0 | 0 | 0 | 0 | 0 | 0 | 0 | 0
F9_Industrial_Stone, Clay, and Glass_Existing_Process_Natural Gas_Gas Boiler - Maintenance_A_Achievable Economic TRC Potential | F9 | Industrial | Stone, Clay, and Glass | Existing | Process | Natural Gas | Gas Boiler - Maintenance | A | Incremental Winter Peak Savings (MW) | Achievable Economic TRC Potential | 0 | 0 | 0 | 0 | 0 | 0 | 0 | 0 | 0 | 0 | 0 | 0 | 0 | 0 | 0 | 0 | 0 | 0 | 0 | 0 | 0 | 0 | 0 | 0 | 0 | 0 | 0 | 0 | 0 | 0 | 0
F10_Industrial_Stone, Clay, and Glass_Existing_Process_Natural Gas_Gas Boiler - Maintenance_A_Achievable Economic TRC Potential | F10 | Industrial | Stone, Clay, and Glass | Existing | Process | Natural Gas | Gas Boiler - Maintenance | A | Cumulative Energy Savings (MWh or mTherms) | Achievable Economic TRC Potential | 0 | 0 | 0 | 0 | 0 | 0.022133 | 0.037639 | 0.048309 | 0.056624 | 0.063915 | 0.070144 | 0.075466 | 0.079978 | 0.083724 | 0.086878 | 0.089485 | 0.091516 | 0.093089 | 0.094303 | 0.09525 | 0.096116 | 0.096791 | 0.09737 | 0.097854 | 0.098244 | 0.098244 | 0.098244 | 0.098244 | 0.098244 | 0.098244 | 0.098244
F11_Industrial_Stone, Clay, and Glass_Existing_Process_Natural Gas_Gas Boiler - Maintenance_A_Achievable Economic TRC Potential | F11 | Industrial | Stone, Clay, and Glass | Existing | Process | Natural Gas | Gas Boiler - Maintenance | A | Cumulative Summer Peak Savings (MW) | Achievable Economic TRC Potential | 0 | 0 | 0 | 0 | 0 | 0 | 0 | 0 | 0 | 0 | 0 | 0 | 0 | 0 | 0 | 0 | 0 | 0 | 0 | 0 | 0 | 0 | 0 | 0 | 0 | 0 | 0 | 0 | 0 | 0 | 0
F12_Industrial_Stone, Clay, and Glass_Existing_Process_Natural Gas_Gas Boiler - Maintenance_A_Achievable Economic TRC Potential | F12 | Industrial | Stone, Clay, and Glass | Existing | Process | Natural Gas | Gas Boiler - Maintenance | A | Cumulative Winter Peak Savings (MW) | Achievable Economic TRC Potential | 0 | 0 | 0 | 0 | 0 | 0 | 0 | 0 | 0 | 0 | 0 | 0 | 0 | 0 | 0 | 0 | 0 | 0 | 0 | 0 | 0 | 0 | 0 | 0 | 0 | 0 | 0 | 0 | 0 | 0 | 0
F13_Industrial_Stone, Clay, and Glass_Existing_Process_Natural Gas_Gas Boiler - Maintenance_A_Achievable Economic TRC Potential | F13 | Industrial | Stone, Clay, and Glass | Existing | Process | Natural Gas | Gas Boiler - Maintenance | A | Purchases (Incremental) | Achievable Economic TRC Potential | 0 | 0 | 0 | 0 | 0 | 5.2579 | 3.6833 | 2.5348 | 1.9752 | 1.732 | 1.4797 | 1.2642 | 1.0719 | 0.88997 | 0.74928 | 0.61926 | 0.48234 | 0.37376 | 0.28849 | 0.22494 | 0.20569 | 0.16035 | 0.13757 | 0.11499 | 0.092585 | 0 | 0 | 0 | 0 | 0 | 0
F14_Industrial_Stone, Clay, and Glass_Existing_Process_Natural Gas_Gas Boiler - Maintenance_A_Achievable Economic TRC Potential | F14 | Industrial | Stone, Clay, and Glass | Existing | Process | Natural Gas | Gas Boiler - Maintenance | A | Purchases (Cumulative) | Achievable Economic TRC Potential | 0 | 0 | 0 | 0 | 0 | 5.2579 | 8.9412 | 11.476 | 13.4512 | 15.1831 | 16.6629 | 17.927 | 18.9989 | 19.8889 | 20.6381 | 21.2574 | 21.7397 | 22.1135 | 22.402 | 22.6269 | 22.8326 | 22.993 | 23.1305 | 23.2455 | 23.3381 | 23.3381 | 23.3381 | 23.3381 | 23.3381 | 23.3381 | 23.3381
F1_Industrial_Stone, Clay, and Glass_Existing_Space Heating_Natural Gas_Gas Furnace - Maintenance_A_Achievable Economic TRC Potential | F1 | Industrial | Stone, Clay, and Glass | Existing | Space Heating | Natural Gas | Gas Furnace - Maintenance | A | Original Unit Energy Savings (kWh or therms) | Achievable Economic TRC Potential | 0 | 0 | 0 | 0 | 0 | 0.0091939 | 0.0091109 | 0.0090054 | 0.0088982 | 0.0087907 | 0.0086854 | 0.0085811 | 0.0084829 | 0.0083904 | 0.0082972 | 0.0082156 | 0.0081386 | 0.0080664 | 0.0079984 | 0.0079296 | 0.007863 | 0.0077967 | 0.0077284 | 0.0076628 | 0.0075997 | 0.0075405 | 0.0074852 | 0.0074333 | 0.0073847 | 0.0073392 | 0.0072965
F2_Industrial_Stone, Clay, and Glass_Existing_Space Heating_Natural Gas_Gas Furnace - Maintenance_A_Achievable Economic TRC Potential | F2 | Industrial | Stone, Clay, and Glass | Existing | Space Heating | Natural Gas | Gas Furnace - Maintenance | A | Original Unit Summer Peak Savings (kW) | Achievable Economic TRC Potential | 0 | 0 | 0 | 0 | 0 | 0 | 0 | 0 | 0 | 0 | 0 | 0 | 0 | 0 | 0 | 0 | 0 | 0 | 0 | 0 | 0 | 0 | 0 | 0 | 0 | 0 | 0 | 0 | 0 | 0 | 0
F3_Industrial_Stone, Clay, and Glass_Existing_Space Heating_Natural Gas_Gas Furnace - Maintenance_A_Achievable Economic TRC Potential | F3 | Industrial | Stone, Clay, and Glass | Existing | Space Heating | Natural Gas | Gas Furnace - Maintenance | A | Original Unit Winter Peak Savings (kW) | Achievable Economic TRC Potential | 0 | 0 | 0 | 0 | 0 | 0 | 0 | 0 | 0 | 0 | 0 | 0 | 0 | 0 | 0 | 0 | 0 | 0 | 0 | 0 | 0 | 0 | 0 | 0 | 0 | 0 | 0 | 0 | 0 | 0 | 0
F4_Industrial_Stone, Clay, and Glass_Existing_Space Heating_Natural Gas_Gas Furnace - Maintenance_A_Achievable Economic TRC Potential | F4 | Industrial | Stone, Clay, and Glass | Existing | Space Heating | Natural Gas | Gas Furnace - Maintenance | A | Standalone Impact on Baseline Energy (%) | Achievable Economic TRC Potential | 0% | 0% | 0% | 0% | 0% | 0% | 0% | 0% | 0% | 0% | 0% | 0% | 0% | 0% | 0% | 0% | 0% | 0% | 0% | 0% | 0% | 0% | 0% | 0% | 0 | 0 | 0 | 0 | 0 | 0 | 0
F5_Industrial_Stone, Clay, and Glass_Existing_Space Heating_Natural Gas_Gas Furnace - Maintenance_A_Achievable Economic TRC Potential | F5 | Industrial | Stone, Clay, and Glass | Existing | Space Heating | Natural Gas | Gas Furnace - Maintenance | A | Standalone Impact on Baseline Summer Peak (%) | Achievable Economic TRC Potential | 0% | 0% | 0% | 0% | 0% | 0% | 0% | 0% | 0% | 0% | 0% | 0% | 0% | 0% | 0% | 0% | 0% | 0% | 0% | 0% | 0% | 0% | 0% | 0% | 0 | 0 | 0 | 0 | 0 | 0 | 0
F6_Industrial_Stone, Clay, and Glass_Existing_Space Heating_Natural Gas_Gas Furnace - Maintenance_A_Achievable Economic TRC Potential | F6 | Industrial | Stone, Clay, and Glass | Existing | Space Heating | Natural Gas | Gas Furnace - Maintenance | A | Standalone Impact on Baseline Winter Peak (%) | Achievable Economic TRC Potential | 0% | 0% | 0% | 0% | 0% | 0% | 0% | 0% | 0% | 0% | 0% | 0% | 0% | 0% | 0% | 0% | 0% | 0% | 0% | 0% | 0% | 0% | 0% | 0% | 0 | 0 | 0 | 0 | 0 | 0 | 0
F7_Industrial_Stone, Clay, and Glass_Existing_Space Heating_Natural Gas_Gas Furnace - Maintenance_A_Achievable Economic TRC Potential | F7 | Industrial | Stone, Clay, and Glass | Existing | Space Heating | Natural Gas | Gas Furnace - Maintenance | A | Incremental Energy Savings (MWh or mTherms) | Achievable Economic TRC Potential | 0 | 0 | 0 | 0 | 0 | 0 | 0 | 0 | 0 | 0 | 0 | 0 | 0 | 0 | 0 | 0 | 0 | 0 | 0 | 0 | 0 | 0 | 0 | 0 | 0 | 0 | 0 | 0 | 0 | 0 | 0
F8_Industrial_Stone, Clay, and Glass_Existing_Space Heating_Natural Gas_Gas Furnace - Maintenance_A_Achievable Economic TRC Potential | F8 | Industrial | Stone, Clay, and Glass | Existing | Space Heating | Natural Gas | Gas Furnace - Maintenance | A | Incremental Summer Peak Savings (MW) | Achievable Economic TRC Potential | 0 | 0 | 0 | 0 | 0 | 0 | 0 | 0 | 0 | 0 | 0 | 0 | 0 | 0 | 0 | 0 | 0 | 0 | 0 | 0 | 0 | 0 | 0 | 0 | 0 | 0 | 0 | 0 | 0 | 0 | 0
F9_Industrial_Stone, Clay, and Glass_Existing_Space Heating_Natural Gas_Gas Furnace - Maintenance_A_Achievable Economic TRC Potential | F9 | Industrial | Stone, Clay, and Glass | Existing | Space Heating | Natural Gas | Gas Furnace - Maintenance | A | Incremental Winter Peak Savings (MW) | Achievable Economic TRC Potential | 0 | 0 | 0 | 0 | 0 | 0 | 0 | 0 | 0 | 0 | 0 | 0 | 0 | 0 | 0 | 0 | 0 | 0 | 0 | 0 | 0 | 0 | 0 | 0 | 0 | 0 | 0 | 0 | 0 | 0 | 0
F10_Industrial_Stone, Clay, and Glass_Existing_Space Heating_Natural Gas_Gas Furnace - Maintenance_A_Achievable Economic TRC Potential | F10 | Industrial | Stone, Clay, and Glass | Existing | Space Heating | Natural Gas | Gas Furnace - Maintenance | A | Cumulative Energy Savings (MWh or mTherms) | Achievable Economic TRC Potential | 0 | 0 | 0 | 0 | 0 | 0 | 0 | 0 | 0 | 0 | 0 | 0 | 0 | 0 | 0 | 0 | 0 | 0 | 0 | 0 | 0 | 0 | 0 | 0 | 0 | 0 | 0 | 0 | 0 | 0 | 0
F11_Industrial_Stone, Clay, and Glass_Existing_Space Heating_Natural Gas_Gas Furnace - Maintenance_A_Achievable Economic TRC Potential | F11 | Industrial | Stone, Clay, and Glass | Existing | Space Heating | Natural Gas | Gas Furnace - Maintenance | A | Cumulative Summer Peak Savings (MW) | Achievable Economic TRC Potential | 0 | 0 | 0 | 0 | 0 | 0 | 0 | 0 | 0 | 0 | 0 | 0 | 0 | 0 | 0 | 0 | 0 | 0 | 0 | 0 | 0 | 0 | 0 | 0 | 0 | 0 | 0 | 0 | 0 | 0 | 0
F12_Industrial_Stone, Clay, and Glass_Existing_Space Heating_Natural Gas_Gas Furnace - Maintenance_A_Achievable Economic TRC Potential | F12 | Industrial | Stone, Clay, and Glass | Existing | Space Heating | Natural Gas | Gas Furnace - Maintenance | A | Cumulative Winter Peak Savings (MW) | Achievable Economic TRC Potential | 0 | 0 | 0 | 0 | 0 | 0 | 0 | 0 | 0 | 0 | 0 | 0 | 0 | 0 | 0 | 0 | 0 | 0 | 0 | 0 | 0 | 0 | 0 | 0 | 0 | 0 | 0 | 0 | 0 | 0 | 0
F13_Industrial_Stone, Clay, and Glass_Existing_Space Heating_Natural Gas_Gas Furnace - Maintenance_A_Achievable Economic TRC Potential | F13 | Industrial | Stone, Clay, and Glass | Existing | Space Heating | Natural Gas | Gas Furnace - Maintenance | A | Purchases (Incremental) | Achievable Economic TRC Potential | 0 | 0 | 0 | 0 | 0 | 0 | 0 | 0 | 0 | 0 | 0 | 0 | 0 | 0 | 0 | 0 | 0 | 0 | 0 | 0 | 0 | 0 | 0 | 0 | 0 | 0 | 0 | 0 | 0 | 0 | 0
F14_Industrial_Stone, Clay, and Glass_Existing_Space Heating_Natural Gas_Gas Furnace - Maintenance_A_Achievable Economic TRC Potential | F14 | Industrial | Stone, Clay, and Glass | Existing | Space Heating | Natural Gas | Gas Furnace - Maintenance | A | Purchases (Cumulative) | Achievable Economic TRC Potential | 0 | 0 | 0 | 0 | 0 | 0 | 0 | 0 | 0 | 0 | 0 | 0 | 0 | 0 | 0 | 0 | 0 | 0 | 0 | 0 | 0 | 0 | 0 | 0 | 0 | 0 | 0 | 0 | 0 | 0 | 0
F1_Industrial_Stone, Clay, and Glass_Existing_Space Heating_Natural Gas_Gas Boiler - Hot Water Reset_A_Achievable Economic TRC Potential | F1 | Industrial | Stone, Clay, and Glass | Existing | Space Heating | Natural Gas | Gas Boiler - Hot Water Reset | A | Original Unit Energy Savings (kWh or therms) | Achievable Economic TRC Potential | 0 | 0 | 0 | 0 | 0 | 25.5122 | 25.3394 | 25.1676 | 24.9949 | 24.8227 | 24.6554 | 24.4897 | 24.3258 | 24.1637 | 23.9922 | 23.8348 | 23.6791 | 23.526 | 23.3752 | 23.224 | 23.078 | 22.9261 | 22.7794 | 22.6373 | 22.4943 | 22.3638 | 22.2447 | 22.136 | 22.0369 | 21.9464 | 21.8637
F2_Industrial_Stone, Clay, and Glass_Existing_Space Heating_Natural Gas_Gas Boiler - Hot Water Reset_A_Achievable Economic TRC Potential | F2 | Industrial | Stone, Clay, and Glass | Existing | Space Heating | Natural Gas | Gas Boiler - Hot Water Reset | A | Original Unit Summer Peak Savings (kW) | Achievable Economic TRC Potential | 0 | 0 | 0 | 0 | 0 | 0 | 0 | 0 | 0 | 0 | 0 | 0 | 0 | 0 | 0 | 0 | 0 | 0 | 0 | 0 | 0 | 0 | 0 | 0 | 0 | 0 | 0 | 0 | 0 | 0 | 0
F3_Industrial_Stone, Clay, and Glass_Existing_Space Heating_Natural Gas_Gas Boiler - Hot Water Reset_A_Achievable Economic TRC Potential | F3 | Industrial | Stone, Clay, and Glass | Existing | Space Heating | Natural Gas | Gas Boiler - Hot Water Reset | A | Original Unit Winter Peak Savings (kW) | Achievable Economic TRC Potential | 0 | 0 | 0 | 0 | 0 | 0 | 0 | 0 | 0 | 0 | 0 | 0 | 0 | 0 | 0 | 0 | 0 | 0 | 0 | 0 | 0 | 0 | 0 | 0 | 0 | 0 | 0 | 0 | 0 | 0 | 0
F4_Industrial_Stone, Clay, and Glass_Existing_Space Heating_Natural Gas_Gas Boiler - Hot Water Reset_A_Achievable Economic TRC Potential | F4 | Industrial | Stone, Clay, and Glass | Existing | Space Heating | Natural Gas | Gas Boiler - Hot Water Reset | A | Standalone Impact on Baseline Energy (%) | Achievable Economic TRC Potential | 0% | 0% | 0% | 0% | 0% | 0.007385% | 0.01643% | 0.02758% | 0.0404% | 0.05501% | 0.07286% | 0.09189% | 0.1113% | 0.1313% | 0.1465% | 0.1601% | 0.1682% | 0.1738% | 0.1776% | 0.1783% | 0.1793% | 0.18% | 0.1805% | 0.181% | 0.0018133 | 0.0018166 | 0.0018197 | 0.0018227 | 0 | 0 | 0
F5_Industrial_Stone, Clay, and Glass_Existing_Space Heating_Natural Gas_Gas Boiler - Hot Water Reset_A_Achievable Economic TRC Potential | F5 | Industrial | Stone, Clay, and Glass | Existing | Space Heating | Natural Gas | Gas Boiler - Hot Water Reset | A | Standalone Impact on Baseline Summer Peak (%) | Achievable Economic TRC Potential | 0% | 0% | 0% | 0% | 0% | 0% | 0% | 0% | 0% | 0% | 0% | 0% | 0% | 0% | 0% | 0% | 0% | 0% | 0% | 0% | 0% | 0% | 0% | 0% | 0 | 0 | 0 | 0 | 0 | 0 | 0
F6_Industrial_Stone, Clay, and Glass_Existing_Space Heating_Natural Gas_Gas Boiler - Hot Water Reset_A_Achievable Economic TRC Potential | F6 | Industrial | Stone, Clay, and Glass | Existing | Space Heating | Natural Gas | Gas Boiler - Hot Water Reset | A | Standalone Impact on Baseline Winter Peak (%) | Achievable Economic TRC Potential | 0% | 0% | 0% | 0% | 0% | 0% | 0% | 0% | 0% | 0% | 0% | 0% | 0% | 0% | 0% | 0% | 0% | 0% | 0% | 0% | 0% | 0% | 0% | 0% | 0 | 0 | 0 | 0 | 0 | 0 | 0
F7_Industrial_Stone, Clay, and Glass_Existing_Space Heating_Natural Gas_Gas Boiler - Hot Water Reset_A_Achievable Economic TRC Potential | F7 | Industrial | Stone, Clay, and Glass | Existing | Space Heating | Natural Gas | Gas Boiler - Hot Water Reset | A | Incremental Energy Savings (MWh or mTherms) | Achievable Economic TRC Potential | 0 | 0 | 0 | 0 | 0 | 0.0058798 | 0.0071667 | 0.0086591 | 0.0099882 | 0.011324 | 0.012983 | 0.014108 | 0.014286 | 0.013161 | 0.011276 | 0.0085858 | 0.0056459 | 0.0032407 | 0.0015365 | 0.00064661 | 0.00023269 | 7.1922e-05 | 1.5519e-05 | 2.5263e-06 | 3.0038e-07 | 0 | 0 | 0 | 0 | 0 | 0
F8_Industrial_Stone, Clay, and Glass_Existing_Space Heating_Natural Gas_Gas Boiler - Hot Water Reset_A_Achievable Economic TRC Potential | F8 | Industrial | Stone, Clay, and Glass | Existing | Space Heating | Natural Gas | Gas Boiler - Hot Water Reset | A | Incremental Summer Peak Savings (MW) | Achievable Economic TRC Potential | 0 | 0 | 0 | 0 | 0 | 0 | 0 | 0 | 0 | 0 | 0 | 0 | 0 | 0 | 0 | 0 | 0 | 0 | 0 | 0 | 0 | 0 | 0 | 0 | 0 | 0 | 0 | 0 | 0 | 0 | 0
F9_Industrial_Stone, Clay, and Glass_Existing_Space Heating_Natural Gas_Gas Boiler - Hot Water Reset_A_Achievable Economic TRC Potential | F9 | Industrial | Stone, Clay, and Glass | Existing | Space Heating | Natural Gas | Gas Boiler - Hot Water Reset | A | Incremental Winter Peak Savings (MW) | Achievable Economic TRC Potential | 0 | 0 | 0 | 0 | 0 | 0 | 0 | 0 | 0 | 0 | 0 | 0 | 0 | 0 | 0 | 0 | 0 | 0 | 0 | 0 | 0 | 0 | 0 | 0 | 0 | 0 | 0 | 0 | 0 | 0 | 0
F10_Industrial_Stone, Clay, and Glass_Existing_Space Heating_Natural Gas_Gas Boiler - Hot Water Reset_A_Achievable Economic TRC Potential | F10 | Industrial | Stone, Clay, and Glass | Existing | Space Heating | Natural Gas | Gas Boiler - Hot Water Reset | A | Cumulative Energy Savings (MWh or mTherms) | Achievable Economic TRC Potential | 0 | 0 | 0 | 0 | 0 | 0.0058798 | 0.013007 | 0.021578 | 0.031418 | 0.042525 | 0.055221 | 0.068958 | 0.082782 | 0.095392 | 0.10599 | 0.11388 | 0.11878 | 0.12126 | 0.12202 | 0.12187 | 0.12134 | 0.12061 | 0.11986 | 0.11911 | 0.11836 | 0.11767 | 0.11705 | 0.11647 | 0.11595 | 0.11548 | 0.11504
F11_Industrial_Stone, Clay, and Glass_Existing_Space Heating_Natural Gas_Gas Boiler - Hot Water Reset_A_Achievable Economic TRC Potential | F11 | Industrial | Stone, Clay, and Glass | Existing | Space Heating | Natural Gas | Gas Boiler - Hot Water Reset | A | Cumulative Summer Peak Savings (MW) | Achievable Economic TRC Potential | 0 | 0 | 0 | 0 | 0 | 0 | 0 | 0 | 0 | 0 | 0 | 0 | 0 | 0 | 0 | 0 | 0 | 0 | 0 | 0 | 0 | 0 | 0 | 0 | 0 | 0 | 0 | 0 | 0 | 0 | 0
F12_Industrial_Stone, Clay, and Glass_Existing_Space Heating_Natural Gas_Gas Boiler - Hot Water Reset_A_Achievable Economic TRC Potential | F12 | Industrial | Stone, Clay, and Glass | Existing | Space Heating | Natural Gas | Gas Boiler - Hot Water Reset | A | Cumulative Winter Peak Savings (MW) | Achievable Economic TRC Potential | 0 | 0 | 0 | 0 | 0 | 0 | 0 | 0 | 0 | 0 | 0 | 0 | 0 | 0 | 0 | 0 | 0 | 0 | 0 | 0 | 0 | 0 | 0 | 0 | 0 | 0 | 0 | 0 | 0 | 0 | 0
F13_Industrial_Stone, Clay, and Glass_Existing_Space Heating_Natural Gas_Gas Boiler - Hot Water Reset_A_Achievable Economic TRC Potential | F13 | Industrial | Stone, Clay, and Glass | Existing | Space Heating | Natural Gas | Gas Boiler - Hot Water Reset | A | Purchases (Incremental) | Achievable Economic TRC Potential | 0 | 0 | 0 | 0 | 0 | 0.23047 | 0.28283 | 0.34406 | 0.39961 | 0.45618 | 0.52656 | 0.57607 | 0.5873 | 0.54467 | 0.46998 | 0.36022 | 0.23843 | 0.13775 | 0.065731 | 0.027842 | 0.010083 | 0.0031371 | 0.00068126 | 0.0001116 | 1.3353e-05 | 0 | 0 | 0 | 0 | 0 | 0
F14_Industrial_Stone, Clay, and Glass_Existing_Space Heating_Natural Gas_Gas Boiler - Hot Water Reset_A_Achievable Economic TRC Potential | F14 | Industrial | Stone, Clay, and Glass | Existing | Space Heating | Natural Gas | Gas Boiler - Hot Water Reset | A | Purchases (Cumulative) | Achievable Economic TRC Potential | 0 | 0 | 0 | 0 | 0 | 0.23047 | 0.5133 | 0.85736 | 1.257 | 1.7132 | 2.2397 | 2.8158 | 3.4031 | 3.9477 | 4.4177 | 4.7779 | 5.0164 | 5.1541 | 5.2199 | 5.2477 | 5.2578 | 5.2609 | 5.2616 | 5.2617 | 5.2617 | 5.2617 | 5.2617 | 5.2617 | 5.2617 | 5.2617 | 5.2617
F1_Industrial_Stone, Clay, and Glass_Existing_Process_Natural Gas_Gas Boiler - Hot Water Reset_A_Achievable Economic TRC Potential | F1 | Industrial | Stone, Clay, and Glass | Existing | Process | Natural Gas | Gas Boiler - Hot Water Reset | A | Original Unit Energy Savings (kWh or therms) | Achievable Economic TRC Potential | 0 | 0 | 0 | 0 | 0 | 7.6538 | 7.6538 | 7.6538 | 7.6538 | 7.6538 | 7.6538 | 7.6538 | 7.6538 | 7.6538 | 7.6538 | 7.6538 | 7.6538 | 7.6538 | 7.6538 | 7.6538 | 7.6538 | 7.6538 | 7.6538 | 7.6538 | 7.6538 | 7.6538 | 7.6538 | 7.6538 | 7.6538 | 7.6538 | 7.6538
F2_Industrial_Stone, Clay, and Glass_Existing_Process_Natural Gas_Gas Boiler - Hot Water Reset_A_Achievable Economic TRC Potential | F2 | Industrial | Stone, Clay, and Glass | Existing | Process | Natural Gas | Gas Boiler - Hot Water Reset | A | Original Unit Summer Peak Savings (kW) | Achievable Economic TRC Potential | 0 | 0 | 0 | 0 | 0 | 0 | 0 | 0 | 0 | 0 | 0 | 0 | 0 | 0 | 0 | 0 | 0 | 0 | 0 | 0 | 0 | 0 | 0 | 0 | 0 | 0 | 0 | 0 | 0 | 0 | 0
F3_Industrial_Stone, Clay, and Glass_Existing_Process_Natural Gas_Gas Boiler - Hot Water Reset_A_Achievable Economic TRC Potential | F3 | Industrial | Stone, Clay, and Glass | Existing | Process | Natural Gas | Gas Boiler - Hot Water Reset | A | Original Unit Winter Peak Savings (kW) | Achievable Economic TRC Potential | 0 | 0 | 0 | 0 | 0 | 0 | 0 | 0 | 0 | 0 | 0 | 0 | 0 | 0 | 0 | 0 | 0 | 0 | 0 | 0 | 0 | 0 | 0 | 0 | 0 | 0 | 0 | 0 | 0 | 0 | 0
F4_Industrial_Stone, Clay, and Glass_Existing_Process_Natural Gas_Gas Boiler - Hot Water Reset_A_Achievable Economic TRC Potential | F4 | Industrial | Stone, Clay, and Glass | Existing | Process | Natural Gas | Gas Boiler - Hot Water Reset | A | Standalone Impact on Baseline Energy (%) | Achievable Economic TRC Potential | 0% | 0% | 0% | 0% | 0% | 0.001242% | 0.002768% | 0.00465% | 0.006814% | 0.009279% | 0.01229% | 0.01549% | 0.01876% | 0.02211% | 0.02465% | 0.02692% | 0.02826% | 0.02918% | 0.02982% | 0.02994% | 0.03012% | 0.03026% | 0.03037% | 0.03048% | 0.00030574 | 0.00030664 | 0.00030745 | 0.0003082 | 0 | 0 | 0
F5_Industrial_Stone, Clay, and Glass_Existing_Process_Natural Gas_Gas Boiler - Hot Water Reset_A_Achievable Economic TRC Potential | F5 | Industrial | Stone, Clay, and Glass | Existing | Process | Natural Gas | Gas Boiler - Hot Water Reset | A | Standalone Impact on Baseline Summer Peak (%) | Achievable Economic TRC Potential | 0% | 0% | 0% | 0% | 0% | 0% | 0% | 0% | 0% | 0% | 0% | 0% | 0% | 0% | 0% | 0% | 0% | 0% | 0% | 0% | 0% | 0% | 0% | 0% | 0 | 0 | 0 | 0 | 0 | 0 | 0
F6_Industrial_Stone, Clay, and Glass_Existing_Process_Natural Gas_Gas Boiler - Hot Water Reset_A_Achievable Economic TRC Potential | F6 | Industrial | Stone, Clay, and Glass | Existing | Process | Natural Gas | Gas Boiler - Hot Water Reset | A | Standalone Impact on Baseline Winter Peak (%) | Achievable Economic TRC Potential | 0% | 0% | 0% | 0% | 0% | 0% | 0% | 0% | 0% | 0% | 0% | 0% | 0% | 0% | 0% | 0% | 0% | 0% | 0% | 0% | 0% | 0% | 0% | 0% | 0 | 0 | 0 | 0 | 0 | 0 | 0
F7_Industrial_Stone, Clay, and Glass_Existing_Process_Natural Gas_Gas Boiler - Hot Water Reset_A_Achievable Economic TRC Potential | F7 | Industrial | Stone, Clay, and Glass | Existing | Process | Natural Gas | Gas Boiler - Hot Water Reset | A | Incremental Energy Savings (MWh or mTherms) | Achievable Economic TRC Potential | 0 | 0 | 0 | 0 | 0 | 0.019557 | 0.024 | 0.029196 | 0.03391 | 0.038711 | 0.044683 | 0.048884 | 0.049837 | 0.04622 | 0.039882 | 0.030568 | 0.020233 | 0.011689 | 0.0055779 | 0.0023627 | 0.0008556 | 0.00026621 | 5.781e-05 | 9.4701e-06 | 1.1332e-06 | 0 | 0 | 0 | 0 | 0 | 0
F8_Industrial_Stone, Clay, and Glass_Existing_Process_Natural Gas_Gas Boiler - Hot Water Reset_A_Achievable Economic TRC Potential | F8 | Industrial | Stone, Clay, and Glass | Existing | Process | Natural Gas | Gas Boiler - Hot Water Reset | A | Incremental Summer Peak Savings (MW) | Achievable Economic TRC Potential | 0 | 0 | 0 | 0 | 0 | 0 | 0 | 0 | 0 | 0 | 0 | 0 | 0 | 0 | 0 | 0 | 0 | 0 | 0 | 0 | 0 | 0 | 0 | 0 | 0 | 0 | 0 | 0 | 0 | 0 | 0
F9_Industrial_Stone, Clay, and Glass_Existing_Process_Natural Gas_Gas Boiler - Hot Water Reset_A_Achievable Economic TRC Potential | F9 | Industrial | Stone, Clay, and Glass | Existing | Process | Natural Gas | Gas Boiler - Hot Water Reset | A | Incremental Winter Peak Savings (MW) | Achievable Economic TRC Potential | 0 | 0 | 0 | 0 | 0 | 0 | 0 | 0 | 0 | 0 | 0 | 0 | 0 | 0 | 0 | 0 | 0 | 0 | 0 | 0 | 0 | 0 | 0 | 0 | 0 | 0 | 0 | 0 | 0 | 0 | 0
F10_Industrial_Stone, Clay, and Glass_Existing_Process_Natural Gas_Gas Boiler - Hot Water Reset_A_Achievable Economic TRC Potential | F10 | Industrial | Stone, Clay, and Glass | Existing | Process | Natural Gas | Gas Boiler - Hot Water Reset | A | Cumulative Energy Savings (MWh or mTherms) | Achievable Economic TRC Potential | 0 | 0 | 0 | 0 | 0 | 0.019557 | 0.043558 | 0.072754 | 0.10666 | 0.14538 | 0.19006 | 0.23894 | 0.28878 | 0.335 | 0.37488 | 0.40545 | 0.42568 | 0.43737 | 0.44295 | 0.44531 | 0.44617 | 0.44643 | 0.44649 | 0.4465 | 0.4465 | 0.4465 | 0.4465 | 0.4465 | 0.4465 | 0.4465 | 0.4465
F11_Industrial_Stone, Clay, and Glass_Existing_Process_Natural Gas_Gas Boiler - Hot Water Reset_A_Achievable Economic TRC Potential | F11 | Industrial | Stone, Clay, and Glass | Existing | Process | Natural Gas | Gas Boiler - Hot Water Reset | A | Cumulative Summer Peak Savings (MW) | Achievable Economic TRC Potential | 0 | 0 | 0 | 0 | 0 | 0 | 0 | 0 | 0 | 0 | 0 | 0 | 0 | 0 | 0 | 0 | 0 | 0 | 0 | 0 | 0 | 0 | 0 | 0 | 0 | 0 | 0 | 0 | 0 | 0 | 0
F12_Industrial_Stone, Clay, and Glass_Existing_Process_Natural Gas_Gas Boiler - Hot Water Reset_A_Achievable Economic TRC Potential | F12 | Industrial | Stone, Clay, and Glass | Existing | Process | Natural Gas | Gas Boiler - Hot Water Reset | A | Cumulative Winter Peak Savings (MW) | Achievable Economic TRC Potential | 0 | 0 | 0 | 0 | 0 | 0 | 0 | 0 | 0 | 0 | 0 | 0 | 0 | 0 | 0 | 0 | 0 | 0 | 0 | 0 | 0 | 0 | 0 | 0 | 0 | 0 | 0 | 0 | 0 | 0 | 0
F13_Industrial_Stone, Clay, and Glass_Existing_Process_Natural Gas_Gas Boiler - Hot Water Reset_A_Achievable Economic TRC Potential | F13 | Industrial | Stone, Clay, and Glass | Existing | Process | Natural Gas | Gas Boiler - Hot Water Reset | A | Purchases (Incremental) | Achievable Economic TRC Potential | 0 | 0 | 0 | 0 | 0 | 2.5553 | 3.1357 | 3.8146 | 4.4305 | 5.0577 | 5.838 | 6.3869 | 6.5114 | 6.0388 | 5.2107 | 3.9938 | 2.6435 | 1.5272 | 0.72877 | 0.30869 | 0.11179 | 0.034781 | 0.0075531 | 0.0012373 | 0.00014805 | 0 | 0 | 0 | 0 | 0 | 0
F14_Industrial_Stone, Clay, and Glass_Existing_Process_Natural Gas_Gas Boiler - Hot Water Reset_A_Achievable Economic TRC Potential | F14 | Industrial | Stone, Clay, and Glass | Existing | Process | Natural Gas | Gas Boiler - Hot Water Reset | A | Purchases (Cumulative) | Achievable Economic TRC Potential | 0 | 0 | 0 | 0 | 0 | 2.5553 | 5.691 | 9.5055 | 13.9361 | 18.9938 | 24.8318 | 31.2187 | 37.7301 | 43.7689 | 48.9796 | 52.9734 | 55.6169 | 57.1441 | 57.8729 | 58.1816 | 58.2933 | 58.3281 | 58.3357 | 58.3369 | 58.3371 | 58.3371 | 58.3371 | 58.3371 | 58.3371 | 58.3371 | 58.3371
F1_Industrial_Stone, Clay, and Glass_Existing_Space Heating_Natural Gas_Steam Trap Maintenance_A_Achievable Economic TRC Potential | F1 | Industrial | Stone, Clay, and Glass | Existing | Space Heating | Natural Gas | Steam Trap Maintenance | A | Original Unit Energy Savings (kWh or therms) | Achievable Economic TRC Potential | 0 | 0 | 0 | 0 | 0 | 9.0129 | 8.9519 | 8.8912 | 8.8302 | 8.7693 | 8.7102 | 8.6517 | 8.5938 | 8.5365 | 8.4759 | 8.4203 | 8.3653 | 8.3112 | 8.258 | 8.2046 | 8.153 | 8.0993 | 8.0475 | 7.9973 | 7.9468 | 7.9007 | 7.8586 | 7.8202 | 7.7852 | 7.7532 | 7.724
F2_Industrial_Stone, Clay, and Glass_Existing_Space Heating_Natural Gas_Steam Trap Maintenance_A_Achievable Economic TRC Potential | F2 | Industrial | Stone, Clay, and Glass | Existing | Space Heating | Natural Gas | Steam Trap Maintenance | A | Original Unit Summer Peak Savings (kW) | Achievable Economic TRC Potential | 0 | 0 | 0 | 0 | 0 | 0 | 0 | 0 | 0 | 0 | 0 | 0 | 0 | 0 | 0 | 0 | 0 | 0 | 0 | 0 | 0 | 0 | 0 | 0 | 0 | 0 | 0 | 0 | 0 | 0 | 0
F3_Industrial_Stone, Clay, and Glass_Existing_Space Heating_Natural Gas_Steam Trap Maintenance_A_Achievable Economic TRC Potential | F3 | Industrial | Stone, Clay, and Glass | Existing | Space Heating | Natural Gas | Steam Trap Maintenance | A | Original Unit Winter Peak Savings (kW) | Achievable Economic TRC Potential | 0 | 0 | 0 | 0 | 0 | 0 | 0 | 0 | 0 | 0 | 0 | 0 | 0 | 0 | 0 | 0 | 0 | 0 | 0 | 0 | 0 | 0 | 0 | 0 | 0 | 0 | 0 | 0 | 0 | 0 | 0
F4_Industrial_Stone, Clay, and Glass_Existing_Space Heating_Natural Gas_Steam Trap Maintenance_A_Achievable Economic TRC Potential | F4 | Industrial | Stone, Clay, and Glass | Existing | Space Heating | Natural Gas | Steam Trap Maintenance | A | Standalone Impact on Baseline Energy (%) | Achievable Economic TRC Potential | 0% | 0% | 0% | 0% | 0% | 0.001456% | 0.002908% | 0.004375% | 0.005823% | 0.00727% | 0.008817% | 0.0103% | 0.01178% | 0.01343% | 0.01484% | 0.01645% | 0.01792% | 0.01948% | 0.02111% | 0.02254% | 0.02408% | 0.02562% | 0.02715% | 0.02867% | 0.0003018 | 0.00030235 | 0.00030287 | 0.00030336 | 0 | 0 | 0
F5_Industrial_Stone, Clay, and Glass_Existing_Space Heating_Natural Gas_Steam Trap Maintenance_A_Achievable Economic TRC Potential | F5 | Industrial | Stone, Clay, and Glass | Existing | Space Heating | Natural Gas | Steam Trap Maintenance | A | Standalone Impact on Baseline Summer Peak (%) | Achievable Economic TRC Potential | 0% | 0% | 0% | 0% | 0% | 0% | 0% | 0% | 0% | 0% | 0% | 0% | 0% | 0% | 0% | 0% | 0% | 0% | 0% | 0% | 0% | 0% | 0% | 0% | 0 | 0 | 0 | 0 | 0 | 0 | 0
F6_Industrial_Stone, Clay, and Glass_Existing_Space Heating_Natural Gas_Steam Trap Maintenance_A_Achievable Economic TRC Potential | F6 | Industrial | Stone, Clay, and Glass | Existing | Space Heating | Natural Gas | Steam Trap Maintenance | A | Standalone Impact on Baseline Winter Peak (%) | Achievable Economic TRC Potential | 0% | 0% | 0% | 0% | 0% | 0% | 0% | 0% | 0% | 0% | 0% | 0% | 0% | 0% | 0% | 0% | 0% | 0% | 0% | 0% | 0% | 0% | 0% | 0% | 0 | 0 | 0 | 0 | 0 | 0 | 0
F7_Industrial_Stone, Clay, and Glass_Existing_Space Heating_Natural Gas_Steam Trap Maintenance_A_Achievable Economic TRC Potential | F7 | Industrial | Stone, Clay, and Glass | Existing | Space Heating | Natural Gas | Steam Trap Maintenance | A | Incremental Energy Savings (MWh or mTherms) | Achievable Economic TRC Potential | 0 | 0 | 0 | 0 | 0 | 0.0011594 | 0.0011509 | 0.0011364 | 0.0011292 | 0.0011223 | 0.0011006 | 0.0010902 | 0.0010807 | 0.0010565 | 0.001053 | 0.0010361 | 0.0010295 | 0.0010176 | 0.0010021 | 0.0009968 | 0.00098644 | 0.00097614 | 0.00096636 | 0.00095706 | 0.00094802 | 0 | 0 | 0 | 0 | 0 | 0
F8_Industrial_Stone, Clay, and Glass_Existing_Space Heating_Natural Gas_Steam Trap Maintenance_A_Achievable Economic TRC Potential | F8 | Industrial | Stone, Clay, and Glass | Existing | Space Heating | Natural Gas | Steam Trap Maintenance | A | Incremental Summer Peak Savings (MW) | Achievable Economic TRC Potential | 0 | 0 | 0 | 0 | 0 | 0 | 0 | 0 | 0 | 0 | 0 | 0 | 0 | 0 | 0 | 0 | 0 | 0 | 0 | 0 | 0 | 0 | 0 | 0 | 0 | 0 | 0 | 0 | 0 | 0 | 0
F9_Industrial_Stone, Clay, and Glass_Existing_Space Heating_Natural Gas_Steam Trap Maintenance_A_Achievable Economic TRC Potential | F9 | Industrial | Stone, Clay, and Glass | Existing | Space Heating | Natural Gas | Steam Trap Maintenance | A | Incremental Winter Peak Savings (MW) | Achievable Economic TRC Potential | 0 | 0 | 0 | 0 | 0 | 0 | 0 | 0 | 0 | 0 | 0 | 0 | 0 | 0 | 0 | 0 | 0 | 0 | 0 | 0 | 0 | 0 | 0 | 0 | 0 | 0 | 0 | 0 | 0 | 0 | 0
F10_Industrial_Stone, Clay, and Glass_Existing_Space Heating_Natural Gas_Steam Trap Maintenance_A_Achievable Economic TRC Potential | F10 | Industrial | Stone, Clay, and Glass | Existing | Space Heating | Natural Gas | Steam Trap Maintenance | A | Cumulative Energy Savings (MWh or mTherms) | Achievable Economic TRC Potential | 0 | 0 | 0 | 0 | 0 | 0.0011594 | 0.0023024 | 0.0034232 | 0.0045288 | 0.00562 | 0.0066827 | 0.007728 | 0.0087569 | 0.0097551 | 0.010739 | 0.011704 | 0.012657 | 0.013593 | 0.014508 | 0.015411 | 0.016301 | 0.01717 | 0.018026 | 0.018871 | 0.019699 | 0.019585 | 0.019481 | 0.019386 | 0.019299 | 0.01922 | 0.019147
F11_Industrial_Stone, Clay, and Glass_Existing_Space Heating_Natural Gas_Steam Trap Maintenance_A_Achievable Economic TRC Potential | F11 | Industrial | Stone, Clay, and Glass | Existing | Space Heating | Natural Gas | Steam Trap Maintenance | A | Cumulative Summer Peak Savings (MW) | Achievable Economic TRC Potential | 0 | 0 | 0 | 0 | 0 | 0 | 0 | 0 | 0 | 0 | 0 | 0 | 0 | 0 | 0 | 0 | 0 | 0 | 0 | 0 | 0 | 0 | 0 | 0 | 0 | 0 | 0 | 0 | 0 | 0 | 0
F12_Industrial_Stone, Clay, and Glass_Existing_Space Heating_Natural Gas_Steam Trap Maintenance_A_Achievable Economic TRC Potential | F12 | Industrial | Stone, Clay, and Glass | Existing | Space Heating | Natural Gas | Steam Trap Maintenance | A | Cumulative Winter Peak Savings (MW) | Achievable Economic TRC Potential | 0 | 0 | 0 | 0 | 0 | 0 | 0 | 0 | 0 | 0 | 0 | 0 | 0 | 0 | 0 | 0 | 0 | 0 | 0 | 0 | 0 | 0 | 0 | 0 | 0 | 0 | 0 | 0 | 0 | 0 | 0
F13_Industrial_Stone, Clay, and Glass_Existing_Space Heating_Natural Gas_Steam Trap Maintenance_A_Achievable Economic TRC Potential | F13 | Industrial | Stone, Clay, and Glass | Existing | Space Heating | Natural Gas | Steam Trap Maintenance | A | Purchases (Incremental) | Achievable Economic TRC Potential | 0 | 0 | 0 | 0 | 0 | 0.12864 | 0.12856 | 0.12781 | 0.12788 | 0.12798 | 0.12636 | 0.12601 | 0.12575 | 0.12376 | 0.12423 | 0.12305 | 0.12306 | 0.12244 | 0.12135 | 0.12149 | 0.12099 | 0.12052 | 0.12008 | 0.11967 | 0.1193 | 0 | 0 | 0 | 0 | 0 | 0
F14_Industrial_Stone, Clay, and Glass_Existing_Space Heating_Natural Gas_Steam Trap Maintenance_A_Achievable Economic TRC Potential | F14 | Industrial | Stone, Clay, and Glass | Existing | Space Heating | Natural Gas | Steam Trap Maintenance | A | Purchases (Cumulative) | Achievable Economic TRC Potential | 0 | 0 | 0 | 0 | 0 | 0.12864 | 0.2572 | 0.38501 | 0.51288 | 0.64086 | 0.76722 | 0.89323 | 1.019 | 1.1427 | 1.267 | 1.39 | 1.5131 | 1.6355 | 1.7569 | 1.8784 | 1.9994 | 2.1199 | 2.24 | 2.3596 | 2.4789 | 2.4789 | 2.4789 | 2.4789 | 2.4789 | 2.4789 | 2.4789
F1_Industrial_Stone, Clay, and Glass_Existing_Process_Natural Gas_Steam Trap Maintenance_A_Achievable Economic TRC Potential | F1 | Industrial | Stone, Clay, and Glass | Existing | Process | Natural Gas | Steam Trap Maintenance | A | Original Unit Energy Savings (kWh or therms) | Achievable Economic TRC Potential | 0 | 0 | 0 | 0 | 0 | 5.4079 | 5.4079 | 5.4079 | 5.4079 | 5.4079 | 5.4079 | 5.4079 | 5.4079 | 5.4079 | 5.4079 | 5.4079 | 5.4079 | 5.4079 | 5.4079 | 5.4079 | 5.4079 | 5.4079 | 5.4079 | 5.4079 | 5.4079 | 5.4079 | 5.4079 | 5.4079 | 5.4079 | 5.4079 | 5.4079
F2_Industrial_Stone, Clay, and Glass_Existing_Process_Natural Gas_Steam Trap Maintenance_A_Achievable Economic TRC Potential | F2 | Industrial | Stone, Clay, and Glass | Existing | Process | Natural Gas | Steam Trap Maintenance | A | Original Unit Summer Peak Savings (kW) | Achievable Economic TRC Potential | 0 | 0 | 0 | 0 | 0 | 0 | 0 | 0 | 0 | 0 | 0 | 0 | 0 | 0 | 0 | 0 | 0 | 0 | 0 | 0 | 0 | 0 | 0 | 0 | 0 | 0 | 0 | 0 | 0 | 0 | 0
F3_Industrial_Stone, Clay, and Glass_Existing_Process_Natural Gas_Steam Trap Maintenance_A_Achievable Economic TRC Potential | F3 | Industrial | Stone, Clay, and Glass | Existing | Process | Natural Gas | Steam Trap Maintenance | A | Original Unit Winter Peak Savings (kW) | Achievable Economic TRC Potential | 0 | 0 | 0 | 0 | 0 | 0 | 0 | 0 | 0 | 0 | 0 | 0 | 0 | 0 | 0 | 0 | 0 | 0 | 0 | 0 | 0 | 0 | 0 | 0 | 0 | 0 | 0 | 0 | 0 | 0 | 0
F4_Industrial_Stone, Clay, and Glass_Existing_Process_Natural Gas_Steam Trap Maintenance_A_Achievable Economic TRC Potential | F4 | Industrial | Stone, Clay, and Glass | Existing | Process | Natural Gas | Steam Trap Maintenance | A | Standalone Impact on Baseline Energy (%) | Achievable Economic TRC Potential | 0% | 0% | 0% | 0% | 0% | 0.0004898% | 0.0009798% | 0.001475% | 0.001964% | 0.002453% | 0.002974% | 0.003472% | 0.003969% | 0.004523% | 0.004995% | 0.005533% | 0.006022% | 0.006542% | 0.007091% | 0.007572% | 0.008094% | 0.008615% | 0.009136% | 0.009657% | 0.00010178 | 0.00010207 | 0.00010234 | 0.00010259 | 0 | 0 | 0
F5_Industrial_Stone, Clay, and Glass_Existing_Process_Natural Gas_Steam Trap Maintenance_A_Achievable Economic TRC Potential | F5 | Industrial | Stone, Clay, and Glass | Existing | Process | Natural Gas | Steam Trap Maintenance | A | Standalone Impact on Baseline Summer Peak (%) | Achievable Economic TRC Potential | 0% | 0% | 0% | 0% | 0% | 0% | 0% | 0% | 0% | 0% | 0% | 0% | 0% | 0% | 0% | 0% | 0% | 0% | 0% | 0% | 0% | 0% | 0% | 0% | 0 | 0 | 0 | 0 | 0 | 0 | 0
F6_Industrial_Stone, Clay, and Glass_Existing_Process_Natural Gas_Steam Trap Maintenance_A_Achievable Economic TRC Potential | F6 | Industrial | Stone, Clay, and Glass | Existing | Process | Natural Gas | Steam Trap Maintenance | A | Standalone Impact on Baseline Winter Peak (%) | Achievable Economic TRC Potential | 0% | 0% | 0% | 0% | 0% | 0% | 0% | 0% | 0% | 0% | 0% | 0% | 0% | 0% | 0% | 0% | 0% | 0% | 0% | 0% | 0% | 0% | 0% | 0% | 0 | 0 | 0 | 0 | 0 | 0 | 0
F7_Industrial_Stone, Clay, and Glass_Existing_Process_Natural Gas_Steam Trap Maintenance_A_Achievable Economic TRC Potential | F7 | Industrial | Stone, Clay, and Glass | Existing | Process | Natural Gas | Steam Trap Maintenance | A | Incremental Energy Savings (MWh or mTherms) | Achievable Economic TRC Potential | 0 | 0 | 0 | 0 | 0 | 0.0077126 | 0.0077084 | 0.0076629 | 0.0076671 | 0.0076734 | 0.007576 | 0.0075553 | 0.0075399 | 0.0074202 | 0.0074485 | 0.0073775 | 0.0073785 | 0.0073413 | 0.0072758 | 0.0072845 | 0.0072543 | 0.0072261 | 0.0071998 | 0.0071753 | 0.0071527 | 0 | 0 | 0 | 0 | 0 | 0
F8_Industrial_Stone, Clay, and Glass_Existing_Process_Natural Gas_Steam Trap Maintenance_A_Achievable Economic TRC Potential | F8 | Industrial | Stone, Clay, and Glass | Existing | Process | Natural Gas | Steam Trap Maintenance | A | Incremental Summer Peak Savings (MW) | Achievable Economic TRC Potential | 0 | 0 | 0 | 0 | 0 | 0 | 0 | 0 | 0 | 0 | 0 | 0 | 0 | 0 | 0 | 0 | 0 | 0 | 0 | 0 | 0 | 0 | 0 | 0 | 0 | 0 | 0 | 0 | 0 | 0 | 0
F9_Industrial_Stone, Clay, and Glass_Existing_Process_Natural Gas_Steam Trap Maintenance_A_Achievable Economic TRC Potential | F9 | Industrial | Stone, Clay, and Glass | Existing | Process | Natural Gas | Steam Trap Maintenance | A | Incremental Winter Peak Savings (MW) | Achievable Economic TRC Potential | 0 | 0 | 0 | 0 | 0 | 0 | 0 | 0 | 0 | 0 | 0 | 0 | 0 | 0 | 0 | 0 | 0 | 0 | 0 | 0 | 0 | 0 | 0 | 0 | 0 | 0 | 0 | 0 | 0 | 0 | 0
F10_Industrial_Stone, Clay, and Glass_Existing_Process_Natural Gas_Steam Trap Maintenance_A_Achievable Economic TRC Potential | F10 | Industrial | Stone, Clay, and Glass | Existing | Process | Natural Gas | Steam Trap Maintenance | A | Cumulative Energy Savings (MWh or mTherms) | Achievable Economic TRC Potential | 0 | 0 | 0 | 0 | 0 | 0.0077126 | 0.015421 | 0.023084 | 0.030751 | 0.038424 | 0.046 | 0.053556 | 0.061096 | 0.068516 | 0.075964 | 0.083342 | 0.09072 | 0.098062 | 0.10534 | 0.11262 | 0.11988 | 0.1271 | 0.1343 | 0.14148 | 0.14863 | 0.14863 | 0.14863 | 0.14863 | 0.14863 | 0.14863 | 0.14863
F11_Industrial_Stone, Clay, and Glass_Existing_Process_Natural Gas_Steam Trap Maintenance_A_Achievable Economic TRC Potential | F11 | Industrial | Stone, Clay, and Glass | Existing | Process | Natural Gas | Steam Trap Maintenance | A | Cumulative Summer Peak Savings (MW) | Achievable Economic TRC Potential | 0 | 0 | 0 | 0 | 0 | 0 | 0 | 0 | 0 | 0 | 0 | 0 | 0 | 0 | 0 | 0 | 0 | 0 | 0 | 0 | 0 | 0 | 0 | 0 | 0 | 0 | 0 | 0 | 0 | 0 | 0
F12_Industrial_Stone, Clay, and Glass_Existing_Process_Natural Gas_Steam Trap Maintenance_A_Achievable Economic TRC Potential | F12 | Industrial | Stone, Clay, and Glass | Existing | Process | Natural Gas | Steam Trap Maintenance | A | Cumulative Winter Peak Savings (MW) | Achievable Economic TRC Potential | 0 | 0 | 0 | 0 | 0 | 0 | 0 | 0 | 0 | 0 | 0 | 0 | 0 | 0 | 0 | 0 | 0 | 0 | 0 | 0 | 0 | 0 | 0 | 0 | 0 | 0 | 0 | 0 | 0 | 0 | 0
F13_Industrial_Stone, Clay, and Glass_Existing_Process_Natural Gas_Steam Trap Maintenance_A_Achievable Economic TRC Potential | F13 | Industrial | Stone, Clay, and Glass | Existing | Process | Natural Gas | Steam Trap Maintenance | A | Purchases (Incremental) | Achievable Economic TRC Potential | 0 | 0 | 0 | 0 | 0 | 1.4262 | 1.4254 | 1.417 | 1.4178 | 1.4189 | 1.4009 | 1.3971 | 1.3943 | 1.3721 | 1.3774 | 1.3642 | 1.3644 | 1.3575 | 1.3454 | 1.347 | 1.3414 | 1.3362 | 1.3314 | 1.3268 | 1.3226 | 0 | 0 | 0 | 0 | 0 | 0
F14_Industrial_Stone, Clay, and Glass_Existing_Process_Natural Gas_Steam Trap Maintenance_A_Achievable Economic TRC Potential | F14 | Industrial | Stone, Clay, and Glass | Existing | Process | Natural Gas | Steam Trap Maintenance | A | Purchases (Cumulative) | Achievable Economic TRC Potential | 0 | 0 | 0 | 0 | 0 | 1.4262 | 2.8516 | 4.2686 | 5.6864 | 7.1053 | 8.5062 | 9.9033 | 11.2976 | 12.6697 | 14.047 | 15.4112 | 16.7756 | 18.1332 | 19.4786 | 20.8256 | 22.167 | 23.5032 | 24.8346 | 26.1614 | 27.4841 | 27.4841 | 27.4841 | 27.4841 | 27.4841 | 27.4841 | 27.4841
F1_Industrial_Stone, Clay, and Glass_Existing_Space Heating_Natural Gas_Gas Boiler - High Turndown_A_Achievable Economic TRC Potential | F1 | Industrial | Stone, Clay, and Glass | Existing | Space Heating | Natural Gas | Gas Boiler - High Turndown | A | Original Unit Energy Savings (kWh or therms) | Achievable Economic TRC Potential | 0 | 0 | 0 | 0 | 0 | 9.5671 | 9.5023 | 9.4378 | 9.3731 | 9.3085 | 9.2458 | 9.1836 | 9.1222 | 9.0614 | 8.9971 | 8.938 | 8.8797 | 8.8223 | 8.7657 | 8.709 | 8.6543 | 8.5973 | 8.5423 | 8.489 | 8.4354 | 8.3864 | 8.3418 | 8.301 | 8.2638 | 8.2299 | 8.1989
F2_Industrial_Stone, Clay, and Glass_Existing_Space Heating_Natural Gas_Gas Boiler - High Turndown_A_Achievable Economic TRC Potential | F2 | Industrial | Stone, Clay, and Glass | Existing | Space Heating | Natural Gas | Gas Boiler - High Turndown | A | Original Unit Summer Peak Savings (kW) | Achievable Economic TRC Potential | 0 | 0 | 0 | 0 | 0 | 0 | 0 | 0 | 0 | 0 | 0 | 0 | 0 | 0 | 0 | 0 | 0 | 0 | 0 | 0 | 0 | 0 | 0 | 0 | 0 | 0 | 0 | 0 | 0 | 0 | 0
F3_Industrial_Stone, Clay, and Glass_Existing_Space Heating_Natural Gas_Gas Boiler - High Turndown_A_Achievable Economic TRC Potential | F3 | Industrial | Stone, Clay, and Glass | Existing | Space Heating | Natural Gas | Gas Boiler - High Turndown | A | Original Unit Winter Peak Savings (kW) | Achievable Economic TRC Potential | 0 | 0 | 0 | 0 | 0 | 0 | 0 | 0 | 0 | 0 | 0 | 0 | 0 | 0 | 0 | 0 | 0 | 0 | 0 | 0 | 0 | 0 | 0 | 0 | 0 | 0 | 0 | 0 | 0 | 0 | 0
F4_Industrial_Stone, Clay, and Glass_Existing_Space Heating_Natural Gas_Gas Boiler - High Turndown_A_Achievable Economic TRC Potential | F4 | Industrial | Stone, Clay, and Glass | Existing | Space Heating | Natural Gas | Gas Boiler - High Turndown | A | Standalone Impact on Baseline Energy (%) | Achievable Economic TRC Potential | 0% | 0% | 0% | 0% | 0% | 0.004227% | 0.00844% | 0.0127% | 0.0169% | 0.0211% | 0.02517% | 0.02829% | 0.03079% | 0.03325% | 0.0347% | 0.03631% | 0.03733% | 0.03834% | 0.03932% | 0.03978% | 0.04034% | 0.04048% | 0.04059% | 0.04069% | 0.00040772 | 0.00040847 | 0.00040917 | 0.00040983 | 0 | 0 | 0
F5_Industrial_Stone, Clay, and Glass_Existing_Space Heating_Natural Gas_Gas Boiler - High Turndown_A_Achievable Economic TRC Potential | F5 | Industrial | Stone, Clay, and Glass | Existing | Space Heating | Natural Gas | Gas Boiler - High Turndown | A | Standalone Impact on Baseline Summer Peak (%) | Achievable Economic TRC Potential | 0% | 0% | 0% | 0% | 0% | 0% | 0% | 0% | 0% | 0% | 0% | 0% | 0% | 0% | 0% | 0% | 0% | 0% | 0% | 0% | 0% | 0% | 0% | 0% | 0 | 0 | 0 | 0 | 0 | 0 | 0
F6_Industrial_Stone, Clay, and Glass_Existing_Space Heating_Natural Gas_Gas Boiler - High Turndown_A_Achievable Economic TRC Potential | F6 | Industrial | Stone, Clay, and Glass | Existing | Space Heating | Natural Gas | Gas Boiler - High Turndown | A | Standalone Impact on Baseline Winter Peak (%) | Achievable Economic TRC Potential | 0% | 0% | 0% | 0% | 0% | 0% | 0% | 0% | 0% | 0% | 0% | 0% | 0% | 0% | 0% | 0% | 0% | 0% | 0% | 0% | 0% | 0% | 0% | 0% | 0 | 0 | 0 | 0 | 0 | 0 | 0
F7_Industrial_Stone, Clay, and Glass_Existing_Space Heating_Natural Gas_Gas Boiler - High Turndown_A_Achievable Economic TRC Potential | F7 | Industrial | Stone, Clay, and Glass | Existing | Space Heating | Natural Gas | Gas Boiler - High Turndown | A | Incremental Energy Savings (MWh or mTherms) | Achievable Economic TRC Potential | 0 | 0 | 0 | 0 | 0 | 0.0033651 | 0.0033405 | 0.0032982 | 0.0032774 | 0.0032575 | 0.002875 | 0.0022783 | 0.0018068 | 0.001413 | 0.0011266 | 0.00088687 | 0.00070495 | 0.00055749 | 0.00043918 | 0.00034949 | 0.00027668 | 1.8675e-06 | 6.6027e-07 | 2.2293e-07 | 7.2007e-08 | 6.0674e-08 | 6.019e-08 | 5.9751e-08 | 5.9354e-08 | 5.8995e-08 | 5.8673e-08
F8_Industrial_Stone, Clay, and Glass_Existing_Space Heating_Natural Gas_Gas Boiler - High Turndown_A_Achievable Economic TRC Potential | F8 | Industrial | Stone, Clay, and Glass | Existing | Space Heating | Natural Gas | Gas Boiler - High Turndown | A | Incremental Summer Peak Savings (MW) | Achievable Economic TRC Potential | 0 | 0 | 0 | 0 | 0 | 0 | 0 | 0 | 0 | 0 | 0 | 0 | 0 | 0 | 0 | 0 | 0 | 0 | 0 | 0 | 0 | 0 | 0 | 0 | 0 | 0 | 0 | 0 | 0 | 0 | 0
F9_Industrial_Stone, Clay, and Glass_Existing_Space Heating_Natural Gas_Gas Boiler - High Turndown_A_Achievable Economic TRC Potential | F9 | Industrial | Stone, Clay, and Glass | Existing | Space Heating | Natural Gas | Gas Boiler - High Turndown | A | Incremental Winter Peak Savings (MW) | Achievable Economic TRC Potential | 0 | 0 | 0 | 0 | 0 | 0 | 0 | 0 | 0 | 0 | 0 | 0 | 0 | 0 | 0 | 0 | 0 | 0 | 0 | 0 | 0 | 0 | 0 | 0 | 0 | 0 | 0 | 0 | 0 | 0 | 0
F10_Industrial_Stone, Clay, and Glass_Existing_Space Heating_Natural Gas_Gas Boiler - High Turndown_A_Achievable Economic TRC Potential | F10 | Industrial | Stone, Clay, and Glass | Existing | Space Heating | Natural Gas | Gas Boiler - High Turndown | A | Cumulative Energy Savings (MWh or mTherms) | Achievable Economic TRC Potential | 0 | 0 | 0 | 0 | 0 | 0.0033651 | 0.0066827 | 0.0099357 | 0.013145 | 0.016312 | 0.019077 | 0.021227 | 0.022892 | 0.024152 | 0.025107 | 0.025829 | 0.026366 | 0.026753 | 0.02702 | 0.027195 | 0.027301 | 0.027123 | 0.02695 | 0.026782 | 0.026613 | 0.026459 | 0.026318 | 0.026189 | 0.026072 | 0.025965 | 0.025867
F11_Industrial_Stone, Clay, and Glass_Existing_Space Heating_Natural Gas_Gas Boiler - High Turndown_A_Achievable Economic TRC Potential | F11 | Industrial | Stone, Clay, and Glass | Existing | Space Heating | Natural Gas | Gas Boiler - High Turndown | A | Cumulative Summer Peak Savings (MW) | Achievable Economic TRC Potential | 0 | 0 | 0 | 0 | 0 | 0 | 0 | 0 | 0 | 0 | 0 | 0 | 0 | 0 | 0 | 0 | 0 | 0 | 0 | 0 | 0 | 0 | 0 | 0 | 0 | 0 | 0 | 0 | 0 | 0 | 0
F12_Industrial_Stone, Clay, and Glass_Existing_Space Heating_Natural Gas_Gas Boiler - High Turndown_A_Achievable Economic TRC Potential | F12 | Industrial | Stone, Clay, and Glass | Existing | Space Heating | Natural Gas | Gas Boiler - High Turndown | A | Cumulative Winter Peak Savings (MW) | Achievable Economic TRC Potential | 0 | 0 | 0 | 0 | 0 | 0 | 0 | 0 | 0 | 0 | 0 | 0 | 0 | 0 | 0 | 0 | 0 | 0 | 0 | 0 | 0 | 0 | 0 | 0 | 0 | 0 | 0 | 0 | 0 | 0 | 0
F13_Industrial_Stone, Clay, and Glass_Existing_Space Heating_Natural Gas_Gas Boiler - High Turndown_A_Achievable Economic TRC Potential | F13 | Industrial | Stone, Clay, and Glass | Existing | Space Heating | Natural Gas | Gas Boiler - High Turndown | A | Purchases (Incremental) | Achievable Economic TRC Potential | 0 | 0 | 0 | 0 | 0 | 0.35174 | 0.35154 | 0.34947 | 0.34966 | 0.34995 | 0.31095 | 0.24808 | 0.19806 | 0.15593 | 0.12522 | 0.099224 | 0.079389 | 0.063192 | 0.050103 | 0.040129 | 0.031971 | 0.00021722 | 7.7295e-05 | 2.6261e-05 | 8.5364e-06 | 7.2348e-06 | 7.2155e-06 | 7.198e-06 | 7.1823e-06 | 7.1684e-06 | 7.1562e-06
F14_Industrial_Stone, Clay, and Glass_Existing_Space Heating_Natural Gas_Gas Boiler - High Turndown_A_Achievable Economic TRC Potential | F14 | Industrial | Stone, Clay, and Glass | Existing | Space Heating | Natural Gas | Gas Boiler - High Turndown | A | Purchases (Cumulative) | Achievable Economic TRC Potential | 0 | 0 | 0 | 0 | 0 | 0.35174 | 0.70328 | 1.0527 | 1.4024 | 1.7524 | 2.0633 | 2.3114 | 2.5095 | 2.6654 | 2.7906 | 2.8898 | 2.9692 | 3.0324 | 3.0825 | 3.1226 | 3.1546 | 3.1548 | 3.1549 | 3.1549 | 3.1549 | 3.155 | 3.155 | 3.155 | 3.155 | 3.155 | 3.155
F1_Industrial_Stone, Clay, and Glass_Existing_Process_Natural Gas_Gas Boiler - High Turndown_A_Achievable Economic TRC Potential | F1 | Industrial | Stone, Clay, and Glass | Existing | Process | Natural Gas | Gas Boiler - High Turndown | A | Original Unit Energy Savings (kWh or therms) | Achievable Economic TRC Potential | 0 | 0 | 0 | 0 | 0 | 5.7404 | 5.7404 | 5.7404 | 5.7404 | 5.7404 | 5.7404 | 5.7404 | 5.7404 | 5.7404 | 5.7404 | 5.7404 | 5.7404 | 5.7404 | 5.7404 | 5.7404 | 5.7404 | 5.7404 | 5.7404 | 5.7404 | 5.7404 | 5.7404 | 5.7404 | 5.7404 | 5.7404 | 5.7404 | 5.7404
F2_Industrial_Stone, Clay, and Glass_Existing_Process_Natural Gas_Gas Boiler - High Turndown_A_Achievable Economic TRC Potential | F2 | Industrial | Stone, Clay, and Glass | Existing | Process | Natural Gas | Gas Boiler - High Turndown | A | Original Unit Summer Peak Savings (kW) | Achievable Economic TRC Potential | 0 | 0 | 0 | 0 | 0 | 0 | 0 | 0 | 0 | 0 | 0 | 0 | 0 | 0 | 0 | 0 | 0 | 0 | 0 | 0 | 0 | 0 | 0 | 0 | 0 | 0 | 0 | 0 | 0 | 0 | 0
F3_Industrial_Stone, Clay, and Glass_Existing_Process_Natural Gas_Gas Boiler - High Turndown_A_Achievable Economic TRC Potential | F3 | Industrial | Stone, Clay, and Glass | Existing | Process | Natural Gas | Gas Boiler - High Turndown | A | Original Unit Winter Peak Savings (kW) | Achievable Economic TRC Potential | 0 | 0 | 0 | 0 | 0 | 0 | 0 | 0 | 0 | 0 | 0 | 0 | 0 | 0 | 0 | 0 | 0 | 0 | 0 | 0 | 0 | 0 | 0 | 0 | 0 | 0 | 0 | 0 | 0 | 0 | 0
F4_Industrial_Stone, Clay, and Glass_Existing_Process_Natural Gas_Gas Boiler - High Turndown_A_Achievable Economic TRC Potential | F4 | Industrial | Stone, Clay, and Glass | Existing | Process | Natural Gas | Gas Boiler - High Turndown | A | Standalone Impact on Baseline Energy (%) | Achievable Economic TRC Potential | 0% | 0% | 0% | 0% | 0% | 0.001422% | 0.002844% | 0.004282% | 0.005702% | 0.007119% | 0.00849% | 0.009536% | 0.01037% | 0.0112% | 0.01168% | 0.01221% | 0.01254% | 0.01288% | 0.01321% | 0.01336% | 0.01356% | 0.01361% | 0.01366% | 0.01371% | 0.00013749 | 0.0001379 | 0.00013826 | 0.0001386 | 0 | 0 | 0
F5_Industrial_Stone, Clay, and Glass_Existing_Process_Natural Gas_Gas Boiler - High Turndown_A_Achievable Economic TRC Potential | F5 | Industrial | Stone, Clay, and Glass | Existing | Process | Natural Gas | Gas Boiler - High Turndown | A | Standalone Impact on Baseline Summer Peak (%) | Achievable Economic TRC Potential | 0% | 0% | 0% | 0% | 0% | 0% | 0% | 0% | 0% | 0% | 0% | 0% | 0% | 0% | 0% | 0% | 0% | 0% | 0% | 0% | 0% | 0% | 0% | 0% | 0 | 0 | 0 | 0 | 0 | 0 | 0
F6_Industrial_Stone, Clay, and Glass_Existing_Process_Natural Gas_Gas Boiler - High Turndown_A_Achievable Economic TRC Potential | F6 | Industrial | Stone, Clay, and Glass | Existing | Process | Natural Gas | Gas Boiler - High Turndown | A | Standalone Impact on Baseline Winter Peak (%) | Achievable Economic TRC Potential | 0% | 0% | 0% | 0% | 0% | 0% | 0% | 0% | 0% | 0% | 0% | 0% | 0% | 0% | 0% | 0% | 0% | 0% | 0% | 0% | 0% | 0% | 0% | 0% | 0 | 0 | 0 | 0 | 0 | 0 | 0
F7_Industrial_Stone, Clay, and Glass_Existing_Process_Natural Gas_Gas Boiler - High Turndown_A_Achievable Economic TRC Potential | F7 | Industrial | Stone, Clay, and Glass | Existing | Process | Natural Gas | Gas Boiler - High Turndown | A | Incremental Energy Savings (MWh or mTherms) | Achievable Economic TRC Potential | 0 | 0 | 0 | 0 | 0 | 0.022386 | 0.022374 | 0.022242 | 0.022254 | 0.022272 | 0.01979 | 0.015789 | 0.012606 | 0.0099243 | 0.0079697 | 0.006315 | 0.0050526 | 0.0040218 | 0.0031887 | 0.002554 | 0.0020347 | 1.3825e-05 | 4.9193e-06 | 1.6714e-06 | 5.4329e-07 | 4.6045e-07 | 4.5922e-07 | 4.5811e-07 | 4.5711e-07 | 4.5622e-07 | 4.5545e-07
F8_Industrial_Stone, Clay, and Glass_Existing_Process_Natural Gas_Gas Boiler - High Turndown_A_Achievable Economic TRC Potential | F8 | Industrial | Stone, Clay, and Glass | Existing | Process | Natural Gas | Gas Boiler - High Turndown | A | Incremental Summer Peak Savings (MW) | Achievable Economic TRC Potential | 0 | 0 | 0 | 0 | 0 | 0 | 0 | 0 | 0 | 0 | 0 | 0 | 0 | 0 | 0 | 0 | 0 | 0 | 0 | 0 | 0 | 0 | 0 | 0 | 0 | 0 | 0 | 0 | 0 | 0 | 0
F9_Industrial_Stone, Clay, and Glass_Existing_Process_Natural Gas_Gas Boiler - High Turndown_A_Achievable Economic TRC Potential | F9 | Industrial | Stone, Clay, and Glass | Existing | Process | Natural Gas | Gas Boiler - High Turndown | A | Incremental Winter Peak Savings (MW) | Achievable Economic TRC Potential | 0 | 0 | 0 | 0 | 0 | 0 | 0 | 0 | 0 | 0 | 0 | 0 | 0 | 0 | 0 | 0 | 0 | 0 | 0 | 0 | 0 | 0 | 0 | 0 | 0 | 0 | 0 | 0 | 0 | 0 | 0
F10_Industrial_Stone, Clay, and Glass_Existing_Process_Natural Gas_Gas Boiler - High Turndown_A_Achievable Economic TRC Potential | F10 | Industrial | Stone, Clay, and Glass | Existing | Process | Natural Gas | Gas Boiler - High Turndown | A | Cumulative Energy Savings (MWh or mTherms) | Achievable Economic TRC Potential | 0 | 0 | 0 | 0 | 0 | 0.022386 | 0.044759 | 0.067001 | 0.089254 | 0.11153 | 0.13132 | 0.14711 | 0.15971 | 0.16964 | 0.17761 | 0.18392 | 0.18897 | 0.19299 | 0.19618 | 0.19874 | 0.20077 | 0.20079 | 0.20079 | 0.20079 | 0.20079 | 0.20079 | 0.20079 | 0.20079 | 0.20079 | 0.2008 | 0.2008
F11_Industrial_Stone, Clay, and Glass_Existing_Process_Natural Gas_Gas Boiler - High Turndown_A_Achievable Economic TRC Potential | F11 | Industrial | Stone, Clay, and Glass | Existing | Process | Natural Gas | Gas Boiler - High Turndown | A | Cumulative Summer Peak Savings (MW) | Achievable Economic TRC Potential | 0 | 0 | 0 | 0 | 0 | 0 | 0 | 0 | 0 | 0 | 0 | 0 | 0 | 0 | 0 | 0 | 0 | 0 | 0 | 0 | 0 | 0 | 0 | 0 | 0 | 0 | 0 | 0 | 0 | 0 | 0
F12_Industrial_Stone, Clay, and Glass_Existing_Process_Natural Gas_Gas Boiler - High Turndown_A_Achievable Economic TRC Potential | F12 | Industrial | Stone, Clay, and Glass | Existing | Process | Natural Gas | Gas Boiler - High Turndown | A | Cumulative Winter Peak Savings (MW) | Achievable Economic TRC Potential | 0 | 0 | 0 | 0 | 0 | 0 | 0 | 0 | 0 | 0 | 0 | 0 | 0 | 0 | 0 | 0 | 0 | 0 | 0 | 0 | 0 | 0 | 0 | 0 | 0 | 0 | 0 | 0 | 0 | 0 | 0
F13_Industrial_Stone, Clay, and Glass_Existing_Process_Natural Gas_Gas Boiler - High Turndown_A_Achievable Economic TRC Potential | F13 | Industrial | Stone, Clay, and Glass | Existing | Process | Natural Gas | Gas Boiler - High Turndown | A | Purchases (Incremental) | Achievable Economic TRC Potential | 0 | 0 | 0 | 0 | 0 | 3.8997 | 3.8976 | 3.8746 | 3.8767 | 3.8799 | 3.4476 | 2.7505 | 2.1959 | 1.7289 | 1.3884 | 1.1001 | 0.88019 | 0.70061 | 0.55549 | 0.44492 | 0.35446 | 0.0024083 | 0.00085697 | 0.00029116 | 9.4643e-05 | 8.0213e-05 | 7.9999e-05 | 7.9805e-05 | 7.9631e-05 | 7.9477e-05 | 7.9341e-05
F14_Industrial_Stone, Clay, and Glass_Existing_Process_Natural Gas_Gas Boiler - High Turndown_A_Achievable Economic TRC Potential | F14 | Industrial | Stone, Clay, and Glass | Existing | Process | Natural Gas | Gas Boiler - High Turndown | A | Purchases (Cumulative) | Achievable Economic TRC Potential | 0 | 0 | 0 | 0 | 0 | 3.8997 | 7.7973 | 11.6719 | 15.5486 | 19.4285 | 22.876 | 25.6265 | 27.8225 | 29.5513 | 30.9397 | 32.0398 | 32.92 | 33.6206 | 34.1761 | 34.621 | 34.9755 | 34.9779 | 34.9787 | 34.979 | 34.9791 | 34.9792 | 34.9793 | 34.9794 | 34.9794 | 34.9795 | 34.9796
F1_Industrial_Stone, Clay, and Glass_Existing_Space Heating_Natural Gas_Gas Boiler - Burner Control Optimization_A_Achievable Economic TRC Potential | F1 | Industrial | Stone, Clay, and Glass | Existing | Space Heating | Natural Gas | Gas Boiler - Burner Control Optimization | A | Original Unit Energy Savings (kWh or therms) | Achievable Economic TRC Potential | 0 | 0 | 0 | 0 | 0 | 2.7745 | 2.7557 | 2.737 | 2.7182 | 2.6995 | 2.6813 | 2.6633 | 2.6454 | 2.6278 | 2.6092 | 2.592 | 2.5751 | 2.5585 | 2.5421 | 2.5256 | 2.5097 | 2.4932 | 2.4773 | 2.4618 | 2.4463 | 2.4321 | 2.4191 | 2.4073 | 2.3965 | 2.3867 | 2.3777
F2_Industrial_Stone, Clay, and Glass_Existing_Space Heating_Natural Gas_Gas Boiler - Burner Control Optimization_A_Achievable Economic TRC Potential | F2 | Industrial | Stone, Clay, and Glass | Existing | Space Heating | Natural Gas | Gas Boiler - Burner Control Optimization | A | Original Unit Summer Peak Savings (kW) | Achievable Economic TRC Potential | 0 | 0 | 0 | 0 | 0 | 0 | 0 | 0 | 0 | 0 | 0 | 0 | 0 | 0 | 0 | 0 | 0 | 0 | 0 | 0 | 0 | 0 | 0 | 0 | 0 | 0 | 0 | 0 | 0 | 0 | 0
F3_Industrial_Stone, Clay, and Glass_Existing_Space Heating_Natural Gas_Gas Boiler - Burner Control Optimization_A_Achievable Economic TRC Potential | F3 | Industrial | Stone, Clay, and Glass | Existing | Space Heating | Natural Gas | Gas Boiler - Burner Control Optimization | A | Original Unit Winter Peak Savings (kW) | Achievable Economic TRC Potential | 0 | 0 | 0 | 0 | 0 | 0 | 0 | 0 | 0 | 0 | 0 | 0 | 0 | 0 | 0 | 0 | 0 | 0 | 0 | 0 | 0 | 0 | 0 | 0 | 0 | 0 | 0 | 0 | 0 | 0 | 0
F4_Industrial_Stone, Clay, and Glass_Existing_Space Heating_Natural Gas_Gas Boiler - Burner Control Optimization_A_Achievable Economic TRC Potential | F4 | Industrial | Stone, Clay, and Glass | Existing | Space Heating | Natural Gas | Gas Boiler - Burner Control Optimization | A | Standalone Impact on Baseline Energy (%) | Achievable Economic TRC Potential | 0% | 0% | 0% | 0% | 0% | 0.0003306% | 0.000849% | 0.00189% | 0.003702% | 0.00652% | 0.01056% | 0.01562% | 0.02153% | 0.02822% | 0.03446% | 0.04074% | 0.04594% | 0.05046% | 0.05423% | 0.0566% | 0.05853% | 0.05987% | 0.06076% | 0.06135% | 0.00061767 | 0.00061879 | 0.00061986 | 0.00062085 | 0 | 0 | 0
F5_Industrial_Stone, Clay, and Glass_Existing_Space Heating_Natural Gas_Gas Boiler - Burner Control Optimization_A_Achievable Economic TRC Potential | F5 | Industrial | Stone, Clay, and Glass | Existing | Space Heating | Natural Gas | Gas Boiler - Burner Control Optimization | A | Standalone Impact on Baseline Summer Peak (%) | Achievable Economic TRC Potential | 0% | 0% | 0% | 0% | 0% | 0% | 0% | 0% | 0% | 0% | 0% | 0% | 0% | 0% | 0% | 0% | 0% | 0% | 0% | 0% | 0% | 0% | 0% | 0% | 0 | 0 | 0 | 0 | 0 | 0 | 0
F6_Industrial_Stone, Clay, and Glass_Existing_Space Heating_Natural Gas_Gas Boiler - Burner Control Optimization_A_Achievable Economic TRC Potential | F6 | Industrial | Stone, Clay, and Glass | Existing | Space Heating | Natural Gas | Gas Boiler - Burner Control Optimization | A | Standalone Impact on Baseline Winter Peak (%) | Achievable Economic TRC Potential | 0% | 0% | 0% | 0% | 0% | 0% | 0% | 0% | 0% | 0% | 0% | 0% | 0% | 0% | 0% | 0% | 0% | 0% | 0% | 0% | 0% | 0% | 0% | 0% | 0 | 0 | 0 | 0 | 0 | 0 | 0
F7_Industrial_Stone, Clay, and Glass_Existing_Space Heating_Natural Gas_Gas Boiler - Burner Control Optimization_A_Achievable Economic TRC Potential | F7 | Industrial | Stone, Clay, and Glass | Existing | Space Heating | Natural Gas | Gas Boiler - Burner Control Optimization | A | Incremental Energy Savings (MWh or mTherms) | Achievable Economic TRC Potential | 0 | 0 | 0 | 0 | 0 | 0.00026325 | 0.00041077 | 0.00081116 | 0.0014105 | 0.0021809 | 0.0029941 | 0.0037748 | 0.0043655 | 0.0045959 | 0.0045807 | 0.0042067 | 0.0036573 | 0.0029774 | 0.0022804 | 0.0016714 | 0.0011578 | 0.0007638 | 0.00048119 | 0.00029008 | 0.00019455 | 0 | 0 | 0 | 0 | 0 | 0
F8_Industrial_Stone, Clay, and Glass_Existing_Space Heating_Natural Gas_Gas Boiler - Burner Control Optimization_A_Achievable Economic TRC Potential | F8 | Industrial | Stone, Clay, and Glass | Existing | Space Heating | Natural Gas | Gas Boiler - Burner Control Optimization | A | Incremental Summer Peak Savings (MW) | Achievable Economic TRC Potential | 0 | 0 | 0 | 0 | 0 | 0 | 0 | 0 | 0 | 0 | 0 | 0 | 0 | 0 | 0 | 0 | 0 | 0 | 0 | 0 | 0 | 0 | 0 | 0 | 0 | 0 | 0 | 0 | 0 | 0 | 0
F9_Industrial_Stone, Clay, and Glass_Existing_Space Heating_Natural Gas_Gas Boiler - Burner Control Optimization_A_Achievable Economic TRC Potential | F9 | Industrial | Stone, Clay, and Glass | Existing | Space Heating | Natural Gas | Gas Boiler - Burner Control Optimization | A | Incremental Winter Peak Savings (MW) | Achievable Economic TRC Potential | 0 | 0 | 0 | 0 | 0 | 0 | 0 | 0 | 0 | 0 | 0 | 0 | 0 | 0 | 0 | 0 | 0 | 0 | 0 | 0 | 0 | 0 | 0 | 0 | 0 | 0 | 0 | 0 | 0 | 0 | 0
F10_Industrial_Stone, Clay, and Glass_Existing_Space Heating_Natural Gas_Gas Boiler - Burner Control Optimization_A_Achievable Economic TRC Potential | F10 | Industrial | Stone, Clay, and Glass | Existing | Space Heating | Natural Gas | Gas Boiler - Burner Control Optimization | A | Cumulative Energy Savings (MWh or mTherms) | Achievable Economic TRC Potential | 0 | 0 | 0 | 0 | 0 | 0.00026325 | 0.00067223 | 0.0014788 | 0.0028792 | 0.0050403 | 0.0080004 | 0.011721 | 0.016008 | 0.020498 | 0.024933 | 0.028976 | 0.032444 | 0.035212 | 0.037266 | 0.038697 | 0.039611 | 0.040114 | 0.040339 | 0.040377 | 0.040317 | 0.040083 | 0.039869 | 0.039675 | 0.039497 | 0.039335 | 0.039187
F11_Industrial_Stone, Clay, and Glass_Existing_Space Heating_Natural Gas_Gas Boiler - Burner Control Optimization_A_Achievable Economic TRC Potential | F11 | Industrial | Stone, Clay, and Glass | Existing | Space Heating | Natural Gas | Gas Boiler - Burner Control Optimization | A | Cumulative Summer Peak Savings (MW) | Achievable Economic TRC Potential | 0 | 0 | 0 | 0 | 0 | 0 | 0 | 0 | 0 | 0 | 0 | 0 | 0 | 0 | 0 | 0 | 0 | 0 | 0 | 0 | 0 | 0 | 0 | 0 | 0 | 0 | 0 | 0 | 0 | 0 | 0
F12_Industrial_Stone, Clay, and Glass_Existing_Space Heating_Natural Gas_Gas Boiler - Burner Control Optimization_A_Achievable Economic TRC Potential | F12 | Industrial | Stone, Clay, and Glass | Existing | Space Heating | Natural Gas | Gas Boiler - Burner Control Optimization | A | Cumulative Winter Peak Savings (MW) | Achievable Economic TRC Potential | 0 | 0 | 0 | 0 | 0 | 0 | 0 | 0 | 0 | 0 | 0 | 0 | 0 | 0 | 0 | 0 | 0 | 0 | 0 | 0 | 0 | 0 | 0 | 0 | 0 | 0 | 0 | 0 | 0 | 0 | 0
F13_Industrial_Stone, Clay, and Glass_Existing_Space Heating_Natural Gas_Gas Boiler - Burner Control Optimization_A_Achievable Economic TRC Potential | F13 | Industrial | Stone, Clay, and Glass | Existing | Space Heating | Natural Gas | Gas Boiler - Burner Control Optimization | A | Purchases (Incremental) | Achievable Economic TRC Potential | 0 | 0 | 0 | 0 | 0 | 0.094882 | 0.14906 | 0.29637 | 0.51893 | 0.80789 | 1.1167 | 1.4173 | 1.6502 | 1.7489 | 1.7556 | 1.6229 | 1.4203 | 1.1637 | 0.89706 | 0.66177 | 0.46133 | 0.30635 | 0.19424 | 0.11783 | 0.079531 | 0 | 0 | 0 | 0 | 0 | 0
F14_Industrial_Stone, Clay, and Glass_Existing_Space Heating_Natural Gas_Gas Boiler - Burner Control Optimization_A_Achievable Economic TRC Potential | F14 | Industrial | Stone, Clay, and Glass | Existing | Space Heating | Natural Gas | Gas Boiler - Burner Control Optimization | A | Purchases (Cumulative) | Achievable Economic TRC Potential | 0 | 0 | 0 | 0 | 0 | 0.094882 | 0.24395 | 0.54032 | 1.0592 | 1.8671 | 2.9838 | 4.4012 | 6.0514 | 7.8003 | 9.5559 | 11.1789 | 12.5991 | 13.7629 | 14.6599 | 15.3217 | 15.783 | 16.0894 | 16.2836 | 16.4015 | 16.481 | 16.481 | 16.481 | 16.481 | 16.481 | 16.481 | 16.481
F1_Industrial_Stone, Clay, and Glass_Existing_Process_Natural Gas_Gas Boiler - Burner Control Optimization_A_Achievable Economic TRC Potential | F1 | Industrial | Stone, Clay, and Glass | Existing | Process | Natural Gas | Gas Boiler - Burner Control Optimization | A | Original Unit Energy Savings (kWh or therms) | Achievable Economic TRC Potential | 0 | 0 | 0 | 0 | 0 | 1.6647 | 1.6647 | 1.6647 | 1.6647 | 1.6647 | 1.6647 | 1.6647 | 1.6647 | 1.6647 | 1.6647 | 1.6647 | 1.6647 | 1.6647 | 1.6647 | 1.6647 | 1.6647 | 1.6647 | 1.6647 | 1.6647 | 1.6647 | 1.6647 | 1.6647 | 1.6647 | 1.6647 | 1.6647 | 1.6647
F2_Industrial_Stone, Clay, and Glass_Existing_Process_Natural Gas_Gas Boiler - Burner Control Optimization_A_Achievable Economic TRC Potential | F2 | Industrial | Stone, Clay, and Glass | Existing | Process | Natural Gas | Gas Boiler - Burner Control Optimization | A | Original Unit Summer Peak Savings (kW) | Achievable Economic TRC Potential | 0 | 0 | 0 | 0 | 0 | 0 | 0 | 0 | 0 | 0 | 0 | 0 | 0 | 0 | 0 | 0 | 0 | 0 | 0 | 0 | 0 | 0 | 0 | 0 | 0 | 0 | 0 | 0 | 0 | 0 | 0
F3_Industrial_Stone, Clay, and Glass_Existing_Process_Natural Gas_Gas Boiler - Burner Control Optimization_A_Achievable Economic TRC Potential | F3 | Industrial | Stone, Clay, and Glass | Existing | Process | Natural Gas | Gas Boiler - Burner Control Optimization | A | Original Unit Winter Peak Savings (kW) | Achievable Economic TRC Potential | 0 | 0 | 0 | 0 | 0 | 0 | 0 | 0 | 0 | 0 | 0 | 0 | 0 | 0 | 0 | 0 | 0 | 0 | 0 | 0 | 0 | 0 | 0 | 0 | 0 | 0 | 0 | 0 | 0 | 0 | 0
F4_Industrial_Stone, Clay, and Glass_Existing_Process_Natural Gas_Gas Boiler - Burner Control Optimization_A_Achievable Economic TRC Potential | F4 | Industrial | Stone, Clay, and Glass | Existing | Process | Natural Gas | Gas Boiler - Burner Control Optimization | A | Standalone Impact on Baseline Energy (%) | Achievable Economic TRC Potential | 0% | 0% | 0% | 0% | 0% | 0.0001112% | 0.0002861% | 0.0006374% | 0.001249% | 0.0022% | 0.00356% | 0.005266% | 0.007255% | 0.009503% | 0.0116% | 0.0137% | 0.01544% | 0.01695% | 0.01821% | 0.01901% | 0.01967% | 0.02013% | 0.02045% | 0.02066% | 0.00020829 | 0.0002089 | 0.00020946 | 0.00020997 | 0 | 0 | 0
F5_Industrial_Stone, Clay, and Glass_Existing_Process_Natural Gas_Gas Boiler - Burner Control Optimization_A_Achievable Economic TRC Potential | F5 | Industrial | Stone, Clay, and Glass | Existing | Process | Natural Gas | Gas Boiler - Burner Control Optimization | A | Standalone Impact on Baseline Summer Peak (%) | Achievable Economic TRC Potential | 0% | 0% | 0% | 0% | 0% | 0% | 0% | 0% | 0% | 0% | 0% | 0% | 0% | 0% | 0% | 0% | 0% | 0% | 0% | 0% | 0% | 0% | 0% | 0% | 0 | 0 | 0 | 0 | 0 | 0 | 0
F6_Industrial_Stone, Clay, and Glass_Existing_Process_Natural Gas_Gas Boiler - Burner Control Optimization_A_Achievable Economic TRC Potential | F6 | Industrial | Stone, Clay, and Glass | Existing | Process | Natural Gas | Gas Boiler - Burner Control Optimization | A | Standalone Impact on Baseline Winter Peak (%) | Achievable Economic TRC Potential | 0% | 0% | 0% | 0% | 0% | 0% | 0% | 0% | 0% | 0% | 0% | 0% | 0% | 0% | 0% | 0% | 0% | 0% | 0% | 0% | 0% | 0% | 0% | 0% | 0 | 0 | 0 | 0 | 0 | 0 | 0
F7_Industrial_Stone, Clay, and Glass_Existing_Process_Natural Gas_Gas Boiler - Burner Control Optimization_A_Achievable Economic TRC Potential | F7 | Industrial | Stone, Clay, and Glass | Existing | Process | Natural Gas | Gas Boiler - Burner Control Optimization | A | Incremental Energy Savings (MWh or mTherms) | Achievable Economic TRC Potential | 0 | 0 | 0 | 0 | 0 | 0.0017512 | 0.0027512 | 0.00547 | 0.0095777 | 0.014911 | 0.02061 | 0.02616 | 0.030458 | 0.03228 | 0.032403 | 0.029954 | 0.026213 | 0.021479 | 0.016557 | 0.012214 | 0.0085145 | 0.0056543 | 0.0035851 | 0.0021748 | 0.0014679 | 0 | 0 | 0 | 0 | 0 | 0
F8_Industrial_Stone, Clay, and Glass_Existing_Process_Natural Gas_Gas Boiler - Burner Control Optimization_A_Achievable Economic TRC Potential | F8 | Industrial | Stone, Clay, and Glass | Existing | Process | Natural Gas | Gas Boiler - Burner Control Optimization | A | Incremental Summer Peak Savings (MW) | Achievable Economic TRC Potential | 0 | 0 | 0 | 0 | 0 | 0 | 0 | 0 | 0 | 0 | 0 | 0 | 0 | 0 | 0 | 0 | 0 | 0 | 0 | 0 | 0 | 0 | 0 | 0 | 0 | 0 | 0 | 0 | 0 | 0 | 0
F9_Industrial_Stone, Clay, and Glass_Existing_Process_Natural Gas_Gas Boiler - Burner Control Optimization_A_Achievable Economic TRC Potential | F9 | Industrial | Stone, Clay, and Glass | Existing | Process | Natural Gas | Gas Boiler - Burner Control Optimization | A | Incremental Winter Peak Savings (MW) | Achievable Economic TRC Potential | 0 | 0 | 0 | 0 | 0 | 0 | 0 | 0 | 0 | 0 | 0 | 0 | 0 | 0 | 0 | 0 | 0 | 0 | 0 | 0 | 0 | 0 | 0 | 0 | 0 | 0 | 0 | 0 | 0 | 0 | 0
F10_Industrial_Stone, Clay, and Glass_Existing_Process_Natural Gas_Gas Boiler - Burner Control Optimization_A_Achievable Economic TRC Potential | F10 | Industrial | Stone, Clay, and Glass | Existing | Process | Natural Gas | Gas Boiler - Burner Control Optimization | A | Cumulative Energy Savings (MWh or mTherms) | Achievable Economic TRC Potential | 0 | 0 | 0 | 0 | 0 | 0.0017512 | 0.0045024 | 0.0099725 | 0.01955 | 0.034461 | 0.055071 | 0.081231 | 0.11169 | 0.14397 | 0.17637 | 0.20633 | 0.23254 | 0.25402 | 0.27057 | 0.28279 | 0.2913 | 0.29696 | 0.30054 | 0.30272 | 0.30418 | 0.30418 | 0.30418 | 0.30418 | 0.30418 | 0.30418 | 0.30418
F11_Industrial_Stone, Clay, and Glass_Existing_Process_Natural Gas_Gas Boiler - Burner Control Optimization_A_Achievable Economic TRC Potential | F11 | Industrial | Stone, Clay, and Glass | Existing | Process | Natural Gas | Gas Boiler - Burner Control Optimization | A | Cumulative Summer Peak Savings (MW) | Achievable Economic TRC Potential | 0 | 0 | 0 | 0 | 0 | 0 | 0 | 0 | 0 | 0 | 0 | 0 | 0 | 0 | 0 | 0 | 0 | 0 | 0 | 0 | 0 | 0 | 0 | 0 | 0 | 0 | 0 | 0 | 0 | 0 | 0
F12_Industrial_Stone, Clay, and Glass_Existing_Process_Natural Gas_Gas Boiler - Burner Control Optimization_A_Achievable Economic TRC Potential | F12 | Industrial | Stone, Clay, and Glass | Existing | Process | Natural Gas | Gas Boiler - Burner Control Optimization | A | Cumulative Winter Peak Savings (MW) | Achievable Economic TRC Potential | 0 | 0 | 0 | 0 | 0 | 0 | 0 | 0 | 0 | 0 | 0 | 0 | 0 | 0 | 0 | 0 | 0 | 0 | 0 | 0 | 0 | 0 | 0 | 0 | 0 | 0 | 0 | 0 | 0 | 0 | 0
F13_Industrial_Stone, Clay, and Glass_Existing_Process_Natural Gas_Gas Boiler - Burner Control Optimization_A_Achievable Economic TRC Potential | F13 | Industrial | Stone, Clay, and Glass | Existing | Process | Natural Gas | Gas Boiler - Burner Control Optimization | A | Purchases (Incremental) | Achievable Economic TRC Potential | 0 | 0 | 0 | 0 | 0 | 1.052 | 1.6527 | 3.2859 | 5.7534 | 8.9571 | 12.3807 | 15.7142 | 18.296 | 19.3905 | 19.4646 | 17.9937 | 15.7465 | 12.9025 | 9.9457 | 7.3371 | 5.1147 | 3.3966 | 2.1536 | 1.3064 | 0.88176 | 0 | 0 | 0 | 0 | 0 | 0
F14_Industrial_Stone, Clay, and Glass_Existing_Process_Natural Gas_Gas Boiler - Burner Control Optimization_A_Achievable Economic TRC Potential | F14 | Industrial | Stone, Clay, and Glass | Existing | Process | Natural Gas | Gas Boiler - Burner Control Optimization | A | Purchases (Cumulative) | Achievable Economic TRC Potential | 0 | 0 | 0 | 0 | 0 | 1.052 | 2.7046 | 5.9905 | 11.7439 | 20.701 | 33.0818 | 48.796 | 67.092 | 86.4826 | 105.9471 | 123.9408 | 139.6873 | 152.5898 | 162.5355 | 169.8726 | 174.9874 | 178.3839 | 180.5375 | 181.8439 | 182.7257 | 182.7257 | 182.7257 | 182.7257 | 182.7257 | 182.7257 | 182.7257
F1_Industrial_Stone, Clay, and Glass_Existing_Space Heating_Natural Gas_HVAC - Demand Controlled Ventilation_A_Achievable Economic TRC Potential | F1 | Industrial | Stone, Clay, and Glass | Existing | Space Heating | Natural Gas | HVAC - Demand Controlled Ventilation | A | Original Unit Energy Savings (kWh or therms) | Achievable Economic TRC Potential | 0 | 0 | 0 | 0 | 0 | 0.045714 | 0.045302 | 0.044777 | 0.044244 | 0.043709 | 0.043186 | 0.042667 | 0.042179 | 0.041719 | 0.041255 | 0.04085 | 0.040467 | 0.040108 | 0.03977 | 0.039428 | 0.039096 | 0.038767 | 0.038427 | 0.038101 | 0.037787 | 0.037493 | 0.037218 | 0.03696 | 0.036718 | 0.036492 | 0.03628
F2_Industrial_Stone, Clay, and Glass_Existing_Space Heating_Natural Gas_HVAC - Demand Controlled Ventilation_A_Achievable Economic TRC Potential | F2 | Industrial | Stone, Clay, and Glass | Existing | Space Heating | Natural Gas | HVAC - Demand Controlled Ventilation | A | Original Unit Summer Peak Savings (kW) | Achievable Economic TRC Potential | 0 | 0 | 0 | 0 | 0 | 0 | 0 | 0 | 0 | 0 | 0 | 0 | 0 | 0 | 0 | 0 | 0 | 0 | 0 | 0 | 0 | 0 | 0 | 0 | 0 | 0 | 0 | 0 | 0 | 0 | 0
F3_Industrial_Stone, Clay, and Glass_Existing_Space Heating_Natural Gas_HVAC - Demand Controlled Ventilation_A_Achievable Economic TRC Potential | F3 | Industrial | Stone, Clay, and Glass | Existing | Space Heating | Natural Gas | HVAC - Demand Controlled Ventilation | A | Original Unit Winter Peak Savings (kW) | Achievable Economic TRC Potential | 0 | 0 | 0 | 0 | 0 | 0 | 0 | 0 | 0 | 0 | 0 | 0 | 0 | 0 | 0 | 0 | 0 | 0 | 0 | 0 | 0 | 0 | 0 | 0 | 0 | 0 | 0 | 0 | 0 | 0 | 0
F4_Industrial_Stone, Clay, and Glass_Existing_Space Heating_Natural Gas_HVAC - Demand Controlled Ventilation_A_Achievable Economic TRC Potential | F4 | Industrial | Stone, Clay, and Glass | Existing | Space Heating | Natural Gas | HVAC - Demand Controlled Ventilation | A | Standalone Impact on Baseline Energy (%) | Achievable Economic TRC Potential | 0% | 0% | 0% | 0% | 0% | 0% | 0% | 0% | 0% | 0% | 0% | 0% | 0% | 0% | 0% | 0% | 0% | 0% | 0% | 0% | 0% | 0% | 0% | 0% | 0 | 0 | 0 | 0 | 0 | 0 | 0
F5_Industrial_Stone, Clay, and Glass_Existing_Space Heating_Natural Gas_HVAC - Demand Controlled Ventilation_A_Achievable Economic TRC Potential | F5 | Industrial | Stone, Clay, and Glass | Existing | Space Heating | Natural Gas | HVAC - Demand Controlled Ventilation | A | Standalone Impact on Baseline Summer Peak (%) | Achievable Economic TRC Potential | 0% | 0% | 0% | 0% | 0% | 0% | 0% | 0% | 0% | 0% | 0% | 0% | 0% | 0% | 0% | 0% | 0% | 0% | 0% | 0% | 0% | 0% | 0% | 0% | 0 | 0 | 0 | 0 | 0 | 0 | 0
F6_Industrial_Stone, Clay, and Glass_Existing_Space Heating_Natural Gas_HVAC - Demand Controlled Ventilation_A_Achievable Economic TRC Potential | F6 | Industrial | Stone, Clay, and Glass | Existing | Space Heating | Natural Gas | HVAC - Demand Controlled Ventilation | A | Standalone Impact on Baseline Winter Peak (%) | Achievable Economic TRC Potential | 0% | 0% | 0% | 0% | 0% | 0% | 0% | 0% | 0% | 0% | 0% | 0% | 0% | 0% | 0% | 0% | 0% | 0% | 0% | 0% | 0% | 0% | 0% | 0% | 0 | 0 | 0 | 0 | 0 | 0 | 0
F7_Industrial_Stone, Clay, and Glass_Existing_Space Heating_Natural Gas_HVAC - Demand Controlled Ventilation_A_Achievable Economic TRC Potential | F7 | Industrial | Stone, Clay, and Glass | Existing | Space Heating | Natural Gas | HVAC - Demand Controlled Ventilation | A | Incremental Energy Savings (MWh or mTherms) | Achievable Economic TRC Potential | 0 | 0 | 0 | 0 | 0 | 0 | 0 | 0 | 0 | 0 | 0 | 0 | 0 | 0 | 0 | 0 | 0 | 0 | 0 | 0 | 0 | 0 | 0 | 0 | 0 | 0 | 0 | 0 | 0 | 0 | 0
F8_Industrial_Stone, Clay, and Glass_Existing_Space Heating_Natural Gas_HVAC - Demand Controlled Ventilation_A_Achievable Economic TRC Potential | F8 | Industrial | Stone, Clay, and Glass | Existing | Space Heating | Natural Gas | HVAC - Demand Controlled Ventilation | A | Incremental Summer Peak Savings (MW) | Achievable Economic TRC Potential | 0 | 0 | 0 | 0 | 0 | 0 | 0 | 0 | 0 | 0 | 0 | 0 | 0 | 0 | 0 | 0 | 0 | 0 | 0 | 0 | 0 | 0 | 0 | 0 | 0 | 0 | 0 | 0 | 0 | 0 | 0
F9_Industrial_Stone, Clay, and Glass_Existing_Space Heating_Natural Gas_HVAC - Demand Controlled Ventilation_A_Achievable Economic TRC Potential | F9 | Industrial | Stone, Clay, and Glass | Existing | Space Heating | Natural Gas | HVAC - Demand Controlled Ventilation | A | Incremental Winter Peak Savings (MW) | Achievable Economic TRC Potential | 0 | 0 | 0 | 0 | 0 | 0 | 0 | 0 | 0 | 0 | 0 | 0 | 0 | 0 | 0 | 0 | 0 | 0 | 0 | 0 | 0 | 0 | 0 | 0 | 0 | 0 | 0 | 0 | 0 | 0 | 0
F10_Industrial_Stone, Clay, and Glass_Existing_Space Heating_Natural Gas_HVAC - Demand Controlled Ventilation_A_Achievable Economic TRC Potential | F10 | Industrial | Stone, Clay, and Glass | Existing | Space Heating | Natural Gas | HVAC - Demand Controlled Ventilation | A | Cumulative Energy Savings (MWh or mTherms) | Achievable Economic TRC Potential | 0 | 0 | 0 | 0 | 0 | 0 | 0 | 0 | 0 | 0 | 0 | 0 | 0 | 0 | 0 | 0 | 0 | 0 | 0 | 0 | 0 | 0 | 0 | 0 | 0 | 0 | 0 | 0 | 0 | 0 | 0
F11_Industrial_Stone, Clay, and Glass_Existing_Space Heating_Natural Gas_HVAC - Demand Controlled Ventilation_A_Achievable Economic TRC Potential | F11 | Industrial | Stone, Clay, and Glass | Existing | Space Heating | Natural Gas | HVAC - Demand Controlled Ventilation | A | Cumulative Summer Peak Savings (MW) | Achievable Economic TRC Potential | 0 | 0 | 0 | 0 | 0 | 0 | 0 | 0 | 0 | 0 | 0 | 0 | 0 | 0 | 0 | 0 | 0 | 0 | 0 | 0 | 0 | 0 | 0 | 0 | 0 | 0 | 0 | 0 | 0 | 0 | 0
F12_Industrial_Stone, Clay, and Glass_Existing_Space Heating_Natural Gas_HVAC - Demand Controlled Ventilation_A_Achievable Economic TRC Potential | F12 | Industrial | Stone, Clay, and Glass | Existing | Space Heating | Natural Gas | HVAC - Demand Controlled Ventilation | A | Cumulative Winter Peak Savings (MW) | Achievable Economic TRC Potential | 0 | 0 | 0 | 0 | 0 | 0 | 0 | 0 | 0 | 0 | 0 | 0 | 0 | 0 | 0 | 0 | 0 | 0 | 0 | 0 | 0 | 0 | 0 | 0 | 0 | 0 | 0 | 0 | 0 | 0 | 0
F13_Industrial_Stone, Clay, and Glass_Existing_Space Heating_Natural Gas_HVAC - Demand Controlled Ventilation_A_Achievable Economic TRC Potential | F13 | Industrial | Stone, Clay, and Glass | Existing | Space Heating | Natural Gas | HVAC - Demand Controlled Ventilation | A | Purchases (Incremental) | Achievable Economic TRC Potential | 0 | 0 | 0 | 0 | 0 | 0 | 0 | 0 | 0 | 0 | 0 | 0 | 0 | 0 | 0 | 0 | 0 | 0 | 0 | 0 | 0 | 0 | 0 | 0 | 0 | 0 | 0 | 0 | 0 | 0 | 0
F14_Industrial_Stone, Clay, and Glass_Existing_Space Heating_Natural Gas_HVAC - Demand Controlled Ventilation_A_Achievable Economic TRC Potential | F14 | Industrial | Stone, Clay, and Glass | Existing | Space Heating | Natural Gas | HVAC - Demand Controlled Ventilation | A | Purchases (Cumulative) | Achievable Economic TRC Potential | 0 | 0 | 0 | 0 | 0 | 0 | 0 | 0 | 0 | 0 | 0 | 0 | 0 | 0 | 0 | 0 | 0 | 0 | 0 | 0 | 0 | 0 | 0 | 0 | 0 | 0 | 0 | 0 | 0 | 0 | 0
F1_Industrial_Stone, Clay, and Glass_Existing_Space Heating_Natural Gas_Gas Boiler - Stack Economizer_A_Achievable Economic TRC Potential | F1 | Industrial | Stone, Clay, and Glass | Existing | Space Heating | Natural Gas | Gas Boiler - Stack Economizer | A | Original Unit Energy Savings (kWh or therms) | Achievable Economic TRC Potential | 0 | 0 | 0 | 0 | 0 | 6.984 | 6.9367 | 6.8896 | 6.8424 | 6.7952 | 6.7494 | 6.704 | 6.6592 | 6.6148 | 6.5679 | 6.5248 | 6.4822 | 6.4402 | 6.399 | 6.3576 | 6.3176 | 6.276 | 6.2359 | 6.197 | 6.1578 | 6.1221 | 6.0895 | 6.0597 | 6.0326 | 6.0078 | 5.9852
F2_Industrial_Stone, Clay, and Glass_Existing_Space Heating_Natural Gas_Gas Boiler - Stack Economizer_A_Achievable Economic TRC Potential | F2 | Industrial | Stone, Clay, and Glass | Existing | Space Heating | Natural Gas | Gas Boiler - Stack Economizer | A | Original Unit Summer Peak Savings (kW) | Achievable Economic TRC Potential | 0 | 0 | 0 | 0 | 0 | 0 | 0 | 0 | 0 | 0 | 0 | 0 | 0 | 0 | 0 | 0 | 0 | 0 | 0 | 0 | 0 | 0 | 0 | 0 | 0 | 0 | 0 | 0 | 0 | 0 | 0
F3_Industrial_Stone, Clay, and Glass_Existing_Space Heating_Natural Gas_Gas Boiler - Stack Economizer_A_Achievable Economic TRC Potential | F3 | Industrial | Stone, Clay, and Glass | Existing | Space Heating | Natural Gas | Gas Boiler - Stack Economizer | A | Original Unit Winter Peak Savings (kW) | Achievable Economic TRC Potential | 0 | 0 | 0 | 0 | 0 | 0 | 0 | 0 | 0 | 0 | 0 | 0 | 0 | 0 | 0 | 0 | 0 | 0 | 0 | 0 | 0 | 0 | 0 | 0 | 0 | 0 | 0 | 0 | 0 | 0 | 0
F4_Industrial_Stone, Clay, and Glass_Existing_Space Heating_Natural Gas_Gas Boiler - Stack Economizer_A_Achievable Economic TRC Potential | F4 | Industrial | Stone, Clay, and Glass | Existing | Space Heating | Natural Gas | Gas Boiler - Stack Economizer | A | Standalone Impact on Baseline Energy (%) | Achievable Economic TRC Potential | 0% | 0% | 0% | 0% | 0% | 0.008228% | 0.01643% | 0.02472% | 0.0329% | 0.04107% | 0.049% | 0.05506% | 0.05993% | 0.06472% | 0.06756% | 0.07069% | 0.07268% | 0.07463% | 0.07654% | 0.07743% | 0.07852% | 0.0788% | 0.07902% | 0.07922% | 0.0007937 | 0.00079515 | 0.00079652 | 0.0007978 | 0 | 0 | 0
F5_Industrial_Stone, Clay, and Glass_Existing_Space Heating_Natural Gas_Gas Boiler - Stack Economizer_A_Achievable Economic TRC Potential | F5 | Industrial | Stone, Clay, and Glass | Existing | Space Heating | Natural Gas | Gas Boiler - Stack Economizer | A | Standalone Impact on Baseline Summer Peak (%) | Achievable Economic TRC Potential | 0% | 0% | 0% | 0% | 0% | 0% | 0% | 0% | 0% | 0% | 0% | 0% | 0% | 0% | 0% | 0% | 0% | 0% | 0% | 0% | 0% | 0% | 0% | 0% | 0 | 0 | 0 | 0 | 0 | 0 | 0
F6_Industrial_Stone, Clay, and Glass_Existing_Space Heating_Natural Gas_Gas Boiler - Stack Economizer_A_Achievable Economic TRC Potential | F6 | Industrial | Stone, Clay, and Glass | Existing | Space Heating | Natural Gas | Gas Boiler - Stack Economizer | A | Standalone Impact on Baseline Winter Peak (%) | Achievable Economic TRC Potential | 0% | 0% | 0% | 0% | 0% | 0% | 0% | 0% | 0% | 0% | 0% | 0% | 0% | 0% | 0% | 0% | 0% | 0% | 0% | 0% | 0% | 0% | 0% | 0% | 0 | 0 | 0 | 0 | 0 | 0 | 0
F7_Industrial_Stone, Clay, and Glass_Existing_Space Heating_Natural Gas_Gas Boiler - Stack Economizer_A_Achievable Economic TRC Potential | F7 | Industrial | Stone, Clay, and Glass | Existing | Space Heating | Natural Gas | Gas Boiler - Stack Economizer | A | Incremental Energy Savings (MWh or mTherms) | Achievable Economic TRC Potential | 0 | 0 | 0 | 0 | 0 | 0.0065507 | 0.0065028 | 0.0064206 | 0.00638 | 0.0063413 | 0.0055967 | 0.0044351 | 0.0035172 | 0.0027506 | 0.0021932 | 0.0017264 | 0.0013723 | 0.0010853 | 0.00085494 | 0.00068034 | 0.00053861 | 3.6354e-06 | 1.2853e-06 | 4.3397e-07 | 1.4017e-07 | 1.1811e-07 | 1.1717e-07 | 1.1632e-07 | 1.1554e-07 | 1.1484e-07 | 1.1422e-07
F8_Industrial_Stone, Clay, and Glass_Existing_Space Heating_Natural Gas_Gas Boiler - Stack Economizer_A_Achievable Economic TRC Potential | F8 | Industrial | Stone, Clay, and Glass | Existing | Space Heating | Natural Gas | Gas Boiler - Stack Economizer | A | Incremental Summer Peak Savings (MW) | Achievable Economic TRC Potential | 0 | 0 | 0 | 0 | 0 | 0 | 0 | 0 | 0 | 0 | 0 | 0 | 0 | 0 | 0 | 0 | 0 | 0 | 0 | 0 | 0 | 0 | 0 | 0 | 0 | 0 | 0 | 0 | 0 | 0 | 0
F9_Industrial_Stone, Clay, and Glass_Existing_Space Heating_Natural Gas_Gas Boiler - Stack Economizer_A_Achievable Economic TRC Potential | F9 | Industrial | Stone, Clay, and Glass | Existing | Space Heating | Natural Gas | Gas Boiler - Stack Economizer | A | Incremental Winter Peak Savings (MW) | Achievable Economic TRC Potential | 0 | 0 | 0 | 0 | 0 | 0 | 0 | 0 | 0 | 0 | 0 | 0 | 0 | 0 | 0 | 0 | 0 | 0 | 0 | 0 | 0 | 0 | 0 | 0 | 0 | 0 | 0 | 0 | 0 | 0 | 0
F10_Industrial_Stone, Clay, and Glass_Existing_Space Heating_Natural Gas_Gas Boiler - Stack Economizer_A_Achievable Economic TRC Potential | F10 | Industrial | Stone, Clay, and Glass | Existing | Space Heating | Natural Gas | Gas Boiler - Stack Economizer | A | Cumulative Energy Savings (MWh or mTherms) | Achievable Economic TRC Potential | 0 | 0 | 0 | 0 | 0 | 0.0065507 | 0.013009 | 0.019341 | 0.025589 | 0.031754 | 0.037136 | 0.041322 | 0.044562 | 0.047016 | 0.048876 | 0.050281 | 0.051325 | 0.052079 | 0.0526 | 0.05294 | 0.053146 | 0.052799 | 0.052463 | 0.052136 | 0.051807 | 0.051506 | 0.051232 | 0.050982 | 0.050754 | 0.050546 | 0.050355
F11_Industrial_Stone, Clay, and Glass_Existing_Space Heating_Natural Gas_Gas Boiler - Stack Economizer_A_Achievable Economic TRC Potential | F11 | Industrial | Stone, Clay, and Glass | Existing | Space Heating | Natural Gas | Gas Boiler - Stack Economizer | A | Cumulative Summer Peak Savings (MW) | Achievable Economic TRC Potential | 0 | 0 | 0 | 0 | 0 | 0 | 0 | 0 | 0 | 0 | 0 | 0 | 0 | 0 | 0 | 0 | 0 | 0 | 0 | 0 | 0 | 0 | 0 | 0 | 0 | 0 | 0 | 0 | 0 | 0 | 0
F12_Industrial_Stone, Clay, and Glass_Existing_Space Heating_Natural Gas_Gas Boiler - Stack Economizer_A_Achievable Economic TRC Potential | F12 | Industrial | Stone, Clay, and Glass | Existing | Space Heating | Natural Gas | Gas Boiler - Stack Economizer | A | Cumulative Winter Peak Savings (MW) | Achievable Economic TRC Potential | 0 | 0 | 0 | 0 | 0 | 0 | 0 | 0 | 0 | 0 | 0 | 0 | 0 | 0 | 0 | 0 | 0 | 0 | 0 | 0 | 0 | 0 | 0 | 0 | 0 | 0 | 0 | 0 | 0 | 0 | 0
F13_Industrial_Stone, Clay, and Glass_Existing_Space Heating_Natural Gas_Gas Boiler - Stack Economizer_A_Achievable Economic TRC Potential | F13 | Industrial | Stone, Clay, and Glass | Existing | Space Heating | Natural Gas | Gas Boiler - Stack Economizer | A | Purchases (Incremental) | Achievable Economic TRC Potential | 0 | 0 | 0 | 0 | 0 | 0.93796 | 0.93745 | 0.93192 | 0.93242 | 0.93319 | 0.82921 | 0.66155 | 0.52817 | 0.41583 | 0.33393 | 0.2646 | 0.2117 | 0.16851 | 0.13361 | 0.10701 | 0.085256 | 0.00057925 | 0.00020612 | 7.0029e-05 | 2.2764e-05 | 1.9293e-05 | 1.9241e-05 | 1.9195e-05 | 1.9153e-05 | 1.9116e-05 | 1.9083e-05
F14_Industrial_Stone, Clay, and Glass_Existing_Space Heating_Natural Gas_Gas Boiler - Stack Economizer_A_Achievable Economic TRC Potential | F14 | Industrial | Stone, Clay, and Glass | Existing | Space Heating | Natural Gas | Gas Boiler - Stack Economizer | A | Purchases (Cumulative) | Achievable Economic TRC Potential | 0 | 0 | 0 | 0 | 0 | 0.93796 | 1.8754 | 2.8073 | 3.7398 | 4.6729 | 5.5022 | 6.1637 | 6.6919 | 7.1077 | 7.4416 | 7.7062 | 7.9179 | 8.0864 | 8.2201 | 8.3271 | 8.4123 | 8.4129 | 8.4131 | 8.4132 | 8.4132 | 8.4132 | 8.4132 | 8.4133 | 8.4133 | 8.4133 | 8.4133
F1_Industrial_Stone, Clay, and Glass_Existing_Process_Natural Gas_Gas Boiler - Stack Economizer_A_Achievable Economic TRC Potential | F1 | Industrial | Stone, Clay, and Glass | Existing | Process | Natural Gas | Gas Boiler - Stack Economizer | A | Original Unit Energy Savings (kWh or therms) | Achievable Economic TRC Potential | 0 | 0 | 0 | 0 | 0 | 5.5108 | 5.5108 | 5.5108 | 5.5108 | 5.5108 | 5.5108 | 5.5108 | 5.5108 | 5.5108 | 5.5108 | 5.5108 | 5.5108 | 5.5108 | 5.5108 | 5.5108 | 5.5108 | 5.5108 | 5.5108 | 5.5108 | 5.5108 | 5.5108 | 5.5108 | 5.5108 | 5.5108 | 5.5108 | 5.5108
F2_Industrial_Stone, Clay, and Glass_Existing_Process_Natural Gas_Gas Boiler - Stack Economizer_A_Achievable Economic TRC Potential | F2 | Industrial | Stone, Clay, and Glass | Existing | Process | Natural Gas | Gas Boiler - Stack Economizer | A | Original Unit Summer Peak Savings (kW) | Achievable Economic TRC Potential | 0 | 0 | 0 | 0 | 0 | 0 | 0 | 0 | 0 | 0 | 0 | 0 | 0 | 0 | 0 | 0 | 0 | 0 | 0 | 0 | 0 | 0 | 0 | 0 | 0 | 0 | 0 | 0 | 0 | 0 | 0
F3_Industrial_Stone, Clay, and Glass_Existing_Process_Natural Gas_Gas Boiler - Stack Economizer_A_Achievable Economic TRC Potential | F3 | Industrial | Stone, Clay, and Glass | Existing | Process | Natural Gas | Gas Boiler - Stack Economizer | A | Original Unit Winter Peak Savings (kW) | Achievable Economic TRC Potential | 0 | 0 | 0 | 0 | 0 | 0 | 0 | 0 | 0 | 0 | 0 | 0 | 0 | 0 | 0 | 0 | 0 | 0 | 0 | 0 | 0 | 0 | 0 | 0 | 0 | 0 | 0 | 0 | 0 | 0 | 0
F4_Industrial_Stone, Clay, and Glass_Existing_Process_Natural Gas_Gas Boiler - Stack Economizer_A_Achievable Economic TRC Potential | F4 | Industrial | Stone, Clay, and Glass | Existing | Process | Natural Gas | Gas Boiler - Stack Economizer | A | Standalone Impact on Baseline Energy (%) | Achievable Economic TRC Potential | 0% | 0% | 0% | 0% | 0% | 0.003639% | 0.007281% | 0.01096% | 0.0146% | 0.01822% | 0.02173% | 0.02441% | 0.02656% | 0.02866% | 0.0299% | 0.03126% | 0.03211% | 0.03296% | 0.03381% | 0.03421% | 0.0347% | 0.03484% | 0.03497% | 0.03509% | 0.00035198 | 0.00035301 | 0.00035396 | 0.00035482 | 0 | 0 | 0
F5_Industrial_Stone, Clay, and Glass_Existing_Process_Natural Gas_Gas Boiler - Stack Economizer_A_Achievable Economic TRC Potential | F5 | Industrial | Stone, Clay, and Glass | Existing | Process | Natural Gas | Gas Boiler - Stack Economizer | A | Standalone Impact on Baseline Summer Peak (%) | Achievable Economic TRC Potential | 0% | 0% | 0% | 0% | 0% | 0% | 0% | 0% | 0% | 0% | 0% | 0% | 0% | 0% | 0% | 0% | 0% | 0% | 0% | 0% | 0% | 0% | 0% | 0% | 0 | 0 | 0 | 0 | 0 | 0 | 0
F6_Industrial_Stone, Clay, and Glass_Existing_Process_Natural Gas_Gas Boiler - Stack Economizer_A_Achievable Economic TRC Potential | F6 | Industrial | Stone, Clay, and Glass | Existing | Process | Natural Gas | Gas Boiler - Stack Economizer | A | Standalone Impact on Baseline Winter Peak (%) | Achievable Economic TRC Potential | 0% | 0% | 0% | 0% | 0% | 0% | 0% | 0% | 0% | 0% | 0% | 0% | 0% | 0% | 0% | 0% | 0% | 0% | 0% | 0% | 0% | 0% | 0% | 0% | 0 | 0 | 0 | 0 | 0 | 0 | 0
F7_Industrial_Stone, Clay, and Glass_Existing_Process_Natural Gas_Gas Boiler - Stack Economizer_A_Achievable Economic TRC Potential | F7 | Industrial | Stone, Clay, and Glass | Existing | Process | Natural Gas | Gas Boiler - Stack Economizer | A | Incremental Energy Savings (MWh or mTherms) | Achievable Economic TRC Potential | 0 | 0 | 0 | 0 | 0 | 0.057308 | 0.057276 | 0.056938 | 0.056969 | 0.057016 | 0.050663 | 0.04042 | 0.03227 | 0.025406 | 0.020402 | 0.016166 | 0.012935 | 0.010296 | 0.0081631 | 0.0065382 | 0.0052089 | 3.5391e-05 | 1.2594e-05 | 4.2787e-06 | 1.3908e-06 | 1.1788e-06 | 1.1756e-06 | 1.1728e-06 | 1.1702e-06 | 1.1679e-06 | 1.1659e-06
F8_Industrial_Stone, Clay, and Glass_Existing_Process_Natural Gas_Gas Boiler - Stack Economizer_A_Achievable Economic TRC Potential | F8 | Industrial | Stone, Clay, and Glass | Existing | Process | Natural Gas | Gas Boiler - Stack Economizer | A | Incremental Summer Peak Savings (MW) | Achievable Economic TRC Potential | 0 | 0 | 0 | 0 | 0 | 0 | 0 | 0 | 0 | 0 | 0 | 0 | 0 | 0 | 0 | 0 | 0 | 0 | 0 | 0 | 0 | 0 | 0 | 0 | 0 | 0 | 0 | 0 | 0 | 0 | 0
F9_Industrial_Stone, Clay, and Glass_Existing_Process_Natural Gas_Gas Boiler - Stack Economizer_A_Achievable Economic TRC Potential | F9 | Industrial | Stone, Clay, and Glass | Existing | Process | Natural Gas | Gas Boiler - Stack Economizer | A | Incremental Winter Peak Savings (MW) | Achievable Economic TRC Potential | 0 | 0 | 0 | 0 | 0 | 0 | 0 | 0 | 0 | 0 | 0 | 0 | 0 | 0 | 0 | 0 | 0 | 0 | 0 | 0 | 0 | 0 | 0 | 0 | 0 | 0 | 0 | 0 | 0 | 0 | 0
F10_Industrial_Stone, Clay, and Glass_Existing_Process_Natural Gas_Gas Boiler - Stack Economizer_A_Achievable Economic TRC Potential | F10 | Industrial | Stone, Clay, and Glass | Existing | Process | Natural Gas | Gas Boiler - Stack Economizer | A | Cumulative Energy Savings (MWh or mTherms) | Achievable Economic TRC Potential | 0 | 0 | 0 | 0 | 0 | 0.057308 | 0.11458 | 0.17152 | 0.22849 | 0.28551 | 0.33617 | 0.37659 | 0.40886 | 0.43427 | 0.45467 | 0.47084 | 0.48377 | 0.49407 | 0.50223 | 0.50877 | 0.51398 | 0.51401 | 0.51402 | 0.51403 | 0.51403 | 0.51403 | 0.51403 | 0.51403 | 0.51403 | 0.51404 | 0.51404
F11_Industrial_Stone, Clay, and Glass_Existing_Process_Natural Gas_Gas Boiler - Stack Economizer_A_Achievable Economic TRC Potential | F11 | Industrial | Stone, Clay, and Glass | Existing | Process | Natural Gas | Gas Boiler - Stack Economizer | A | Cumulative Summer Peak Savings (MW) | Achievable Economic TRC Potential | 0 | 0 | 0 | 0 | 0 | 0 | 0 | 0 | 0 | 0 | 0 | 0 | 0 | 0 | 0 | 0 | 0 | 0 | 0 | 0 | 0 | 0 | 0 | 0 | 0 | 0 | 0 | 0 | 0 | 0 | 0
F12_Industrial_Stone, Clay, and Glass_Existing_Process_Natural Gas_Gas Boiler - Stack Economizer_A_Achievable Economic TRC Potential | F12 | Industrial | Stone, Clay, and Glass | Existing | Process | Natural Gas | Gas Boiler - Stack Economizer | A | Cumulative Winter Peak Savings (MW) | Achievable Economic TRC Potential | 0 | 0 | 0 | 0 | 0 | 0 | 0 | 0 | 0 | 0 | 0 | 0 | 0 | 0 | 0 | 0 | 0 | 0 | 0 | 0 | 0 | 0 | 0 | 0 | 0 | 0 | 0 | 0 | 0 | 0 | 0
F13_Industrial_Stone, Clay, and Glass_Existing_Process_Natural Gas_Gas Boiler - Stack Economizer_A_Achievable Economic TRC Potential | F13 | Industrial | Stone, Clay, and Glass | Existing | Process | Natural Gas | Gas Boiler - Stack Economizer | A | Purchases (Incremental) | Achievable Economic TRC Potential | 0 | 0 | 0 | 0 | 0 | 10.3992 | 10.3935 | 10.3322 | 10.3378 | 10.3464 | 9.1935 | 7.3347 | 5.8558 | 4.6103 | 3.7023 | 2.9336 | 2.3472 | 1.8683 | 1.4813 | 1.1864 | 0.94523 | 0.0064221 | 0.0022853 | 0.00077642 | 0.00025238 | 0.0002139 | 0.00021333 | 0.00021281 | 0.00021235 | 0.00021194 | 0.00021158
F14_Industrial_Stone, Clay, and Glass_Existing_Process_Natural Gas_Gas Boiler - Stack Economizer_A_Achievable Economic TRC Potential | F14 | Industrial | Stone, Clay, and Glass | Existing | Process | Natural Gas | Gas Boiler - Stack Economizer | A | Purchases (Cumulative) | Achievable Economic TRC Potential | 0 | 0 | 0 | 0 | 0 | 10.3992 | 20.7928 | 31.125 | 41.4629 | 51.8092 | 61.0027 | 68.3374 | 74.1933 | 78.8035 | 82.5058 | 85.4394 | 87.7866 | 89.6549 | 91.1362 | 92.3227 | 93.2679 | 93.2743 | 93.2766 | 93.2774 | 93.2776 | 93.2779 | 93.2781 | 93.2783 | 93.2785 | 93.2787 | 93.2789
F1_Industrial_Stone, Clay, and Glass_Existing_Space Heating_Natural Gas_Gas Furnace Tube Inserts_A_Achievable Economic TRC Potential | F1 | Industrial | Stone, Clay, and Glass | Existing | Space Heating | Natural Gas | Gas Furnace Tube Inserts | A | Original Unit Energy Savings (kWh or therms) | Achievable Economic TRC Potential | 0 | 0 | 0 | 0 | 0 | 0.086193 | 0.085415 | 0.084425 | 0.083421 | 0.082413 | 0.081426 | 0.080448 | 0.079527 | 0.07866 | 0.077786 | 0.077021 | 0.0763 | 0.075622 | 0.074985 | 0.07434 | 0.073715 | 0.073094 | 0.072454 | 0.071839 | 0.071247 | 0.070693 | 0.070173 | 0.069687 | 0.069231 | 0.068805 | 0.068405
F2_Industrial_Stone, Clay, and Glass_Existing_Space Heating_Natural Gas_Gas Furnace Tube Inserts_A_Achievable Economic TRC Potential | F2 | Industrial | Stone, Clay, and Glass | Existing | Space Heating | Natural Gas | Gas Furnace Tube Inserts | A | Original Unit Summer Peak Savings (kW) | Achievable Economic TRC Potential | 0 | 0 | 0 | 0 | 0 | 0 | 0 | 0 | 0 | 0 | 0 | 0 | 0 | 0 | 0 | 0 | 0 | 0 | 0 | 0 | 0 | 0 | 0 | 0 | 0 | 0 | 0 | 0 | 0 | 0 | 0
F3_Industrial_Stone, Clay, and Glass_Existing_Space Heating_Natural Gas_Gas Furnace Tube Inserts_A_Achievable Economic TRC Potential | F3 | Industrial | Stone, Clay, and Glass | Existing | Space Heating | Natural Gas | Gas Furnace Tube Inserts | A | Original Unit Winter Peak Savings (kW) | Achievable Economic TRC Potential | 0 | 0 | 0 | 0 | 0 | 0 | 0 | 0 | 0 | 0 | 0 | 0 | 0 | 0 | 0 | 0 | 0 | 0 | 0 | 0 | 0 | 0 | 0 | 0 | 0 | 0 | 0 | 0 | 0 | 0 | 0
F4_Industrial_Stone, Clay, and Glass_Existing_Space Heating_Natural Gas_Gas Furnace Tube Inserts_A_Achievable Economic TRC Potential | F4 | Industrial | Stone, Clay, and Glass | Existing | Space Heating | Natural Gas | Gas Furnace Tube Inserts | A | Standalone Impact on Baseline Energy (%) | Achievable Economic TRC Potential | 0% | 0% | 0% | 0% | 0% | 0% | 0% | 0% | 0% | 0% | 0% | 0% | 0% | 0% | 0% | 0% | 0% | 0% | 0% | 0% | 0% | 0% | 0% | 0% | 0 | 0 | 0 | 0 | 0 | 0 | 0
F5_Industrial_Stone, Clay, and Glass_Existing_Space Heating_Natural Gas_Gas Furnace Tube Inserts_A_Achievable Economic TRC Potential | F5 | Industrial | Stone, Clay, and Glass | Existing | Space Heating | Natural Gas | Gas Furnace Tube Inserts | A | Standalone Impact on Baseline Summer Peak (%) | Achievable Economic TRC Potential | 0% | 0% | 0% | 0% | 0% | 0% | 0% | 0% | 0% | 0% | 0% | 0% | 0% | 0% | 0% | 0% | 0% | 0% | 0% | 0% | 0% | 0% | 0% | 0% | 0 | 0 | 0 | 0 | 0 | 0 | 0
F6_Industrial_Stone, Clay, and Glass_Existing_Space Heating_Natural Gas_Gas Furnace Tube Inserts_A_Achievable Economic TRC Potential | F6 | Industrial | Stone, Clay, and Glass | Existing | Space Heating | Natural Gas | Gas Furnace Tube Inserts | A | Standalone Impact on Baseline Winter Peak (%) | Achievable Economic TRC Potential | 0% | 0% | 0% | 0% | 0% | 0% | 0% | 0% | 0% | 0% | 0% | 0% | 0% | 0% | 0% | 0% | 0% | 0% | 0% | 0% | 0% | 0% | 0% | 0% | 0 | 0 | 0 | 0 | 0 | 0 | 0
F7_Industrial_Stone, Clay, and Glass_Existing_Space Heating_Natural Gas_Gas Furnace Tube Inserts_A_Achievable Economic TRC Potential | F7 | Industrial | Stone, Clay, and Glass | Existing | Space Heating | Natural Gas | Gas Furnace Tube Inserts | A | Incremental Energy Savings (MWh or mTherms) | Achievable Economic TRC Potential | 0 | 0 | 0 | 0 | 0 | 0 | 0 | 0 | 0 | 0 | 0 | 0 | 0 | 0 | 0 | 0 | 0 | 0 | 0 | 0 | 0 | 0 | 0 | 0 | 0 | 0 | 0 | 0 | 0 | 0 | 0
F8_Industrial_Stone, Clay, and Glass_Existing_Space Heating_Natural Gas_Gas Furnace Tube Inserts_A_Achievable Economic TRC Potential | F8 | Industrial | Stone, Clay, and Glass | Existing | Space Heating | Natural Gas | Gas Furnace Tube Inserts | A | Incremental Summer Peak Savings (MW) | Achievable Economic TRC Potential | 0 | 0 | 0 | 0 | 0 | 0 | 0 | 0 | 0 | 0 | 0 | 0 | 0 | 0 | 0 | 0 | 0 | 0 | 0 | 0 | 0 | 0 | 0 | 0 | 0 | 0 | 0 | 0 | 0 | 0 | 0
F9_Industrial_Stone, Clay, and Glass_Existing_Space Heating_Natural Gas_Gas Furnace Tube Inserts_A_Achievable Economic TRC Potential | F9 | Industrial | Stone, Clay, and Glass | Existing | Space Heating | Natural Gas | Gas Furnace Tube Inserts | A | Incremental Winter Peak Savings (MW) | Achievable Economic TRC Potential | 0 | 0 | 0 | 0 | 0 | 0 | 0 | 0 | 0 | 0 | 0 | 0 | 0 | 0 | 0 | 0 | 0 | 0 | 0 | 0 | 0 | 0 | 0 | 0 | 0 | 0 | 0 | 0 | 0 | 0 | 0
F10_Industrial_Stone, Clay, and Glass_Existing_Space Heating_Natural Gas_Gas Furnace Tube Inserts_A_Achievable Economic TRC Potential | F10 | Industrial | Stone, Clay, and Glass | Existing | Space Heating | Natural Gas | Gas Furnace Tube Inserts | A | Cumulative Energy Savings (MWh or mTherms) | Achievable Economic TRC Potential | 0 | 0 | 0 | 0 | 0 | 0 | 0 | 0 | 0 | 0 | 0 | 0 | 0 | 0 | 0 | 0 | 0 | 0 | 0 | 0 | 0 | 0 | 0 | 0 | 0 | 0 | 0 | 0 | 0 | 0 | 0
F11_Industrial_Stone, Clay, and Glass_Existing_Space Heating_Natural Gas_Gas Furnace Tube Inserts_A_Achievable Economic TRC Potential | F11 | Industrial | Stone, Clay, and Glass | Existing | Space Heating | Natural Gas | Gas Furnace Tube Inserts | A | Cumulative Summer Peak Savings (MW) | Achievable Economic TRC Potential | 0 | 0 | 0 | 0 | 0 | 0 | 0 | 0 | 0 | 0 | 0 | 0 | 0 | 0 | 0 | 0 | 0 | 0 | 0 | 0 | 0 | 0 | 0 | 0 | 0 | 0 | 0 | 0 | 0 | 0 | 0
F12_Industrial_Stone, Clay, and Glass_Existing_Space Heating_Natural Gas_Gas Furnace Tube Inserts_A_Achievable Economic TRC Potential | F12 | Industrial | Stone, Clay, and Glass | Existing | Space Heating | Natural Gas | Gas Furnace Tube Inserts | A | Cumulative Winter Peak Savings (MW) | Achievable Economic TRC Potential | 0 | 0 | 0 | 0 | 0 | 0 | 0 | 0 | 0 | 0 | 0 | 0 | 0 | 0 | 0 | 0 | 0 | 0 | 0 | 0 | 0 | 0 | 0 | 0 | 0 | 0 | 0 | 0 | 0 | 0 | 0
F13_Industrial_Stone, Clay, and Glass_Existing_Space Heating_Natural Gas_Gas Furnace Tube Inserts_A_Achievable Economic TRC Potential | F13 | Industrial | Stone, Clay, and Glass | Existing | Space Heating | Natural Gas | Gas Furnace Tube Inserts | A | Purchases (Incremental) | Achievable Economic TRC Potential | 0 | 0 | 0 | 0 | 0 | 0 | 0 | 0 | 0 | 0 | 0 | 0 | 0 | 0 | 0 | 0 | 0 | 0 | 0 | 0 | 0 | 0 | 0 | 0 | 0 | 0 | 0 | 0 | 0 | 0 | 0
F14_Industrial_Stone, Clay, and Glass_Existing_Space Heating_Natural Gas_Gas Furnace Tube Inserts_A_Achievable Economic TRC Potential | F14 | Industrial | Stone, Clay, and Glass | Existing | Space Heating | Natural Gas | Gas Furnace Tube Inserts | A | Purchases (Cumulative) | Achievable Economic TRC Potential | 0 | 0 | 0 | 0 | 0 | 0 | 0 | 0 | 0 | 0 | 0 | 0 | 0 | 0 | 0 | 0 | 0 | 0 | 0 | 0 | 0 | 0 | 0 | 0 | 0 | 0 | 0 | 0 | 0 | 0 | 0
F1_Industrial_Stone, Clay, and Glass_Existing_Space Heating_Natural Gas_Space Heating - Heat Recovery Ventilator_A_Achievable Economic TRC Potential | F1 | Industrial | Stone, Clay, and Glass | Existing | Space Heating | Natural Gas | Space Heating - Heat Recovery Ventilator | A | Original Unit Energy Savings (kWh or therms) | Achievable Economic TRC Potential | 0 | 0 | 0 | 0 | 0 | 0.013225 | 0.01316 | 0.01308 | 0.012996 | 0.012907 | 0.012817 | 0.012725 | 0.012634 | 0.012542 | 0.012443 | 0.012352 | 0.012262 | 0.012178 | 0.0121 | 0.012025 | 0.011953 | 0.011879 | 0.011813 | 0.011751 | 0.011691 | 0.011636 | 0.011585 | 0.011538 | 0 | 0 | 0
F2_Industrial_Stone, Clay, and Glass_Existing_Space Heating_Natural Gas_Space Heating - Heat Recovery Ventilator_A_Achievable Economic TRC Potential | F2 | Industrial | Stone, Clay, and Glass | Existing | Space Heating | Natural Gas | Space Heating - Heat Recovery Ventilator | A | Original Unit Summer Peak Savings (kW) | Achievable Economic TRC Potential | 0 | 0 | 0 | 0 | 0 | 0 | 0 | 0 | 0 | 0 | 0 | 0 | 0 | 0 | 0 | 0 | 0 | 0 | 0 | 0 | 0 | 0 | 0 | 0 | 0 | 0 | 0 | 0 | 0 | 0 | 0
F3_Industrial_Stone, Clay, and Glass_Existing_Space Heating_Natural Gas_Space Heating - Heat Recovery Ventilator_A_Achievable Economic TRC Potential | F3 | Industrial | Stone, Clay, and Glass | Existing | Space Heating | Natural Gas | Space Heating - Heat Recovery Ventilator | A | Original Unit Winter Peak Savings (kW) | Achievable Economic TRC Potential | 0 | 0 | 0 | 0 | 0 | 0 | 0 | 0 | 0 | 0 | 0 | 0 | 0 | 0 | 0 | 0 | 0 | 0 | 0 | 0 | 0 | 0 | 0 | 0 | 0 | 0 | 0 | 0 | 0 | 0 | 0
F4_Industrial_Stone, Clay, and Glass_Existing_Space Heating_Natural Gas_Space Heating - Heat Recovery Ventilator_A_Achievable Economic TRC Potential | F4 | Industrial | Stone, Clay, and Glass | Existing | Space Heating | Natural Gas | Space Heating - Heat Recovery Ventilator | A | Standalone Impact on Baseline Energy (%) | Achievable Economic TRC Potential | 0% | 0% | 0% | 0% | 0% | 0% | 0% | 0% | 0% | 0% | 0% | 0% | 0% | 0% | 0% | 0% | 0% | 0% | 0% | 0% | 0% | 0% | 0% | 0% | 0 | 0 | 0 | 0 | 0 | 0 | 0
F5_Industrial_Stone, Clay, and Glass_Existing_Space Heating_Natural Gas_Space Heating - Heat Recovery Ventilator_A_Achievable Economic TRC Potential | F5 | Industrial | Stone, Clay, and Glass | Existing | Space Heating | Natural Gas | Space Heating - Heat Recovery Ventilator | A | Standalone Impact on Baseline Summer Peak (%) | Achievable Economic TRC Potential | 0% | 0% | 0% | 0% | 0% | 0% | 0% | 0% | 0% | 0% | 0% | 0% | 0% | 0% | 0% | 0% | 0% | 0% | 0% | 0% | 0% | 0% | 0% | 0% | 0 | 0 | 0 | 0 | 0 | 0 | 0
F6_Industrial_Stone, Clay, and Glass_Existing_Space Heating_Natural Gas_Space Heating - Heat Recovery Ventilator_A_Achievable Economic TRC Potential | F6 | Industrial | Stone, Clay, and Glass | Existing | Space Heating | Natural Gas | Space Heating - Heat Recovery Ventilator | A | Standalone Impact on Baseline Winter Peak (%) | Achievable Economic TRC Potential | 0% | 0% | 0% | 0% | 0% | 0% | 0% | 0% | 0% | 0% | 0% | 0% | 0% | 0% | 0% | 0% | 0% | 0% | 0% | 0% | 0% | 0% | 0% | 0% | 0 | 0 | 0 | 0 | 0 | 0 | 0
F7_Industrial_Stone, Clay, and Glass_Existing_Space Heating_Natural Gas_Space Heating - Heat Recovery Ventilator_A_Achievable Economic TRC Potential | F7 | Industrial | Stone, Clay, and Glass | Existing | Space Heating | Natural Gas | Space Heating - Heat Recovery Ventilator | A | Incremental Energy Savings (MWh or mTherms) | Achievable Economic TRC Potential | 0 | 0 | 0 | 0 | 0 | 0 | 0 | 0 | 0 | 0 | 0 | 0 | 0 | 0 | 0 | 0 | 0 | 0 | 0 | 0 | 0 | 0 | 0 | 0 | 0 | 0 | 0 | 0 | 0 | 0 | 0
F8_Industrial_Stone, Clay, and Glass_Existing_Space Heating_Natural Gas_Space Heating - Heat Recovery Ventilator_A_Achievable Economic TRC Potential | F8 | Industrial | Stone, Clay, and Glass | Existing | Space Heating | Natural Gas | Space Heating - Heat Recovery Ventilator | A | Incremental Summer Peak Savings (MW) | Achievable Economic TRC Potential | 0 | 0 | 0 | 0 | 0 | 0 | 0 | 0 | 0 | 0 | 0 | 0 | 0 | 0 | 0 | 0 | 0 | 0 | 0 | 0 | 0 | 0 | 0 | 0 | 0 | 0 | 0 | 0 | 0 | 0 | 0
F9_Industrial_Stone, Clay, and Glass_Existing_Space Heating_Natural Gas_Space Heating - Heat Recovery Ventilator_A_Achievable Economic TRC Potential | F9 | Industrial | Stone, Clay, and Glass | Existing | Space Heating | Natural Gas | Space Heating - Heat Recovery Ventilator | A | Incremental Winter Peak Savings (MW) | Achievable Economic TRC Potential | 0 | 0 | 0 | 0 | 0 | 0 | 0 | 0 | 0 | 0 | 0 | 0 | 0 | 0 | 0 | 0 | 0 | 0 | 0 | 0 | 0 | 0 | 0 | 0 | 0 | 0 | 0 | 0 | 0 | 0 | 0
F10_Industrial_Stone, Clay, and Glass_Existing_Space Heating_Natural Gas_Space Heating - Heat Recovery Ventilator_A_Achievable Economic TRC Potential | F10 | Industrial | Stone, Clay, and Glass | Existing | Space Heating | Natural Gas | Space Heating - Heat Recovery Ventilator | A | Cumulative Energy Savings (MWh or mTherms) | Achievable Economic TRC Potential | 0 | 0 | 0 | 0 | 0 | 0 | 0 | 0 | 0 | 0 | 0 | 0 | 0 | 0 | 0 | 0 | 0 | 0 | 0 | 0 | 0 | 0 | 0 | 0 | 0 | 0 | 0 | 0 | 0 | 0 | 0
F11_Industrial_Stone, Clay, and Glass_Existing_Space Heating_Natural Gas_Space Heating - Heat Recovery Ventilator_A_Achievable Economic TRC Potential | F11 | Industrial | Stone, Clay, and Glass | Existing | Space Heating | Natural Gas | Space Heating - Heat Recovery Ventilator | A | Cumulative Summer Peak Savings (MW) | Achievable Economic TRC Potential | 0 | 0 | 0 | 0 | 0 | 0 | 0 | 0 | 0 | 0 | 0 | 0 | 0 | 0 | 0 | 0 | 0 | 0 | 0 | 0 | 0 | 0 | 0 | 0 | 0 | 0 | 0 | 0 | 0 | 0 | 0
F12_Industrial_Stone, Clay, and Glass_Existing_Space Heating_Natural Gas_Space Heating - Heat Recovery Ventilator_A_Achievable Economic TRC Potential | F12 | Industrial | Stone, Clay, and Glass | Existing | Space Heating | Natural Gas | Space Heating - Heat Recovery Ventilator | A | Cumulative Winter Peak Savings (MW) | Achievable Economic TRC Potential | 0 | 0 | 0 | 0 | 0 | 0 | 0 | 0 | 0 | 0 | 0 | 0 | 0 | 0 | 0 | 0 | 0 | 0 | 0 | 0 | 0 | 0 | 0 | 0 | 0 | 0 | 0 | 0 | 0 | 0 | 0
F13_Industrial_Stone, Clay, and Glass_Existing_Space Heating_Natural Gas_Space Heating - Heat Recovery Ventilator_A_Achievable Economic TRC Potential | F13 | Industrial | Stone, Clay, and Glass | Existing | Space Heating | Natural Gas | Space Heating - Heat Recovery Ventilator | A | Purchases (Incremental) | Achievable Economic TRC Potential | 0 | 0 | 0 | 0 | 0 | 0 | 0 | 0 | 0 | 0 | 0 | 0 | 0 | 0 | 0 | 0 | 0 | 0 | 0 | 0 | 0 | 0 | 0 | 0 | 0 | 0 | 0 | 0 | 0 | 0 | 0
F14_Industrial_Stone, Clay, and Glass_Existing_Space Heating_Natural Gas_Space Heating - Heat Recovery Ventilator_A_Achievable Economic TRC Potential | F14 | Industrial | Stone, Clay, and Glass | Existing | Space Heating | Natural Gas | Space Heating - Heat Recovery Ventilator | A | Purchases (Cumulative) | Achievable Economic TRC Potential | 0 | 0 | 0 | 0 | 0 | 0 | 0 | 0 | 0 | 0 | 0 | 0 | 0 | 0 | 0 | 0 | 0 | 0 | 0 | 0 | 0 | 0 | 0 | 0 | 0 | 0 | 0 | 0 | 0 | 0 | 0
F1_Industrial_Stone, Clay, and Glass_Existing_Space Heating_Natural Gas_Thermostat - Programmable_A_Achievable Economic TRC Potential | F1 | Industrial | Stone, Clay, and Glass | Existing | Space Heating | Natural Gas | Thermostat - Programmable | A | Original Unit Energy Savings (kWh or therms) | Achievable Economic TRC Potential | 0 | 0 | 0 | 0 | 0 | 0.00657 | 0.0065379 | 0.0064981 | 0.0064561 | 0.0064121 | 0.0063676 | 0.0063217 | 0.0062762 | 0.0062308 | 0.0061817 | 0.0061364 | 0.0060916 | 0.0060501 | 0.0060114 | 0.0059736 | 0.005938 | 0.0059015 | 0.0058686 | 0.0058376 | 0.005808 | 0.0057807 | 0.0057553 | 0.0057319 | 0 | 0 | 0
F2_Industrial_Stone, Clay, and Glass_Existing_Space Heating_Natural Gas_Thermostat - Programmable_A_Achievable Economic TRC Potential | F2 | Industrial | Stone, Clay, and Glass | Existing | Space Heating | Natural Gas | Thermostat - Programmable | A | Original Unit Summer Peak Savings (kW) | Achievable Economic TRC Potential | 0 | 0 | 0 | 0 | 0 | 0 | 0 | 0 | 0 | 0 | 0 | 0 | 0 | 0 | 0 | 0 | 0 | 0 | 0 | 0 | 0 | 0 | 0 | 0 | 0 | 0 | 0 | 0 | 0 | 0 | 0
F3_Industrial_Stone, Clay, and Glass_Existing_Space Heating_Natural Gas_Thermostat - Programmable_A_Achievable Economic TRC Potential | F3 | Industrial | Stone, Clay, and Glass | Existing | Space Heating | Natural Gas | Thermostat - Programmable | A | Original Unit Winter Peak Savings (kW) | Achievable Economic TRC Potential | 0 | 0 | 0 | 0 | 0 | 0 | 0 | 0 | 0 | 0 | 0 | 0 | 0 | 0 | 0 | 0 | 0 | 0 | 0 | 0 | 0 | 0 | 0 | 0 | 0 | 0 | 0 | 0 | 0 | 0 | 0
F4_Industrial_Stone, Clay, and Glass_Existing_Space Heating_Natural Gas_Thermostat - Programmable_A_Achievable Economic TRC Potential | F4 | Industrial | Stone, Clay, and Glass | Existing | Space Heating | Natural Gas | Thermostat - Programmable | A | Standalone Impact on Baseline Energy (%) | Achievable Economic TRC Potential | 0% | 0% | 0% | 0% | 0% | 0% | 0% | 0% | 0% | 0% | 0% | 0% | 0% | 0% | 0% | 0% | 0% | 0% | 0% | 0% | 0% | 0% | 0% | 0% | 0 | 0 | 0 | 0 | 0 | 0 | 0
F5_Industrial_Stone, Clay, and Glass_Existing_Space Heating_Natural Gas_Thermostat - Programmable_A_Achievable Economic TRC Potential | F5 | Industrial | Stone, Clay, and Glass | Existing | Space Heating | Natural Gas | Thermostat - Programmable | A | Standalone Impact on Baseline Summer Peak (%) | Achievable Economic TRC Potential | 0% | 0% | 0% | 0% | 0% | 0% | 0% | 0% | 0% | 0% | 0% | 0% | 0% | 0% | 0% | 0% | 0% | 0% | 0% | 0% | 0% | 0% | 0% | 0% | 0 | 0 | 0 | 0 | 0 | 0 | 0
F6_Industrial_Stone, Clay, and Glass_Existing_Space Heating_Natural Gas_Thermostat - Programmable_A_Achievable Economic TRC Potential | F6 | Industrial | Stone, Clay, and Glass | Existing | Space Heating | Natural Gas | Thermostat - Programmable | A | Standalone Impact on Baseline Winter Peak (%) | Achievable Economic TRC Potential | 0% | 0% | 0% | 0% | 0% | 0% | 0% | 0% | 0% | 0% | 0% | 0% | 0% | 0% | 0% | 0% | 0% | 0% | 0% | 0% | 0% | 0% | 0% | 0% | 0 | 0 | 0 | 0 | 0 | 0 | 0
F7_Industrial_Stone, Clay, and Glass_Existing_Space Heating_Natural Gas_Thermostat - Programmable_A_Achievable Economic TRC Potential | F7 | Industrial | Stone, Clay, and Glass | Existing | Space Heating | Natural Gas | Thermostat - Programmable | A | Incremental Energy Savings (MWh or mTherms) | Achievable Economic TRC Potential | 0 | 0 | 0 | 0 | 0 | 0 | 0 | 0 | 0 | 0 | 0 | 0 | 0 | 0 | 0 | 0 | 0 | 0 | 0 | 0 | 0 | 0 | 0 | 0 | 0 | 0 | 0 | 0 | 0 | 0 | 0
F8_Industrial_Stone, Clay, and Glass_Existing_Space Heating_Natural Gas_Thermostat - Programmable_A_Achievable Economic TRC Potential | F8 | Industrial | Stone, Clay, and Glass | Existing | Space Heating | Natural Gas | Thermostat - Programmable | A | Incremental Summer Peak Savings (MW) | Achievable Economic TRC Potential | 0 | 0 | 0 | 0 | 0 | 0 | 0 | 0 | 0 | 0 | 0 | 0 | 0 | 0 | 0 | 0 | 0 | 0 | 0 | 0 | 0 | 0 | 0 | 0 | 0 | 0 | 0 | 0 | 0 | 0 | 0
F9_Industrial_Stone, Clay, and Glass_Existing_Space Heating_Natural Gas_Thermostat - Programmable_A_Achievable Economic TRC Potential | F9 | Industrial | Stone, Clay, and Glass | Existing | Space Heating | Natural Gas | Thermostat - Programmable | A | Incremental Winter Peak Savings (MW) | Achievable Economic TRC Potential | 0 | 0 | 0 | 0 | 0 | 0 | 0 | 0 | 0 | 0 | 0 | 0 | 0 | 0 | 0 | 0 | 0 | 0 | 0 | 0 | 0 | 0 | 0 | 0 | 0 | 0 | 0 | 0 | 0 | 0 | 0
F10_Industrial_Stone, Clay, and Glass_Existing_Space Heating_Natural Gas_Thermostat - Programmable_A_Achievable Economic TRC Potential | F10 | Industrial | Stone, Clay, and Glass | Existing | Space Heating | Natural Gas | Thermostat - Programmable | A | Cumulative Energy Savings (MWh or mTherms) | Achievable Economic TRC Potential | 0 | 0 | 0 | 0 | 0 | 0 | 0 | 0 | 0 | 0 | 0 | 0 | 0 | 0 | 0 | 0 | 0 | 0 | 0 | 0 | 0 | 0 | 0 | 0 | 0 | 0 | 0 | 0 | 0 | 0 | 0
F11_Industrial_Stone, Clay, and Glass_Existing_Space Heating_Natural Gas_Thermostat - Programmable_A_Achievable Economic TRC Potential | F11 | Industrial | Stone, Clay, and Glass | Existing | Space Heating | Natural Gas | Thermostat - Programmable | A | Cumulative Summer Peak Savings (MW) | Achievable Economic TRC Potential | 0 | 0 | 0 | 0 | 0 | 0 | 0 | 0 | 0 | 0 | 0 | 0 | 0 | 0 | 0 | 0 | 0 | 0 | 0 | 0 | 0 | 0 | 0 | 0 | 0 | 0 | 0 | 0 | 0 | 0 | 0
F12_Industrial_Stone, Clay, and Glass_Existing_Space Heating_Natural Gas_Thermostat - Programmable_A_Achievable Economic TRC Potential | F12 | Industrial | Stone, Clay, and Glass | Existing | Space Heating | Natural Gas | Thermostat - Programmable | A | Cumulative Winter Peak Savings (MW) | Achievable Economic TRC Potential | 0 | 0 | 0 | 0 | 0 | 0 | 0 | 0 | 0 | 0 | 0 | 0 | 0 | 0 | 0 | 0 | 0 | 0 | 0 | 0 | 0 | 0 | 0 | 0 | 0 | 0 | 0 | 0 | 0 | 0 | 0
F13_Industrial_Stone, Clay, and Glass_Existing_Space Heating_Natural Gas_Thermostat - Programmable_A_Achievable Economic TRC Potential | F13 | Industrial | Stone, Clay, and Glass | Existing | Space Heating | Natural Gas | Thermostat - Programmable | A | Purchases (Incremental) | Achievable Economic TRC Potential | 0 | 0 | 0 | 0 | 0 | 0 | 0 | 0 | 0 | 0 | 0 | 0 | 0 | 0 | 0 | 0 | 0 | 0 | 0 | 0 | 0 | 0 | 0 | 0 | 0 | 0 | 0 | 0 | 0 | 0 | 0
F14_Industrial_Stone, Clay, and Glass_Existing_Space Heating_Natural Gas_Thermostat - Programmable_A_Achievable Economic TRC Potential | F14 | Industrial | Stone, Clay, and Glass | Existing | Space Heating | Natural Gas | Thermostat - Programmable | A | Purchases (Cumulative) | Achievable Economic TRC Potential | 0 | 0 | 0 | 0 | 0 | 0 | 0 | 0 | 0 | 0 | 0 | 0 | 0 | 0 | 0 | 0 | 0 | 0 | 0 | 0 | 0 | 0 | 0 | 0 | 0 | 0 | 0 | 0 | 0 | 0 | 0
F1_Industrial_Stone, Clay, and Glass_Existing_Space Heating_Natural Gas_ENERGY STAR Connected Thermostat_A_Achievable Economic TRC Potential | F1 | Industrial | Stone, Clay, and Glass | Existing | Space Heating | Natural Gas | ENERGY STAR Connected Thermostat | A | Original Unit Energy Savings (kWh or therms) | Achievable Economic TRC Potential | 0 | 0 | 0 | 0 | 0 | 0.015466 | 0.01539 | 0.015297 | 0.015198 | 0.015094 | 0.014989 | 0.014881 | 0.014774 | 0.014667 | 0.014552 | 0.014445 | 0.01434 | 0.014242 | 0.014151 | 0.014062 | 0.013978 | 0.013892 | 0.013815 | 0.013742 | 0.013672 | 0.013608 | 0.013548 | 0.013493 | 0 | 0 | 0
F2_Industrial_Stone, Clay, and Glass_Existing_Space Heating_Natural Gas_ENERGY STAR Connected Thermostat_A_Achievable Economic TRC Potential | F2 | Industrial | Stone, Clay, and Glass | Existing | Space Heating | Natural Gas | ENERGY STAR Connected Thermostat | A | Original Unit Summer Peak Savings (kW) | Achievable Economic TRC Potential | 0 | 0 | 0 | 0 | 0 | 0 | 0 | 0 | 0 | 0 | 0 | 0 | 0 | 0 | 0 | 0 | 0 | 0 | 0 | 0 | 0 | 0 | 0 | 0 | 0 | 0 | 0 | 0 | 0 | 0 | 0
F3_Industrial_Stone, Clay, and Glass_Existing_Space Heating_Natural Gas_ENERGY STAR Connected Thermostat_A_Achievable Economic TRC Potential | F3 | Industrial | Stone, Clay, and Glass | Existing | Space Heating | Natural Gas | ENERGY STAR Connected Thermostat | A | Original Unit Winter Peak Savings (kW) | Achievable Economic TRC Potential | 0 | 0 | 0 | 0 | 0 | 0 | 0 | 0 | 0 | 0 | 0 | 0 | 0 | 0 | 0 | 0 | 0 | 0 | 0 | 0 | 0 | 0 | 0 | 0 | 0 | 0 | 0 | 0 | 0 | 0 | 0
F4_Industrial_Stone, Clay, and Glass_Existing_Space Heating_Natural Gas_ENERGY STAR Connected Thermostat_A_Achievable Economic TRC Potential | F4 | Industrial | Stone, Clay, and Glass | Existing | Space Heating | Natural Gas | ENERGY STAR Connected Thermostat | A | Standalone Impact on Baseline Energy (%) | Achievable Economic TRC Potential | 0% | 0% | 0% | 0% | 0% | 0% | 0% | 0% | 0% | 0% | 0% | 0% | 0% | 0% | 0% | 0% | 0% | 0% | 0% | 0% | 0% | 0% | 0% | 0% | 0 | 0 | 0 | 0 | 0 | 0 | 0
F5_Industrial_Stone, Clay, and Glass_Existing_Space Heating_Natural Gas_ENERGY STAR Connected Thermostat_A_Achievable Economic TRC Potential | F5 | Industrial | Stone, Clay, and Glass | Existing | Space Heating | Natural Gas | ENERGY STAR Connected Thermostat | A | Standalone Impact on Baseline Summer Peak (%) | Achievable Economic TRC Potential | 0% | 0% | 0% | 0% | 0% | 0% | 0% | 0% | 0% | 0% | 0% | 0% | 0% | 0% | 0% | 0% | 0% | 0% | 0% | 0% | 0% | 0% | 0% | 0% | 0 | 0 | 0 | 0 | 0 | 0 | 0
F6_Industrial_Stone, Clay, and Glass_Existing_Space Heating_Natural Gas_ENERGY STAR Connected Thermostat_A_Achievable Economic TRC Potential | F6 | Industrial | Stone, Clay, and Glass | Existing | Space Heating | Natural Gas | ENERGY STAR Connected Thermostat | A | Standalone Impact on Baseline Winter Peak (%) | Achievable Economic TRC Potential | 0% | 0% | 0% | 0% | 0% | 0% | 0% | 0% | 0% | 0% | 0% | 0% | 0% | 0% | 0% | 0% | 0% | 0% | 0% | 0% | 0% | 0% | 0% | 0% | 0 | 0 | 0 | 0 | 0 | 0 | 0
F7_Industrial_Stone, Clay, and Glass_Existing_Space Heating_Natural Gas_ENERGY STAR Connected Thermostat_A_Achievable Economic TRC Potential | F7 | Industrial | Stone, Clay, and Glass | Existing | Space Heating | Natural Gas | ENERGY STAR Connected Thermostat | A | Incremental Energy Savings (MWh or mTherms) | Achievable Economic TRC Potential | 0 | 0 | 0 | 0 | 0 | 0 | 0 | 0 | 0 | 0 | 0 | 0 | 0 | 0 | 0 | 0 | 0 | 0 | 0 | 0 | 0 | 0 | 0 | 0 | 0 | 0 | 0 | 0 | 0 | 0 | 0
F8_Industrial_Stone, Clay, and Glass_Existing_Space Heating_Natural Gas_ENERGY STAR Connected Thermostat_A_Achievable Economic TRC Potential | F8 | Industrial | Stone, Clay, and Glass | Existing | Space Heating | Natural Gas | ENERGY STAR Connected Thermostat | A | Incremental Summer Peak Savings (MW) | Achievable Economic TRC Potential | 0 | 0 | 0 | 0 | 0 | 0 | 0 | 0 | 0 | 0 | 0 | 0 | 0 | 0 | 0 | 0 | 0 | 0 | 0 | 0 | 0 | 0 | 0 | 0 | 0 | 0 | 0 | 0 | 0 | 0 | 0
F9_Industrial_Stone, Clay, and Glass_Existing_Space Heating_Natural Gas_ENERGY STAR Connected Thermostat_A_Achievable Economic TRC Potential | F9 | Industrial | Stone, Clay, and Glass | Existing | Space Heating | Natural Gas | ENERGY STAR Connected Thermostat | A | Incremental Winter Peak Savings (MW) | Achievable Economic TRC Potential | 0 | 0 | 0 | 0 | 0 | 0 | 0 | 0 | 0 | 0 | 0 | 0 | 0 | 0 | 0 | 0 | 0 | 0 | 0 | 0 | 0 | 0 | 0 | 0 | 0 | 0 | 0 | 0 | 0 | 0 | 0
F10_Industrial_Stone, Clay, and Glass_Existing_Space Heating_Natural Gas_ENERGY STAR Connected Thermostat_A_Achievable Economic TRC Potential | F10 | Industrial | Stone, Clay, and Glass | Existing | Space Heating | Natural Gas | ENERGY STAR Connected Thermostat | A | Cumulative Energy Savings (MWh or mTherms) | Achievable Economic TRC Potential | 0 | 0 | 0 | 0 | 0 | 0 | 0 | 0 | 0 | 0 | 0 | 0 | 0 | 0 | 0 | 0 | 0 | 0 | 0 | 0 | 0 | 0 | 0 | 0 | 0 | 0 | 0 | 0 | 0 | 0 | 0
F11_Industrial_Stone, Clay, and Glass_Existing_Space Heating_Natural Gas_ENERGY STAR Connected Thermostat_A_Achievable Economic TRC Potential | F11 | Industrial | Stone, Clay, and Glass | Existing | Space Heating | Natural Gas | ENERGY STAR Connected Thermostat | A | Cumulative Summer Peak Savings (MW) | Achievable Economic TRC Potential | 0 | 0 | 0 | 0 | 0 | 0 | 0 | 0 | 0 | 0 | 0 | 0 | 0 | 0 | 0 | 0 | 0 | 0 | 0 | 0 | 0 | 0 | 0 | 0 | 0 | 0 | 0 | 0 | 0 | 0 | 0
F12_Industrial_Stone, Clay, and Glass_Existing_Space Heating_Natural Gas_ENERGY STAR Connected Thermostat_A_Achievable Economic TRC Potential | F12 | Industrial | Stone, Clay, and Glass | Existing | Space Heating | Natural Gas | ENERGY STAR Connected Thermostat | A | Cumulative Winter Peak Savings (MW) | Achievable Economic TRC Potential | 0 | 0 | 0 | 0 | 0 | 0 | 0 | 0 | 0 | 0 | 0 | 0 | 0 | 0 | 0 | 0 | 0 | 0 | 0 | 0 | 0 | 0 | 0 | 0 | 0 | 0 | 0 | 0 | 0 | 0 | 0
F13_Industrial_Stone, Clay, and Glass_Existing_Space Heating_Natural Gas_ENERGY STAR Connected Thermostat_A_Achievable Economic TRC Potential | F13 | Industrial | Stone, Clay, and Glass | Existing | Space Heating | Natural Gas | ENERGY STAR Connected Thermostat | A | Purchases (Incremental) | Achievable Economic TRC Potential | 0 | 0 | 0 | 0 | 0 | 0 | 0 | 0 | 0 | 0 | 0 | 0 | 0 | 0 | 0 | 0 | 0 | 0 | 0 | 0 | 0 | 0 | 0 | 0 | 0 | 0 | 0 | 0 | 0 | 0 | 0
F14_Industrial_Stone, Clay, and Glass_Existing_Space Heating_Natural Gas_ENERGY STAR Connected Thermostat_A_Achievable Economic TRC Potential | F14 | Industrial | Stone, Clay, and Glass | Existing | Space Heating | Natural Gas | ENERGY STAR Connected Thermostat | A | Purchases (Cumulative) | Achievable Economic TRC Potential | 0 | 0 | 0 | 0 | 0 | 0 | 0 | 0 | 0 | 0 | 0 | 0 | 0 | 0 | 0 | 0 | 0 | 0 | 0 | 0 | 0 | 0 | 0 | 0 | 0 | 0 | 0 | 0 | 0 | 0 | 0
F1_Industrial_Stone, Clay, and Glass_Existing_Space Heating_Natural Gas_Destratification Fans (HVLS)_A_Achievable Economic TRC Potential | F1 | Industrial | Stone, Clay, and Glass | Existing | Space Heating | Natural Gas | Destratification Fans (HVLS) | A | Original Unit Energy Savings (kWh or therms) | Achievable Economic TRC Potential | 0 | 0 | 0 | 0 | 0 | 0.015466 | 0.01539 | 0.015297 | 0.015198 | 0.015094 | 0.014989 | 0.014881 | 0.014774 | 0.014667 | 0.014552 | 0.014445 | 0.01434 | 0.014242 | 0.014151 | 0.014062 | 0.013978 | 0.013892 | 0.013815 | 0.013742 | 0.013672 | 0.013608 | 0.013548 | 0.013493 | 0 | 0 | 0
F2_Industrial_Stone, Clay, and Glass_Existing_Space Heating_Natural Gas_Destratification Fans (HVLS)_A_Achievable Economic TRC Potential | F2 | Industrial | Stone, Clay, and Glass | Existing | Space Heating | Natural Gas | Destratification Fans (HVLS) | A | Original Unit Summer Peak Savings (kW) | Achievable Economic TRC Potential | 0 | 0 | 0 | 0 | 0 | 0 | 0 | 0 | 0 | 0 | 0 | 0 | 0 | 0 | 0 | 0 | 0 | 0 | 0 | 0 | 0 | 0 | 0 | 0 | 0 | 0 | 0 | 0 | 0 | 0 | 0
F3_Industrial_Stone, Clay, and Glass_Existing_Space Heating_Natural Gas_Destratification Fans (HVLS)_A_Achievable Economic TRC Potential | F3 | Industrial | Stone, Clay, and Glass | Existing | Space Heating | Natural Gas | Destratification Fans (HVLS) | A | Original Unit Winter Peak Savings (kW) | Achievable Economic TRC Potential | 0 | 0 | 0 | 0 | 0 | 0 | 0 | 0 | 0 | 0 | 0 | 0 | 0 | 0 | 0 | 0 | 0 | 0 | 0 | 0 | 0 | 0 | 0 | 0 | 0 | 0 | 0 | 0 | 0 | 0 | 0
F4_Industrial_Stone, Clay, and Glass_Existing_Space Heating_Natural Gas_Destratification Fans (HVLS)_A_Achievable Economic TRC Potential | F4 | Industrial | Stone, Clay, and Glass | Existing | Space Heating | Natural Gas | Destratification Fans (HVLS) | A | Standalone Impact on Baseline Energy (%) | Achievable Economic TRC Potential | 0% | 0% | 0% | 0% | 0% | 0% | 0% | 0% | 0% | 0% | 0% | 0% | 0% | 0% | 0% | 0% | 0% | 0% | 0% | 0% | 0% | 0% | 0% | 0% | 0 | 0 | 0 | 0 | 0 | 0 | 0
F5_Industrial_Stone, Clay, and Glass_Existing_Space Heating_Natural Gas_Destratification Fans (HVLS)_A_Achievable Economic TRC Potential | F5 | Industrial | Stone, Clay, and Glass | Existing | Space Heating | Natural Gas | Destratification Fans (HVLS) | A | Standalone Impact on Baseline Summer Peak (%) | Achievable Economic TRC Potential | 0% | 0% | 0% | 0% | 0% | 0% | 0% | 0% | 0% | 0% | 0% | 0% | 0% | 0% | 0% | 0% | 0% | 0% | 0% | 0% | 0% | 0% | 0% | 0% | 0 | 0 | 0 | 0 | 0 | 0 | 0
F6_Industrial_Stone, Clay, and Glass_Existing_Space Heating_Natural Gas_Destratification Fans (HVLS)_A_Achievable Economic TRC Potential | F6 | Industrial | Stone, Clay, and Glass | Existing | Space Heating | Natural Gas | Destratification Fans (HVLS) | A | Standalone Impact on Baseline Winter Peak (%) | Achievable Economic TRC Potential | 0% | 0% | 0% | 0% | 0% | 0% | 0% | 0% | 0% | 0% | 0% | 0% | 0% | 0% | 0% | 0% | 0% | 0% | 0% | 0% | 0% | 0% | 0% | 0% | 0 | 0 | 0 | 0 | 0 | 0 | 0
F7_Industrial_Stone, Clay, and Glass_Existing_Space Heating_Natural Gas_Destratification Fans (HVLS)_A_Achievable Economic TRC Potential | F7 | Industrial | Stone, Clay, and Glass | Existing | Space Heating | Natural Gas | Destratification Fans (HVLS) | A | Incremental Energy Savings (MWh or mTherms) | Achievable Economic TRC Potential | 0 | 0 | 0 | 0 | 0 | 0 | 0 | 0 | 0 | 0 | 0 | 0 | 0 | 0 | 0 | 0 | 0 | 0 | 0 | 0 | 0 | 0 | 0 | 0 | 0 | 0 | 0 | 0 | 0 | 0 | 0
F8_Industrial_Stone, Clay, and Glass_Existing_Space Heating_Natural Gas_Destratification Fans (HVLS)_A_Achievable Economic TRC Potential | F8 | Industrial | Stone, Clay, and Glass | Existing | Space Heating | Natural Gas | Destratification Fans (HVLS) | A | Incremental Summer Peak Savings (MW) | Achievable Economic TRC Potential | 0 | 0 | 0 | 0 | 0 | 0 | 0 | 0 | 0 | 0 | 0 | 0 | 0 | 0 | 0 | 0 | 0 | 0 | 0 | 0 | 0 | 0 | 0 | 0 | 0 | 0 | 0 | 0 | 0 | 0 | 0
F9_Industrial_Stone, Clay, and Glass_Existing_Space Heating_Natural Gas_Destratification Fans (HVLS)_A_Achievable Economic TRC Potential | F9 | Industrial | Stone, Clay, and Glass | Existing | Space Heating | Natural Gas | Destratification Fans (HVLS) | A | Incremental Winter Peak Savings (MW) | Achievable Economic TRC Potential | 0 | 0 | 0 | 0 | 0 | 0 | 0 | 0 | 0 | 0 | 0 | 0 | 0 | 0 | 0 | 0 | 0 | 0 | 0 | 0 | 0 | 0 | 0 | 0 | 0 | 0 | 0 | 0 | 0 | 0 | 0
F10_Industrial_Stone, Clay, and Glass_Existing_Space Heating_Natural Gas_Destratification Fans (HVLS)_A_Achievable Economic TRC Potential | F10 | Industrial | Stone, Clay, and Glass | Existing | Space Heating | Natural Gas | Destratification Fans (HVLS) | A | Cumulative Energy Savings (MWh or mTherms) | Achievable Economic TRC Potential | 0 | 0 | 0 | 0 | 0 | 0 | 0 | 0 | 0 | 0 | 0 | 0 | 0 | 0 | 0 | 0 | 0 | 0 | 0 | 0 | 0 | 0 | 0 | 0 | 0 | 0 | 0 | 0 | 0 | 0 | 0
F11_Industrial_Stone, Clay, and Glass_Existing_Space Heating_Natural Gas_Destratification Fans (HVLS)_A_Achievable Economic TRC Potential | F11 | Industrial | Stone, Clay, and Glass | Existing | Space Heating | Natural Gas | Destratification Fans (HVLS) | A | Cumulative Summer Peak Savings (MW) | Achievable Economic TRC Potential | 0 | 0 | 0 | 0 | 0 | 0 | 0 | 0 | 0 | 0 | 0 | 0 | 0 | 0 | 0 | 0 | 0 | 0 | 0 | 0 | 0 | 0 | 0 | 0 | 0 | 0 | 0 | 0 | 0 | 0 | 0
F12_Industrial_Stone, Clay, and Glass_Existing_Space Heating_Natural Gas_Destratification Fans (HVLS)_A_Achievable Economic TRC Potential | F12 | Industrial | Stone, Clay, and Glass | Existing | Space Heating | Natural Gas | Destratification Fans (HVLS) | A | Cumulative Winter Peak Savings (MW) | Achievable Economic TRC Potential | 0 | 0 | 0 | 0 | 0 | 0 | 0 | 0 | 0 | 0 | 0 | 0 | 0 | 0 | 0 | 0 | 0 | 0 | 0 | 0 | 0 | 0 | 0 | 0 | 0 | 0 | 0 | 0 | 0 | 0 | 0
F13_Industrial_Stone, Clay, and Glass_Existing_Space Heating_Natural Gas_Destratification Fans (HVLS)_A_Achievable Economic TRC Potential | F13 | Industrial | Stone, Clay, and Glass | Existing | Space Heating | Natural Gas | Destratification Fans (HVLS) | A | Purchases (Incremental) | Achievable Economic TRC Potential | 0 | 0 | 0 | 0 | 0 | 0 | 0 | 0 | 0 | 0 | 0 | 0 | 0 | 0 | 0 | 0 | 0 | 0 | 0 | 0 | 0 | 0 | 0 | 0 | 0 | 0 | 0 | 0 | 0 | 0 | 0
F14_Industrial_Stone, Clay, and Glass_Existing_Space Heating_Natural Gas_Destratification Fans (HVLS)_A_Achievable Economic TRC Potential | F14 | Industrial | Stone, Clay, and Glass | Existing | Space Heating | Natural Gas | Destratification Fans (HVLS) | A | Purchases (Cumulative) | Achievable Economic TRC Potential | 0 | 0 | 0 | 0 | 0 | 0 | 0 | 0 | 0 | 0 | 0 | 0 | 0 | 0 | 0 | 0 | 0 | 0 | 0 | 0 | 0 | 0 | 0 | 0 | 0 | 0 | 0 | 0 | 0 | 0 | 0
F1_Industrial_Stone, Clay, and Glass_Existing_Space Heating_Natural Gas_Gas Boiler - Insulate Steam Lines/Condensate Tank_A_Achievable Economic TRC Potential | F1 | Industrial | Stone, Clay, and Glass | Existing | Space Heating | Natural Gas | Gas Boiler - Insulate Steam Lines/Condensate Tank | A | Original Unit Energy Savings (kWh or therms) | Achievable Economic TRC Potential | 0 | 0 | 0 | 0 | 0 | 75.9808 | 75.466 | 74.9544 | 74.4401 | 73.9273 | 73.4289 | 72.9354 | 72.4472 | 71.9646 | 71.4538 | 70.985 | 70.5214 | 70.0654 | 69.6162 | 69.166 | 68.7312 | 68.2786 | 67.8417 | 67.4186 | 66.9927 | 66.6041 | 66.2495 | 65.9258 | 65.6304 | 65.3609 | 65.1148
F2_Industrial_Stone, Clay, and Glass_Existing_Space Heating_Natural Gas_Gas Boiler - Insulate Steam Lines/Condensate Tank_A_Achievable Economic TRC Potential | F2 | Industrial | Stone, Clay, and Glass | Existing | Space Heating | Natural Gas | Gas Boiler - Insulate Steam Lines/Condensate Tank | A | Original Unit Summer Peak Savings (kW) | Achievable Economic TRC Potential | 0 | 0 | 0 | 0 | 0 | 0 | 0 | 0 | 0 | 0 | 0 | 0 | 0 | 0 | 0 | 0 | 0 | 0 | 0 | 0 | 0 | 0 | 0 | 0 | 0 | 0 | 0 | 0 | 0 | 0 | 0
F3_Industrial_Stone, Clay, and Glass_Existing_Space Heating_Natural Gas_Gas Boiler - Insulate Steam Lines/Condensate Tank_A_Achievable Economic TRC Potential | F3 | Industrial | Stone, Clay, and Glass | Existing | Space Heating | Natural Gas | Gas Boiler - Insulate Steam Lines/Condensate Tank | A | Original Unit Winter Peak Savings (kW) | Achievable Economic TRC Potential | 0 | 0 | 0 | 0 | 0 | 0 | 0 | 0 | 0 | 0 | 0 | 0 | 0 | 0 | 0 | 0 | 0 | 0 | 0 | 0 | 0 | 0 | 0 | 0 | 0 | 0 | 0 | 0 | 0 | 0 | 0
F4_Industrial_Stone, Clay, and Glass_Existing_Space Heating_Natural Gas_Gas Boiler - Insulate Steam Lines/Condensate Tank_A_Achievable Economic TRC Potential | F4 | Industrial | Stone, Clay, and Glass | Existing | Space Heating | Natural Gas | Gas Boiler - Insulate Steam Lines/Condensate Tank | A | Standalone Impact on Baseline Energy (%) | Achievable Economic TRC Potential | 0% | 0% | 0% | 0% | 0% | 0.005115% | 0.01021% | 0.01537% | 0.02045% | 0.02553% | 0.03097% | 0.03617% | 0.04137% | 0.04717% | 0.05214% | 0.0578% | 0.06296% | 0.06842% | 0.07416% | 0.07918% | 0.0846% | 0.09001% | 0.09538% | 0.1007% | 0.0010601 | 0.001062 | 0.0010639 | 0.0010656 | 0 | 0 | 0
F5_Industrial_Stone, Clay, and Glass_Existing_Space Heating_Natural Gas_Gas Boiler - Insulate Steam Lines/Condensate Tank_A_Achievable Economic TRC Potential | F5 | Industrial | Stone, Clay, and Glass | Existing | Space Heating | Natural Gas | Gas Boiler - Insulate Steam Lines/Condensate Tank | A | Standalone Impact on Baseline Summer Peak (%) | Achievable Economic TRC Potential | 0% | 0% | 0% | 0% | 0% | 0% | 0% | 0% | 0% | 0% | 0% | 0% | 0% | 0% | 0% | 0% | 0% | 0% | 0% | 0% | 0% | 0% | 0% | 0% | 0 | 0 | 0 | 0 | 0 | 0 | 0
F6_Industrial_Stone, Clay, and Glass_Existing_Space Heating_Natural Gas_Gas Boiler - Insulate Steam Lines/Condensate Tank_A_Achievable Economic TRC Potential | F6 | Industrial | Stone, Clay, and Glass | Existing | Space Heating | Natural Gas | Gas Boiler - Insulate Steam Lines/Condensate Tank | A | Standalone Impact on Baseline Winter Peak (%) | Achievable Economic TRC Potential | 0% | 0% | 0% | 0% | 0% | 0% | 0% | 0% | 0% | 0% | 0% | 0% | 0% | 0% | 0% | 0% | 0% | 0% | 0% | 0% | 0% | 0% | 0% | 0% | 0 | 0 | 0 | 0 | 0 | 0 | 0
F7_Industrial_Stone, Clay, and Glass_Existing_Space Heating_Natural Gas_Gas Boiler - Insulate Steam Lines/Condensate Tank_A_Achievable Economic TRC Potential | F7 | Industrial | Stone, Clay, and Glass | Existing | Space Heating | Natural Gas | Gas Boiler - Insulate Steam Lines/Condensate Tank | A | Incremental Energy Savings (MWh or mTherms) | Achievable Economic TRC Potential | 0 | 0 | 0 | 0 | 0 | 0.0040724 | 0.0040426 | 0.0039915 | 0.0039663 | 0.0039422 | 0.0038659 | 0.0038294 | 0.0037961 | 0.0037109 | 0.0036986 | 0.0036393 | 0.003616 | 0.0035746 | 0.00352 | 0.0035014 | 0.003465 | 0.0034288 | 0.0033944 | 0.0033618 | 0.00333 | 0 | 0 | 0 | 0 | 0 | 0
F8_Industrial_Stone, Clay, and Glass_Existing_Space Heating_Natural Gas_Gas Boiler - Insulate Steam Lines/Condensate Tank_A_Achievable Economic TRC Potential | F8 | Industrial | Stone, Clay, and Glass | Existing | Space Heating | Natural Gas | Gas Boiler - Insulate Steam Lines/Condensate Tank | A | Incremental Summer Peak Savings (MW) | Achievable Economic TRC Potential | 0 | 0 | 0 | 0 | 0 | 0 | 0 | 0 | 0 | 0 | 0 | 0 | 0 | 0 | 0 | 0 | 0 | 0 | 0 | 0 | 0 | 0 | 0 | 0 | 0 | 0 | 0 | 0 | 0 | 0 | 0
F9_Industrial_Stone, Clay, and Glass_Existing_Space Heating_Natural Gas_Gas Boiler - Insulate Steam Lines/Condensate Tank_A_Achievable Economic TRC Potential | F9 | Industrial | Stone, Clay, and Glass | Existing | Space Heating | Natural Gas | Gas Boiler - Insulate Steam Lines/Condensate Tank | A | Incremental Winter Peak Savings (MW) | Achievable Economic TRC Potential | 0 | 0 | 0 | 0 | 0 | 0 | 0 | 0 | 0 | 0 | 0 | 0 | 0 | 0 | 0 | 0 | 0 | 0 | 0 | 0 | 0 | 0 | 0 | 0 | 0 | 0 | 0 | 0 | 0 | 0 | 0
F10_Industrial_Stone, Clay, and Glass_Existing_Space Heating_Natural Gas_Gas Boiler - Insulate Steam Lines/Condensate Tank_A_Achievable Economic TRC Potential | F10 | Industrial | Stone, Clay, and Glass | Existing | Space Heating | Natural Gas | Gas Boiler - Insulate Steam Lines/Condensate Tank | A | Cumulative Energy Savings (MWh or mTherms) | Achievable Economic TRC Potential | 0 | 0 | 0 | 0 | 0 | 0.0040724 | 0.0080874 | 0.012024 | 0.015908 | 0.019741 | 0.023473 | 0.027145 | 0.030759 | 0.034265 | 0.037721 | 0.041113 | 0.04446 | 0.047747 | 0.050961 | 0.054133 | 0.057258 | 0.060309 | 0.063318 | 0.066285 | 0.069196 | 0.068795 | 0.068428 | 0.068094 | 0.067789 | 0.067511 | 0.067256
F11_Industrial_Stone, Clay, and Glass_Existing_Space Heating_Natural Gas_Gas Boiler - Insulate Steam Lines/Condensate Tank_A_Achievable Economic TRC Potential | F11 | Industrial | Stone, Clay, and Glass | Existing | Space Heating | Natural Gas | Gas Boiler - Insulate Steam Lines/Condensate Tank | A | Cumulative Summer Peak Savings (MW) | Achievable Economic TRC Potential | 0 | 0 | 0 | 0 | 0 | 0 | 0 | 0 | 0 | 0 | 0 | 0 | 0 | 0 | 0 | 0 | 0 | 0 | 0 | 0 | 0 | 0 | 0 | 0 | 0 | 0 | 0 | 0 | 0 | 0 | 0
F12_Industrial_Stone, Clay, and Glass_Existing_Space Heating_Natural Gas_Gas Boiler - Insulate Steam Lines/Condensate Tank_A_Achievable Economic TRC Potential | F12 | Industrial | Stone, Clay, and Glass | Existing | Space Heating | Natural Gas | Gas Boiler - Insulate Steam Lines/Condensate Tank | A | Cumulative Winter Peak Savings (MW) | Achievable Economic TRC Potential | 0 | 0 | 0 | 0 | 0 | 0 | 0 | 0 | 0 | 0 | 0 | 0 | 0 | 0 | 0 | 0 | 0 | 0 | 0 | 0 | 0 | 0 | 0 | 0 | 0 | 0 | 0 | 0 | 0 | 0 | 0
F13_Industrial_Stone, Clay, and Glass_Existing_Space Heating_Natural Gas_Gas Boiler - Insulate Steam Lines/Condensate Tank_A_Achievable Economic TRC Potential | F13 | Industrial | Stone, Clay, and Glass | Existing | Space Heating | Natural Gas | Gas Boiler - Insulate Steam Lines/Condensate Tank | A | Purchases (Incremental) | Achievable Economic TRC Potential | 0 | 0 | 0 | 0 | 0 | 0.053598 | 0.053569 | 0.053253 | 0.053282 | 0.053326 | 0.052648 | 0.052505 | 0.052398 | 0.051566 | 0.051763 | 0.051269 | 0.051276 | 0.051018 | 0.050563 | 0.050623 | 0.050413 | 0.050217 | 0.050034 | 0.049864 | 0.049707 | 0 | 0 | 0 | 0 | 0 | 0
F14_Industrial_Stone, Clay, and Glass_Existing_Space Heating_Natural Gas_Gas Boiler - Insulate Steam Lines/Condensate Tank_A_Achievable Economic TRC Potential | F14 | Industrial | Stone, Clay, and Glass | Existing | Space Heating | Natural Gas | Gas Boiler - Insulate Steam Lines/Condensate Tank | A | Purchases (Cumulative) | Achievable Economic TRC Potential | 0 | 0 | 0 | 0 | 0 | 0.053598 | 0.10717 | 0.16042 | 0.2137 | 0.26703 | 0.31967 | 0.37218 | 0.42458 | 0.47614 | 0.52791 | 0.57917 | 0.63045 | 0.68147 | 0.73203 | 0.78265 | 0.83307 | 0.88328 | 0.93332 | 0.98318 | 1.0329 | 1.0329 | 1.0329 | 1.0329 | 1.0329 | 1.0329 | 1.0329
F1_Industrial_Stone, Clay, and Glass_Existing_Process_Natural Gas_Gas Boiler - Insulate Steam Lines/Condensate Tank_A_Achievable Economic TRC Potential | F1 | Industrial | Stone, Clay, and Glass | Existing | Process | Natural Gas | Gas Boiler - Insulate Steam Lines/Condensate Tank | A | Original Unit Energy Savings (kWh or therms) | Achievable Economic TRC Potential | 0 | 0 | 0 | 0 | 0 | 45.5894 | 45.5894 | 45.5894 | 45.5894 | 45.5894 | 45.5894 | 45.5894 | 45.5894 | 45.5894 | 45.5894 | 45.5894 | 45.5894 | 45.5894 | 45.5894 | 45.5894 | 45.5894 | 45.5894 | 45.5894 | 45.5894 | 45.5894 | 45.5894 | 45.5894 | 45.5894 | 45.5894 | 45.5894 | 45.5894
F2_Industrial_Stone, Clay, and Glass_Existing_Process_Natural Gas_Gas Boiler - Insulate Steam Lines/Condensate Tank_A_Achievable Economic TRC Potential | F2 | Industrial | Stone, Clay, and Glass | Existing | Process | Natural Gas | Gas Boiler - Insulate Steam Lines/Condensate Tank | A | Original Unit Summer Peak Savings (kW) | Achievable Economic TRC Potential | 0 | 0 | 0 | 0 | 0 | 0 | 0 | 0 | 0 | 0 | 0 | 0 | 0 | 0 | 0 | 0 | 0 | 0 | 0 | 0 | 0 | 0 | 0 | 0 | 0 | 0 | 0 | 0 | 0 | 0 | 0
F3_Industrial_Stone, Clay, and Glass_Existing_Process_Natural Gas_Gas Boiler - Insulate Steam Lines/Condensate Tank_A_Achievable Economic TRC Potential | F3 | Industrial | Stone, Clay, and Glass | Existing | Process | Natural Gas | Gas Boiler - Insulate Steam Lines/Condensate Tank | A | Original Unit Winter Peak Savings (kW) | Achievable Economic TRC Potential | 0 | 0 | 0 | 0 | 0 | 0 | 0 | 0 | 0 | 0 | 0 | 0 | 0 | 0 | 0 | 0 | 0 | 0 | 0 | 0 | 0 | 0 | 0 | 0 | 0 | 0 | 0 | 0 | 0 | 0 | 0
F4_Industrial_Stone, Clay, and Glass_Existing_Process_Natural Gas_Gas Boiler - Insulate Steam Lines/Condensate Tank_A_Achievable Economic TRC Potential | F4 | Industrial | Stone, Clay, and Glass | Existing | Process | Natural Gas | Gas Boiler - Insulate Steam Lines/Condensate Tank | A | Standalone Impact on Baseline Energy (%) | Achievable Economic TRC Potential | 0% | 0% | 0% | 0% | 0% | 0.00172% | 0.003442% | 0.005183% | 0.0069% | 0.008615% | 0.01045% | 0.0122% | 0.01394% | 0.01589% | 0.01755% | 0.01943% | 0.02115% | 0.02298% | 0.02491% | 0.0266% | 0.02843% | 0.03026% | 0.03209% | 0.03392% | 0.00035749 | 0.00035854 | 0.00035949 | 0.00036037 | 0 | 0 | 0
F5_Industrial_Stone, Clay, and Glass_Existing_Process_Natural Gas_Gas Boiler - Insulate Steam Lines/Condensate Tank_A_Achievable Economic TRC Potential | F5 | Industrial | Stone, Clay, and Glass | Existing | Process | Natural Gas | Gas Boiler - Insulate Steam Lines/Condensate Tank | A | Standalone Impact on Baseline Summer Peak (%) | Achievable Economic TRC Potential | 0% | 0% | 0% | 0% | 0% | 0% | 0% | 0% | 0% | 0% | 0% | 0% | 0% | 0% | 0% | 0% | 0% | 0% | 0% | 0% | 0% | 0% | 0% | 0% | 0 | 0 | 0 | 0 | 0 | 0 | 0
F6_Industrial_Stone, Clay, and Glass_Existing_Process_Natural Gas_Gas Boiler - Insulate Steam Lines/Condensate Tank_A_Achievable Economic TRC Potential | F6 | Industrial | Stone, Clay, and Glass | Existing | Process | Natural Gas | Gas Boiler - Insulate Steam Lines/Condensate Tank | A | Standalone Impact on Baseline Winter Peak (%) | Achievable Economic TRC Potential | 0% | 0% | 0% | 0% | 0% | 0% | 0% | 0% | 0% | 0% | 0% | 0% | 0% | 0% | 0% | 0% | 0% | 0% | 0% | 0% | 0% | 0% | 0% | 0% | 0 | 0 | 0 | 0 | 0 | 0 | 0
F7_Industrial_Stone, Clay, and Glass_Existing_Process_Natural Gas_Gas Boiler - Insulate Steam Lines/Condensate Tank_A_Achievable Economic TRC Potential | F7 | Industrial | Stone, Clay, and Glass | Existing | Process | Natural Gas | Gas Boiler - Insulate Steam Lines/Condensate Tank | A | Incremental Energy Savings (MWh or mTherms) | Achievable Economic TRC Potential | 0 | 0 | 0 | 0 | 0 | 0.027091 | 0.027076 | 0.026917 | 0.026931 | 0.026954 | 0.026611 | 0.026539 | 0.026485 | 0.026064 | 0.026164 | 0.025914 | 0.025917 | 0.025787 | 0.025557 | 0.025587 | 0.025481 | 0.025382 | 0.02529 | 0.025204 | 0.025124 | 0 | 0 | 0 | 0 | 0 | 0
F8_Industrial_Stone, Clay, and Glass_Existing_Process_Natural Gas_Gas Boiler - Insulate Steam Lines/Condensate Tank_A_Achievable Economic TRC Potential | F8 | Industrial | Stone, Clay, and Glass | Existing | Process | Natural Gas | Gas Boiler - Insulate Steam Lines/Condensate Tank | A | Incremental Summer Peak Savings (MW) | Achievable Economic TRC Potential | 0 | 0 | 0 | 0 | 0 | 0 | 0 | 0 | 0 | 0 | 0 | 0 | 0 | 0 | 0 | 0 | 0 | 0 | 0 | 0 | 0 | 0 | 0 | 0 | 0 | 0 | 0 | 0 | 0 | 0 | 0
F9_Industrial_Stone, Clay, and Glass_Existing_Process_Natural Gas_Gas Boiler - Insulate Steam Lines/Condensate Tank_A_Achievable Economic TRC Potential | F9 | Industrial | Stone, Clay, and Glass | Existing | Process | Natural Gas | Gas Boiler - Insulate Steam Lines/Condensate Tank | A | Incremental Winter Peak Savings (MW) | Achievable Economic TRC Potential | 0 | 0 | 0 | 0 | 0 | 0 | 0 | 0 | 0 | 0 | 0 | 0 | 0 | 0 | 0 | 0 | 0 | 0 | 0 | 0 | 0 | 0 | 0 | 0 | 0 | 0 | 0 | 0 | 0 | 0 | 0
F10_Industrial_Stone, Clay, and Glass_Existing_Process_Natural Gas_Gas Boiler - Insulate Steam Lines/Condensate Tank_A_Achievable Economic TRC Potential | F10 | Industrial | Stone, Clay, and Glass | Existing | Process | Natural Gas | Gas Boiler - Insulate Steam Lines/Condensate Tank | A | Cumulative Energy Savings (MWh or mTherms) | Achievable Economic TRC Potential | 0 | 0 | 0 | 0 | 0 | 0.027091 | 0.054168 | 0.081084 | 0.10802 | 0.13497 | 0.16158 | 0.18812 | 0.2146 | 0.24067 | 0.26683 | 0.29275 | 0.31866 | 0.34445 | 0.37001 | 0.39559 | 0.42108 | 0.44646 | 0.47175 | 0.49695 | 0.52208 | 0.52208 | 0.52208 | 0.52208 | 0.52208 | 0.52208 | 0.52208
F11_Industrial_Stone, Clay, and Glass_Existing_Process_Natural Gas_Gas Boiler - Insulate Steam Lines/Condensate Tank_A_Achievable Economic TRC Potential | F11 | Industrial | Stone, Clay, and Glass | Existing | Process | Natural Gas | Gas Boiler - Insulate Steam Lines/Condensate Tank | A | Cumulative Summer Peak Savings (MW) | Achievable Economic TRC Potential | 0 | 0 | 0 | 0 | 0 | 0 | 0 | 0 | 0 | 0 | 0 | 0 | 0 | 0 | 0 | 0 | 0 | 0 | 0 | 0 | 0 | 0 | 0 | 0 | 0 | 0 | 0 | 0 | 0 | 0 | 0
F12_Industrial_Stone, Clay, and Glass_Existing_Process_Natural Gas_Gas Boiler - Insulate Steam Lines/Condensate Tank_A_Achievable Economic TRC Potential | F12 | Industrial | Stone, Clay, and Glass | Existing | Process | Natural Gas | Gas Boiler - Insulate Steam Lines/Condensate Tank | A | Cumulative Winter Peak Savings (MW) | Achievable Economic TRC Potential | 0 | 0 | 0 | 0 | 0 | 0 | 0 | 0 | 0 | 0 | 0 | 0 | 0 | 0 | 0 | 0 | 0 | 0 | 0 | 0 | 0 | 0 | 0 | 0 | 0 | 0 | 0 | 0 | 0 | 0 | 0
F13_Industrial_Stone, Clay, and Glass_Existing_Process_Natural Gas_Gas Boiler - Insulate Steam Lines/Condensate Tank_A_Achievable Economic TRC Potential | F13 | Industrial | Stone, Clay, and Glass | Existing | Process | Natural Gas | Gas Boiler - Insulate Steam Lines/Condensate Tank | A | Purchases (Incremental) | Achievable Economic TRC Potential | 0 | 0 | 0 | 0 | 0 | 0.59424 | 0.59392 | 0.59042 | 0.59074 | 0.59122 | 0.58372 | 0.58212 | 0.58094 | 0.57171 | 0.5739 | 0.56842 | 0.5685 | 0.56564 | 0.56059 | 0.56125 | 0.55893 | 0.55676 | 0.55473 | 0.55285 | 0.5511 | 0 | 0 | 0 | 0 | 0 | 0
F14_Industrial_Stone, Clay, and Glass_Existing_Process_Natural Gas_Gas Boiler - Insulate Steam Lines/Condensate Tank_A_Achievable Economic TRC Potential | F14 | Industrial | Stone, Clay, and Glass | Existing | Process | Natural Gas | Gas Boiler - Insulate Steam Lines/Condensate Tank | A | Purchases (Cumulative) | Achievable Economic TRC Potential | 0 | 0 | 0 | 0 | 0 | 0.59424 | 1.1882 | 1.7786 | 2.3693 | 2.9605 | 3.5443 | 4.1264 | 4.7073 | 5.279 | 5.8529 | 6.4213 | 6.9898 | 7.5555 | 8.1161 | 8.6773 | 9.2363 | 9.793 | 10.3478 | 10.9006 | 11.4517 | 11.4517 | 11.4517 | 11.4517 | 11.4517 | 11.4517 | 11.4517
F1_Industrial_Stone, Clay, and Glass_Existing_Space Heating_Natural Gas_Gas Boiler - Insulate Hot Water Lines_A_Achievable Economic TRC Potential | F1 | Industrial | Stone, Clay, and Glass | Existing | Space Heating | Natural Gas | Gas Boiler - Insulate Hot Water Lines | A | Original Unit Energy Savings (kWh or therms) | Achievable Economic TRC Potential | 0 | 0 | 0 | 0 | 0 | 85.8823 | 85.3003 | 84.7221 | 84.1407 | 83.5611 | 82.9977 | 82.44 | 81.8882 | 81.3427 | 80.7653 | 80.2353 | 79.7114 | 79.196 | 78.6882 | 78.1793 | 77.6878 | 77.1763 | 76.6825 | 76.2042 | 75.7228 | 75.2836 | 74.8827 | 74.5169 | 74.183 | 73.8783 | 73.6002
F2_Industrial_Stone, Clay, and Glass_Existing_Space Heating_Natural Gas_Gas Boiler - Insulate Hot Water Lines_A_Achievable Economic TRC Potential | F2 | Industrial | Stone, Clay, and Glass | Existing | Space Heating | Natural Gas | Gas Boiler - Insulate Hot Water Lines | A | Original Unit Summer Peak Savings (kW) | Achievable Economic TRC Potential | 0 | 0 | 0 | 0 | 0 | 0 | 0 | 0 | 0 | 0 | 0 | 0 | 0 | 0 | 0 | 0 | 0 | 0 | 0 | 0 | 0 | 0 | 0 | 0 | 0 | 0 | 0 | 0 | 0 | 0 | 0
F3_Industrial_Stone, Clay, and Glass_Existing_Space Heating_Natural Gas_Gas Boiler - Insulate Hot Water Lines_A_Achievable Economic TRC Potential | F3 | Industrial | Stone, Clay, and Glass | Existing | Space Heating | Natural Gas | Gas Boiler - Insulate Hot Water Lines | A | Original Unit Winter Peak Savings (kW) | Achievable Economic TRC Potential | 0 | 0 | 0 | 0 | 0 | 0 | 0 | 0 | 0 | 0 | 0 | 0 | 0 | 0 | 0 | 0 | 0 | 0 | 0 | 0 | 0 | 0 | 0 | 0 | 0 | 0 | 0 | 0 | 0 | 0 | 0
F4_Industrial_Stone, Clay, and Glass_Existing_Space Heating_Natural Gas_Gas Boiler - Insulate Hot Water Lines_A_Achievable Economic TRC Potential | F4 | Industrial | Stone, Clay, and Glass | Existing | Space Heating | Natural Gas | Gas Boiler - Insulate Hot Water Lines | A | Standalone Impact on Baseline Energy (%) | Achievable Economic TRC Potential | 0% | 0% | 0% | 0% | 0% | 0.01156% | 0.02309% | 0.03474% | 0.04624% | 0.05772% | 0.07001% | 0.08177% | 0.09352% | 0.1066% | 0.1179% | 0.1307% | 0.1423% | 0.1547% | 0.1676% | 0.179% | 0.1912% | 0.2035% | 0.2156% | 0.2277% | 0.0023965 | 0.0024009 | 0.002405 | 0.0024089 | 0 | 0 | 0
F5_Industrial_Stone, Clay, and Glass_Existing_Space Heating_Natural Gas_Gas Boiler - Insulate Hot Water Lines_A_Achievable Economic TRC Potential | F5 | Industrial | Stone, Clay, and Glass | Existing | Space Heating | Natural Gas | Gas Boiler - Insulate Hot Water Lines | A | Standalone Impact on Baseline Summer Peak (%) | Achievable Economic TRC Potential | 0% | 0% | 0% | 0% | 0% | 0% | 0% | 0% | 0% | 0% | 0% | 0% | 0% | 0% | 0% | 0% | 0% | 0% | 0% | 0% | 0% | 0% | 0% | 0% | 0 | 0 | 0 | 0 | 0 | 0 | 0
F6_Industrial_Stone, Clay, and Glass_Existing_Space Heating_Natural Gas_Gas Boiler - Insulate Hot Water Lines_A_Achievable Economic TRC Potential | F6 | Industrial | Stone, Clay, and Glass | Existing | Space Heating | Natural Gas | Gas Boiler - Insulate Hot Water Lines | A | Standalone Impact on Baseline Winter Peak (%) | Achievable Economic TRC Potential | 0% | 0% | 0% | 0% | 0% | 0% | 0% | 0% | 0% | 0% | 0% | 0% | 0% | 0% | 0% | 0% | 0% | 0% | 0% | 0% | 0% | 0% | 0% | 0% | 0 | 0 | 0 | 0 | 0 | 0 | 0
F7_Industrial_Stone, Clay, and Glass_Existing_Space Heating_Natural Gas_Gas Boiler - Insulate Hot Water Lines_A_Achievable Economic TRC Potential | F7 | Industrial | Stone, Clay, and Glass | Existing | Space Heating | Natural Gas | Gas Boiler - Insulate Hot Water Lines | A | Incremental Energy Savings (MWh or mTherms) | Achievable Economic TRC Potential | 0 | 0 | 0 | 0 | 0 | 0.0092062 | 0.0091388 | 0.0090234 | 0.0089663 | 0.0089119 | 0.0087394 | 0.0086569 | 0.0085815 | 0.008389 | 0.0083613 | 0.0082272 | 0.0081745 | 0.0080808 | 0.0079574 | 0.0079153 | 0.007833 | 0.0077511 | 0.0076735 | 0.0075997 | 0.0075279 | 0 | 0 | 0 | 0 | 0 | 0
F8_Industrial_Stone, Clay, and Glass_Existing_Space Heating_Natural Gas_Gas Boiler - Insulate Hot Water Lines_A_Achievable Economic TRC Potential | F8 | Industrial | Stone, Clay, and Glass | Existing | Space Heating | Natural Gas | Gas Boiler - Insulate Hot Water Lines | A | Incremental Summer Peak Savings (MW) | Achievable Economic TRC Potential | 0 | 0 | 0 | 0 | 0 | 0 | 0 | 0 | 0 | 0 | 0 | 0 | 0 | 0 | 0 | 0 | 0 | 0 | 0 | 0 | 0 | 0 | 0 | 0 | 0 | 0 | 0 | 0 | 0 | 0 | 0
F9_Industrial_Stone, Clay, and Glass_Existing_Space Heating_Natural Gas_Gas Boiler - Insulate Hot Water Lines_A_Achievable Economic TRC Potential | F9 | Industrial | Stone, Clay, and Glass | Existing | Space Heating | Natural Gas | Gas Boiler - Insulate Hot Water Lines | A | Incremental Winter Peak Savings (MW) | Achievable Economic TRC Potential | 0 | 0 | 0 | 0 | 0 | 0 | 0 | 0 | 0 | 0 | 0 | 0 | 0 | 0 | 0 | 0 | 0 | 0 | 0 | 0 | 0 | 0 | 0 | 0 | 0 | 0 | 0 | 0 | 0 | 0 | 0
F10_Industrial_Stone, Clay, and Glass_Existing_Space Heating_Natural Gas_Gas Boiler - Insulate Hot Water Lines_A_Achievable Economic TRC Potential | F10 | Industrial | Stone, Clay, and Glass | Existing | Space Heating | Natural Gas | Gas Boiler - Insulate Hot Water Lines | A | Cumulative Energy Savings (MWh or mTherms) | Achievable Economic TRC Potential | 0 | 0 | 0 | 0 | 0 | 0.0092062 | 0.018283 | 0.027182 | 0.035962 | 0.044626 | 0.053065 | 0.061365 | 0.069536 | 0.077462 | 0.085273 | 0.092941 | 0.10051 | 0.10794 | 0.1152 | 0.12237 | 0.12944 | 0.13634 | 0.14314 | 0.14985 | 0.15643 | 0.15552 | 0.15469 | 0.15394 | 0.15325 | 0.15262 | 0.15204
F11_Industrial_Stone, Clay, and Glass_Existing_Space Heating_Natural Gas_Gas Boiler - Insulate Hot Water Lines_A_Achievable Economic TRC Potential | F11 | Industrial | Stone, Clay, and Glass | Existing | Space Heating | Natural Gas | Gas Boiler - Insulate Hot Water Lines | A | Cumulative Summer Peak Savings (MW) | Achievable Economic TRC Potential | 0 | 0 | 0 | 0 | 0 | 0 | 0 | 0 | 0 | 0 | 0 | 0 | 0 | 0 | 0 | 0 | 0 | 0 | 0 | 0 | 0 | 0 | 0 | 0 | 0 | 0 | 0 | 0 | 0 | 0 | 0
F12_Industrial_Stone, Clay, and Glass_Existing_Space Heating_Natural Gas_Gas Boiler - Insulate Hot Water Lines_A_Achievable Economic TRC Potential | F12 | Industrial | Stone, Clay, and Glass | Existing | Space Heating | Natural Gas | Gas Boiler - Insulate Hot Water Lines | A | Cumulative Winter Peak Savings (MW) | Achievable Economic TRC Potential | 0 | 0 | 0 | 0 | 0 | 0 | 0 | 0 | 0 | 0 | 0 | 0 | 0 | 0 | 0 | 0 | 0 | 0 | 0 | 0 | 0 | 0 | 0 | 0 | 0 | 0 | 0 | 0 | 0 | 0 | 0
F13_Industrial_Stone, Clay, and Glass_Existing_Space Heating_Natural Gas_Gas Boiler - Insulate Hot Water Lines_A_Achievable Economic TRC Potential | F13 | Industrial | Stone, Clay, and Glass | Existing | Space Heating | Natural Gas | Gas Boiler - Insulate Hot Water Lines | A | Purchases (Incremental) | Achievable Economic TRC Potential | 0 | 0 | 0 | 0 | 0 | 0.1072 | 0.10714 | 0.10651 | 0.10656 | 0.10665 | 0.1053 | 0.10501 | 0.1048 | 0.10313 | 0.10353 | 0.10254 | 0.10255 | 0.10204 | 0.10113 | 0.10125 | 0.10083 | 0.10043 | 0.10007 | 0.099728 | 0.099414 | 0 | 0 | 0 | 0 | 0 | 0
F14_Industrial_Stone, Clay, and Glass_Existing_Space Heating_Natural Gas_Gas Boiler - Insulate Hot Water Lines_A_Achievable Economic TRC Potential | F14 | Industrial | Stone, Clay, and Glass | Existing | Space Heating | Natural Gas | Gas Boiler - Insulate Hot Water Lines | A | Purchases (Cumulative) | Achievable Economic TRC Potential | 0 | 0 | 0 | 0 | 0 | 0.1072 | 0.21433 | 0.32084 | 0.4274 | 0.53405 | 0.63935 | 0.74436 | 0.84915 | 0.95229 | 1.0558 | 1.1583 | 1.2609 | 1.3629 | 1.4641 | 1.5653 | 1.6661 | 1.7666 | 1.8666 | 1.9664 | 2.0658 | 2.0658 | 2.0658 | 2.0658 | 2.0658 | 2.0658 | 2.0658
F1_Industrial_Stone, Clay, and Glass_Existing_Process_Natural Gas_Gas Boiler - Insulate Hot Water Lines_A_Achievable Economic TRC Potential | F1 | Industrial | Stone, Clay, and Glass | Existing | Process | Natural Gas | Gas Boiler - Insulate Hot Water Lines | A | Original Unit Energy Savings (kWh or therms) | Achievable Economic TRC Potential | 0 | 0 | 0 | 0 | 0 | 51.5303 | 51.5303 | 51.5303 | 51.5303 | 51.5303 | 51.5303 | 51.5303 | 51.5303 | 51.5303 | 51.5303 | 51.5303 | 51.5303 | 51.5303 | 51.5303 | 51.5303 | 51.5303 | 51.5303 | 51.5303 | 51.5303 | 51.5303 | 51.5303 | 51.5303 | 51.5303 | 51.5303 | 51.5303 | 51.5303
F2_Industrial_Stone, Clay, and Glass_Existing_Process_Natural Gas_Gas Boiler - Insulate Hot Water Lines_A_Achievable Economic TRC Potential | F2 | Industrial | Stone, Clay, and Glass | Existing | Process | Natural Gas | Gas Boiler - Insulate Hot Water Lines | A | Original Unit Summer Peak Savings (kW) | Achievable Economic TRC Potential | 0 | 0 | 0 | 0 | 0 | 0 | 0 | 0 | 0 | 0 | 0 | 0 | 0 | 0 | 0 | 0 | 0 | 0 | 0 | 0 | 0 | 0 | 0 | 0 | 0 | 0 | 0 | 0 | 0 | 0 | 0
F3_Industrial_Stone, Clay, and Glass_Existing_Process_Natural Gas_Gas Boiler - Insulate Hot Water Lines_A_Achievable Economic TRC Potential | F3 | Industrial | Stone, Clay, and Glass | Existing | Process | Natural Gas | Gas Boiler - Insulate Hot Water Lines | A | Original Unit Winter Peak Savings (kW) | Achievable Economic TRC Potential | 0 | 0 | 0 | 0 | 0 | 0 | 0 | 0 | 0 | 0 | 0 | 0 | 0 | 0 | 0 | 0 | 0 | 0 | 0 | 0 | 0 | 0 | 0 | 0 | 0 | 0 | 0 | 0 | 0 | 0 | 0
F4_Industrial_Stone, Clay, and Glass_Existing_Process_Natural Gas_Gas Boiler - Insulate Hot Water Lines_A_Achievable Economic TRC Potential | F4 | Industrial | Stone, Clay, and Glass | Existing | Process | Natural Gas | Gas Boiler - Insulate Hot Water Lines | A | Standalone Impact on Baseline Energy (%) | Achievable Economic TRC Potential | 0% | 0% | 0% | 0% | 0% | 0.003889% | 0.007781% | 0.01172% | 0.0156% | 0.01948% | 0.02361% | 0.02757% | 0.03151% | 0.03591% | 0.03966% | 0.04394% | 0.04782% | 0.05195% | 0.05631% | 0.06013% | 0.06427% | 0.06841% | 0.07255% | 0.07668% | 0.00080816 | 0.00081052 | 0.00081268 | 0.00081466 | 0 | 0 | 0
F5_Industrial_Stone, Clay, and Glass_Existing_Process_Natural Gas_Gas Boiler - Insulate Hot Water Lines_A_Achievable Economic TRC Potential | F5 | Industrial | Stone, Clay, and Glass | Existing | Process | Natural Gas | Gas Boiler - Insulate Hot Water Lines | A | Standalone Impact on Baseline Summer Peak (%) | Achievable Economic TRC Potential | 0% | 0% | 0% | 0% | 0% | 0% | 0% | 0% | 0% | 0% | 0% | 0% | 0% | 0% | 0% | 0% | 0% | 0% | 0% | 0% | 0% | 0% | 0% | 0% | 0 | 0 | 0 | 0 | 0 | 0 | 0
F6_Industrial_Stone, Clay, and Glass_Existing_Process_Natural Gas_Gas Boiler - Insulate Hot Water Lines_A_Achievable Economic TRC Potential | F6 | Industrial | Stone, Clay, and Glass | Existing | Process | Natural Gas | Gas Boiler - Insulate Hot Water Lines | A | Standalone Impact on Baseline Winter Peak (%) | Achievable Economic TRC Potential | 0% | 0% | 0% | 0% | 0% | 0% | 0% | 0% | 0% | 0% | 0% | 0% | 0% | 0% | 0% | 0% | 0% | 0% | 0% | 0% | 0% | 0% | 0% | 0% | 0 | 0 | 0 | 0 | 0 | 0 | 0
F7_Industrial_Stone, Clay, and Glass_Existing_Process_Natural Gas_Gas Boiler - Insulate Hot Water Lines_A_Achievable Economic TRC Potential | F7 | Industrial | Stone, Clay, and Glass | Existing | Process | Natural Gas | Gas Boiler - Insulate Hot Water Lines | A | Incremental Energy Savings (MWh or mTherms) | Achievable Economic TRC Potential | 0 | 0 | 0 | 0 | 0 | 0.061243 | 0.06121 | 0.060849 | 0.060882 | 0.060932 | 0.060158 | 0.059994 | 0.059872 | 0.058921 | 0.059146 | 0.058582 | 0.05859 | 0.058295 | 0.057775 | 0.057843 | 0.057604 | 0.05738 | 0.057171 | 0.056977 | 0.056797 | 0 | 0 | 0 | 0 | 0 | 0
F8_Industrial_Stone, Clay, and Glass_Existing_Process_Natural Gas_Gas Boiler - Insulate Hot Water Lines_A_Achievable Economic TRC Potential | F8 | Industrial | Stone, Clay, and Glass | Existing | Process | Natural Gas | Gas Boiler - Insulate Hot Water Lines | A | Incremental Summer Peak Savings (MW) | Achievable Economic TRC Potential | 0 | 0 | 0 | 0 | 0 | 0 | 0 | 0 | 0 | 0 | 0 | 0 | 0 | 0 | 0 | 0 | 0 | 0 | 0 | 0 | 0 | 0 | 0 | 0 | 0 | 0 | 0 | 0 | 0 | 0 | 0
F9_Industrial_Stone, Clay, and Glass_Existing_Process_Natural Gas_Gas Boiler - Insulate Hot Water Lines_A_Achievable Economic TRC Potential | F9 | Industrial | Stone, Clay, and Glass | Existing | Process | Natural Gas | Gas Boiler - Insulate Hot Water Lines | A | Incremental Winter Peak Savings (MW) | Achievable Economic TRC Potential | 0 | 0 | 0 | 0 | 0 | 0 | 0 | 0 | 0 | 0 | 0 | 0 | 0 | 0 | 0 | 0 | 0 | 0 | 0 | 0 | 0 | 0 | 0 | 0 | 0 | 0 | 0 | 0 | 0 | 0 | 0
F10_Industrial_Stone, Clay, and Glass_Existing_Process_Natural Gas_Gas Boiler - Insulate Hot Water Lines_A_Achievable Economic TRC Potential | F10 | Industrial | Stone, Clay, and Glass | Existing | Process | Natural Gas | Gas Boiler - Insulate Hot Water Lines | A | Cumulative Energy Savings (MWh or mTherms) | Achievable Economic TRC Potential | 0 | 0 | 0 | 0 | 0 | 0.061243 | 0.12245 | 0.1833 | 0.24418 | 0.30512 | 0.36527 | 0.42527 | 0.48514 | 0.54406 | 0.60321 | 0.66179 | 0.72038 | 0.77867 | 0.83645 | 0.89429 | 0.9519 | 1.0093 | 1.0664 | 1.1234 | 1.1802 | 1.1802 | 1.1802 | 1.1802 | 1.1802 | 1.1802 | 1.1802
F11_Industrial_Stone, Clay, and Glass_Existing_Process_Natural Gas_Gas Boiler - Insulate Hot Water Lines_A_Achievable Economic TRC Potential | F11 | Industrial | Stone, Clay, and Glass | Existing | Process | Natural Gas | Gas Boiler - Insulate Hot Water Lines | A | Cumulative Summer Peak Savings (MW) | Achievable Economic TRC Potential | 0 | 0 | 0 | 0 | 0 | 0 | 0 | 0 | 0 | 0 | 0 | 0 | 0 | 0 | 0 | 0 | 0 | 0 | 0 | 0 | 0 | 0 | 0 | 0 | 0 | 0 | 0 | 0 | 0 | 0 | 0
F12_Industrial_Stone, Clay, and Glass_Existing_Process_Natural Gas_Gas Boiler - Insulate Hot Water Lines_A_Achievable Economic TRC Potential | F12 | Industrial | Stone, Clay, and Glass | Existing | Process | Natural Gas | Gas Boiler - Insulate Hot Water Lines | A | Cumulative Winter Peak Savings (MW) | Achievable Economic TRC Potential | 0 | 0 | 0 | 0 | 0 | 0 | 0 | 0 | 0 | 0 | 0 | 0 | 0 | 0 | 0 | 0 | 0 | 0 | 0 | 0 | 0 | 0 | 0 | 0 | 0 | 0 | 0 | 0 | 0 | 0 | 0
F13_Industrial_Stone, Clay, and Glass_Existing_Process_Natural Gas_Gas Boiler - Insulate Hot Water Lines_A_Achievable Economic TRC Potential | F13 | Industrial | Stone, Clay, and Glass | Existing | Process | Natural Gas | Gas Boiler - Insulate Hot Water Lines | A | Purchases (Incremental) | Achievable Economic TRC Potential | 0 | 0 | 0 | 0 | 0 | 1.1885 | 1.1878 | 1.1808 | 1.1815 | 1.1824 | 1.1674 | 1.1642 | 1.1619 | 1.1434 | 1.1478 | 1.1368 | 1.137 | 1.1313 | 1.1212 | 1.1225 | 1.1179 | 1.1135 | 1.1095 | 1.1057 | 1.1022 | 0 | 0 | 0 | 0 | 0 | 0
F14_Industrial_Stone, Clay, and Glass_Existing_Process_Natural Gas_Gas Boiler - Insulate Hot Water Lines_A_Achievable Economic TRC Potential | F14 | Industrial | Stone, Clay, and Glass | Existing | Process | Natural Gas | Gas Boiler - Insulate Hot Water Lines | A | Purchases (Cumulative) | Achievable Economic TRC Potential | 0 | 0 | 0 | 0 | 0 | 1.1885 | 2.3763 | 3.5572 | 4.7386 | 5.9211 | 7.0885 | 8.2527 | 9.4146 | 10.5581 | 11.7058 | 12.8427 | 13.9797 | 15.111 | 16.2321 | 17.3547 | 18.4725 | 19.586 | 20.6955 | 21.8012 | 22.9034 | 22.9034 | 22.9034 | 22.9034 | 22.9034 | 22.9034 | 22.9034
F1_Industrial_Stone, Clay, and Glass_Existing_Process_Natural Gas_Process - Insulate Heated Process Fluids_A_Achievable Economic TRC Potential | F1 | Industrial | Stone, Clay, and Glass | Existing | Process | Natural Gas | Process - Insulate Heated Process Fluids | A | Original Unit Energy Savings (kWh or therms) | Achievable Economic TRC Potential | 0 | 0 | 0 | 0 | 0 | 1280.913 | 1280.913 | 1280.913 | 1280.913 | 1280.913 | 1280.913 | 1280.913 | 1280.913 | 1280.913 | 1280.913 | 1280.913 | 1280.913 | 1280.913 | 1280.913 | 1280.913 | 1280.913 | 1280.913 | 1280.913 | 1280.913 | 1280.913 | 1280.913 | 1280.913 | 1280.913 | 1280.913 | 1280.913 | 1280.913
F2_Industrial_Stone, Clay, and Glass_Existing_Process_Natural Gas_Process - Insulate Heated Process Fluids_A_Achievable Economic TRC Potential | F2 | Industrial | Stone, Clay, and Glass | Existing | Process | Natural Gas | Process - Insulate Heated Process Fluids | A | Original Unit Summer Peak Savings (kW) | Achievable Economic TRC Potential | 0 | 0 | 0 | 0 | 0 | 0 | 0 | 0 | 0 | 0 | 0 | 0 | 0 | 0 | 0 | 0 | 0 | 0 | 0 | 0 | 0 | 0 | 0 | 0 | 0 | 0 | 0 | 0 | 0 | 0 | 0
F3_Industrial_Stone, Clay, and Glass_Existing_Process_Natural Gas_Process - Insulate Heated Process Fluids_A_Achievable Economic TRC Potential | F3 | Industrial | Stone, Clay, and Glass | Existing | Process | Natural Gas | Process - Insulate Heated Process Fluids | A | Original Unit Winter Peak Savings (kW) | Achievable Economic TRC Potential | 0 | 0 | 0 | 0 | 0 | 0 | 0 | 0 | 0 | 0 | 0 | 0 | 0 | 0 | 0 | 0 | 0 | 0 | 0 | 0 | 0 | 0 | 0 | 0 | 0 | 0 | 0 | 0 | 0 | 0 | 0
F4_Industrial_Stone, Clay, and Glass_Existing_Process_Natural Gas_Process - Insulate Heated Process Fluids_A_Achievable Economic TRC Potential | F4 | Industrial | Stone, Clay, and Glass | Existing | Process | Natural Gas | Process - Insulate Heated Process Fluids | A | Standalone Impact on Baseline Energy (%) | Achievable Economic TRC Potential | 0% | 0% | 0% | 0% | 0% | 0.1057% | 0.2115% | 0.3185% | 0.4241% | 0.5295% | 0.6315% | 0.7093% | 0.7717% | 0.8328% | 0.8687% | 0.9082% | 0.933% | 0.9577% | 0.9823% | 0.9939% | 1.008% | 1.012% | 1.016% | 1.019% | 0.010227 | 0.010257 | 0.010284 | 0.010309 | 0 | 0 | 0
F5_Industrial_Stone, Clay, and Glass_Existing_Process_Natural Gas_Process - Insulate Heated Process Fluids_A_Achievable Economic TRC Potential | F5 | Industrial | Stone, Clay, and Glass | Existing | Process | Natural Gas | Process - Insulate Heated Process Fluids | A | Standalone Impact on Baseline Summer Peak (%) | Achievable Economic TRC Potential | 0% | 0% | 0% | 0% | 0% | 0% | 0% | 0% | 0% | 0% | 0% | 0% | 0% | 0% | 0% | 0% | 0% | 0% | 0% | 0% | 0% | 0% | 0% | 0% | 0 | 0 | 0 | 0 | 0 | 0 | 0
F6_Industrial_Stone, Clay, and Glass_Existing_Process_Natural Gas_Process - Insulate Heated Process Fluids_A_Achievable Economic TRC Potential | F6 | Industrial | Stone, Clay, and Glass | Existing | Process | Natural Gas | Process - Insulate Heated Process Fluids | A | Standalone Impact on Baseline Winter Peak (%) | Achievable Economic TRC Potential | 0% | 0% | 0% | 0% | 0% | 0% | 0% | 0% | 0% | 0% | 0% | 0% | 0% | 0% | 0% | 0% | 0% | 0% | 0% | 0% | 0% | 0% | 0% | 0% | 0 | 0 | 0 | 0 | 0 | 0 | 0
F7_Industrial_Stone, Clay, and Glass_Existing_Process_Natural Gas_Process - Insulate Heated Process Fluids_A_Achievable Economic TRC Potential | F7 | Industrial | Stone, Clay, and Glass | Existing | Process | Natural Gas | Process - Insulate Heated Process Fluids | A | Incremental Energy Savings (MWh or mTherms) | Achievable Economic TRC Potential | 0 | 0 | 0 | 0 | 0 | 1.6651 | 1.6642 | 1.6543 | 1.6552 | 1.6566 | 1.472 | 1.1744 | 0.9376 | 0.73817 | 0.59279 | 0.46971 | 0.37582 | 0.29914 | 0.23718 | 0.18997 | 0.15135 | 0.0010283 | 0.0003659 | 0.00012432 | 4.041e-05 | 3.4249e-05 | 3.4157e-05 | 3.4074e-05 | 3.4e-05 | 3.3934e-05 | 3.3876e-05
F8_Industrial_Stone, Clay, and Glass_Existing_Process_Natural Gas_Process - Insulate Heated Process Fluids_A_Achievable Economic TRC Potential | F8 | Industrial | Stone, Clay, and Glass | Existing | Process | Natural Gas | Process - Insulate Heated Process Fluids | A | Incremental Summer Peak Savings (MW) | Achievable Economic TRC Potential | 0 | 0 | 0 | 0 | 0 | 0 | 0 | 0 | 0 | 0 | 0 | 0 | 0 | 0 | 0 | 0 | 0 | 0 | 0 | 0 | 0 | 0 | 0 | 0 | 0 | 0 | 0 | 0 | 0 | 0 | 0
F9_Industrial_Stone, Clay, and Glass_Existing_Process_Natural Gas_Process - Insulate Heated Process Fluids_A_Achievable Economic TRC Potential | F9 | Industrial | Stone, Clay, and Glass | Existing | Process | Natural Gas | Process - Insulate Heated Process Fluids | A | Incremental Winter Peak Savings (MW) | Achievable Economic TRC Potential | 0 | 0 | 0 | 0 | 0 | 0 | 0 | 0 | 0 | 0 | 0 | 0 | 0 | 0 | 0 | 0 | 0 | 0 | 0 | 0 | 0 | 0 | 0 | 0 | 0 | 0 | 0 | 0 | 0 | 0 | 0
F10_Industrial_Stone, Clay, and Glass_Existing_Process_Natural Gas_Process - Insulate Heated Process Fluids_A_Achievable Economic TRC Potential | F10 | Industrial | Stone, Clay, and Glass | Existing | Process | Natural Gas | Process - Insulate Heated Process Fluids | A | Cumulative Energy Savings (MWh or mTherms) | Achievable Economic TRC Potential | 0 | 0 | 0 | 0 | 0 | 1.6651 | 3.3292 | 4.9836 | 6.6388 | 8.2954 | 9.7674 | 10.9418 | 11.8794 | 12.6176 | 13.2103 | 13.6801 | 14.0559 | 14.355 | 14.5922 | 14.7822 | 14.9335 | 14.9345 | 14.9349 | 14.935 | 14.9351 | 14.9351 | 14.9351 | 14.9352 | 14.9352 | 14.9352 | 14.9353
F11_Industrial_Stone, Clay, and Glass_Existing_Process_Natural Gas_Process - Insulate Heated Process Fluids_A_Achievable Economic TRC Potential | F11 | Industrial | Stone, Clay, and Glass | Existing | Process | Natural Gas | Process - Insulate Heated Process Fluids | A | Cumulative Summer Peak Savings (MW) | Achievable Economic TRC Potential | 0 | 0 | 0 | 0 | 0 | 0 | 0 | 0 | 0 | 0 | 0 | 0 | 0 | 0 | 0 | 0 | 0 | 0 | 0 | 0 | 0 | 0 | 0 | 0 | 0 | 0 | 0 | 0 | 0 | 0 | 0
F12_Industrial_Stone, Clay, and Glass_Existing_Process_Natural Gas_Process - Insulate Heated Process Fluids_A_Achievable Economic TRC Potential | F12 | Industrial | Stone, Clay, and Glass | Existing | Process | Natural Gas | Process - Insulate Heated Process Fluids | A | Cumulative Winter Peak Savings (MW) | Achievable Economic TRC Potential | 0 | 0 | 0 | 0 | 0 | 0 | 0 | 0 | 0 | 0 | 0 | 0 | 0 | 0 | 0 | 0 | 0 | 0 | 0 | 0 | 0 | 0 | 0 | 0 | 0 | 0 | 0 | 0 | 0 | 0 | 0
F13_Industrial_Stone, Clay, and Glass_Existing_Process_Natural Gas_Process - Insulate Heated Process Fluids_A_Achievable Economic TRC Potential | F13 | Industrial | Stone, Clay, and Glass | Existing | Process | Natural Gas | Process - Insulate Heated Process Fluids | A | Purchases (Incremental) | Achievable Economic TRC Potential | 0 | 0 | 0 | 0 | 0 | 1.2999 | 1.2992 | 1.2915 | 1.2922 | 1.2933 | 1.1492 | 0.91684 | 0.73198 | 0.57629 | 0.46279 | 0.3667 | 0.2934 | 0.23354 | 0.18516 | 0.14831 | 0.11815 | 0.00080277 | 0.00028566 | 9.7053e-05 | 3.1548e-05 | 2.6738e-05 | 2.6666e-05 | 2.6602e-05 | 2.6544e-05 | 2.6492e-05 | 2.6447e-05
F14_Industrial_Stone, Clay, and Glass_Existing_Process_Natural Gas_Process - Insulate Heated Process Fluids_A_Achievable Economic TRC Potential | F14 | Industrial | Stone, Clay, and Glass | Existing | Process | Natural Gas | Process - Insulate Heated Process Fluids | A | Purchases (Cumulative) | Achievable Economic TRC Potential | 0 | 0 | 0 | 0 | 0 | 1.2999 | 2.5991 | 3.8906 | 5.1829 | 6.4762 | 7.6253 | 8.5422 | 9.2742 | 9.8504 | 10.3132 | 10.6799 | 10.9733 | 11.2069 | 11.392 | 11.5403 | 11.6585 | 11.6593 | 11.6596 | 11.6597 | 11.6597 | 11.6597 | 11.6598 | 11.6598 | 11.6598 | 11.6598 | 11.6599
F1_Industrial_Stone, Clay, and Glass_Existing_Process_Natural Gas_Process Heat Recovery_A_Achievable Economic TRC Potential | F1 | Industrial | Stone, Clay, and Glass | Existing | Process | Natural Gas | Process Heat Recovery | A | Original Unit Energy Savings (kWh or therms) | Achievable Economic TRC Potential | 0 | 0 | 0 | 0 | 0 | 73.39 | 73.39 | 73.39 | 73.39 | 73.39 | 73.39 | 73.39 | 73.39 | 73.39 | 73.39 | 73.39 | 73.39 | 73.39 | 73.39 | 73.39 | 73.39 | 73.39 | 73.39 | 73.39 | 73.39 | 73.39 | 73.39 | 73.39 | 0 | 0 | 0
F2_Industrial_Stone, Clay, and Glass_Existing_Process_Natural Gas_Process Heat Recovery_A_Achievable Economic TRC Potential | F2 | Industrial | Stone, Clay, and Glass | Existing | Process | Natural Gas | Process Heat Recovery | A | Original Unit Summer Peak Savings (kW) | Achievable Economic TRC Potential | 0 | 0 | 0 | 0 | 0 | 0 | 0 | 0 | 0 | 0 | 0 | 0 | 0 | 0 | 0 | 0 | 0 | 0 | 0 | 0 | 0 | 0 | 0 | 0 | 0 | 0 | 0 | 0 | 0 | 0 | 0
F3_Industrial_Stone, Clay, and Glass_Existing_Process_Natural Gas_Process Heat Recovery_A_Achievable Economic TRC Potential | F3 | Industrial | Stone, Clay, and Glass | Existing | Process | Natural Gas | Process Heat Recovery | A | Original Unit Winter Peak Savings (kW) | Achievable Economic TRC Potential | 0 | 0 | 0 | 0 | 0 | 0 | 0 | 0 | 0 | 0 | 0 | 0 | 0 | 0 | 0 | 0 | 0 | 0 | 0 | 0 | 0 | 0 | 0 | 0 | 0 | 0 | 0 | 0 | 0 | 0 | 0
F4_Industrial_Stone, Clay, and Glass_Existing_Process_Natural Gas_Process Heat Recovery_A_Achievable Economic TRC Potential | F4 | Industrial | Stone, Clay, and Glass | Existing | Process | Natural Gas | Process Heat Recovery | A | Standalone Impact on Baseline Energy (%) | Achievable Economic TRC Potential | 0% | 0% | 0% | 0% | 0% | 0.2181% | 0.4363% | 0.657% | 0.8747% | 1.092% | 1.302% | 1.463% | 1.592% | 1.718% | 1.792% | 1.873% | 1.924% | 1.975% | 2.026% | 2.05% | 2.08% | 2.088% | 2.096% | 2.103% | 0.021094 | 0.021156 | 0.021212 | 0.021264 | 0 | 0 | 0
F5_Industrial_Stone, Clay, and Glass_Existing_Process_Natural Gas_Process Heat Recovery_A_Achievable Economic TRC Potential | F5 | Industrial | Stone, Clay, and Glass | Existing | Process | Natural Gas | Process Heat Recovery | A | Standalone Impact on Baseline Summer Peak (%) | Achievable Economic TRC Potential | 0% | 0% | 0% | 0% | 0% | 0% | 0% | 0% | 0% | 0% | 0% | 0% | 0% | 0% | 0% | 0% | 0% | 0% | 0% | 0% | 0% | 0% | 0% | 0% | 0 | 0 | 0 | 0 | 0 | 0 | 0
F6_Industrial_Stone, Clay, and Glass_Existing_Process_Natural Gas_Process Heat Recovery_A_Achievable Economic TRC Potential | F6 | Industrial | Stone, Clay, and Glass | Existing | Process | Natural Gas | Process Heat Recovery | A | Standalone Impact on Baseline Winter Peak (%) | Achievable Economic TRC Potential | 0% | 0% | 0% | 0% | 0% | 0% | 0% | 0% | 0% | 0% | 0% | 0% | 0% | 0% | 0% | 0% | 0% | 0% | 0% | 0% | 0% | 0% | 0% | 0% | 0 | 0 | 0 | 0 | 0 | 0 | 0
F7_Industrial_Stone, Clay, and Glass_Existing_Process_Natural Gas_Process Heat Recovery_A_Achievable Economic TRC Potential | F7 | Industrial | Stone, Clay, and Glass | Existing | Process | Natural Gas | Process Heat Recovery | A | Incremental Energy Savings (MWh or mTherms) | Achievable Economic TRC Potential | 0 | 0 | 0 | 0 | 0 | 3.4344 | 3.4325 | 3.4123 | 3.4141 | 3.4169 | 3.0362 | 2.4223 | 1.9339 | 1.5226 | 1.2227 | 0.96884 | 0.77517 | 0.61701 | 0.48921 | 0.39183 | 0.31217 | 0.0021209 | 0.00075472 | 0.00025642 | 8.335e-05 | 7.0642e-05 | 7.0453e-05 | 7.0283e-05 | 0 | 0 | 0
F8_Industrial_Stone, Clay, and Glass_Existing_Process_Natural Gas_Process Heat Recovery_A_Achievable Economic TRC Potential | F8 | Industrial | Stone, Clay, and Glass | Existing | Process | Natural Gas | Process Heat Recovery | A | Incremental Summer Peak Savings (MW) | Achievable Economic TRC Potential | 0 | 0 | 0 | 0 | 0 | 0 | 0 | 0 | 0 | 0 | 0 | 0 | 0 | 0 | 0 | 0 | 0 | 0 | 0 | 0 | 0 | 0 | 0 | 0 | 0 | 0 | 0 | 0 | 0 | 0 | 0
F9_Industrial_Stone, Clay, and Glass_Existing_Process_Natural Gas_Process Heat Recovery_A_Achievable Economic TRC Potential | F9 | Industrial | Stone, Clay, and Glass | Existing | Process | Natural Gas | Process Heat Recovery | A | Incremental Winter Peak Savings (MW) | Achievable Economic TRC Potential | 0 | 0 | 0 | 0 | 0 | 0 | 0 | 0 | 0 | 0 | 0 | 0 | 0 | 0 | 0 | 0 | 0 | 0 | 0 | 0 | 0 | 0 | 0 | 0 | 0 | 0 | 0 | 0 | 0 | 0 | 0
F10_Industrial_Stone, Clay, and Glass_Existing_Process_Natural Gas_Process Heat Recovery_A_Achievable Economic TRC Potential | F10 | Industrial | Stone, Clay, and Glass | Existing | Process | Natural Gas | Process Heat Recovery | A | Cumulative Energy Savings (MWh or mTherms) | Achievable Economic TRC Potential | 0 | 0 | 0 | 0 | 0 | 3.4344 | 6.8669 | 10.2792 | 13.6933 | 17.1103 | 20.1465 | 22.5688 | 24.5027 | 26.0253 | 27.248 | 28.2168 | 28.992 | 29.609 | 30.0982 | 30.49 | 30.8022 | 30.8043 | 30.8051 | 30.8053 | 30.8054 | 30.8055 | 30.8055 | 30.8056 | 0 | 0 | 0
F11_Industrial_Stone, Clay, and Glass_Existing_Process_Natural Gas_Process Heat Recovery_A_Achievable Economic TRC Potential | F11 | Industrial | Stone, Clay, and Glass | Existing | Process | Natural Gas | Process Heat Recovery | A | Cumulative Summer Peak Savings (MW) | Achievable Economic TRC Potential | 0 | 0 | 0 | 0 | 0 | 0 | 0 | 0 | 0 | 0 | 0 | 0 | 0 | 0 | 0 | 0 | 0 | 0 | 0 | 0 | 0 | 0 | 0 | 0 | 0 | 0 | 0 | 0 | 0 | 0 | 0
F12_Industrial_Stone, Clay, and Glass_Existing_Process_Natural Gas_Process Heat Recovery_A_Achievable Economic TRC Potential | F12 | Industrial | Stone, Clay, and Glass | Existing | Process | Natural Gas | Process Heat Recovery | A | Cumulative Winter Peak Savings (MW) | Achievable Economic TRC Potential | 0 | 0 | 0 | 0 | 0 | 0 | 0 | 0 | 0 | 0 | 0 | 0 | 0 | 0 | 0 | 0 | 0 | 0 | 0 | 0 | 0 | 0 | 0 | 0 | 0 | 0 | 0 | 0 | 0 | 0 | 0
F13_Industrial_Stone, Clay, and Glass_Existing_Process_Natural Gas_Process Heat Recovery_A_Achievable Economic TRC Potential | F13 | Industrial | Stone, Clay, and Glass | Existing | Process | Natural Gas | Process Heat Recovery | A | Purchases (Incremental) | Achievable Economic TRC Potential | 0 | 0 | 0 | 0 | 0 | 46.7966 | 46.7709 | 46.4951 | 46.5202 | 46.5587 | 41.3707 | 33.0061 | 26.3513 | 20.7463 | 16.6604 | 13.2012 | 10.5623 | 8.4073 | 6.6659 | 5.339 | 4.2536 | 0.0289 | 0.010284 | 0.0034939 | 0.0011357 | 0.00096255 | 0.00095999 | 0.00095766 | 9.3059e-07 | 9.3059e-07 | 9.3059e-07
F14_Industrial_Stone, Clay, and Glass_Existing_Process_Natural Gas_Process Heat Recovery_A_Achievable Economic TRC Potential | F14 | Industrial | Stone, Clay, and Glass | Existing | Process | Natural Gas | Process Heat Recovery | A | Purchases (Cumulative) | Achievable Economic TRC Potential | 0 | 0 | 0 | 0 | 0 | 46.7966 | 93.5675 | 140.0626 | 186.5828 | 233.1415 | 274.5122 | 307.5183 | 333.8696 | 354.6159 | 371.2763 | 384.4775 | 395.0398 | 403.4471 | 410.113 | 415.452 | 419.7056 | 419.7345 | 419.7448 | 419.7483 | 419.7494 | 419.7504 | 419.7513 | 419.7523 | 419.7523 | 419.7523 | 419.7523
F1_Industrial_Stone, Clay, and Glass_Existing_Space Heating_Natural Gas_Building Automation System_A_Achievable Economic TRC Potential | F1 | Industrial | Stone, Clay, and Glass | Existing | Space Heating | Natural Gas | Building Automation System | A | Original Unit Energy Savings (kWh or therms) | Achievable Economic TRC Potential | 0 | 0 | 0 | 0 | 0 | 0.015466 | 0.01539 | 0.015297 | 0.015198 | 0.015094 | 0.014989 | 0.014881 | 0.014774 | 0.014667 | 0.014552 | 0.014445 | 0.01434 | 0.014242 | 0.014151 | 0.014062 | 0.013978 | 0.013892 | 0.013815 | 0.013742 | 0.013672 | 0.013608 | 0.013548 | 0.013493 | 0 | 0 | 0
F2_Industrial_Stone, Clay, and Glass_Existing_Space Heating_Natural Gas_Building Automation System_A_Achievable Economic TRC Potential | F2 | Industrial | Stone, Clay, and Glass | Existing | Space Heating | Natural Gas | Building Automation System | A | Original Unit Summer Peak Savings (kW) | Achievable Economic TRC Potential | 0 | 0 | 0 | 0 | 0 | 0 | 0 | 0 | 0 | 0 | 0 | 0 | 0 | 0 | 0 | 0 | 0 | 0 | 0 | 0 | 0 | 0 | 0 | 0 | 0 | 0 | 0 | 0 | 0 | 0 | 0
F3_Industrial_Stone, Clay, and Glass_Existing_Space Heating_Natural Gas_Building Automation System_A_Achievable Economic TRC Potential | F3 | Industrial | Stone, Clay, and Glass | Existing | Space Heating | Natural Gas | Building Automation System | A | Original Unit Winter Peak Savings (kW) | Achievable Economic TRC Potential | 0 | 0 | 0 | 0 | 0 | 0 | 0 | 0 | 0 | 0 | 0 | 0 | 0 | 0 | 0 | 0 | 0 | 0 | 0 | 0 | 0 | 0 | 0 | 0 | 0 | 0 | 0 | 0 | 0 | 0 | 0
F4_Industrial_Stone, Clay, and Glass_Existing_Space Heating_Natural Gas_Building Automation System_A_Achievable Economic TRC Potential | F4 | Industrial | Stone, Clay, and Glass | Existing | Space Heating | Natural Gas | Building Automation System | A | Standalone Impact on Baseline Energy (%) | Achievable Economic TRC Potential | 0% | 0% | 0% | 0% | 0% | 0.01308% | 0.03923% | 0.08588% | 0.1613% | 0.2758% | 0.4435% | 0.668% | 0.9588% | 1.332% | 1.749% | 2.24% | 2.743% | 3.263% | 3.77% | 4.184% | 4.549% | 4.832% | 5.033% | 5.167% | 0.052602 | 0.052755 | 0.052896 | 0.053025 | 0 | 0 | 0
F5_Industrial_Stone, Clay, and Glass_Existing_Space Heating_Natural Gas_Building Automation System_A_Achievable Economic TRC Potential | F5 | Industrial | Stone, Clay, and Glass | Existing | Space Heating | Natural Gas | Building Automation System | A | Standalone Impact on Baseline Summer Peak (%) | Achievable Economic TRC Potential | 0% | 0% | 0% | 0% | 0% | 0% | 0% | 0% | 0% | 0% | 0% | 0% | 0% | 0% | 0% | 0% | 0% | 0% | 0% | 0% | 0% | 0% | 0% | 0% | 0 | 0 | 0 | 0 | 0 | 0 | 0
F6_Industrial_Stone, Clay, and Glass_Existing_Space Heating_Natural Gas_Building Automation System_A_Achievable Economic TRC Potential | F6 | Industrial | Stone, Clay, and Glass | Existing | Space Heating | Natural Gas | Building Automation System | A | Standalone Impact on Baseline Winter Peak (%) | Achievable Economic TRC Potential | 0% | 0% | 0% | 0% | 0% | 0% | 0% | 0% | 0% | 0% | 0% | 0% | 0% | 0% | 0% | 0% | 0% | 0% | 0% | 0% | 0% | 0% | 0% | 0% | 0 | 0 | 0 | 0 | 0 | 0 | 0
F7_Industrial_Stone, Clay, and Glass_Existing_Space Heating_Natural Gas_Building Automation System_A_Achievable Economic TRC Potential | F7 | Industrial | Stone, Clay, and Glass | Existing | Space Heating | Natural Gas | Building Automation System | A | Incremental Energy Savings (MWh or mTherms) | Achievable Economic TRC Potential | 0 | 0 | 0 | 0 | 0 | 0.010412 | 0.020701 | 0.036316 | 0.058723 | 0.0886 | 0.12441 | 0.16756 | 0.21521 | 0.26006 | 0.30542 | 0.3369 | 0.35583 | 0.35309 | 0.32777 | 0.28671 | 0.23472 | 0.1777 | 0.12189 | 0.077198 | 0.049933 | 0 | 0 | 0 | 0 | 0 | 0
F8_Industrial_Stone, Clay, and Glass_Existing_Space Heating_Natural Gas_Building Automation System_A_Achievable Economic TRC Potential | F8 | Industrial | Stone, Clay, and Glass | Existing | Space Heating | Natural Gas | Building Automation System | A | Incremental Summer Peak Savings (MW) | Achievable Economic TRC Potential | 0 | 0 | 0 | 0 | 0 | 0 | 0 | 0 | 0 | 0 | 0 | 0 | 0 | 0 | 0 | 0 | 0 | 0 | 0 | 0 | 0 | 0 | 0 | 0 | 0 | 0 | 0 | 0 | 0 | 0 | 0
F9_Industrial_Stone, Clay, and Glass_Existing_Space Heating_Natural Gas_Building Automation System_A_Achievable Economic TRC Potential | F9 | Industrial | Stone, Clay, and Glass | Existing | Space Heating | Natural Gas | Building Automation System | A | Incremental Winter Peak Savings (MW) | Achievable Economic TRC Potential | 0 | 0 | 0 | 0 | 0 | 0 | 0 | 0 | 0 | 0 | 0 | 0 | 0 | 0 | 0 | 0 | 0 | 0 | 0 | 0 | 0 | 0 | 0 | 0 | 0 | 0 | 0 | 0 | 0 | 0 | 0
F10_Industrial_Stone, Clay, and Glass_Existing_Space Heating_Natural Gas_Building Automation System_A_Achievable Economic TRC Potential | F10 | Industrial | Stone, Clay, and Glass | Existing | Space Heating | Natural Gas | Building Automation System | A | Cumulative Energy Savings (MWh or mTherms) | Achievable Economic TRC Potential | 0 | 0 | 0 | 0 | 0 | 0.010412 | 0.031062 | 0.06719 | 0.12548 | 0.21322 | 0.33615 | 0.50129 | 0.71289 | 0.96779 | 1.2656 | 1.5932 | 1.9374 | 2.2773 | 2.5905 | 2.8609 | 3.0786 | 3.2374 | 3.3412 | 3.4007 | 3.4335 | 3.4173 | 3.4023 | 3.3885 | 0 | 0 | 0
F11_Industrial_Stone, Clay, and Glass_Existing_Space Heating_Natural Gas_Building Automation System_A_Achievable Economic TRC Potential | F11 | Industrial | Stone, Clay, and Glass | Existing | Space Heating | Natural Gas | Building Automation System | A | Cumulative Summer Peak Savings (MW) | Achievable Economic TRC Potential | 0 | 0 | 0 | 0 | 0 | 0 | 0 | 0 | 0 | 0 | 0 | 0 | 0 | 0 | 0 | 0 | 0 | 0 | 0 | 0 | 0 | 0 | 0 | 0 | 0 | 0 | 0 | 0 | 0 | 0 | 0
F12_Industrial_Stone, Clay, and Glass_Existing_Space Heating_Natural Gas_Building Automation System_A_Achievable Economic TRC Potential | F12 | Industrial | Stone, Clay, and Glass | Existing | Space Heating | Natural Gas | Building Automation System | A | Cumulative Winter Peak Savings (MW) | Achievable Economic TRC Potential | 0 | 0 | 0 | 0 | 0 | 0 | 0 | 0 | 0 | 0 | 0 | 0 | 0 | 0 | 0 | 0 | 0 | 0 | 0 | 0 | 0 | 0 | 0 | 0 | 0 | 0 | 0 | 0 | 0 | 0 | 0
F13_Industrial_Stone, Clay, and Glass_Existing_Space Heating_Natural Gas_Building Automation System_A_Achievable Economic TRC Potential | F13 | Industrial | Stone, Clay, and Glass | Existing | Space Heating | Natural Gas | Building Automation System | A | Purchases (Incremental) | Achievable Economic TRC Potential | 0 | 0 | 0 | 0 | 0 | 673.2573 | 1345.0587 | 2374.1284 | 3863.9331 | 5869.7604 | 8299.994 | 11259.4186 | 14566.6364 | 17730.3242 | 20988.0926 | 23322.7219 | 24814.2048 | 24792.3885 | 23162.5393 | 20389.176 | 16791.8964 | 12790.9196 | 8822.9866 | 5617.7521 | 3652.1979 | 0 | 0 | 0 | 0 | 0 | 0
F14_Industrial_Stone, Clay, and Glass_Existing_Space Heating_Natural Gas_Building Automation System_A_Achievable Economic TRC Potential | F14 | Industrial | Stone, Clay, and Glass | Existing | Space Heating | Natural Gas | Building Automation System | A | Purchases (Cumulative) | Achievable Economic TRC Potential | 0 | 0 | 0 | 0 | 0 | 673.2573 | 2018.316 | 4392.4444 | 8256.3775 | 14126.1379 | 22426.1319 | 33685.5506 | 48252.187 | 65982.5112 | 86970.6038 | 110293.3257 | 135107.5305 | 159899.919 | 183062.4583 | 203451.6343 | 220243.5307 | 233034.4503 | 241857.437 | 247475.1891 | 251127.387 | 251127.387 | 251127.387 | 251127.387 | 251127.387 | 251127.387 | 251127.387
F1_Industrial_Stone, Clay, and Glass_Existing_Space Heating_Natural Gas_Steam System Efficiency Improvements_A_Achievable Economic TRC Potential | F1 | Industrial | Stone, Clay, and Glass | Existing | Space Heating | Natural Gas | Steam System Efficiency Improvements | A | Original Unit Energy Savings (kWh or therms) | Achievable Economic TRC Potential | 0 | 0 | 0 | 0 | 0 | 0.13779 | 0.13686 | 0.13593 | 0.135 | 0.13407 | 0.13317 | 0.13227 | 0.13139 | 0.13051 | 0.12958 | 0.12873 | 0.12789 | 0.12707 | 0.12625 | 0.12544 | 0.12465 | 0.12383 | 0.12303 | 0.12227 | 0.12149 | 0.12079 | 0.12015 | 0.11956 | 0.11902 | 0.11854 | 0.11809
F2_Industrial_Stone, Clay, and Glass_Existing_Space Heating_Natural Gas_Steam System Efficiency Improvements_A_Achievable Economic TRC Potential | F2 | Industrial | Stone, Clay, and Glass | Existing | Space Heating | Natural Gas | Steam System Efficiency Improvements | A | Original Unit Summer Peak Savings (kW) | Achievable Economic TRC Potential | 0 | 0 | 0 | 0 | 0 | 0 | 0 | 0 | 0 | 0 | 0 | 0 | 0 | 0 | 0 | 0 | 0 | 0 | 0 | 0 | 0 | 0 | 0 | 0 | 0 | 0 | 0 | 0 | 0 | 0 | 0
F3_Industrial_Stone, Clay, and Glass_Existing_Space Heating_Natural Gas_Steam System Efficiency Improvements_A_Achievable Economic TRC Potential | F3 | Industrial | Stone, Clay, and Glass | Existing | Space Heating | Natural Gas | Steam System Efficiency Improvements | A | Original Unit Winter Peak Savings (kW) | Achievable Economic TRC Potential | 0 | 0 | 0 | 0 | 0 | 0 | 0 | 0 | 0 | 0 | 0 | 0 | 0 | 0 | 0 | 0 | 0 | 0 | 0 | 0 | 0 | 0 | 0 | 0 | 0 | 0 | 0 | 0 | 0 | 0 | 0
F4_Industrial_Stone, Clay, and Glass_Existing_Space Heating_Natural Gas_Steam System Efficiency Improvements_A_Achievable Economic TRC Potential | F4 | Industrial | Stone, Clay, and Glass | Existing | Space Heating | Natural Gas | Steam System Efficiency Improvements | A | Standalone Impact on Baseline Energy (%) | Achievable Economic TRC Potential | 0% | 0% | 0% | 0% | 0% | 0.0008258% | 0.002472% | 0.005409% | 0.01016% | 0.01736% | 0.02792% | 0.04208% | 0.06043% | 0.08401% | 0.1104% | 0.1415% | 0.1734% | 0.2063% | 0.2384% | 0.2645% | 0.2875% | 0.3052% | 0.3177% | 0.3258% | 0.0033128 | 0.0033188 | 0.0033245 | 0.0033299 | 0 | 0 | 0
F5_Industrial_Stone, Clay, and Glass_Existing_Space Heating_Natural Gas_Steam System Efficiency Improvements_A_Achievable Economic TRC Potential | F5 | Industrial | Stone, Clay, and Glass | Existing | Space Heating | Natural Gas | Steam System Efficiency Improvements | A | Standalone Impact on Baseline Summer Peak (%) | Achievable Economic TRC Potential | 0% | 0% | 0% | 0% | 0% | 0% | 0% | 0% | 0% | 0% | 0% | 0% | 0% | 0% | 0% | 0% | 0% | 0% | 0% | 0% | 0% | 0% | 0% | 0% | 0 | 0 | 0 | 0 | 0 | 0 | 0
F6_Industrial_Stone, Clay, and Glass_Existing_Space Heating_Natural Gas_Steam System Efficiency Improvements_A_Achievable Economic TRC Potential | F6 | Industrial | Stone, Clay, and Glass | Existing | Space Heating | Natural Gas | Steam System Efficiency Improvements | A | Standalone Impact on Baseline Winter Peak (%) | Achievable Economic TRC Potential | 0% | 0% | 0% | 0% | 0% | 0% | 0% | 0% | 0% | 0% | 0% | 0% | 0% | 0% | 0% | 0% | 0% | 0% | 0% | 0% | 0% | 0% | 0% | 0% | 0 | 0 | 0 | 0 | 0 | 0 | 0
F7_Industrial_Stone, Clay, and Glass_Existing_Space Heating_Natural Gas_Steam System Efficiency Improvements_A_Achievable Economic TRC Potential | F7 | Industrial | Stone, Clay, and Glass | Existing | Space Heating | Natural Gas | Steam System Efficiency Improvements | A | Incremental Energy Savings (MWh or mTherms) | Achievable Economic TRC Potential | 0 | 0 | 0 | 0 | 0 | 0.00065748 | 0.0013046 | 0.0022872 | 0.0036969 | 0.0055773 | 0.0078333 | 0.010555 | 0.013564 | 0.0164 | 0.019275 | 0.021279 | 0.022492 | 0.022327 | 0.020725 | 0.018126 | 0.014834 | 0.011225 | 0.0076933 | 0.0048679 | 0.0031447 | 0 | 0 | 0 | 0 | 0 | 0
F8_Industrial_Stone, Clay, and Glass_Existing_Space Heating_Natural Gas_Steam System Efficiency Improvements_A_Achievable Economic TRC Potential | F8 | Industrial | Stone, Clay, and Glass | Existing | Space Heating | Natural Gas | Steam System Efficiency Improvements | A | Incremental Summer Peak Savings (MW) | Achievable Economic TRC Potential | 0 | 0 | 0 | 0 | 0 | 0 | 0 | 0 | 0 | 0 | 0 | 0 | 0 | 0 | 0 | 0 | 0 | 0 | 0 | 0 | 0 | 0 | 0 | 0 | 0 | 0 | 0 | 0 | 0 | 0 | 0
F9_Industrial_Stone, Clay, and Glass_Existing_Space Heating_Natural Gas_Steam System Efficiency Improvements_A_Achievable Economic TRC Potential | F9 | Industrial | Stone, Clay, and Glass | Existing | Space Heating | Natural Gas | Steam System Efficiency Improvements | A | Incremental Winter Peak Savings (MW) | Achievable Economic TRC Potential | 0 | 0 | 0 | 0 | 0 | 0 | 0 | 0 | 0 | 0 | 0 | 0 | 0 | 0 | 0 | 0 | 0 | 0 | 0 | 0 | 0 | 0 | 0 | 0 | 0 | 0 | 0 | 0 | 0 | 0 | 0
F10_Industrial_Stone, Clay, and Glass_Existing_Space Heating_Natural Gas_Steam System Efficiency Improvements_A_Achievable Economic TRC Potential | F10 | Industrial | Stone, Clay, and Glass | Existing | Space Heating | Natural Gas | Steam System Efficiency Improvements | A | Cumulative Energy Savings (MWh or mTherms) | Achievable Economic TRC Potential | 0 | 0 | 0 | 0 | 0 | 0.00065748 | 0.0019577 | 0.0042316 | 0.0078994 | 0.013422 | 0.021165 | 0.031578 | 0.04493 | 0.061031 | 0.079872 | 0.10063 | 0.12246 | 0.144 | 0.1638 | 0.18086 | 0.19456 | 0.2045 | 0.21089 | 0.21444 | 0.21623 | 0.21498 | 0.21383 | 0.21279 | 0.21184 | 0.21097 | 0.21017
F11_Industrial_Stone, Clay, and Glass_Existing_Space Heating_Natural Gas_Steam System Efficiency Improvements_A_Achievable Economic TRC Potential | F11 | Industrial | Stone, Clay, and Glass | Existing | Space Heating | Natural Gas | Steam System Efficiency Improvements | A | Cumulative Summer Peak Savings (MW) | Achievable Economic TRC Potential | 0 | 0 | 0 | 0 | 0 | 0 | 0 | 0 | 0 | 0 | 0 | 0 | 0 | 0 | 0 | 0 | 0 | 0 | 0 | 0 | 0 | 0 | 0 | 0 | 0 | 0 | 0 | 0 | 0 | 0 | 0
F12_Industrial_Stone, Clay, and Glass_Existing_Space Heating_Natural Gas_Steam System Efficiency Improvements_A_Achievable Economic TRC Potential | F12 | Industrial | Stone, Clay, and Glass | Existing | Space Heating | Natural Gas | Steam System Efficiency Improvements | A | Cumulative Winter Peak Savings (MW) | Achievable Economic TRC Potential | 0 | 0 | 0 | 0 | 0 | 0 | 0 | 0 | 0 | 0 | 0 | 0 | 0 | 0 | 0 | 0 | 0 | 0 | 0 | 0 | 0 | 0 | 0 | 0 | 0 | 0 | 0 | 0 | 0 | 0 | 0
F13_Industrial_Stone, Clay, and Glass_Existing_Space Heating_Natural Gas_Steam System Efficiency Improvements_A_Achievable Economic TRC Potential | F13 | Industrial | Stone, Clay, and Glass | Existing | Space Heating | Natural Gas | Steam System Efficiency Improvements | A | Purchases (Incremental) | Achievable Economic TRC Potential | 0 | 0 | 0 | 0 | 0 | 4.7715 | 9.5326 | 16.8257 | 27.3842 | 41.5997 | 58.8231 | 79.7969 | 103.2355 | 125.657 | 148.7452 | 165.291 | 175.8613 | 175.7067 | 164.1557 | 144.5006 | 119.0062 | 90.6508 | 62.5296 | 39.8137 | 25.8836 | 0 | 0 | 0 | 0 | 0 | 0
F14_Industrial_Stone, Clay, and Glass_Existing_Space Heating_Natural Gas_Steam System Efficiency Improvements_A_Achievable Economic TRC Potential | F14 | Industrial | Stone, Clay, and Glass | Existing | Space Heating | Natural Gas | Steam System Efficiency Improvements | A | Purchases (Cumulative) | Achievable Economic TRC Potential | 0 | 0 | 0 | 0 | 0 | 4.7715 | 14.3041 | 31.1298 | 58.514 | 100.1137 | 158.9367 | 238.7336 | 341.9692 | 467.6261 | 616.3713 | 781.6623 | 957.5236 | 1133.2303 | 1297.386 | 1441.8866 | 1560.8928 | 1651.5437 | 1714.0732 | 1753.8869 | 1779.7705 | 1779.7705 | 1779.7705 | 1779.7705 | 1779.7705 | 1779.7705 | 1779.7705
F1_Industrial_Stone, Clay, and Glass_Existing_Process_Natural Gas_Steam System Efficiency Improvements_A_Achievable Economic TRC Potential | F1 | Industrial | Stone, Clay, and Glass | Existing | Process | Natural Gas | Steam System Efficiency Improvements | A | Original Unit Energy Savings (kWh or therms) | Achievable Economic TRC Potential | 0 | 0 | 0 | 0 | 0 | 0.082679 | 0.082679 | 0.082679 | 0.082679 | 0.082679 | 0.082679 | 0.082679 | 0.082679 | 0.082679 | 0.082679 | 0.082679 | 0.082679 | 0.082679 | 0.082679 | 0.082679 | 0.082679 | 0.082679 | 0.082679 | 0.082679 | 0.082679 | 0.082679 | 0.082679 | 0.082679 | 0.082679 | 0.082679 | 0.082679
F2_Industrial_Stone, Clay, and Glass_Existing_Process_Natural Gas_Steam System Efficiency Improvements_A_Achievable Economic TRC Potential | F2 | Industrial | Stone, Clay, and Glass | Existing | Process | Natural Gas | Steam System Efficiency Improvements | A | Original Unit Summer Peak Savings (kW) | Achievable Economic TRC Potential | 0 | 0 | 0 | 0 | 0 | 0 | 0 | 0 | 0 | 0 | 0 | 0 | 0 | 0 | 0 | 0 | 0 | 0 | 0 | 0 | 0 | 0 | 0 | 0 | 0 | 0 | 0 | 0 | 0 | 0 | 0
F3_Industrial_Stone, Clay, and Glass_Existing_Process_Natural Gas_Steam System Efficiency Improvements_A_Achievable Economic TRC Potential | F3 | Industrial | Stone, Clay, and Glass | Existing | Process | Natural Gas | Steam System Efficiency Improvements | A | Original Unit Winter Peak Savings (kW) | Achievable Economic TRC Potential | 0 | 0 | 0 | 0 | 0 | 0 | 0 | 0 | 0 | 0 | 0 | 0 | 0 | 0 | 0 | 0 | 0 | 0 | 0 | 0 | 0 | 0 | 0 | 0 | 0 | 0 | 0 | 0 | 0 | 0 | 0
F4_Industrial_Stone, Clay, and Glass_Existing_Process_Natural Gas_Steam System Efficiency Improvements_A_Achievable Economic TRC Potential | F4 | Industrial | Stone, Clay, and Glass | Existing | Process | Natural Gas | Steam System Efficiency Improvements | A | Standalone Impact on Baseline Energy (%) | Achievable Economic TRC Potential | 0% | 0% | 0% | 0% | 0% | 0% | 0% | 0% | 0% | 0% | 0% | 0% | 0% | 0% | 0% | 0% | 0% | 0% | 0% | 0% | 0% | 0% | 0% | 0% | 0 | 0 | 0 | 0 | 0 | 0 | 0
F5_Industrial_Stone, Clay, and Glass_Existing_Process_Natural Gas_Steam System Efficiency Improvements_A_Achievable Economic TRC Potential | F5 | Industrial | Stone, Clay, and Glass | Existing | Process | Natural Gas | Steam System Efficiency Improvements | A | Standalone Impact on Baseline Summer Peak (%) | Achievable Economic TRC Potential | 0% | 0% | 0% | 0% | 0% | 0% | 0% | 0% | 0% | 0% | 0% | 0% | 0% | 0% | 0% | 0% | 0% | 0% | 0% | 0% | 0% | 0% | 0% | 0% | 0 | 0 | 0 | 0 | 0 | 0 | 0
F6_Industrial_Stone, Clay, and Glass_Existing_Process_Natural Gas_Steam System Efficiency Improvements_A_Achievable Economic TRC Potential | F6 | Industrial | Stone, Clay, and Glass | Existing | Process | Natural Gas | Steam System Efficiency Improvements | A | Standalone Impact on Baseline Winter Peak (%) | Achievable Economic TRC Potential | 0% | 0% | 0% | 0% | 0% | 0% | 0% | 0% | 0% | 0% | 0% | 0% | 0% | 0% | 0% | 0% | 0% | 0% | 0% | 0% | 0% | 0% | 0% | 0% | 0 | 0 | 0 | 0 | 0 | 0 | 0
F7_Industrial_Stone, Clay, and Glass_Existing_Process_Natural Gas_Steam System Efficiency Improvements_A_Achievable Economic TRC Potential | F7 | Industrial | Stone, Clay, and Glass | Existing | Process | Natural Gas | Steam System Efficiency Improvements | A | Incremental Energy Savings (MWh or mTherms) | Achievable Economic TRC Potential | 0 | 0 | 0 | 0 | 0 | 0 | 0 | 0 | 0 | 0 | 0 | 0 | 0 | 0 | 0 | 0 | 0 | 0 | 0 | 0 | 0 | 0 | 0 | 0 | 0 | 0 | 0 | 0 | 0 | 0 | 0
F8_Industrial_Stone, Clay, and Glass_Existing_Process_Natural Gas_Steam System Efficiency Improvements_A_Achievable Economic TRC Potential | F8 | Industrial | Stone, Clay, and Glass | Existing | Process | Natural Gas | Steam System Efficiency Improvements | A | Incremental Summer Peak Savings (MW) | Achievable Economic TRC Potential | 0 | 0 | 0 | 0 | 0 | 0 | 0 | 0 | 0 | 0 | 0 | 0 | 0 | 0 | 0 | 0 | 0 | 0 | 0 | 0 | 0 | 0 | 0 | 0 | 0 | 0 | 0 | 0 | 0 | 0 | 0
F9_Industrial_Stone, Clay, and Glass_Existing_Process_Natural Gas_Steam System Efficiency Improvements_A_Achievable Economic TRC Potential | F9 | Industrial | Stone, Clay, and Glass | Existing | Process | Natural Gas | Steam System Efficiency Improvements | A | Incremental Winter Peak Savings (MW) | Achievable Economic TRC Potential | 0 | 0 | 0 | 0 | 0 | 0 | 0 | 0 | 0 | 0 | 0 | 0 | 0 | 0 | 0 | 0 | 0 | 0 | 0 | 0 | 0 | 0 | 0 | 0 | 0 | 0 | 0 | 0 | 0 | 0 | 0
F10_Industrial_Stone, Clay, and Glass_Existing_Process_Natural Gas_Steam System Efficiency Improvements_A_Achievable Economic TRC Potential | F10 | Industrial | Stone, Clay, and Glass | Existing | Process | Natural Gas | Steam System Efficiency Improvements | A | Cumulative Energy Savings (MWh or mTherms) | Achievable Economic TRC Potential | 0 | 0 | 0 | 0 | 0 | 0 | 0 | 0 | 0 | 0 | 0 | 0 | 0 | 0 | 0 | 0 | 0 | 0 | 0 | 0 | 0 | 0 | 0 | 0 | 0 | 0 | 0 | 0 | 0 | 0 | 0
F11_Industrial_Stone, Clay, and Glass_Existing_Process_Natural Gas_Steam System Efficiency Improvements_A_Achievable Economic TRC Potential | F11 | Industrial | Stone, Clay, and Glass | Existing | Process | Natural Gas | Steam System Efficiency Improvements | A | Cumulative Summer Peak Savings (MW) | Achievable Economic TRC Potential | 0 | 0 | 0 | 0 | 0 | 0 | 0 | 0 | 0 | 0 | 0 | 0 | 0 | 0 | 0 | 0 | 0 | 0 | 0 | 0 | 0 | 0 | 0 | 0 | 0 | 0 | 0 | 0 | 0 | 0 | 0
F12_Industrial_Stone, Clay, and Glass_Existing_Process_Natural Gas_Steam System Efficiency Improvements_A_Achievable Economic TRC Potential | F12 | Industrial | Stone, Clay, and Glass | Existing | Process | Natural Gas | Steam System Efficiency Improvements | A | Cumulative Winter Peak Savings (MW) | Achievable Economic TRC Potential | 0 | 0 | 0 | 0 | 0 | 0 | 0 | 0 | 0 | 0 | 0 | 0 | 0 | 0 | 0 | 0 | 0 | 0 | 0 | 0 | 0 | 0 | 0 | 0 | 0 | 0 | 0 | 0 | 0 | 0 | 0
F13_Industrial_Stone, Clay, and Glass_Existing_Process_Natural Gas_Steam System Efficiency Improvements_A_Achievable Economic TRC Potential | F13 | Industrial | Stone, Clay, and Glass | Existing | Process | Natural Gas | Steam System Efficiency Improvements | A | Purchases (Incremental) | Achievable Economic TRC Potential | 0 | 0 | 0 | 0 | 0 | 0 | 0 | 0 | 0 | 0 | 0 | 0 | 0 | 0 | 0 | 0 | 0 | 0 | 0 | 0 | 0 | 0 | 0 | 0 | 0 | 0 | 0 | 0 | 0 | 0 | 0
F14_Industrial_Stone, Clay, and Glass_Existing_Process_Natural Gas_Steam System Efficiency Improvements_A_Achievable Economic TRC Potential | F14 | Industrial | Stone, Clay, and Glass | Existing | Process | Natural Gas | Steam System Efficiency Improvements | A | Purchases (Cumulative) | Achievable Economic TRC Potential | 0 | 0 | 0 | 0 | 0 | 0 | 0 | 0 | 0 | 0 | 0 | 0 | 0 | 0 | 0 | 0 | 0 | 0 | 0 | 0 | 0 | 0 | 0 | 0 | 0 | 0 | 0 | 0 | 0 | 0 | 0
F1_Industrial_Stone, Clay, and Glass_Existing_Space Heating_Natural Gas_Strategic Energy Management_A_Achievable Economic TRC Potential | F1 | Industrial | Stone, Clay, and Glass | Existing | Space Heating | Natural Gas | Strategic Energy Management | A | Original Unit Energy Savings (kWh or therms) | Achievable Economic TRC Potential | 0 | 0 | 0 | 0 | 0 | 19.4315 | 19.3365 | 19.219 | 19.0948 | 18.9647 | 18.8328 | 18.6973 | 18.5625 | 18.4283 | 18.2833 | 18.1492 | 18.0168 | 17.8939 | 17.7794 | 17.6677 | 17.5623 | 17.4545 | 17.3573 | 17.2653 | 17.1779 | 17.097 | 17.0221 | 16.9528 | 0 | 0 | 0
F2_Industrial_Stone, Clay, and Glass_Existing_Space Heating_Natural Gas_Strategic Energy Management_A_Achievable Economic TRC Potential | F2 | Industrial | Stone, Clay, and Glass | Existing | Space Heating | Natural Gas | Strategic Energy Management | A | Original Unit Summer Peak Savings (kW) | Achievable Economic TRC Potential | 0 | 0 | 0 | 0 | 0 | 0 | 0 | 0 | 0 | 0 | 0 | 0 | 0 | 0 | 0 | 0 | 0 | 0 | 0 | 0 | 0 | 0 | 0 | 0 | 0 | 0 | 0 | 0 | 0 | 0 | 0
F3_Industrial_Stone, Clay, and Glass_Existing_Space Heating_Natural Gas_Strategic Energy Management_A_Achievable Economic TRC Potential | F3 | Industrial | Stone, Clay, and Glass | Existing | Space Heating | Natural Gas | Strategic Energy Management | A | Original Unit Winter Peak Savings (kW) | Achievable Economic TRC Potential | 0 | 0 | 0 | 0 | 0 | 0 | 0 | 0 | 0 | 0 | 0 | 0 | 0 | 0 | 0 | 0 | 0 | 0 | 0 | 0 | 0 | 0 | 0 | 0 | 0 | 0 | 0 | 0 | 0 | 0 | 0
F4_Industrial_Stone, Clay, and Glass_Existing_Space Heating_Natural Gas_Strategic Energy Management_A_Achievable Economic TRC Potential | F4 | Industrial | Stone, Clay, and Glass | Existing | Space Heating | Natural Gas | Strategic Energy Management | A | Standalone Impact on Baseline Energy (%) | Achievable Economic TRC Potential | 0% | 0% | 0% | 0% | 0% | 0.08224% | 0.1645% | 0.2477% | 0.3298% | 0.4118% | 0.4993% | 0.5829% | 0.6664% | 0.7594% | 0.8387% | 0.929% | 1.011% | 1.098% | 1.191% | 1.271% | 1.359% | 1.447% | 1.534% | 1.621% | 0.017089 | 0.017138 | 0.017184 | 0.017226 | 0 | 0 | 0
F5_Industrial_Stone, Clay, and Glass_Existing_Space Heating_Natural Gas_Strategic Energy Management_A_Achievable Economic TRC Potential | F5 | Industrial | Stone, Clay, and Glass | Existing | Space Heating | Natural Gas | Strategic Energy Management | A | Standalone Impact on Baseline Summer Peak (%) | Achievable Economic TRC Potential | 0% | 0% | 0% | 0% | 0% | 0% | 0% | 0% | 0% | 0% | 0% | 0% | 0% | 0% | 0% | 0% | 0% | 0% | 0% | 0% | 0% | 0% | 0% | 0% | 0 | 0 | 0 | 0 | 0 | 0 | 0
F6_Industrial_Stone, Clay, and Glass_Existing_Space Heating_Natural Gas_Strategic Energy Management_A_Achievable Economic TRC Potential | F6 | Industrial | Stone, Clay, and Glass | Existing | Space Heating | Natural Gas | Strategic Energy Management | A | Standalone Impact on Baseline Winter Peak (%) | Achievable Economic TRC Potential | 0% | 0% | 0% | 0% | 0% | 0% | 0% | 0% | 0% | 0% | 0% | 0% | 0% | 0% | 0% | 0% | 0% | 0% | 0% | 0% | 0% | 0% | 0% | 0% | 0 | 0 | 0 | 0 | 0 | 0 | 0
F7_Industrial_Stone, Clay, and Glass_Existing_Space Heating_Natural Gas_Strategic Energy Management_A_Achievable Economic TRC Potential | F7 | Industrial | Stone, Clay, and Glass | Existing | Space Heating | Natural Gas | Strategic Energy Management | A | Incremental Energy Savings (MWh or mTherms) | Achievable Economic TRC Potential | 0 | 0 | 0 | 0 | 0 | 0.065474 | 0.065118 | 0.064341 | 0.063959 | 0.063576 | 0.062332 | 0.061715 | 0.061145 | 0.059739 | 0.059496 | 0.058496 | 0.058077 | 0.05739 | 0.056514 | 0.056226 | 0.055659 | 0.055103 | 0.054596 | 0.054122 | 0.053678 | 0 | 0 | 0 | 0 | 0 | 0
F8_Industrial_Stone, Clay, and Glass_Existing_Space Heating_Natural Gas_Strategic Energy Management_A_Achievable Economic TRC Potential | F8 | Industrial | Stone, Clay, and Glass | Existing | Space Heating | Natural Gas | Strategic Energy Management | A | Incremental Summer Peak Savings (MW) | Achievable Economic TRC Potential | 0 | 0 | 0 | 0 | 0 | 0 | 0 | 0 | 0 | 0 | 0 | 0 | 0 | 0 | 0 | 0 | 0 | 0 | 0 | 0 | 0 | 0 | 0 | 0 | 0 | 0 | 0 | 0 | 0 | 0 | 0
F9_Industrial_Stone, Clay, and Glass_Existing_Space Heating_Natural Gas_Strategic Energy Management_A_Achievable Economic TRC Potential | F9 | Industrial | Stone, Clay, and Glass | Existing | Space Heating | Natural Gas | Strategic Energy Management | A | Incremental Winter Peak Savings (MW) | Achievable Economic TRC Potential | 0 | 0 | 0 | 0 | 0 | 0 | 0 | 0 | 0 | 0 | 0 | 0 | 0 | 0 | 0 | 0 | 0 | 0 | 0 | 0 | 0 | 0 | 0 | 0 | 0 | 0 | 0 | 0 | 0 | 0 | 0
F10_Industrial_Stone, Clay, and Glass_Existing_Space Heating_Natural Gas_Strategic Energy Management_A_Achievable Economic TRC Potential | F10 | Industrial | Stone, Clay, and Glass | Existing | Space Heating | Natural Gas | Strategic Energy Management | A | Cumulative Energy Savings (MWh or mTherms) | Achievable Economic TRC Potential | 0 | 0 | 0 | 0 | 0 | 0.065474 | 0.13027 | 0.19382 | 0.25653 | 0.31836 | 0.37848 | 0.43747 | 0.49546 | 0.55161 | 0.60677 | 0.66082 | 0.71407 | 0.76659 | 0.8182 | 0.86929 | 0.91976 | 0.96922 | 1.0184 | 1.0671 | 1.1154 | 1.1102 | 1.1053 | 1.1008 | 0 | 0 | 0
F11_Industrial_Stone, Clay, and Glass_Existing_Space Heating_Natural Gas_Strategic Energy Management_A_Achievable Economic TRC Potential | F11 | Industrial | Stone, Clay, and Glass | Existing | Space Heating | Natural Gas | Strategic Energy Management | A | Cumulative Summer Peak Savings (MW) | Achievable Economic TRC Potential | 0 | 0 | 0 | 0 | 0 | 0 | 0 | 0 | 0 | 0 | 0 | 0 | 0 | 0 | 0 | 0 | 0 | 0 | 0 | 0 | 0 | 0 | 0 | 0 | 0 | 0 | 0 | 0 | 0 | 0 | 0
F12_Industrial_Stone, Clay, and Glass_Existing_Space Heating_Natural Gas_Strategic Energy Management_A_Achievable Economic TRC Potential | F12 | Industrial | Stone, Clay, and Glass | Existing | Space Heating | Natural Gas | Strategic Energy Management | A | Cumulative Winter Peak Savings (MW) | Achievable Economic TRC Potential | 0 | 0 | 0 | 0 | 0 | 0 | 0 | 0 | 0 | 0 | 0 | 0 | 0 | 0 | 0 | 0 | 0 | 0 | 0 | 0 | 0 | 0 | 0 | 0 | 0 | 0 | 0 | 0 | 0 | 0 | 0
F13_Industrial_Stone, Clay, and Glass_Existing_Space Heating_Natural Gas_Strategic Energy Management_A_Achievable Economic TRC Potential | F13 | Industrial | Stone, Clay, and Glass | Existing | Space Heating | Natural Gas | Strategic Energy Management | A | Purchases (Incremental) | Achievable Economic TRC Potential | 0 | 0 | 0 | 0 | 0 | 3.3695 | 3.3676 | 3.3478 | 3.3496 | 3.3523 | 3.3098 | 3.3007 | 3.294 | 3.2417 | 3.2541 | 3.2231 | 3.2235 | 3.2073 | 3.1786 | 3.1824 | 3.1693 | 3.1569 | 3.1454 | 3.1347 | 3.1249 | 0 | 0 | 0 | 0 | 0 | 0
F14_Industrial_Stone, Clay, and Glass_Existing_Space Heating_Natural Gas_Strategic Energy Management_A_Achievable Economic TRC Potential | F14 | Industrial | Stone, Clay, and Glass | Existing | Space Heating | Natural Gas | Strategic Energy Management | A | Purchases (Cumulative) | Achievable Economic TRC Potential | 0 | 0 | 0 | 0 | 0 | 3.3695 | 6.7371 | 10.0849 | 13.4344 | 16.7868 | 20.0966 | 23.3973 | 26.6913 | 29.933 | 33.1871 | 36.4102 | 39.6337 | 42.8409 | 46.0196 | 49.202 | 52.3712 | 55.5282 | 58.6736 | 61.8083 | 64.9332 | 64.9332 | 64.9332 | 64.9332 | 64.9332 | 64.9332 | 64.9332
F1_Industrial_Stone, Clay, and Glass_Existing_Process_Natural Gas_Strategic Energy Management_A_Achievable Economic TRC Potential | F1 | Industrial | Stone, Clay, and Glass | Existing | Process | Natural Gas | Strategic Energy Management | A | Original Unit Energy Savings (kWh or therms) | Achievable Economic TRC Potential | 0 | 0 | 0 | 0 | 0 | 60.5342 | 60.5342 | 60.5342 | 60.5342 | 60.5342 | 60.5342 | 60.5342 | 60.5342 | 60.5342 | 60.5342 | 60.5342 | 60.5342 | 60.5342 | 60.5342 | 60.5342 | 60.5342 | 60.5342 | 60.5342 | 60.5342 | 60.5342 | 60.5342 | 60.5342 | 60.5342 | 0 | 0 | 0
F2_Industrial_Stone, Clay, and Glass_Existing_Process_Natural Gas_Strategic Energy Management_A_Achievable Economic TRC Potential | F2 | Industrial | Stone, Clay, and Glass | Existing | Process | Natural Gas | Strategic Energy Management | A | Original Unit Summer Peak Savings (kW) | Achievable Economic TRC Potential | 0 | 0 | 0 | 0 | 0 | 0 | 0 | 0 | 0 | 0 | 0 | 0 | 0 | 0 | 0 | 0 | 0 | 0 | 0 | 0 | 0 | 0 | 0 | 0 | 0 | 0 | 0 | 0 | 0 | 0 | 0
F3_Industrial_Stone, Clay, and Glass_Existing_Process_Natural Gas_Strategic Energy Management_A_Achievable Economic TRC Potential | F3 | Industrial | Stone, Clay, and Glass | Existing | Process | Natural Gas | Strategic Energy Management | A | Original Unit Winter Peak Savings (kW) | Achievable Economic TRC Potential | 0 | 0 | 0 | 0 | 0 | 0 | 0 | 0 | 0 | 0 | 0 | 0 | 0 | 0 | 0 | 0 | 0 | 0 | 0 | 0 | 0 | 0 | 0 | 0 | 0 | 0 | 0 | 0 | 0 | 0 | 0
F4_Industrial_Stone, Clay, and Glass_Existing_Process_Natural Gas_Strategic Energy Management_A_Achievable Economic TRC Potential | F4 | Industrial | Stone, Clay, and Glass | Existing | Process | Natural Gas | Strategic Energy Management | A | Standalone Impact on Baseline Energy (%) | Achievable Economic TRC Potential | 0% | 0% | 0% | 0% | 0% | 0.08224% | 0.1645% | 0.2477% | 0.3298% | 0.4118% | 0.4993% | 0.5829% | 0.6664% | 0.7594% | 0.8387% | 0.929% | 1.011% | 1.098% | 1.191% | 1.271% | 1.359% | 1.447% | 1.534% | 1.621% | 0.017089 | 0.017138 | 0.017184 | 0.017226 | 0 | 0 | 0
F5_Industrial_Stone, Clay, and Glass_Existing_Process_Natural Gas_Strategic Energy Management_A_Achievable Economic TRC Potential | F5 | Industrial | Stone, Clay, and Glass | Existing | Process | Natural Gas | Strategic Energy Management | A | Standalone Impact on Baseline Summer Peak (%) | Achievable Economic TRC Potential | 0% | 0% | 0% | 0% | 0% | 0% | 0% | 0% | 0% | 0% | 0% | 0% | 0% | 0% | 0% | 0% | 0% | 0% | 0% | 0% | 0% | 0% | 0% | 0% | 0 | 0 | 0 | 0 | 0 | 0 | 0
F6_Industrial_Stone, Clay, and Glass_Existing_Process_Natural Gas_Strategic Energy Management_A_Achievable Economic TRC Potential | F6 | Industrial | Stone, Clay, and Glass | Existing | Process | Natural Gas | Strategic Energy Management | A | Standalone Impact on Baseline Winter Peak (%) | Achievable Economic TRC Potential | 0% | 0% | 0% | 0% | 0% | 0% | 0% | 0% | 0% | 0% | 0% | 0% | 0% | 0% | 0% | 0% | 0% | 0% | 0% | 0% | 0% | 0% | 0% | 0% | 0 | 0 | 0 | 0 | 0 | 0 | 0
F7_Industrial_Stone, Clay, and Glass_Existing_Process_Natural Gas_Strategic Energy Management_A_Achievable Economic TRC Potential | F7 | Industrial | Stone, Clay, and Glass | Existing | Process | Natural Gas | Strategic Energy Management | A | Incremental Energy Savings (MWh or mTherms) | Achievable Economic TRC Potential | 0 | 0 | 0 | 0 | 0 | 1.295 | 1.2943 | 1.2867 | 1.2873 | 1.2884 | 1.2721 | 1.2686 | 1.266 | 1.2459 | 1.2507 | 1.2387 | 1.2389 | 1.2327 | 1.2217 | 1.2231 | 1.218 | 1.2133 | 1.2089 | 1.2048 | 1.201 | 0 | 0 | 0 | 0 | 0 | 0
F8_Industrial_Stone, Clay, and Glass_Existing_Process_Natural Gas_Strategic Energy Management_A_Achievable Economic TRC Potential | F8 | Industrial | Stone, Clay, and Glass | Existing | Process | Natural Gas | Strategic Energy Management | A | Incremental Summer Peak Savings (MW) | Achievable Economic TRC Potential | 0 | 0 | 0 | 0 | 0 | 0 | 0 | 0 | 0 | 0 | 0 | 0 | 0 | 0 | 0 | 0 | 0 | 0 | 0 | 0 | 0 | 0 | 0 | 0 | 0 | 0 | 0 | 0 | 0 | 0 | 0
F9_Industrial_Stone, Clay, and Glass_Existing_Process_Natural Gas_Strategic Energy Management_A_Achievable Economic TRC Potential | F9 | Industrial | Stone, Clay, and Glass | Existing | Process | Natural Gas | Strategic Energy Management | A | Incremental Winter Peak Savings (MW) | Achievable Economic TRC Potential | 0 | 0 | 0 | 0 | 0 | 0 | 0 | 0 | 0 | 0 | 0 | 0 | 0 | 0 | 0 | 0 | 0 | 0 | 0 | 0 | 0 | 0 | 0 | 0 | 0 | 0 | 0 | 0 | 0 | 0 | 0
F10_Industrial_Stone, Clay, and Glass_Existing_Process_Natural Gas_Strategic Energy Management_A_Achievable Economic TRC Potential | F10 | Industrial | Stone, Clay, and Glass | Existing | Process | Natural Gas | Strategic Energy Management | A | Cumulative Energy Savings (MWh or mTherms) | Achievable Economic TRC Potential | 0 | 0 | 0 | 0 | 0 | 1.295 | 2.5893 | 3.8759 | 5.1633 | 6.4517 | 7.7237 | 8.9923 | 10.2583 | 11.5042 | 12.7549 | 13.9936 | 15.2325 | 16.4651 | 17.6868 | 18.9099 | 20.1279 | 21.3412 | 22.5501 | 23.7549 | 24.9559 | 24.9559 | 24.9559 | 24.9559 | 0 | 0 | 0
F11_Industrial_Stone, Clay, and Glass_Existing_Process_Natural Gas_Strategic Energy Management_A_Achievable Economic TRC Potential | F11 | Industrial | Stone, Clay, and Glass | Existing | Process | Natural Gas | Strategic Energy Management | A | Cumulative Summer Peak Savings (MW) | Achievable Economic TRC Potential | 0 | 0 | 0 | 0 | 0 | 0 | 0 | 0 | 0 | 0 | 0 | 0 | 0 | 0 | 0 | 0 | 0 | 0 | 0 | 0 | 0 | 0 | 0 | 0 | 0 | 0 | 0 | 0 | 0 | 0 | 0
F12_Industrial_Stone, Clay, and Glass_Existing_Process_Natural Gas_Strategic Energy Management_A_Achievable Economic TRC Potential | F12 | Industrial | Stone, Clay, and Glass | Existing | Process | Natural Gas | Strategic Energy Management | A | Cumulative Winter Peak Savings (MW) | Achievable Economic TRC Potential | 0 | 0 | 0 | 0 | 0 | 0 | 0 | 0 | 0 | 0 | 0 | 0 | 0 | 0 | 0 | 0 | 0 | 0 | 0 | 0 | 0 | 0 | 0 | 0 | 0 | 0 | 0 | 0 | 0 | 0 | 0
F13_Industrial_Stone, Clay, and Glass_Existing_Process_Natural Gas_Strategic Energy Management_A_Achievable Economic TRC Potential | F13 | Industrial | Stone, Clay, and Glass | Existing | Process | Natural Gas | Strategic Energy Management | A | Purchases (Incremental) | Achievable Economic TRC Potential | 0 | 0 | 0 | 0 | 0 | 21.3928 | 21.3811 | 21.255 | 21.2665 | 21.2841 | 21.0138 | 20.9563 | 20.9138 | 20.5817 | 20.6603 | 20.4632 | 20.4659 | 20.3629 | 20.1813 | 20.2052 | 20.1216 | 20.0434 | 19.9703 | 19.9025 | 19.8397 | 0 | 0 | 0 | 0 | 0 | 0
F14_Industrial_Stone, Clay, and Glass_Existing_Process_Natural Gas_Strategic Energy Management_A_Achievable Economic TRC Potential | F14 | Industrial | Stone, Clay, and Glass | Existing | Process | Natural Gas | Strategic Energy Management | A | Purchases (Cumulative) | Achievable Economic TRC Potential | 0 | 0 | 0 | 0 | 0 | 21.3928 | 42.7739 | 64.0289 | 85.2953 | 106.5794 | 127.5931 | 148.5495 | 169.4633 | 190.045 | 210.7052 | 231.1685 | 251.6344 | 271.9973 | 292.1786 | 312.3837 | 332.5053 | 352.5487 | 372.519 | 392.4215 | 412.2612 | 412.2612 | 412.2612 | 412.2612 | 412.2612 | 412.2612 | 412.2612
F1_Industrial_Stone, Clay, and Glass_Existing_Miscellaneous_Natural Gas_Strategic Energy Management_A_Achievable Economic TRC Potential | F1 | Industrial | Stone, Clay, and Glass | Existing | Miscellaneous | Natural Gas | Strategic Energy Management | A | Original Unit Energy Savings (kWh or therms) | Achievable Economic TRC Potential | 0 | 0 | 0 | 0 | 0 | 16.2609 | 16.2609 | 16.2609 | 16.2609 | 16.2609 | 16.2609 | 16.2609 | 16.2609 | 16.2609 | 16.2609 | 16.2609 | 16.2609 | 16.2609 | 16.2609 | 16.2609 | 16.2609 | 16.2609 | 16.2609 | 16.2609 | 16.2609 | 16.2609 | 16.2609 | 16.2609 | 0 | 0 | 0
F2_Industrial_Stone, Clay, and Glass_Existing_Miscellaneous_Natural Gas_Strategic Energy Management_A_Achievable Economic TRC Potential | F2 | Industrial | Stone, Clay, and Glass | Existing | Miscellaneous | Natural Gas | Strategic Energy Management | A | Original Unit Summer Peak Savings (kW) | Achievable Economic TRC Potential | 0 | 0 | 0 | 0 | 0 | 0 | 0 | 0 | 0 | 0 | 0 | 0 | 0 | 0 | 0 | 0 | 0 | 0 | 0 | 0 | 0 | 0 | 0 | 0 | 0 | 0 | 0 | 0 | 0 | 0 | 0
F3_Industrial_Stone, Clay, and Glass_Existing_Miscellaneous_Natural Gas_Strategic Energy Management_A_Achievable Economic TRC Potential | F3 | Industrial | Stone, Clay, and Glass | Existing | Miscellaneous | Natural Gas | Strategic Energy Management | A | Original Unit Winter Peak Savings (kW) | Achievable Economic TRC Potential | 0 | 0 | 0 | 0 | 0 | 0 | 0 | 0 | 0 | 0 | 0 | 0 | 0 | 0 | 0 | 0 | 0 | 0 | 0 | 0 | 0 | 0 | 0 | 0 | 0 | 0 | 0 | 0 | 0 | 0 | 0
F4_Industrial_Stone, Clay, and Glass_Existing_Miscellaneous_Natural Gas_Strategic Energy Management_A_Achievable Economic TRC Potential | F4 | Industrial | Stone, Clay, and Glass | Existing | Miscellaneous | Natural Gas | Strategic Energy Management | A | Standalone Impact on Baseline Energy (%) | Achievable Economic TRC Potential | 0% | 0% | 0% | 0% | 0% | 0.08224% | 0.1645% | 0.2477% | 0.3298% | 0.4118% | 0.4993% | 0.5829% | 0.6664% | 0.7594% | 0.8387% | 0.929% | 1.011% | 1.098% | 1.191% | 1.271% | 1.359% | 1.447% | 1.534% | 1.621% | 0.017089 | 0.017138 | 0.017184 | 0.017226 | 0 | 0 | 0
F5_Industrial_Stone, Clay, and Glass_Existing_Miscellaneous_Natural Gas_Strategic Energy Management_A_Achievable Economic TRC Potential | F5 | Industrial | Stone, Clay, and Glass | Existing | Miscellaneous | Natural Gas | Strategic Energy Management | A | Standalone Impact on Baseline Summer Peak (%) | Achievable Economic TRC Potential | 0% | 0% | 0% | 0% | 0% | 0% | 0% | 0% | 0% | 0% | 0% | 0% | 0% | 0% | 0% | 0% | 0% | 0% | 0% | 0% | 0% | 0% | 0% | 0% | 0 | 0 | 0 | 0 | 0 | 0 | 0
F6_Industrial_Stone, Clay, and Glass_Existing_Miscellaneous_Natural Gas_Strategic Energy Management_A_Achievable Economic TRC Potential | F6 | Industrial | Stone, Clay, and Glass | Existing | Miscellaneous | Natural Gas | Strategic Energy Management | A | Standalone Impact on Baseline Winter Peak (%) | Achievable Economic TRC Potential | 0% | 0% | 0% | 0% | 0% | 0% | 0% | 0% | 0% | 0% | 0% | 0% | 0% | 0% | 0% | 0% | 0% | 0% | 0% | 0% | 0% | 0% | 0% | 0% | 0 | 0 | 0 | 0 | 0 | 0 | 0
F7_Industrial_Stone, Clay, and Glass_Existing_Miscellaneous_Natural Gas_Strategic Energy Management_A_Achievable Economic TRC Potential | F7 | Industrial | Stone, Clay, and Glass | Existing | Miscellaneous | Natural Gas | Strategic Energy Management | A | Incremental Energy Savings (MWh or mTherms) | Achievable Economic TRC Potential | 0 | 0 | 0 | 0 | 0 | 0.086967 | 0.086919 | 0.086406 | 0.086453 | 0.086524 | 0.085426 | 0.085192 | 0.085019 | 0.083669 | 0.083989 | 0.083188 | 0.083199 | 0.08278 | 0.082041 | 0.082139 | 0.081799 | 0.081481 | 0.081184 | 0.080908 | 0.080653 | 0 | 0 | 0 | 0 | 0 | 0
F8_Industrial_Stone, Clay, and Glass_Existing_Miscellaneous_Natural Gas_Strategic Energy Management_A_Achievable Economic TRC Potential | F8 | Industrial | Stone, Clay, and Glass | Existing | Miscellaneous | Natural Gas | Strategic Energy Management | A | Incremental Summer Peak Savings (MW) | Achievable Economic TRC Potential | 0 | 0 | 0 | 0 | 0 | 0 | 0 | 0 | 0 | 0 | 0 | 0 | 0 | 0 | 0 | 0 | 0 | 0 | 0 | 0 | 0 | 0 | 0 | 0 | 0 | 0 | 0 | 0 | 0 | 0 | 0
F9_Industrial_Stone, Clay, and Glass_Existing_Miscellaneous_Natural Gas_Strategic Energy Management_A_Achievable Economic TRC Potential | F9 | Industrial | Stone, Clay, and Glass | Existing | Miscellaneous | Natural Gas | Strategic Energy Management | A | Incremental Winter Peak Savings (MW) | Achievable Economic TRC Potential | 0 | 0 | 0 | 0 | 0 | 0 | 0 | 0 | 0 | 0 | 0 | 0 | 0 | 0 | 0 | 0 | 0 | 0 | 0 | 0 | 0 | 0 | 0 | 0 | 0 | 0 | 0 | 0 | 0 | 0 | 0
F10_Industrial_Stone, Clay, and Glass_Existing_Miscellaneous_Natural Gas_Strategic Energy Management_A_Achievable Economic TRC Potential | F10 | Industrial | Stone, Clay, and Glass | Existing | Miscellaneous | Natural Gas | Strategic Energy Management | A | Cumulative Energy Savings (MWh or mTherms) | Achievable Economic TRC Potential | 0 | 0 | 0 | 0 | 0 | 0.086967 | 0.17389 | 0.26029 | 0.34674 | 0.43327 | 0.51869 | 0.60389 | 0.68891 | 0.77258 | 0.85656 | 0.93975 | 1.023 | 1.1057 | 1.1878 | 1.2699 | 1.3517 | 1.4332 | 1.5144 | 1.5953 | 1.6759 | 1.6759 | 1.6759 | 1.6759 | 0 | 0 | 0
F11_Industrial_Stone, Clay, and Glass_Existing_Miscellaneous_Natural Gas_Strategic Energy Management_A_Achievable Economic TRC Potential | F11 | Industrial | Stone, Clay, and Glass | Existing | Miscellaneous | Natural Gas | Strategic Energy Management | A | Cumulative Summer Peak Savings (MW) | Achievable Economic TRC Potential | 0 | 0 | 0 | 0 | 0 | 0 | 0 | 0 | 0 | 0 | 0 | 0 | 0 | 0 | 0 | 0 | 0 | 0 | 0 | 0 | 0 | 0 | 0 | 0 | 0 | 0 | 0 | 0 | 0 | 0 | 0
F12_Industrial_Stone, Clay, and Glass_Existing_Miscellaneous_Natural Gas_Strategic Energy Management_A_Achievable Economic TRC Potential | F12 | Industrial | Stone, Clay, and Glass | Existing | Miscellaneous | Natural Gas | Strategic Energy Management | A | Cumulative Winter Peak Savings (MW) | Achievable Economic TRC Potential | 0 | 0 | 0 | 0 | 0 | 0 | 0 | 0 | 0 | 0 | 0 | 0 | 0 | 0 | 0 | 0 | 0 | 0 | 0 | 0 | 0 | 0 | 0 | 0 | 0 | 0 | 0 | 0 | 0 | 0 | 0
F13_Industrial_Stone, Clay, and Glass_Existing_Miscellaneous_Natural Gas_Strategic Energy Management_A_Achievable Economic TRC Potential | F13 | Industrial | Stone, Clay, and Glass | Existing | Miscellaneous | Natural Gas | Strategic Energy Management | A | Purchases (Incremental) | Achievable Economic TRC Potential | 0 | 0 | 0 | 0 | 0 | 5.3482 | 5.3453 | 5.3137 | 5.3166 | 5.321 | 5.2534 | 5.2391 | 5.2284 | 5.1454 | 5.1651 | 5.1158 | 5.1165 | 5.0907 | 5.0453 | 5.0513 | 5.0304 | 5.0108 | 4.9926 | 4.9756 | 4.9599 | 0 | 0 | 0 | 0 | 0 | 0
F14_Industrial_Stone, Clay, and Glass_Existing_Miscellaneous_Natural Gas_Strategic Energy Management_A_Achievable Economic TRC Potential | F14 | Industrial | Stone, Clay, and Glass | Existing | Miscellaneous | Natural Gas | Strategic Energy Management | A | Purchases (Cumulative) | Achievable Economic TRC Potential | 0 | 0 | 0 | 0 | 0 | 5.3482 | 10.6935 | 16.0072 | 21.3238 | 26.6448 | 31.8983 | 37.1374 | 42.3658 | 47.5112 | 52.6763 | 57.7921 | 62.9086 | 67.9993 | 73.0446 | 78.0959 | 83.1263 | 88.1372 | 93.1298 | 98.1054 | 103.0653 | 103.0653 | 103.0653 | 103.0653 | 103.0653 | 103.0653 | 103.0653
F1_Industrial_Stone, Clay, and Glass_Existing_Space Heating_Natural Gas_Commissioning_A_Achievable Economic TRC Potential | F1 | Industrial | Stone, Clay, and Glass | Existing | Space Heating | Natural Gas | Commissioning | A | Original Unit Energy Savings (kWh or therms) | Achievable Economic TRC Potential | 0 | 0 | 0 | 0 | 0 | 17.0822 | 16.9987 | 16.8954 | 16.7862 | 16.6718 | 16.5559 | 16.4368 | 16.3183 | 16.2003 | 16.0728 | 15.9549 | 15.8385 | 15.7305 | 15.6298 | 15.5317 | 15.4389 | 15.3442 | 15.2587 | 15.1779 | 15.1011 | 15.03 | 14.9641 | 14.9032 | 0 | 0 | 0
F2_Industrial_Stone, Clay, and Glass_Existing_Space Heating_Natural Gas_Commissioning_A_Achievable Economic TRC Potential | F2 | Industrial | Stone, Clay, and Glass | Existing | Space Heating | Natural Gas | Commissioning | A | Original Unit Summer Peak Savings (kW) | Achievable Economic TRC Potential | 0 | 0 | 0 | 0 | 0 | 0 | 0 | 0 | 0 | 0 | 0 | 0 | 0 | 0 | 0 | 0 | 0 | 0 | 0 | 0 | 0 | 0 | 0 | 0 | 0 | 0 | 0 | 0 | 0 | 0 | 0
F3_Industrial_Stone, Clay, and Glass_Existing_Space Heating_Natural Gas_Commissioning_A_Achievable Economic TRC Potential | F3 | Industrial | Stone, Clay, and Glass | Existing | Space Heating | Natural Gas | Commissioning | A | Original Unit Winter Peak Savings (kW) | Achievable Economic TRC Potential | 0 | 0 | 0 | 0 | 0 | 0 | 0 | 0 | 0 | 0 | 0 | 0 | 0 | 0 | 0 | 0 | 0 | 0 | 0 | 0 | 0 | 0 | 0 | 0 | 0 | 0 | 0 | 0 | 0 | 0 | 0
F4_Industrial_Stone, Clay, and Glass_Existing_Space Heating_Natural Gas_Commissioning_A_Achievable Economic TRC Potential | F4 | Industrial | Stone, Clay, and Glass | Existing | Space Heating | Natural Gas | Commissioning | A | Standalone Impact on Baseline Energy (%) | Achievable Economic TRC Potential | 0% | 0% | 0% | 0% | 0% | 0% | 0% | 0% | 0% | 0% | 0% | 0% | 0% | 0% | 0% | 0% | 0% | 0% | 0% | 0% | 0% | 0% | 0% | 0% | 0 | 0 | 0 | 0 | 0 | 0 | 0
F5_Industrial_Stone, Clay, and Glass_Existing_Space Heating_Natural Gas_Commissioning_A_Achievable Economic TRC Potential | F5 | Industrial | Stone, Clay, and Glass | Existing | Space Heating | Natural Gas | Commissioning | A | Standalone Impact on Baseline Summer Peak (%) | Achievable Economic TRC Potential | 0% | 0% | 0% | 0% | 0% | 0% | 0% | 0% | 0% | 0% | 0% | 0% | 0% | 0% | 0% | 0% | 0% | 0% | 0% | 0% | 0% | 0% | 0% | 0% | 0 | 0 | 0 | 0 | 0 | 0 | 0
F6_Industrial_Stone, Clay, and Glass_Existing_Space Heating_Natural Gas_Commissioning_A_Achievable Economic TRC Potential | F6 | Industrial | Stone, Clay, and Glass | Existing | Space Heating | Natural Gas | Commissioning | A | Standalone Impact on Baseline Winter Peak (%) | Achievable Economic TRC Potential | 0% | 0% | 0% | 0% | 0% | 0% | 0% | 0% | 0% | 0% | 0% | 0% | 0% | 0% | 0% | 0% | 0% | 0% | 0% | 0% | 0% | 0% | 0% | 0% | 0 | 0 | 0 | 0 | 0 | 0 | 0
F7_Industrial_Stone, Clay, and Glass_Existing_Space Heating_Natural Gas_Commissioning_A_Achievable Economic TRC Potential | F7 | Industrial | Stone, Clay, and Glass | Existing | Space Heating | Natural Gas | Commissioning | A | Incremental Energy Savings (MWh or mTherms) | Achievable Economic TRC Potential | 0 | 0 | 0 | 0 | 0 | 0 | 0 | 0 | 0 | 0 | 0 | 0 | 0 | 0 | 0 | 0 | 0 | 0 | 0 | 0 | 0 | 0 | 0 | 0 | 0 | 0 | 0 | 0 | 0 | 0 | 0
F8_Industrial_Stone, Clay, and Glass_Existing_Space Heating_Natural Gas_Commissioning_A_Achievable Economic TRC Potential | F8 | Industrial | Stone, Clay, and Glass | Existing | Space Heating | Natural Gas | Commissioning | A | Incremental Summer Peak Savings (MW) | Achievable Economic TRC Potential | 0 | 0 | 0 | 0 | 0 | 0 | 0 | 0 | 0 | 0 | 0 | 0 | 0 | 0 | 0 | 0 | 0 | 0 | 0 | 0 | 0 | 0 | 0 | 0 | 0 | 0 | 0 | 0 | 0 | 0 | 0
F9_Industrial_Stone, Clay, and Glass_Existing_Space Heating_Natural Gas_Commissioning_A_Achievable Economic TRC Potential | F9 | Industrial | Stone, Clay, and Glass | Existing | Space Heating | Natural Gas | Commissioning | A | Incremental Winter Peak Savings (MW) | Achievable Economic TRC Potential | 0 | 0 | 0 | 0 | 0 | 0 | 0 | 0 | 0 | 0 | 0 | 0 | 0 | 0 | 0 | 0 | 0 | 0 | 0 | 0 | 0 | 0 | 0 | 0 | 0 | 0 | 0 | 0 | 0 | 0 | 0
F10_Industrial_Stone, Clay, and Glass_Existing_Space Heating_Natural Gas_Commissioning_A_Achievable Economic TRC Potential | F10 | Industrial | Stone, Clay, and Glass | Existing | Space Heating | Natural Gas | Commissioning | A | Cumulative Energy Savings (MWh or mTherms) | Achievable Economic TRC Potential | 0 | 0 | 0 | 0 | 0 | 0 | 0 | 0 | 0 | 0 | 0 | 0 | 0 | 0 | 0 | 0 | 0 | 0 | 0 | 0 | 0 | 0 | 0 | 0 | 0 | 0 | 0 | 0 | 0 | 0 | 0
F11_Industrial_Stone, Clay, and Glass_Existing_Space Heating_Natural Gas_Commissioning_A_Achievable Economic TRC Potential | F11 | Industrial | Stone, Clay, and Glass | Existing | Space Heating | Natural Gas | Commissioning | A | Cumulative Summer Peak Savings (MW) | Achievable Economic TRC Potential | 0 | 0 | 0 | 0 | 0 | 0 | 0 | 0 | 0 | 0 | 0 | 0 | 0 | 0 | 0 | 0 | 0 | 0 | 0 | 0 | 0 | 0 | 0 | 0 | 0 | 0 | 0 | 0 | 0 | 0 | 0
F12_Industrial_Stone, Clay, and Glass_Existing_Space Heating_Natural Gas_Commissioning_A_Achievable Economic TRC Potential | F12 | Industrial | Stone, Clay, and Glass | Existing | Space Heating | Natural Gas | Commissioning | A | Cumulative Winter Peak Savings (MW) | Achievable Economic TRC Potential | 0 | 0 | 0 | 0 | 0 | 0 | 0 | 0 | 0 | 0 | 0 | 0 | 0 | 0 | 0 | 0 | 0 | 0 | 0 | 0 | 0 | 0 | 0 | 0 | 0 | 0 | 0 | 0 | 0 | 0 | 0
F13_Industrial_Stone, Clay, and Glass_Existing_Space Heating_Natural Gas_Commissioning_A_Achievable Economic TRC Potential | F13 | Industrial | Stone, Clay, and Glass | Existing | Space Heating | Natural Gas | Commissioning | A | Purchases (Incremental) | Achievable Economic TRC Potential | 0 | 0 | 0 | 0 | 0 | 0 | 0 | 0 | 0 | 0 | 0 | 0 | 0 | 0 | 0 | 0 | 0 | 0 | 0 | 0 | 0 | 0 | 0 | 0 | 0 | 0 | 0 | 0 | 0 | 0 | 0
F14_Industrial_Stone, Clay, and Glass_Existing_Space Heating_Natural Gas_Commissioning_A_Achievable Economic TRC Potential | F14 | Industrial | Stone, Clay, and Glass | Existing | Space Heating | Natural Gas | Commissioning | A | Purchases (Cumulative) | Achievable Economic TRC Potential | 0 | 0 | 0 | 0 | 0 | 0 | 0 | 0 | 0 | 0 | 0 | 0 | 0 | 0 | 0 | 0 | 0 | 0 | 0 | 0 | 0 | 0 | 0 | 0 | 0 | 0 | 0 | 0 | 0 | 0 | 0
F1_Industrial_Stone, Clay, and Glass_Existing_Process_Natural Gas_Commissioning_A_Achievable Economic TRC Potential | F1 | Industrial | Stone, Clay, and Glass | Existing | Process | Natural Gas | Commissioning | A | Original Unit Energy Savings (kWh or therms) | Achievable Economic TRC Potential | 0 | 0 | 0 | 0 | 0 | 337.8652 | 337.8652 | 337.8652 | 337.8652 | 337.8652 | 337.8652 | 337.8652 | 337.8652 | 337.8652 | 337.8652 | 337.8652 | 337.8652 | 337.8652 | 337.8652 | 337.8652 | 337.8652 | 337.8652 | 337.8652 | 337.8652 | 337.8652 | 337.8652 | 337.8652 | 337.8652 | 0 | 0 | 0
F2_Industrial_Stone, Clay, and Glass_Existing_Process_Natural Gas_Commissioning_A_Achievable Economic TRC Potential | F2 | Industrial | Stone, Clay, and Glass | Existing | Process | Natural Gas | Commissioning | A | Original Unit Summer Peak Savings (kW) | Achievable Economic TRC Potential | 0 | 0 | 0 | 0 | 0 | 0 | 0 | 0 | 0 | 0 | 0 | 0 | 0 | 0 | 0 | 0 | 0 | 0 | 0 | 0 | 0 | 0 | 0 | 0 | 0 | 0 | 0 | 0 | 0 | 0 | 0
F3_Industrial_Stone, Clay, and Glass_Existing_Process_Natural Gas_Commissioning_A_Achievable Economic TRC Potential | F3 | Industrial | Stone, Clay, and Glass | Existing | Process | Natural Gas | Commissioning | A | Original Unit Winter Peak Savings (kW) | Achievable Economic TRC Potential | 0 | 0 | 0 | 0 | 0 | 0 | 0 | 0 | 0 | 0 | 0 | 0 | 0 | 0 | 0 | 0 | 0 | 0 | 0 | 0 | 0 | 0 | 0 | 0 | 0 | 0 | 0 | 0 | 0 | 0 | 0
F4_Industrial_Stone, Clay, and Glass_Existing_Process_Natural Gas_Commissioning_A_Achievable Economic TRC Potential | F4 | Industrial | Stone, Clay, and Glass | Existing | Process | Natural Gas | Commissioning | A | Standalone Impact on Baseline Energy (%) | Achievable Economic TRC Potential | 0% | 0% | 0% | 0% | 0% | 0% | 0% | 0% | 0% | 0% | 0% | 0% | 0% | 0% | 0% | 0% | 0% | 0% | 0% | 0% | 0% | 0% | 0% | 0% | 0 | 0 | 0 | 0 | 0 | 0 | 0
F5_Industrial_Stone, Clay, and Glass_Existing_Process_Natural Gas_Commissioning_A_Achievable Economic TRC Potential | F5 | Industrial | Stone, Clay, and Glass | Existing | Process | Natural Gas | Commissioning | A | Standalone Impact on Baseline Summer Peak (%) | Achievable Economic TRC Potential | 0% | 0% | 0% | 0% | 0% | 0% | 0% | 0% | 0% | 0% | 0% | 0% | 0% | 0% | 0% | 0% | 0% | 0% | 0% | 0% | 0% | 0% | 0% | 0% | 0 | 0 | 0 | 0 | 0 | 0 | 0
F6_Industrial_Stone, Clay, and Glass_Existing_Process_Natural Gas_Commissioning_A_Achievable Economic TRC Potential | F6 | Industrial | Stone, Clay, and Glass | Existing | Process | Natural Gas | Commissioning | A | Standalone Impact on Baseline Winter Peak (%) | Achievable Economic TRC Potential | 0% | 0% | 0% | 0% | 0% | 0% | 0% | 0% | 0% | 0% | 0% | 0% | 0% | 0% | 0% | 0% | 0% | 0% | 0% | 0% | 0% | 0% | 0% | 0% | 0 | 0 | 0 | 0 | 0 | 0 | 0
F7_Industrial_Stone, Clay, and Glass_Existing_Process_Natural Gas_Commissioning_A_Achievable Economic TRC Potential | F7 | Industrial | Stone, Clay, and Glass | Existing | Process | Natural Gas | Commissioning | A | Incremental Energy Savings (MWh or mTherms) | Achievable Economic TRC Potential | 0 | 0 | 0 | 0 | 0 | 0 | 0 | 0 | 0 | 0 | 0 | 0 | 0 | 0 | 0 | 0 | 0 | 0 | 0 | 0 | 0 | 0 | 0 | 0 | 0 | 0 | 0 | 0 | 0 | 0 | 0
F8_Industrial_Stone, Clay, and Glass_Existing_Process_Natural Gas_Commissioning_A_Achievable Economic TRC Potential | F8 | Industrial | Stone, Clay, and Glass | Existing | Process | Natural Gas | Commissioning | A | Incremental Summer Peak Savings (MW) | Achievable Economic TRC Potential | 0 | 0 | 0 | 0 | 0 | 0 | 0 | 0 | 0 | 0 | 0 | 0 | 0 | 0 | 0 | 0 | 0 | 0 | 0 | 0 | 0 | 0 | 0 | 0 | 0 | 0 | 0 | 0 | 0 | 0 | 0
F9_Industrial_Stone, Clay, and Glass_Existing_Process_Natural Gas_Commissioning_A_Achievable Economic TRC Potential | F9 | Industrial | Stone, Clay, and Glass | Existing | Process | Natural Gas | Commissioning | A | Incremental Winter Peak Savings (MW) | Achievable Economic TRC Potential | 0 | 0 | 0 | 0 | 0 | 0 | 0 | 0 | 0 | 0 | 0 | 0 | 0 | 0 | 0 | 0 | 0 | 0 | 0 | 0 | 0 | 0 | 0 | 0 | 0 | 0 | 0 | 0 | 0 | 0 | 0
F10_Industrial_Stone, Clay, and Glass_Existing_Process_Natural Gas_Commissioning_A_Achievable Economic TRC Potential | F10 | Industrial | Stone, Clay, and Glass | Existing | Process | Natural Gas | Commissioning | A | Cumulative Energy Savings (MWh or mTherms) | Achievable Economic TRC Potential | 0 | 0 | 0 | 0 | 0 | 0 | 0 | 0 | 0 | 0 | 0 | 0 | 0 | 0 | 0 | 0 | 0 | 0 | 0 | 0 | 0 | 0 | 0 | 0 | 0 | 0 | 0 | 0 | 0 | 0 | 0
F11_Industrial_Stone, Clay, and Glass_Existing_Process_Natural Gas_Commissioning_A_Achievable Economic TRC Potential | F11 | Industrial | Stone, Clay, and Glass | Existing | Process | Natural Gas | Commissioning | A | Cumulative Summer Peak Savings (MW) | Achievable Economic TRC Potential | 0 | 0 | 0 | 0 | 0 | 0 | 0 | 0 | 0 | 0 | 0 | 0 | 0 | 0 | 0 | 0 | 0 | 0 | 0 | 0 | 0 | 0 | 0 | 0 | 0 | 0 | 0 | 0 | 0 | 0 | 0
F12_Industrial_Stone, Clay, and Glass_Existing_Process_Natural Gas_Commissioning_A_Achievable Economic TRC Potential | F12 | Industrial | Stone, Clay, and Glass | Existing | Process | Natural Gas | Commissioning | A | Cumulative Winter Peak Savings (MW) | Achievable Economic TRC Potential | 0 | 0 | 0 | 0 | 0 | 0 | 0 | 0 | 0 | 0 | 0 | 0 | 0 | 0 | 0 | 0 | 0 | 0 | 0 | 0 | 0 | 0 | 0 | 0 | 0 | 0 | 0 | 0 | 0 | 0 | 0
F13_Industrial_Stone, Clay, and Glass_Existing_Process_Natural Gas_Commissioning_A_Achievable Economic TRC Potential | F13 | Industrial | Stone, Clay, and Glass | Existing | Process | Natural Gas | Commissioning | A | Purchases (Incremental) | Achievable Economic TRC Potential | 0 | 0 | 0 | 0 | 0 | 0 | 0 | 0 | 0 | 0 | 0 | 0 | 0 | 0 | 0 | 0 | 0 | 0 | 0 | 0 | 0 | 0 | 0 | 0 | 0 | 0 | 0 | 0 | 0 | 0 | 0
F14_Industrial_Stone, Clay, and Glass_Existing_Process_Natural Gas_Commissioning_A_Achievable Economic TRC Potential | F14 | Industrial | Stone, Clay, and Glass | Existing | Process | Natural Gas | Commissioning | A | Purchases (Cumulative) | Achievable Economic TRC Potential | 0 | 0 | 0 | 0 | 0 | 0 | 0 | 0 | 0 | 0 | 0 | 0 | 0 | 0 | 0 | 0 | 0 | 0 | 0 | 0 | 0 | 0 | 0 | 0 | 0 | 0 | 0 | 0 | 0 | 0 | 0
F1_Industrial_Stone, Clay, and Glass_Existing_Space Heating_Natural Gas_Retrocommissioning_A_Achievable Economic TRC Potential | F1 | Industrial | Stone, Clay, and Glass | Existing | Space Heating | Natural Gas | Retrocommissioning | A | Original Unit Energy Savings (kWh or therms) | Achievable Economic TRC Potential | 0 | 0 | 0 | 0 | 0 | 2.3726 | 2.361 | 2.3467 | 2.3315 | 2.3156 | 2.2995 | 2.283 | 2.2665 | 2.2501 | 2.2324 | 2.216 | 2.1999 | 2.1849 | 2.1709 | 2.1572 | 2.1444 | 2.1312 | 2.1193 | 2.1081 | 2.0974 | 2.0876 | 2.0784 | 2.0699 | 0 | 0 | 0
F2_Industrial_Stone, Clay, and Glass_Existing_Space Heating_Natural Gas_Retrocommissioning_A_Achievable Economic TRC Potential | F2 | Industrial | Stone, Clay, and Glass | Existing | Space Heating | Natural Gas | Retrocommissioning | A | Original Unit Summer Peak Savings (kW) | Achievable Economic TRC Potential | 0 | 0 | 0 | 0 | 0 | 0 | 0 | 0 | 0 | 0 | 0 | 0 | 0 | 0 | 0 | 0 | 0 | 0 | 0 | 0 | 0 | 0 | 0 | 0 | 0 | 0 | 0 | 0 | 0 | 0 | 0
F3_Industrial_Stone, Clay, and Glass_Existing_Space Heating_Natural Gas_Retrocommissioning_A_Achievable Economic TRC Potential | F3 | Industrial | Stone, Clay, and Glass | Existing | Space Heating | Natural Gas | Retrocommissioning | A | Original Unit Winter Peak Savings (kW) | Achievable Economic TRC Potential | 0 | 0 | 0 | 0 | 0 | 0 | 0 | 0 | 0 | 0 | 0 | 0 | 0 | 0 | 0 | 0 | 0 | 0 | 0 | 0 | 0 | 0 | 0 | 0 | 0 | 0 | 0 | 0 | 0 | 0 | 0
F4_Industrial_Stone, Clay, and Glass_Existing_Space Heating_Natural Gas_Retrocommissioning_A_Achievable Economic TRC Potential | F4 | Industrial | Stone, Clay, and Glass | Existing | Space Heating | Natural Gas | Retrocommissioning | A | Standalone Impact on Baseline Energy (%) | Achievable Economic TRC Potential | 0% | 0% | 0% | 0% | 0% | 0.0124% | 0.0248% | 0.03734% | 0.04972% | 0.06207% | 0.07527% | 0.08787% | 0.1004% | 0.1145% | 0.1264% | 0.14% | 0.1524% | 0.1656% | 0.1795% | 0.1917% | 0.2048% | 0.218% | 0.2312% | 0.2444% | 0.0025759 | 0.0025834 | 0.0025903 | 0.0025966 | 0 | 0 | 0
F5_Industrial_Stone, Clay, and Glass_Existing_Space Heating_Natural Gas_Retrocommissioning_A_Achievable Economic TRC Potential | F5 | Industrial | Stone, Clay, and Glass | Existing | Space Heating | Natural Gas | Retrocommissioning | A | Standalone Impact on Baseline Summer Peak (%) | Achievable Economic TRC Potential | 0% | 0% | 0% | 0% | 0% | 0% | 0% | 0% | 0% | 0% | 0% | 0% | 0% | 0% | 0% | 0% | 0% | 0% | 0% | 0% | 0% | 0% | 0% | 0% | 0 | 0 | 0 | 0 | 0 | 0 | 0
F6_Industrial_Stone, Clay, and Glass_Existing_Space Heating_Natural Gas_Retrocommissioning_A_Achievable Economic TRC Potential | F6 | Industrial | Stone, Clay, and Glass | Existing | Space Heating | Natural Gas | Retrocommissioning | A | Standalone Impact on Baseline Winter Peak (%) | Achievable Economic TRC Potential | 0% | 0% | 0% | 0% | 0% | 0% | 0% | 0% | 0% | 0% | 0% | 0% | 0% | 0% | 0% | 0% | 0% | 0% | 0% | 0% | 0% | 0% | 0% | 0% | 0 | 0 | 0 | 0 | 0 | 0 | 0
F7_Industrial_Stone, Clay, and Glass_Existing_Space Heating_Natural Gas_Retrocommissioning_A_Achievable Economic TRC Potential | F7 | Industrial | Stone, Clay, and Glass | Existing | Space Heating | Natural Gas | Retrocommissioning | A | Incremental Energy Savings (MWh or mTherms) | Achievable Economic TRC Potential | 0 | 0 | 0 | 0 | 0 | 0.0098693 | 0.0098157 | 0.0096985 | 0.009641 | 0.0095833 | 0.0093958 | 0.0093027 | 0.0092169 | 0.0090049 | 0.0089681 | 0.0088175 | 0.0087543 | 0.0086508 | 0.0085188 | 0.0084753 | 0.0083899 | 0.008306 | 0.0082296 | 0.0081582 | 0.0080913 | 0 | 0 | 0 | 0 | 0 | 0
F8_Industrial_Stone, Clay, and Glass_Existing_Space Heating_Natural Gas_Retrocommissioning_A_Achievable Economic TRC Potential | F8 | Industrial | Stone, Clay, and Glass | Existing | Space Heating | Natural Gas | Retrocommissioning | A | Incremental Summer Peak Savings (MW) | Achievable Economic TRC Potential | 0 | 0 | 0 | 0 | 0 | 0 | 0 | 0 | 0 | 0 | 0 | 0 | 0 | 0 | 0 | 0 | 0 | 0 | 0 | 0 | 0 | 0 | 0 | 0 | 0 | 0 | 0 | 0 | 0 | 0 | 0
F9_Industrial_Stone, Clay, and Glass_Existing_Space Heating_Natural Gas_Retrocommissioning_A_Achievable Economic TRC Potential | F9 | Industrial | Stone, Clay, and Glass | Existing | Space Heating | Natural Gas | Retrocommissioning | A | Incremental Winter Peak Savings (MW) | Achievable Economic TRC Potential | 0 | 0 | 0 | 0 | 0 | 0 | 0 | 0 | 0 | 0 | 0 | 0 | 0 | 0 | 0 | 0 | 0 | 0 | 0 | 0 | 0 | 0 | 0 | 0 | 0 | 0 | 0 | 0 | 0 | 0 | 0
F10_Industrial_Stone, Clay, and Glass_Existing_Space Heating_Natural Gas_Retrocommissioning_A_Achievable Economic TRC Potential | F10 | Industrial | Stone, Clay, and Glass | Existing | Space Heating | Natural Gas | Retrocommissioning | A | Cumulative Energy Savings (MWh or mTherms) | Achievable Economic TRC Potential | 0 | 0 | 0 | 0 | 0 | 0.0098693 | 0.019637 | 0.029216 | 0.038668 | 0.047988 | 0.05705 | 0.065942 | 0.074684 | 0.083148 | 0.091462 | 0.099609 | 0.10764 | 0.11555 | 0.12333 | 0.13103 | 0.13864 | 0.1461 | 0.15351 | 0.16086 | 0.16813 | 0.16734 | 0.16661 | 0.16593 | 0 | 0 | 0
F11_Industrial_Stone, Clay, and Glass_Existing_Space Heating_Natural Gas_Retrocommissioning_A_Achievable Economic TRC Potential | F11 | Industrial | Stone, Clay, and Glass | Existing | Space Heating | Natural Gas | Retrocommissioning | A | Cumulative Summer Peak Savings (MW) | Achievable Economic TRC Potential | 0 | 0 | 0 | 0 | 0 | 0 | 0 | 0 | 0 | 0 | 0 | 0 | 0 | 0 | 0 | 0 | 0 | 0 | 0 | 0 | 0 | 0 | 0 | 0 | 0 | 0 | 0 | 0 | 0 | 0 | 0
F12_Industrial_Stone, Clay, and Glass_Existing_Space Heating_Natural Gas_Retrocommissioning_A_Achievable Economic TRC Potential | F12 | Industrial | Stone, Clay, and Glass | Existing | Space Heating | Natural Gas | Retrocommissioning | A | Cumulative Winter Peak Savings (MW) | Achievable Economic TRC Potential | 0 | 0 | 0 | 0 | 0 | 0 | 0 | 0 | 0 | 0 | 0 | 0 | 0 | 0 | 0 | 0 | 0 | 0 | 0 | 0 | 0 | 0 | 0 | 0 | 0 | 0 | 0 | 0 | 0 | 0 | 0
F13_Industrial_Stone, Clay, and Glass_Existing_Space Heating_Natural Gas_Retrocommissioning_A_Achievable Economic TRC Potential | F13 | Industrial | Stone, Clay, and Glass | Existing | Space Heating | Natural Gas | Retrocommissioning | A | Purchases (Incremental) | Achievable Economic TRC Potential | 0 | 0 | 0 | 0 | 0 | 4.1597 | 4.1574 | 4.1329 | 4.1351 | 4.1386 | 4.086 | 4.0748 | 4.0666 | 4.002 | 4.0173 | 3.979 | 3.9795 | 3.9595 | 3.9241 | 3.9288 | 3.9125 | 3.8973 | 3.8831 | 3.8699 | 3.8577 | 0 | 0 | 0 | 0 | 0 | 0
F14_Industrial_Stone, Clay, and Glass_Existing_Space Heating_Natural Gas_Retrocommissioning_A_Achievable Economic TRC Potential | F14 | Industrial | Stone, Clay, and Glass | Existing | Space Heating | Natural Gas | Retrocommissioning | A | Purchases (Cumulative) | Achievable Economic TRC Potential | 0 | 0 | 0 | 0 | 0 | 4.1597 | 8.3171 | 12.4501 | 16.5852 | 20.7238 | 24.8098 | 28.8846 | 32.9512 | 36.9532 | 40.9705 | 44.9494 | 48.9289 | 52.8884 | 56.8125 | 60.7413 | 64.6538 | 68.5511 | 72.4343 | 76.3042 | 80.1619 | 80.1619 | 80.1619 | 80.1619 | 80.1619 | 80.1619 | 80.1619
F1_Industrial_Stone, Clay, and Glass_Existing_Process_Natural Gas_Retrocommissioning_A_Achievable Economic TRC Potential | F1 | Industrial | Stone, Clay, and Glass | Existing | Process | Natural Gas | Retrocommissioning | A | Original Unit Energy Savings (kWh or therms) | Achievable Economic TRC Potential | 0 | 0 | 0 | 0 | 0 | 0 | 0 | 0 | 0 | 0 | 0 | 0 | 0 | 0 | 0 | 0 | 0 | 0 | 0 | 0 | 0 | 0 | 0 | 0 | 0 | 0 | 0 | 0 | 0 | 0 | 0
F2_Industrial_Stone, Clay, and Glass_Existing_Process_Natural Gas_Retrocommissioning_A_Achievable Economic TRC Potential | F2 | Industrial | Stone, Clay, and Glass | Existing | Process | Natural Gas | Retrocommissioning | A | Original Unit Summer Peak Savings (kW) | Achievable Economic TRC Potential | 0 | 0 | 0 | 0 | 0 | 0 | 0 | 0 | 0 | 0 | 0 | 0 | 0 | 0 | 0 | 0 | 0 | 0 | 0 | 0 | 0 | 0 | 0 | 0 | 0 | 0 | 0 | 0 | 0 | 0 | 0
F3_Industrial_Stone, Clay, and Glass_Existing_Process_Natural Gas_Retrocommissioning_A_Achievable Economic TRC Potential | F3 | Industrial | Stone, Clay, and Glass | Existing | Process | Natural Gas | Retrocommissioning | A | Original Unit Winter Peak Savings (kW) | Achievable Economic TRC Potential | 0 | 0 | 0 | 0 | 0 | 0 | 0 | 0 | 0 | 0 | 0 | 0 | 0 | 0 | 0 | 0 | 0 | 0 | 0 | 0 | 0 | 0 | 0 | 0 | 0 | 0 | 0 | 0 | 0 | 0 | 0
F4_Industrial_Stone, Clay, and Glass_Existing_Process_Natural Gas_Retrocommissioning_A_Achievable Economic TRC Potential | F4 | Industrial | Stone, Clay, and Glass | Existing | Process | Natural Gas | Retrocommissioning | A | Standalone Impact on Baseline Energy (%) | Achievable Economic TRC Potential | 0% | 0% | 0% | 0% | 0% | 0% | 0% | 0% | 0% | 0% | 0% | 0% | 0% | 0% | 0% | 0% | 0% | 0% | 0% | 0% | 0% | 0% | 0% | 0% | 0 | 0 | 0 | 0 | 0 | 0 | 0
F5_Industrial_Stone, Clay, and Glass_Existing_Process_Natural Gas_Retrocommissioning_A_Achievable Economic TRC Potential | F5 | Industrial | Stone, Clay, and Glass | Existing | Process | Natural Gas | Retrocommissioning | A | Standalone Impact on Baseline Summer Peak (%) | Achievable Economic TRC Potential | 0% | 0% | 0% | 0% | 0% | 0% | 0% | 0% | 0% | 0% | 0% | 0% | 0% | 0% | 0% | 0% | 0% | 0% | 0% | 0% | 0% | 0% | 0% | 0% | 0 | 0 | 0 | 0 | 0 | 0 | 0
F6_Industrial_Stone, Clay, and Glass_Existing_Process_Natural Gas_Retrocommissioning_A_Achievable Economic TRC Potential | F6 | Industrial | Stone, Clay, and Glass | Existing | Process | Natural Gas | Retrocommissioning | A | Standalone Impact on Baseline Winter Peak (%) | Achievable Economic TRC Potential | 0% | 0% | 0% | 0% | 0% | 0% | 0% | 0% | 0% | 0% | 0% | 0% | 0% | 0% | 0% | 0% | 0% | 0% | 0% | 0% | 0% | 0% | 0% | 0% | 0 | 0 | 0 | 0 | 0 | 0 | 0
F7_Industrial_Stone, Clay, and Glass_Existing_Process_Natural Gas_Retrocommissioning_A_Achievable Economic TRC Potential | F7 | Industrial | Stone, Clay, and Glass | Existing | Process | Natural Gas | Retrocommissioning | A | Incremental Energy Savings (MWh or mTherms) | Achievable Economic TRC Potential | 0 | 0 | 0 | 0 | 0 | 0 | 0 | 0 | 0 | 0 | 0 | 0 | 0 | 0 | 0 | 0 | 0 | 0 | 0 | 0 | 0 | 0 | 0 | 0 | 0 | 0 | 0 | 0 | 0 | 0 | 0
F8_Industrial_Stone, Clay, and Glass_Existing_Process_Natural Gas_Retrocommissioning_A_Achievable Economic TRC Potential | F8 | Industrial | Stone, Clay, and Glass | Existing | Process | Natural Gas | Retrocommissioning | A | Incremental Summer Peak Savings (MW) | Achievable Economic TRC Potential | 0 | 0 | 0 | 0 | 0 | 0 | 0 | 0 | 0 | 0 | 0 | 0 | 0 | 0 | 0 | 0 | 0 | 0 | 0 | 0 | 0 | 0 | 0 | 0 | 0 | 0 | 0 | 0 | 0 | 0 | 0
F9_Industrial_Stone, Clay, and Glass_Existing_Process_Natural Gas_Retrocommissioning_A_Achievable Economic TRC Potential | F9 | Industrial | Stone, Clay, and Glass | Existing | Process | Natural Gas | Retrocommissioning | A | Incremental Winter Peak Savings (MW) | Achievable Economic TRC Potential | 0 | 0 | 0 | 0 | 0 | 0 | 0 | 0 | 0 | 0 | 0 | 0 | 0 | 0 | 0 | 0 | 0 | 0 | 0 | 0 | 0 | 0 | 0 | 0 | 0 | 0 | 0 | 0 | 0 | 0 | 0
F10_Industrial_Stone, Clay, and Glass_Existing_Process_Natural Gas_Retrocommissioning_A_Achievable Economic TRC Potential | F10 | Industrial | Stone, Clay, and Glass | Existing | Process | Natural Gas | Retrocommissioning | A | Cumulative Energy Savings (MWh or mTherms) | Achievable Economic TRC Potential | 0 | 0 | 0 | 0 | 0 | 0 | 0 | 0 | 0 | 0 | 0 | 0 | 0 | 0 | 0 | 0 | 0 | 0 | 0 | 0 | 0 | 0 | 0 | 0 | 0 | 0 | 0 | 0 | 0 | 0 | 0
F11_Industrial_Stone, Clay, and Glass_Existing_Process_Natural Gas_Retrocommissioning_A_Achievable Economic TRC Potential | F11 | Industrial | Stone, Clay, and Glass | Existing | Process | Natural Gas | Retrocommissioning | A | Cumulative Summer Peak Savings (MW) | Achievable Economic TRC Potential | 0 | 0 | 0 | 0 | 0 | 0 | 0 | 0 | 0 | 0 | 0 | 0 | 0 | 0 | 0 | 0 | 0 | 0 | 0 | 0 | 0 | 0 | 0 | 0 | 0 | 0 | 0 | 0 | 0 | 0 | 0
F12_Industrial_Stone, Clay, and Glass_Existing_Process_Natural Gas_Retrocommissioning_A_Achievable Economic TRC Potential | F12 | Industrial | Stone, Clay, and Glass | Existing | Process | Natural Gas | Retrocommissioning | A | Cumulative Winter Peak Savings (MW) | Achievable Economic TRC Potential | 0 | 0 | 0 | 0 | 0 | 0 | 0 | 0 | 0 | 0 | 0 | 0 | 0 | 0 | 0 | 0 | 0 | 0 | 0 | 0 | 0 | 0 | 0 | 0 | 0 | 0 | 0 | 0 | 0 | 0 | 0
F13_Industrial_Stone, Clay, and Glass_Existing_Process_Natural Gas_Retrocommissioning_A_Achievable Economic TRC Potential | F13 | Industrial | Stone, Clay, and Glass | Existing | Process | Natural Gas | Retrocommissioning | A | Purchases (Incremental) | Achievable Economic TRC Potential | 0 | 0 | 0 | 0 | 0 | 4.1597 | 4.1574 | 4.1329 | 4.1351 | 4.1386 | 4.086 | 4.0748 | 4.0666 | 4.002 | 4.0173 | 3.979 | 3.9795 | 3.9595 | 3.9241 | 3.9288 | 3.9125 | 3.8973 | 3.8831 | 3.8699 | 3.8577 | 0 | 0 | 0 | 0 | 0 | 0
F14_Industrial_Stone, Clay, and Glass_Existing_Process_Natural Gas_Retrocommissioning_A_Achievable Economic TRC Potential | F14 | Industrial | Stone, Clay, and Glass | Existing | Process | Natural Gas | Retrocommissioning | A | Purchases (Cumulative) | Achievable Economic TRC Potential | 0 | 0 | 0 | 0 | 0 | 4.1597 | 8.3171 | 12.4501 | 16.5852 | 20.7238 | 24.8098 | 28.8846 | 32.9512 | 36.9532 | 40.9705 | 44.9494 | 48.9289 | 52.8884 | 56.8125 | 60.7413 | 64.6538 | 68.5511 | 72.4343 | 76.3042 | 80.1619 | 80.1619 | 80.1619 | 80.1619 | 80.1619 | 80.1619 | 80.1619
F1_Industrial_Stone, Clay, and Glass_New_Space Heating_Natural Gas_Insulation - Roof/Ceiling_A_Achievable Economic TRC Potential | F1 | Industrial | Stone, Clay, and Glass | New | Space Heating | Natural Gas | Insulation - Roof/Ceiling | A | Original Unit Energy Savings (kWh or therms) | Achievable Economic TRC Potential | 0 | 0 | 0 | 0 | 0 | 0.093892 | 0.092679 | 0.091794 | 0.091122 | 0.090592 | 0.090164 | 0.089662 | 0.089136 | 0.088616 | 0.088114 | 0.08772 | 0.087409 | 0.087162 | 0.08677 | 0.086483 | 0.086275 | 0.086113 | 0.086113 | 0.086113 | 0.086113 | 0.086113 | 0.086113 | 0.086113 | 0 | 0 | 0
F2_Industrial_Stone, Clay, and Glass_New_Space Heating_Natural Gas_Insulation - Roof/Ceiling_A_Achievable Economic TRC Potential | F2 | Industrial | Stone, Clay, and Glass | New | Space Heating | Natural Gas | Insulation - Roof/Ceiling | A | Original Unit Summer Peak Savings (kW) | Achievable Economic TRC Potential | 0 | 0 | 0 | 0 | 0 | 0 | 0 | 0 | 0 | 0 | 0 | 0 | 0 | 0 | 0 | 0 | 0 | 0 | 0 | 0 | 0 | 0 | 0 | 0 | 0 | 0 | 0 | 0 | 0 | 0 | 0
F3_Industrial_Stone, Clay, and Glass_New_Space Heating_Natural Gas_Insulation - Roof/Ceiling_A_Achievable Economic TRC Potential | F3 | Industrial | Stone, Clay, and Glass | New | Space Heating | Natural Gas | Insulation - Roof/Ceiling | A | Original Unit Winter Peak Savings (kW) | Achievable Economic TRC Potential | 0 | 0 | 0 | 0 | 0 | 0 | 0 | 0 | 0 | 0 | 0 | 0 | 0 | 0 | 0 | 0 | 0 | 0 | 0 | 0 | 0 | 0 | 0 | 0 | 0 | 0 | 0 | 0 | 0 | 0 | 0
F4_Industrial_Stone, Clay, and Glass_New_Space Heating_Natural Gas_Insulation - Roof/Ceiling_A_Achievable Economic TRC Potential | F4 | Industrial | Stone, Clay, and Glass | New | Space Heating | Natural Gas | Insulation - Roof/Ceiling | A | Standalone Impact on Baseline Energy (%) | Achievable Economic TRC Potential | 0% | 0% | 0% | 0% | 0% | 0% | 0% | 0% | 0% | 0% | 0% | 0% | 0% | 0% | 0% | 0% | 0% | 0% | 0% | 0% | 0% | 0% | 0% | 0% | 0 | 0 | 0 | 0 | 0 | 0 | 0
F5_Industrial_Stone, Clay, and Glass_New_Space Heating_Natural Gas_Insulation - Roof/Ceiling_A_Achievable Economic TRC Potential | F5 | Industrial | Stone, Clay, and Glass | New | Space Heating | Natural Gas | Insulation - Roof/Ceiling | A | Standalone Impact on Baseline Summer Peak (%) | Achievable Economic TRC Potential | 0% | 0% | 0% | 0% | 0% | 0% | 0% | 0% | 0% | 0% | 0% | 0% | 0% | 0% | 0% | 0% | 0% | 0% | 0% | 0% | 0% | 0% | 0% | 0% | 0 | 0 | 0 | 0 | 0 | 0 | 0
F6_Industrial_Stone, Clay, and Glass_New_Space Heating_Natural Gas_Insulation - Roof/Ceiling_A_Achievable Economic TRC Potential | F6 | Industrial | Stone, Clay, and Glass | New | Space Heating | Natural Gas | Insulation - Roof/Ceiling | A | Standalone Impact on Baseline Winter Peak (%) | Achievable Economic TRC Potential | 0% | 0% | 0% | 0% | 0% | 0% | 0% | 0% | 0% | 0% | 0% | 0% | 0% | 0% | 0% | 0% | 0% | 0% | 0% | 0% | 0% | 0% | 0% | 0% | 0 | 0 | 0 | 0 | 0 | 0 | 0
F7_Industrial_Stone, Clay, and Glass_New_Space Heating_Natural Gas_Insulation - Roof/Ceiling_A_Achievable Economic TRC Potential | F7 | Industrial | Stone, Clay, and Glass | New | Space Heating | Natural Gas | Insulation - Roof/Ceiling | A | Incremental Energy Savings (MWh or mTherms) | Achievable Economic TRC Potential | 0 | 0 | 0 | 0 | 0 | 0 | 0 | 0 | 0 | 0 | 0 | 0 | 0 | 0 | 0 | 0 | 0 | 0 | 0 | 0 | 0 | 0 | 0 | 0 | 0 | 0 | 0 | 0 | 0 | 0 | 0
F8_Industrial_Stone, Clay, and Glass_New_Space Heating_Natural Gas_Insulation - Roof/Ceiling_A_Achievable Economic TRC Potential | F8 | Industrial | Stone, Clay, and Glass | New | Space Heating | Natural Gas | Insulation - Roof/Ceiling | A | Incremental Summer Peak Savings (MW) | Achievable Economic TRC Potential | 0 | 0 | 0 | 0 | 0 | 0 | 0 | 0 | 0 | 0 | 0 | 0 | 0 | 0 | 0 | 0 | 0 | 0 | 0 | 0 | 0 | 0 | 0 | 0 | 0 | 0 | 0 | 0 | 0 | 0 | 0
F9_Industrial_Stone, Clay, and Glass_New_Space Heating_Natural Gas_Insulation - Roof/Ceiling_A_Achievable Economic TRC Potential | F9 | Industrial | Stone, Clay, and Glass | New | Space Heating | Natural Gas | Insulation - Roof/Ceiling | A | Incremental Winter Peak Savings (MW) | Achievable Economic TRC Potential | 0 | 0 | 0 | 0 | 0 | 0 | 0 | 0 | 0 | 0 | 0 | 0 | 0 | 0 | 0 | 0 | 0 | 0 | 0 | 0 | 0 | 0 | 0 | 0 | 0 | 0 | 0 | 0 | 0 | 0 | 0
F10_Industrial_Stone, Clay, and Glass_New_Space Heating_Natural Gas_Insulation - Roof/Ceiling_A_Achievable Economic TRC Potential | F10 | Industrial | Stone, Clay, and Glass | New | Space Heating | Natural Gas | Insulation - Roof/Ceiling | A | Cumulative Energy Savings (MWh or mTherms) | Achievable Economic TRC Potential | 0 | 0 | 0 | 0 | 0 | 0 | 0 | 0 | 0 | 0 | 0 | 0 | 0 | 0 | 0 | 0 | 0 | 0 | 0 | 0 | 0 | 0 | 0 | 0 | 0 | 0 | 0 | 0 | 0 | 0 | 0
F11_Industrial_Stone, Clay, and Glass_New_Space Heating_Natural Gas_Insulation - Roof/Ceiling_A_Achievable Economic TRC Potential | F11 | Industrial | Stone, Clay, and Glass | New | Space Heating | Natural Gas | Insulation - Roof/Ceiling | A | Cumulative Summer Peak Savings (MW) | Achievable Economic TRC Potential | 0 | 0 | 0 | 0 | 0 | 0 | 0 | 0 | 0 | 0 | 0 | 0 | 0 | 0 | 0 | 0 | 0 | 0 | 0 | 0 | 0 | 0 | 0 | 0 | 0 | 0 | 0 | 0 | 0 | 0 | 0
F12_Industrial_Stone, Clay, and Glass_New_Space Heating_Natural Gas_Insulation - Roof/Ceiling_A_Achievable Economic TRC Potential | F12 | Industrial | Stone, Clay, and Glass | New | Space Heating | Natural Gas | Insulation - Roof/Ceiling | A | Cumulative Winter Peak Savings (MW) | Achievable Economic TRC Potential | 0 | 0 | 0 | 0 | 0 | 0 | 0 | 0 | 0 | 0 | 0 | 0 | 0 | 0 | 0 | 0 | 0 | 0 | 0 | 0 | 0 | 0 | 0 | 0 | 0 | 0 | 0 | 0 | 0 | 0 | 0
F13_Industrial_Stone, Clay, and Glass_New_Space Heating_Natural Gas_Insulation - Roof/Ceiling_A_Achievable Economic TRC Potential | F13 | Industrial | Stone, Clay, and Glass | New | Space Heating | Natural Gas | Insulation - Roof/Ceiling | A | Purchases (Incremental) | Achievable Economic TRC Potential | 0 | 0 | 0 | 0 | 0 | 0 | 0 | 0 | 0 | 0 | 0 | 0 | 0 | 0 | 0 | 0 | 0 | 0 | 0 | 0 | 0 | 0 | 0 | 0 | 0 | 0 | 0 | 0 | 0 | 0 | 0
F14_Industrial_Stone, Clay, and Glass_New_Space Heating_Natural Gas_Insulation - Roof/Ceiling_A_Achievable Economic TRC Potential | F14 | Industrial | Stone, Clay, and Glass | New | Space Heating | Natural Gas | Insulation - Roof/Ceiling | A | Purchases (Cumulative) | Achievable Economic TRC Potential | 0 | 0 | 0 | 0 | 0 | 0 | 0 | 0 | 0 | 0 | 0 | 0 | 0 | 0 | 0 | 0 | 0 | 0 | 0 | 0 | 0 | 0 | 0 | 0 | 0 | 0 | 0 | 0 | 0 | 0 | 0
F1_Industrial_Stone, Clay, and Glass_New_Space Heating_Natural Gas_Insulation - Wall Cavity_A_Achievable Economic TRC Potential | F1 | Industrial | Stone, Clay, and Glass | New | Space Heating | Natural Gas | Insulation - Wall Cavity | A | Original Unit Energy Savings (kWh or therms) | Achievable Economic TRC Potential | 0 | 0 | 0 | 0 | 0 | 0.016909 | 0.016691 | 0.016531 | 0.01641 | 0.016315 | 0.016238 | 0.016147 | 0.016053 | 0.015959 | 0.015869 | 0.015798 | 0.015742 | 0.015697 | 0.015627 | 0.015575 | 0.015537 | 0.015508 | 0.015508 | 0.015508 | 0.015508 | 0.015508 | 0.015508 | 0.015508 | 0 | 0 | 0
F2_Industrial_Stone, Clay, and Glass_New_Space Heating_Natural Gas_Insulation - Wall Cavity_A_Achievable Economic TRC Potential | F2 | Industrial | Stone, Clay, and Glass | New | Space Heating | Natural Gas | Insulation - Wall Cavity | A | Original Unit Summer Peak Savings (kW) | Achievable Economic TRC Potential | 0 | 0 | 0 | 0 | 0 | 0 | 0 | 0 | 0 | 0 | 0 | 0 | 0 | 0 | 0 | 0 | 0 | 0 | 0 | 0 | 0 | 0 | 0 | 0 | 0 | 0 | 0 | 0 | 0 | 0 | 0
F3_Industrial_Stone, Clay, and Glass_New_Space Heating_Natural Gas_Insulation - Wall Cavity_A_Achievable Economic TRC Potential | F3 | Industrial | Stone, Clay, and Glass | New | Space Heating | Natural Gas | Insulation - Wall Cavity | A | Original Unit Winter Peak Savings (kW) | Achievable Economic TRC Potential | 0 | 0 | 0 | 0 | 0 | 0 | 0 | 0 | 0 | 0 | 0 | 0 | 0 | 0 | 0 | 0 | 0 | 0 | 0 | 0 | 0 | 0 | 0 | 0 | 0 | 0 | 0 | 0 | 0 | 0 | 0
F4_Industrial_Stone, Clay, and Glass_New_Space Heating_Natural Gas_Insulation - Wall Cavity_A_Achievable Economic TRC Potential | F4 | Industrial | Stone, Clay, and Glass | New | Space Heating | Natural Gas | Insulation - Wall Cavity | A | Standalone Impact on Baseline Energy (%) | Achievable Economic TRC Potential | 0% | 0% | 0% | 0% | 0% | 0% | 0% | 0% | 0% | 0% | 0% | 0% | 0% | 0% | 0% | 0% | 0% | 0% | 0% | 0% | 0% | 0% | 0% | 0% | 0 | 0 | 0 | 0 | 0 | 0 | 0
F5_Industrial_Stone, Clay, and Glass_New_Space Heating_Natural Gas_Insulation - Wall Cavity_A_Achievable Economic TRC Potential | F5 | Industrial | Stone, Clay, and Glass | New | Space Heating | Natural Gas | Insulation - Wall Cavity | A | Standalone Impact on Baseline Summer Peak (%) | Achievable Economic TRC Potential | 0% | 0% | 0% | 0% | 0% | 0% | 0% | 0% | 0% | 0% | 0% | 0% | 0% | 0% | 0% | 0% | 0% | 0% | 0% | 0% | 0% | 0% | 0% | 0% | 0 | 0 | 0 | 0 | 0 | 0 | 0
F6_Industrial_Stone, Clay, and Glass_New_Space Heating_Natural Gas_Insulation - Wall Cavity_A_Achievable Economic TRC Potential | F6 | Industrial | Stone, Clay, and Glass | New | Space Heating | Natural Gas | Insulation - Wall Cavity | A | Standalone Impact on Baseline Winter Peak (%) | Achievable Economic TRC Potential | 0% | 0% | 0% | 0% | 0% | 0% | 0% | 0% | 0% | 0% | 0% | 0% | 0% | 0% | 0% | 0% | 0% | 0% | 0% | 0% | 0% | 0% | 0% | 0% | 0 | 0 | 0 | 0 | 0 | 0 | 0
F7_Industrial_Stone, Clay, and Glass_New_Space Heating_Natural Gas_Insulation - Wall Cavity_A_Achievable Economic TRC Potential | F7 | Industrial | Stone, Clay, and Glass | New | Space Heating | Natural Gas | Insulation - Wall Cavity | A | Incremental Energy Savings (MWh or mTherms) | Achievable Economic TRC Potential | 0 | 0 | 0 | 0 | 0 | 0 | 0 | 0 | 0 | 0 | 0 | 0 | 0 | 0 | 0 | 0 | 0 | 0 | 0 | 0 | 0 | 0 | 0 | 0 | 0 | 0 | 0 | 0 | 0 | 0 | 0
F8_Industrial_Stone, Clay, and Glass_New_Space Heating_Natural Gas_Insulation - Wall Cavity_A_Achievable Economic TRC Potential | F8 | Industrial | Stone, Clay, and Glass | New | Space Heating | Natural Gas | Insulation - Wall Cavity | A | Incremental Summer Peak Savings (MW) | Achievable Economic TRC Potential | 0 | 0 | 0 | 0 | 0 | 0 | 0 | 0 | 0 | 0 | 0 | 0 | 0 | 0 | 0 | 0 | 0 | 0 | 0 | 0 | 0 | 0 | 0 | 0 | 0 | 0 | 0 | 0 | 0 | 0 | 0
F9_Industrial_Stone, Clay, and Glass_New_Space Heating_Natural Gas_Insulation - Wall Cavity_A_Achievable Economic TRC Potential | F9 | Industrial | Stone, Clay, and Glass | New | Space Heating | Natural Gas | Insulation - Wall Cavity | A | Incremental Winter Peak Savings (MW) | Achievable Economic TRC Potential | 0 | 0 | 0 | 0 | 0 | 0 | 0 | 0 | 0 | 0 | 0 | 0 | 0 | 0 | 0 | 0 | 0 | 0 | 0 | 0 | 0 | 0 | 0 | 0 | 0 | 0 | 0 | 0 | 0 | 0 | 0
F10_Industrial_Stone, Clay, and Glass_New_Space Heating_Natural Gas_Insulation - Wall Cavity_A_Achievable Economic TRC Potential | F10 | Industrial | Stone, Clay, and Glass | New | Space Heating | Natural Gas | Insulation - Wall Cavity | A | Cumulative Energy Savings (MWh or mTherms) | Achievable Economic TRC Potential | 0 | 0 | 0 | 0 | 0 | 0 | 0 | 0 | 0 | 0 | 0 | 0 | 0 | 0 | 0 | 0 | 0 | 0 | 0 | 0 | 0 | 0 | 0 | 0 | 0 | 0 | 0 | 0 | 0 | 0 | 0
F11_Industrial_Stone, Clay, and Glass_New_Space Heating_Natural Gas_Insulation - Wall Cavity_A_Achievable Economic TRC Potential | F11 | Industrial | Stone, Clay, and Glass | New | Space Heating | Natural Gas | Insulation - Wall Cavity | A | Cumulative Summer Peak Savings (MW) | Achievable Economic TRC Potential | 0 | 0 | 0 | 0 | 0 | 0 | 0 | 0 | 0 | 0 | 0 | 0 | 0 | 0 | 0 | 0 | 0 | 0 | 0 | 0 | 0 | 0 | 0 | 0 | 0 | 0 | 0 | 0 | 0 | 0 | 0
F12_Industrial_Stone, Clay, and Glass_New_Space Heating_Natural Gas_Insulation - Wall Cavity_A_Achievable Economic TRC Potential | F12 | Industrial | Stone, Clay, and Glass | New | Space Heating | Natural Gas | Insulation - Wall Cavity | A | Cumulative Winter Peak Savings (MW) | Achievable Economic TRC Potential | 0 | 0 | 0 | 0 | 0 | 0 | 0 | 0 | 0 | 0 | 0 | 0 | 0 | 0 | 0 | 0 | 0 | 0 | 0 | 0 | 0 | 0 | 0 | 0 | 0 | 0 | 0 | 0 | 0 | 0 | 0
F13_Industrial_Stone, Clay, and Glass_New_Space Heating_Natural Gas_Insulation - Wall Cavity_A_Achievable Economic TRC Potential | F13 | Industrial | Stone, Clay, and Glass | New | Space Heating | Natural Gas | Insulation - Wall Cavity | A | Purchases (Incremental) | Achievable Economic TRC Potential | 0 | 0 | 0 | 0 | 0 | 0 | 0 | 0 | 0 | 0 | 0 | 0 | 0 | 0 | 0 | 0 | 0 | 0 | 0 | 0 | 0 | 0 | 0 | 0 | 0 | 0 | 0 | 0 | 0 | 0 | 0
F14_Industrial_Stone, Clay, and Glass_New_Space Heating_Natural Gas_Insulation - Wall Cavity_A_Achievable Economic TRC Potential | F14 | Industrial | Stone, Clay, and Glass | New | Space Heating | Natural Gas | Insulation - Wall Cavity | A | Purchases (Cumulative) | Achievable Economic TRC Potential | 0 | 0 | 0 | 0 | 0 | 0 | 0 | 0 | 0 | 0 | 0 | 0 | 0 | 0 | 0 | 0 | 0 | 0 | 0 | 0 | 0 | 0 | 0 | 0 | 0 | 0 | 0 | 0 | 0 | 0 | 0
F1_Industrial_Stone, Clay, and Glass_New_Space Heating_Natural Gas_Insulation - Ducting_A_Achievable Economic TRC Potential | F1 | Industrial | Stone, Clay, and Glass | New | Space Heating | Natural Gas | Insulation - Ducting | A | Original Unit Energy Savings (kWh or therms) | Achievable Economic TRC Potential | 0 | 0 | 0 | 0 | 0 | 0 | 0 | 0 | 0 | 0 | 0 | 0 | 0 | 0 | 0 | 0 | 0 | 0 | 0 | 0 | 0 | 0 | 0 | 0 | 0 | 0 | 0 | 0 | 0 | 0 | 0
F2_Industrial_Stone, Clay, and Glass_New_Space Heating_Natural Gas_Insulation - Ducting_A_Achievable Economic TRC Potential | F2 | Industrial | Stone, Clay, and Glass | New | Space Heating | Natural Gas | Insulation - Ducting | A | Original Unit Summer Peak Savings (kW) | Achievable Economic TRC Potential | 0 | 0 | 0 | 0 | 0 | 0 | 0 | 0 | 0 | 0 | 0 | 0 | 0 | 0 | 0 | 0 | 0 | 0 | 0 | 0 | 0 | 0 | 0 | 0 | 0 | 0 | 0 | 0 | 0 | 0 | 0
F3_Industrial_Stone, Clay, and Glass_New_Space Heating_Natural Gas_Insulation - Ducting_A_Achievable Economic TRC Potential | F3 | Industrial | Stone, Clay, and Glass | New | Space Heating | Natural Gas | Insulation - Ducting | A | Original Unit Winter Peak Savings (kW) | Achievable Economic TRC Potential | 0 | 0 | 0 | 0 | 0 | 0 | 0 | 0 | 0 | 0 | 0 | 0 | 0 | 0 | 0 | 0 | 0 | 0 | 0 | 0 | 0 | 0 | 0 | 0 | 0 | 0 | 0 | 0 | 0 | 0 | 0
F4_Industrial_Stone, Clay, and Glass_New_Space Heating_Natural Gas_Insulation - Ducting_A_Achievable Economic TRC Potential | F4 | Industrial | Stone, Clay, and Glass | New | Space Heating | Natural Gas | Insulation - Ducting | A | Standalone Impact on Baseline Energy (%) | Achievable Economic TRC Potential | 0% | 0% | 0% | 0% | 0% | 0% | 0% | 0% | 0% | 0% | 0% | 0% | 0% | 0% | 0% | 0% | 0% | 0% | 0% | 0% | 0% | 0% | 0% | 0% | 0 | 0 | 0 | 0 | 0 | 0 | 0
F5_Industrial_Stone, Clay, and Glass_New_Space Heating_Natural Gas_Insulation - Ducting_A_Achievable Economic TRC Potential | F5 | Industrial | Stone, Clay, and Glass | New | Space Heating | Natural Gas | Insulation - Ducting | A | Standalone Impact on Baseline Summer Peak (%) | Achievable Economic TRC Potential | 0% | 0% | 0% | 0% | 0% | 0% | 0% | 0% | 0% | 0% | 0% | 0% | 0% | 0% | 0% | 0% | 0% | 0% | 0% | 0% | 0% | 0% | 0% | 0% | 0 | 0 | 0 | 0 | 0 | 0 | 0
F6_Industrial_Stone, Clay, and Glass_New_Space Heating_Natural Gas_Insulation - Ducting_A_Achievable Economic TRC Potential | F6 | Industrial | Stone, Clay, and Glass | New | Space Heating | Natural Gas | Insulation - Ducting | A | Standalone Impact on Baseline Winter Peak (%) | Achievable Economic TRC Potential | 0% | 0% | 0% | 0% | 0% | 0% | 0% | 0% | 0% | 0% | 0% | 0% | 0% | 0% | 0% | 0% | 0% | 0% | 0% | 0% | 0% | 0% | 0% | 0% | 0 | 0 | 0 | 0 | 0 | 0 | 0
F7_Industrial_Stone, Clay, and Glass_New_Space Heating_Natural Gas_Insulation - Ducting_A_Achievable Economic TRC Potential | F7 | Industrial | Stone, Clay, and Glass | New | Space Heating | Natural Gas | Insulation - Ducting | A | Incremental Energy Savings (MWh or mTherms) | Achievable Economic TRC Potential | 0 | 0 | 0 | 0 | 0 | 0 | 0 | 0 | 0 | 0 | 0 | 0 | 0 | 0 | 0 | 0 | 0 | 0 | 0 | 0 | 0 | 0 | 0 | 0 | 0 | 0 | 0 | 0 | 0 | 0 | 0
F8_Industrial_Stone, Clay, and Glass_New_Space Heating_Natural Gas_Insulation - Ducting_A_Achievable Economic TRC Potential | F8 | Industrial | Stone, Clay, and Glass | New | Space Heating | Natural Gas | Insulation - Ducting | A | Incremental Summer Peak Savings (MW) | Achievable Economic TRC Potential | 0 | 0 | 0 | 0 | 0 | 0 | 0 | 0 | 0 | 0 | 0 | 0 | 0 | 0 | 0 | 0 | 0 | 0 | 0 | 0 | 0 | 0 | 0 | 0 | 0 | 0 | 0 | 0 | 0 | 0 | 0
F9_Industrial_Stone, Clay, and Glass_New_Space Heating_Natural Gas_Insulation - Ducting_A_Achievable Economic TRC Potential | F9 | Industrial | Stone, Clay, and Glass | New | Space Heating | Natural Gas | Insulation - Ducting | A | Incremental Winter Peak Savings (MW) | Achievable Economic TRC Potential | 0 | 0 | 0 | 0 | 0 | 0 | 0 | 0 | 0 | 0 | 0 | 0 | 0 | 0 | 0 | 0 | 0 | 0 | 0 | 0 | 0 | 0 | 0 | 0 | 0 | 0 | 0 | 0 | 0 | 0 | 0
F10_Industrial_Stone, Clay, and Glass_New_Space Heating_Natural Gas_Insulation - Ducting_A_Achievable Economic TRC Potential | F10 | Industrial | Stone, Clay, and Glass | New | Space Heating | Natural Gas | Insulation - Ducting | A | Cumulative Energy Savings (MWh or mTherms) | Achievable Economic TRC Potential | 0 | 0 | 0 | 0 | 0 | 0 | 0 | 0 | 0 | 0 | 0 | 0 | 0 | 0 | 0 | 0 | 0 | 0 | 0 | 0 | 0 | 0 | 0 | 0 | 0 | 0 | 0 | 0 | 0 | 0 | 0
F11_Industrial_Stone, Clay, and Glass_New_Space Heating_Natural Gas_Insulation - Ducting_A_Achievable Economic TRC Potential | F11 | Industrial | Stone, Clay, and Glass | New | Space Heating | Natural Gas | Insulation - Ducting | A | Cumulative Summer Peak Savings (MW) | Achievable Economic TRC Potential | 0 | 0 | 0 | 0 | 0 | 0 | 0 | 0 | 0 | 0 | 0 | 0 | 0 | 0 | 0 | 0 | 0 | 0 | 0 | 0 | 0 | 0 | 0 | 0 | 0 | 0 | 0 | 0 | 0 | 0 | 0
F12_Industrial_Stone, Clay, and Glass_New_Space Heating_Natural Gas_Insulation - Ducting_A_Achievable Economic TRC Potential | F12 | Industrial | Stone, Clay, and Glass | New | Space Heating | Natural Gas | Insulation - Ducting | A | Cumulative Winter Peak Savings (MW) | Achievable Economic TRC Potential | 0 | 0 | 0 | 0 | 0 | 0 | 0 | 0 | 0 | 0 | 0 | 0 | 0 | 0 | 0 | 0 | 0 | 0 | 0 | 0 | 0 | 0 | 0 | 0 | 0 | 0 | 0 | 0 | 0 | 0 | 0
F13_Industrial_Stone, Clay, and Glass_New_Space Heating_Natural Gas_Insulation - Ducting_A_Achievable Economic TRC Potential | F13 | Industrial | Stone, Clay, and Glass | New | Space Heating | Natural Gas | Insulation - Ducting | A | Purchases (Incremental) | Achievable Economic TRC Potential | 0 | 0 | 0 | 0 | 0 | 0 | 0 | 0 | 0 | 0 | 0 | 0 | 0 | 0 | 0 | 0 | 0 | 0 | 0 | 0 | 0 | 0 | 0 | 0 | 0 | 0 | 0 | 0 | 0 | 0 | 0
F14_Industrial_Stone, Clay, and Glass_New_Space Heating_Natural Gas_Insulation - Ducting_A_Achievable Economic TRC Potential | F14 | Industrial | Stone, Clay, and Glass | New | Space Heating | Natural Gas | Insulation - Ducting | A | Purchases (Cumulative) | Achievable Economic TRC Potential | 0 | 0 | 0 | 0 | 0 | 0 | 0 | 0 | 0 | 0 | 0 | 0 | 0 | 0 | 0 | 0 | 0 | 0 | 0 | 0 | 0 | 0 | 0 | 0 | 0 | 0 | 0 | 0 | 0 | 0 | 0
F1_Industrial_Stone, Clay, and Glass_New_Space Heating_Natural Gas_HVAC - Duct Repair and Sealing_A_Achievable Economic TRC Potential | F1 | Industrial | Stone, Clay, and Glass | New | Space Heating | Natural Gas | HVAC - Duct Repair and Sealing | A | Original Unit Energy Savings (kWh or therms) | Achievable Economic TRC Potential | 0 | 0 | 0 | 0 | 0 | 0 | 0 | 0 | 0 | 0 | 0 | 0 | 0 | 0 | 0 | 0 | 0 | 0 | 0 | 0 | 0 | 0 | 0 | 0 | 0 | 0 | 0 | 0 | 0 | 0 | 0
F2_Industrial_Stone, Clay, and Glass_New_Space Heating_Natural Gas_HVAC - Duct Repair and Sealing_A_Achievable Economic TRC Potential | F2 | Industrial | Stone, Clay, and Glass | New | Space Heating | Natural Gas | HVAC - Duct Repair and Sealing | A | Original Unit Summer Peak Savings (kW) | Achievable Economic TRC Potential | 0 | 0 | 0 | 0 | 0 | 0 | 0 | 0 | 0 | 0 | 0 | 0 | 0 | 0 | 0 | 0 | 0 | 0 | 0 | 0 | 0 | 0 | 0 | 0 | 0 | 0 | 0 | 0 | 0 | 0 | 0
F3_Industrial_Stone, Clay, and Glass_New_Space Heating_Natural Gas_HVAC - Duct Repair and Sealing_A_Achievable Economic TRC Potential | F3 | Industrial | Stone, Clay, and Glass | New | Space Heating | Natural Gas | HVAC - Duct Repair and Sealing | A | Original Unit Winter Peak Savings (kW) | Achievable Economic TRC Potential | 0 | 0 | 0 | 0 | 0 | 0 | 0 | 0 | 0 | 0 | 0 | 0 | 0 | 0 | 0 | 0 | 0 | 0 | 0 | 0 | 0 | 0 | 0 | 0 | 0 | 0 | 0 | 0 | 0 | 0 | 0
F4_Industrial_Stone, Clay, and Glass_New_Space Heating_Natural Gas_HVAC - Duct Repair and Sealing_A_Achievable Economic TRC Potential | F4 | Industrial | Stone, Clay, and Glass | New | Space Heating | Natural Gas | HVAC - Duct Repair and Sealing | A | Standalone Impact on Baseline Energy (%) | Achievable Economic TRC Potential | 0% | 0% | 0% | 0% | 0% | 0% | 0% | 0% | 0% | 0% | 0% | 0% | 0% | 0% | 0% | 0% | 0% | 0% | 0% | 0% | 0% | 0% | 0% | 0% | 0 | 0 | 0 | 0 | 0 | 0 | 0
F5_Industrial_Stone, Clay, and Glass_New_Space Heating_Natural Gas_HVAC - Duct Repair and Sealing_A_Achievable Economic TRC Potential | F5 | Industrial | Stone, Clay, and Glass | New | Space Heating | Natural Gas | HVAC - Duct Repair and Sealing | A | Standalone Impact on Baseline Summer Peak (%) | Achievable Economic TRC Potential | 0% | 0% | 0% | 0% | 0% | 0% | 0% | 0% | 0% | 0% | 0% | 0% | 0% | 0% | 0% | 0% | 0% | 0% | 0% | 0% | 0% | 0% | 0% | 0% | 0 | 0 | 0 | 0 | 0 | 0 | 0
F6_Industrial_Stone, Clay, and Glass_New_Space Heating_Natural Gas_HVAC - Duct Repair and Sealing_A_Achievable Economic TRC Potential | F6 | Industrial | Stone, Clay, and Glass | New | Space Heating | Natural Gas | HVAC - Duct Repair and Sealing | A | Standalone Impact on Baseline Winter Peak (%) | Achievable Economic TRC Potential | 0% | 0% | 0% | 0% | 0% | 0% | 0% | 0% | 0% | 0% | 0% | 0% | 0% | 0% | 0% | 0% | 0% | 0% | 0% | 0% | 0% | 0% | 0% | 0% | 0 | 0 | 0 | 0 | 0 | 0 | 0
F7_Industrial_Stone, Clay, and Glass_New_Space Heating_Natural Gas_HVAC - Duct Repair and Sealing_A_Achievable Economic TRC Potential | F7 | Industrial | Stone, Clay, and Glass | New | Space Heating | Natural Gas | HVAC - Duct Repair and Sealing | A | Incremental Energy Savings (MWh or mTherms) | Achievable Economic TRC Potential | 0 | 0 | 0 | 0 | 0 | 0 | 0 | 0 | 0 | 0 | 0 | 0 | 0 | 0 | 0 | 0 | 0 | 0 | 0 | 0 | 0 | 0 | 0 | 0 | 0 | 0 | 0 | 0 | 0 | 0 | 0
F8_Industrial_Stone, Clay, and Glass_New_Space Heating_Natural Gas_HVAC - Duct Repair and Sealing_A_Achievable Economic TRC Potential | F8 | Industrial | Stone, Clay, and Glass | New | Space Heating | Natural Gas | HVAC - Duct Repair and Sealing | A | Incremental Summer Peak Savings (MW) | Achievable Economic TRC Potential | 0 | 0 | 0 | 0 | 0 | 0 | 0 | 0 | 0 | 0 | 0 | 0 | 0 | 0 | 0 | 0 | 0 | 0 | 0 | 0 | 0 | 0 | 0 | 0 | 0 | 0 | 0 | 0 | 0 | 0 | 0
F9_Industrial_Stone, Clay, and Glass_New_Space Heating_Natural Gas_HVAC - Duct Repair and Sealing_A_Achievable Economic TRC Potential | F9 | Industrial | Stone, Clay, and Glass | New | Space Heating | Natural Gas | HVAC - Duct Repair and Sealing | A | Incremental Winter Peak Savings (MW) | Achievable Economic TRC Potential | 0 | 0 | 0 | 0 | 0 | 0 | 0 | 0 | 0 | 0 | 0 | 0 | 0 | 0 | 0 | 0 | 0 | 0 | 0 | 0 | 0 | 0 | 0 | 0 | 0 | 0 | 0 | 0 | 0 | 0 | 0
F10_Industrial_Stone, Clay, and Glass_New_Space Heating_Natural Gas_HVAC - Duct Repair and Sealing_A_Achievable Economic TRC Potential | F10 | Industrial | Stone, Clay, and Glass | New | Space Heating | Natural Gas | HVAC - Duct Repair and Sealing | A | Cumulative Energy Savings (MWh or mTherms) | Achievable Economic TRC Potential | 0 | 0 | 0 | 0 | 0 | 0 | 0 | 0 | 0 | 0 | 0 | 0 | 0 | 0 | 0 | 0 | 0 | 0 | 0 | 0 | 0 | 0 | 0 | 0 | 0 | 0 | 0 | 0 | 0 | 0 | 0
F11_Industrial_Stone, Clay, and Glass_New_Space Heating_Natural Gas_HVAC - Duct Repair and Sealing_A_Achievable Economic TRC Potential | F11 | Industrial | Stone, Clay, and Glass | New | Space Heating | Natural Gas | HVAC - Duct Repair and Sealing | A | Cumulative Summer Peak Savings (MW) | Achievable Economic TRC Potential | 0 | 0 | 0 | 0 | 0 | 0 | 0 | 0 | 0 | 0 | 0 | 0 | 0 | 0 | 0 | 0 | 0 | 0 | 0 | 0 | 0 | 0 | 0 | 0 | 0 | 0 | 0 | 0 | 0 | 0 | 0
F12_Industrial_Stone, Clay, and Glass_New_Space Heating_Natural Gas_HVAC - Duct Repair and Sealing_A_Achievable Economic TRC Potential | F12 | Industrial | Stone, Clay, and Glass | New | Space Heating | Natural Gas | HVAC - Duct Repair and Sealing | A | Cumulative Winter Peak Savings (MW) | Achievable Economic TRC Potential | 0 | 0 | 0 | 0 | 0 | 0 | 0 | 0 | 0 | 0 | 0 | 0 | 0 | 0 | 0 | 0 | 0 | 0 | 0 | 0 | 0 | 0 | 0 | 0 | 0 | 0 | 0 | 0 | 0 | 0 | 0
F13_Industrial_Stone, Clay, and Glass_New_Space Heating_Natural Gas_HVAC - Duct Repair and Sealing_A_Achievable Economic TRC Potential | F13 | Industrial | Stone, Clay, and Glass | New | Space Heating | Natural Gas | HVAC - Duct Repair and Sealing | A | Purchases (Incremental) | Achievable Economic TRC Potential | 0 | 0 | 0 | 0 | 0 | 0 | 0 | 0 | 0 | 0 | 0 | 0 | 0 | 0 | 0 | 0 | 0 | 0 | 0 | 0 | 0 | 0 | 0 | 0 | 0 | 0 | 0 | 0 | 0 | 0 | 0
F14_Industrial_Stone, Clay, and Glass_New_Space Heating_Natural Gas_HVAC - Duct Repair and Sealing_A_Achievable Economic TRC Potential | F14 | Industrial | Stone, Clay, and Glass | New | Space Heating | Natural Gas | HVAC - Duct Repair and Sealing | A | Purchases (Cumulative) | Achievable Economic TRC Potential | 0 | 0 | 0 | 0 | 0 | 0 | 0 | 0 | 0 | 0 | 0 | 0 | 0 | 0 | 0 | 0 | 0 | 0 | 0 | 0 | 0 | 0 | 0 | 0 | 0 | 0 | 0 | 0 | 0 | 0 | 0
F1_Industrial_Stone, Clay, and Glass_New_Space Heating_Natural Gas_Windows - High Efficiency_A_Achievable Economic TRC Potential | F1 | Industrial | Stone, Clay, and Glass | New | Space Heating | Natural Gas | Windows - High Efficiency | A | Original Unit Energy Savings (kWh or therms) | Achievable Economic TRC Potential | 0 | 0 | 0 | 0 | 0 | 0.0053664 | 0.005297 | 0.0052464 | 0.0052081 | 0.0051778 | 0.0051533 | 0.0051246 | 0.0050945 | 0.0050648 | 0.0050361 | 0.0050136 | 0.0049958 | 0.0049817 | 0.0049593 | 0.0049429 | 0.004931 | 0.0049217 | 0.0049217 | 0.0049217 | 0.0049217 | 0.0049217 | 0.0049217 | 0.0049217 | 0 | 0 | 0
F2_Industrial_Stone, Clay, and Glass_New_Space Heating_Natural Gas_Windows - High Efficiency_A_Achievable Economic TRC Potential | F2 | Industrial | Stone, Clay, and Glass | New | Space Heating | Natural Gas | Windows - High Efficiency | A | Original Unit Summer Peak Savings (kW) | Achievable Economic TRC Potential | 0 | 0 | 0 | 0 | 0 | 0 | 0 | 0 | 0 | 0 | 0 | 0 | 0 | 0 | 0 | 0 | 0 | 0 | 0 | 0 | 0 | 0 | 0 | 0 | 0 | 0 | 0 | 0 | 0 | 0 | 0
F3_Industrial_Stone, Clay, and Glass_New_Space Heating_Natural Gas_Windows - High Efficiency_A_Achievable Economic TRC Potential | F3 | Industrial | Stone, Clay, and Glass | New | Space Heating | Natural Gas | Windows - High Efficiency | A | Original Unit Winter Peak Savings (kW) | Achievable Economic TRC Potential | 0 | 0 | 0 | 0 | 0 | 0 | 0 | 0 | 0 | 0 | 0 | 0 | 0 | 0 | 0 | 0 | 0 | 0 | 0 | 0 | 0 | 0 | 0 | 0 | 0 | 0 | 0 | 0 | 0 | 0 | 0
F4_Industrial_Stone, Clay, and Glass_New_Space Heating_Natural Gas_Windows - High Efficiency_A_Achievable Economic TRC Potential | F4 | Industrial | Stone, Clay, and Glass | New | Space Heating | Natural Gas | Windows - High Efficiency | A | Standalone Impact on Baseline Energy (%) | Achievable Economic TRC Potential | 0% | 0% | 0% | 0% | 0% | 0% | 0% | 0% | 0% | 0% | 0% | 0% | 0% | 0% | 0% | 0% | 0% | 0% | 0% | 0% | 0% | 0% | 0% | 0% | 0 | 0 | 0 | 0 | 0 | 0 | 0
F5_Industrial_Stone, Clay, and Glass_New_Space Heating_Natural Gas_Windows - High Efficiency_A_Achievable Economic TRC Potential | F5 | Industrial | Stone, Clay, and Glass | New | Space Heating | Natural Gas | Windows - High Efficiency | A | Standalone Impact on Baseline Summer Peak (%) | Achievable Economic TRC Potential | 0% | 0% | 0% | 0% | 0% | 0% | 0% | 0% | 0% | 0% | 0% | 0% | 0% | 0% | 0% | 0% | 0% | 0% | 0% | 0% | 0% | 0% | 0% | 0% | 0 | 0 | 0 | 0 | 0 | 0 | 0
F6_Industrial_Stone, Clay, and Glass_New_Space Heating_Natural Gas_Windows - High Efficiency_A_Achievable Economic TRC Potential | F6 | Industrial | Stone, Clay, and Glass | New | Space Heating | Natural Gas | Windows - High Efficiency | A | Standalone Impact on Baseline Winter Peak (%) | Achievable Economic TRC Potential | 0% | 0% | 0% | 0% | 0% | 0% | 0% | 0% | 0% | 0% | 0% | 0% | 0% | 0% | 0% | 0% | 0% | 0% | 0% | 0% | 0% | 0% | 0% | 0% | 0 | 0 | 0 | 0 | 0 | 0 | 0
F7_Industrial_Stone, Clay, and Glass_New_Space Heating_Natural Gas_Windows - High Efficiency_A_Achievable Economic TRC Potential | F7 | Industrial | Stone, Clay, and Glass | New | Space Heating | Natural Gas | Windows - High Efficiency | A | Incremental Energy Savings (MWh or mTherms) | Achievable Economic TRC Potential | 0 | 0 | 0 | 0 | 0 | 0 | 0 | 0 | 0 | 0 | 0 | 0 | 0 | 0 | 0 | 0 | 0 | 0 | 0 | 0 | 0 | 0 | 0 | 0 | 0 | 0 | 0 | 0 | 0 | 0 | 0
F8_Industrial_Stone, Clay, and Glass_New_Space Heating_Natural Gas_Windows - High Efficiency_A_Achievable Economic TRC Potential | F8 | Industrial | Stone, Clay, and Glass | New | Space Heating | Natural Gas | Windows - High Efficiency | A | Incremental Summer Peak Savings (MW) | Achievable Economic TRC Potential | 0 | 0 | 0 | 0 | 0 | 0 | 0 | 0 | 0 | 0 | 0 | 0 | 0 | 0 | 0 | 0 | 0 | 0 | 0 | 0 | 0 | 0 | 0 | 0 | 0 | 0 | 0 | 0 | 0 | 0 | 0
F9_Industrial_Stone, Clay, and Glass_New_Space Heating_Natural Gas_Windows - High Efficiency_A_Achievable Economic TRC Potential | F9 | Industrial | Stone, Clay, and Glass | New | Space Heating | Natural Gas | Windows - High Efficiency | A | Incremental Winter Peak Savings (MW) | Achievable Economic TRC Potential | 0 | 0 | 0 | 0 | 0 | 0 | 0 | 0 | 0 | 0 | 0 | 0 | 0 | 0 | 0 | 0 | 0 | 0 | 0 | 0 | 0 | 0 | 0 | 0 | 0 | 0 | 0 | 0 | 0 | 0 | 0
F10_Industrial_Stone, Clay, and Glass_New_Space Heating_Natural Gas_Windows - High Efficiency_A_Achievable Economic TRC Potential | F10 | Industrial | Stone, Clay, and Glass | New | Space Heating | Natural Gas | Windows - High Efficiency | A | Cumulative Energy Savings (MWh or mTherms) | Achievable Economic TRC Potential | 0 | 0 | 0 | 0 | 0 | 0 | 0 | 0 | 0 | 0 | 0 | 0 | 0 | 0 | 0 | 0 | 0 | 0 | 0 | 0 | 0 | 0 | 0 | 0 | 0 | 0 | 0 | 0 | 0 | 0 | 0
F11_Industrial_Stone, Clay, and Glass_New_Space Heating_Natural Gas_Windows - High Efficiency_A_Achievable Economic TRC Potential | F11 | Industrial | Stone, Clay, and Glass | New | Space Heating | Natural Gas | Windows - High Efficiency | A | Cumulative Summer Peak Savings (MW) | Achievable Economic TRC Potential | 0 | 0 | 0 | 0 | 0 | 0 | 0 | 0 | 0 | 0 | 0 | 0 | 0 | 0 | 0 | 0 | 0 | 0 | 0 | 0 | 0 | 0 | 0 | 0 | 0 | 0 | 0 | 0 | 0 | 0 | 0
F12_Industrial_Stone, Clay, and Glass_New_Space Heating_Natural Gas_Windows - High Efficiency_A_Achievable Economic TRC Potential | F12 | Industrial | Stone, Clay, and Glass | New | Space Heating | Natural Gas | Windows - High Efficiency | A | Cumulative Winter Peak Savings (MW) | Achievable Economic TRC Potential | 0 | 0 | 0 | 0 | 0 | 0 | 0 | 0 | 0 | 0 | 0 | 0 | 0 | 0 | 0 | 0 | 0 | 0 | 0 | 0 | 0 | 0 | 0 | 0 | 0 | 0 | 0 | 0 | 0 | 0 | 0
F13_Industrial_Stone, Clay, and Glass_New_Space Heating_Natural Gas_Windows - High Efficiency_A_Achievable Economic TRC Potential | F13 | Industrial | Stone, Clay, and Glass | New | Space Heating | Natural Gas | Windows - High Efficiency | A | Purchases (Incremental) | Achievable Economic TRC Potential | 0 | 0 | 0 | 0 | 0 | 0 | 0 | 0 | 0 | 0 | 0 | 0 | 0 | 0 | 0 | 0 | 0 | 0 | 0 | 0 | 0 | 0 | 0 | 0 | 0 | 0 | 0 | 0 | 0 | 0 | 0
F14_Industrial_Stone, Clay, and Glass_New_Space Heating_Natural Gas_Windows - High Efficiency_A_Achievable Economic TRC Potential | F14 | Industrial | Stone, Clay, and Glass | New | Space Heating | Natural Gas | Windows - High Efficiency | A | Purchases (Cumulative) | Achievable Economic TRC Potential | 0 | 0 | 0 | 0 | 0 | 0 | 0 | 0 | 0 | 0 | 0 | 0 | 0 | 0 | 0 | 0 | 0 | 0 | 0 | 0 | 0 | 0 | 0 | 0 | 0 | 0 | 0 | 0 | 0 | 0 | 0
F1_Industrial_Stone, Clay, and Glass_New_Space Heating_Natural Gas_Gas Boiler - Maintenance_A_Achievable Economic TRC Potential | F1 | Industrial | Stone, Clay, and Glass | New | Space Heating | Natural Gas | Gas Boiler - Maintenance | A | Original Unit Energy Savings (kWh or therms) | Achievable Economic TRC Potential | 0 | 0 | 0 | 0 | 0 | 0 | 0 | 0 | 0 | 0 | 0 | 0 | 0 | 0 | 0 | 0 | 0 | 0 | 0 | 0 | 0 | 0 | 0 | 0 | 0 | 0 | 0 | 0 | 0 | 0 | 0
F2_Industrial_Stone, Clay, and Glass_New_Space Heating_Natural Gas_Gas Boiler - Maintenance_A_Achievable Economic TRC Potential | F2 | Industrial | Stone, Clay, and Glass | New | Space Heating | Natural Gas | Gas Boiler - Maintenance | A | Original Unit Summer Peak Savings (kW) | Achievable Economic TRC Potential | 0 | 0 | 0 | 0 | 0 | 0 | 0 | 0 | 0 | 0 | 0 | 0 | 0 | 0 | 0 | 0 | 0 | 0 | 0 | 0 | 0 | 0 | 0 | 0 | 0 | 0 | 0 | 0 | 0 | 0 | 0
F3_Industrial_Stone, Clay, and Glass_New_Space Heating_Natural Gas_Gas Boiler - Maintenance_A_Achievable Economic TRC Potential | F3 | Industrial | Stone, Clay, and Glass | New | Space Heating | Natural Gas | Gas Boiler - Maintenance | A | Original Unit Winter Peak Savings (kW) | Achievable Economic TRC Potential | 0 | 0 | 0 | 0 | 0 | 0 | 0 | 0 | 0 | 0 | 0 | 0 | 0 | 0 | 0 | 0 | 0 | 0 | 0 | 0 | 0 | 0 | 0 | 0 | 0 | 0 | 0 | 0 | 0 | 0 | 0
F4_Industrial_Stone, Clay, and Glass_New_Space Heating_Natural Gas_Gas Boiler - Maintenance_A_Achievable Economic TRC Potential | F4 | Industrial | Stone, Clay, and Glass | New | Space Heating | Natural Gas | Gas Boiler - Maintenance | A | Standalone Impact on Baseline Energy (%) | Achievable Economic TRC Potential | 0% | 0% | 0% | 0% | 0% | 0% | 0% | 0% | 0% | 0% | 0% | 0% | 0% | 0% | 0% | 0% | 0% | 0% | 0% | 0% | 0% | 0% | 0% | 0% | 0 | 0 | 0 | 0 | 0 | 0 | 0
F5_Industrial_Stone, Clay, and Glass_New_Space Heating_Natural Gas_Gas Boiler - Maintenance_A_Achievable Economic TRC Potential | F5 | Industrial | Stone, Clay, and Glass | New | Space Heating | Natural Gas | Gas Boiler - Maintenance | A | Standalone Impact on Baseline Summer Peak (%) | Achievable Economic TRC Potential | 0% | 0% | 0% | 0% | 0% | 0% | 0% | 0% | 0% | 0% | 0% | 0% | 0% | 0% | 0% | 0% | 0% | 0% | 0% | 0% | 0% | 0% | 0% | 0% | 0 | 0 | 0 | 0 | 0 | 0 | 0
F6_Industrial_Stone, Clay, and Glass_New_Space Heating_Natural Gas_Gas Boiler - Maintenance_A_Achievable Economic TRC Potential | F6 | Industrial | Stone, Clay, and Glass | New | Space Heating | Natural Gas | Gas Boiler - Maintenance | A | Standalone Impact on Baseline Winter Peak (%) | Achievable Economic TRC Potential | 0% | 0% | 0% | 0% | 0% | 0% | 0% | 0% | 0% | 0% | 0% | 0% | 0% | 0% | 0% | 0% | 0% | 0% | 0% | 0% | 0% | 0% | 0% | 0% | 0 | 0 | 0 | 0 | 0 | 0 | 0
F7_Industrial_Stone, Clay, and Glass_New_Space Heating_Natural Gas_Gas Boiler - Maintenance_A_Achievable Economic TRC Potential | F7 | Industrial | Stone, Clay, and Glass | New | Space Heating | Natural Gas | Gas Boiler - Maintenance | A | Incremental Energy Savings (MWh or mTherms) | Achievable Economic TRC Potential | 0 | 0 | 0 | 0 | 0 | 0 | 0 | 0 | 0 | 0 | 0 | 0 | 0 | 0 | 0 | 0 | 0 | 0 | 0 | 0 | 0 | 0 | 0 | 0 | 0 | 0 | 0 | 0 | 0 | 0 | 0
F8_Industrial_Stone, Clay, and Glass_New_Space Heating_Natural Gas_Gas Boiler - Maintenance_A_Achievable Economic TRC Potential | F8 | Industrial | Stone, Clay, and Glass | New | Space Heating | Natural Gas | Gas Boiler - Maintenance | A | Incremental Summer Peak Savings (MW) | Achievable Economic TRC Potential | 0 | 0 | 0 | 0 | 0 | 0 | 0 | 0 | 0 | 0 | 0 | 0 | 0 | 0 | 0 | 0 | 0 | 0 | 0 | 0 | 0 | 0 | 0 | 0 | 0 | 0 | 0 | 0 | 0 | 0 | 0
F9_Industrial_Stone, Clay, and Glass_New_Space Heating_Natural Gas_Gas Boiler - Maintenance_A_Achievable Economic TRC Potential | F9 | Industrial | Stone, Clay, and Glass | New | Space Heating | Natural Gas | Gas Boiler - Maintenance | A | Incremental Winter Peak Savings (MW) | Achievable Economic TRC Potential | 0 | 0 | 0 | 0 | 0 | 0 | 0 | 0 | 0 | 0 | 0 | 0 | 0 | 0 | 0 | 0 | 0 | 0 | 0 | 0 | 0 | 0 | 0 | 0 | 0 | 0 | 0 | 0 | 0 | 0 | 0
F10_Industrial_Stone, Clay, and Glass_New_Space Heating_Natural Gas_Gas Boiler - Maintenance_A_Achievable Economic TRC Potential | F10 | Industrial | Stone, Clay, and Glass | New | Space Heating | Natural Gas | Gas Boiler - Maintenance | A | Cumulative Energy Savings (MWh or mTherms) | Achievable Economic TRC Potential | 0 | 0 | 0 | 0 | 0 | 0 | 0 | 0 | 0 | 0 | 0 | 0 | 0 | 0 | 0 | 0 | 0 | 0 | 0 | 0 | 0 | 0 | 0 | 0 | 0 | 0 | 0 | 0 | 0 | 0 | 0
F11_Industrial_Stone, Clay, and Glass_New_Space Heating_Natural Gas_Gas Boiler - Maintenance_A_Achievable Economic TRC Potential | F11 | Industrial | Stone, Clay, and Glass | New | Space Heating | Natural Gas | Gas Boiler - Maintenance | A | Cumulative Summer Peak Savings (MW) | Achievable Economic TRC Potential | 0 | 0 | 0 | 0 | 0 | 0 | 0 | 0 | 0 | 0 | 0 | 0 | 0 | 0 | 0 | 0 | 0 | 0 | 0 | 0 | 0 | 0 | 0 | 0 | 0 | 0 | 0 | 0 | 0 | 0 | 0
F12_Industrial_Stone, Clay, and Glass_New_Space Heating_Natural Gas_Gas Boiler - Maintenance_A_Achievable Economic TRC Potential | F12 | Industrial | Stone, Clay, and Glass | New | Space Heating | Natural Gas | Gas Boiler - Maintenance | A | Cumulative Winter Peak Savings (MW) | Achievable Economic TRC Potential | 0 | 0 | 0 | 0 | 0 | 0 | 0 | 0 | 0 | 0 | 0 | 0 | 0 | 0 | 0 | 0 | 0 | 0 | 0 | 0 | 0 | 0 | 0 | 0 | 0 | 0 | 0 | 0 | 0 | 0 | 0
F13_Industrial_Stone, Clay, and Glass_New_Space Heating_Natural Gas_Gas Boiler - Maintenance_A_Achievable Economic TRC Potential | F13 | Industrial | Stone, Clay, and Glass | New | Space Heating | Natural Gas | Gas Boiler - Maintenance | A | Purchases (Incremental) | Achievable Economic TRC Potential | 0 | 0 | 0 | 0 | 0 | 0 | 0 | 0 | 0 | 0 | 0 | 0 | 0 | 0 | 0 | 0 | 0 | 0 | 0 | 0 | 0 | 0 | 0 | 0 | 0 | 0 | 0 | 0 | 0 | 0 | 0
F14_Industrial_Stone, Clay, and Glass_New_Space Heating_Natural Gas_Gas Boiler - Maintenance_A_Achievable Economic TRC Potential | F14 | Industrial | Stone, Clay, and Glass | New | Space Heating | Natural Gas | Gas Boiler - Maintenance | A | Purchases (Cumulative) | Achievable Economic TRC Potential | 0 | 0 | 0 | 0 | 0 | 0 | 0 | 0 | 0 | 0 | 0 | 0 | 0 | 0 | 0 | 0 | 0 | 0 | 0 | 0 | 0 | 0 | 0 | 0 | 0 | 0 | 0 | 0 | 0 | 0 | 0
F1_Industrial_Stone, Clay, and Glass_New_Process_Natural Gas_Gas Boiler - Maintenance_A_Achievable Economic TRC Potential | F1 | Industrial | Stone, Clay, and Glass | New | Process | Natural Gas | Gas Boiler - Maintenance | A | Original Unit Energy Savings (kWh or therms) | Achievable Economic TRC Potential | 0 | 0 | 0 | 0 | 0 | 4.2096 | 4.2096 | 4.2096 | 4.2096 | 4.2096 | 4.2096 | 4.2096 | 4.2096 | 4.2096 | 4.2096 | 4.2096 | 4.2096 | 4.2096 | 4.2096 | 4.2096 | 4.2096 | 4.2096 | 4.2096 | 4.2096 | 4.2096 | 4.2096 | 4.2096 | 4.2096 | 4.2096 | 4.2096 | 4.2096
F2_Industrial_Stone, Clay, and Glass_New_Process_Natural Gas_Gas Boiler - Maintenance_A_Achievable Economic TRC Potential | F2 | Industrial | Stone, Clay, and Glass | New | Process | Natural Gas | Gas Boiler - Maintenance | A | Original Unit Summer Peak Savings (kW) | Achievable Economic TRC Potential | 0 | 0 | 0 | 0 | 0 | 0 | 0 | 0 | 0 | 0 | 0 | 0 | 0 | 0 | 0 | 0 | 0 | 0 | 0 | 0 | 0 | 0 | 0 | 0 | 0 | 0 | 0 | 0 | 0 | 0 | 0
F3_Industrial_Stone, Clay, and Glass_New_Process_Natural Gas_Gas Boiler - Maintenance_A_Achievable Economic TRC Potential | F3 | Industrial | Stone, Clay, and Glass | New | Process | Natural Gas | Gas Boiler - Maintenance | A | Original Unit Winter Peak Savings (kW) | Achievable Economic TRC Potential | 0 | 0 | 0 | 0 | 0 | 0 | 0 | 0 | 0 | 0 | 0 | 0 | 0 | 0 | 0 | 0 | 0 | 0 | 0 | 0 | 0 | 0 | 0 | 0 | 0 | 0 | 0 | 0 | 0 | 0 | 0
F4_Industrial_Stone, Clay, and Glass_New_Process_Natural Gas_Gas Boiler - Maintenance_A_Achievable Economic TRC Potential | F4 | Industrial | Stone, Clay, and Glass | New | Process | Natural Gas | Gas Boiler - Maintenance | A | Standalone Impact on Baseline Energy (%) | Achievable Economic TRC Potential | 0% | 0% | 0% | 0% | 0% | 0.0007028% | 0.001086% | 0.00128% | 0.001129% | 0.00101% | 0.000913% | 0.0008342% | 0.0007681% | 0.0007118% | 0.0006639% | 0.0006219% | 0.0005852% | 0.0005526% | 0.0005236% | 0.0004977% | 0.0004742% | 0.0004529% | 0.0004335% | 0.0004158% | 3.9952e-06 | 3.8451e-06 | 3.7063e-06 | 3.5775e-06 | 0 | 0 | 0
F5_Industrial_Stone, Clay, and Glass_New_Process_Natural Gas_Gas Boiler - Maintenance_A_Achievable Economic TRC Potential | F5 | Industrial | Stone, Clay, and Glass | New | Process | Natural Gas | Gas Boiler - Maintenance | A | Standalone Impact on Baseline Summer Peak (%) | Achievable Economic TRC Potential | 0% | 0% | 0% | 0% | 0% | 0% | 0% | 0% | 0% | 0% | 0% | 0% | 0% | 0% | 0% | 0% | 0% | 0% | 0% | 0% | 0% | 0% | 0% | 0% | 0 | 0 | 0 | 0 | 0 | 0 | 0
F6_Industrial_Stone, Clay, and Glass_New_Process_Natural Gas_Gas Boiler - Maintenance_A_Achievable Economic TRC Potential | F6 | Industrial | Stone, Clay, and Glass | New | Process | Natural Gas | Gas Boiler - Maintenance | A | Standalone Impact on Baseline Winter Peak (%) | Achievable Economic TRC Potential | 0% | 0% | 0% | 0% | 0% | 0% | 0% | 0% | 0% | 0% | 0% | 0% | 0% | 0% | 0% | 0% | 0% | 0% | 0% | 0% | 0% | 0% | 0% | 0% | 0 | 0 | 0 | 0 | 0 | 0 | 0
F7_Industrial_Stone, Clay, and Glass_New_Process_Natural Gas_Gas Boiler - Maintenance_A_Achievable Economic TRC Potential | F7 | Industrial | Stone, Clay, and Glass | New | Process | Natural Gas | Gas Boiler - Maintenance | A | Incremental Energy Savings (MWh or mTherms) | Achievable Economic TRC Potential | 0 | 0 | 0 | 0 | 0 | 0.0011982 | 0.00099496 | 0.00079612 | 0.0011982 | 0.00099496 | 0.00079612 | 0.0011982 | 0.00099496 | 0.00079612 | 0.0011982 | 0.00099496 | 0.00079612 | 0.0011982 | 0.00099496 | 0.00079612 | 0.0011982 | 0.00099496 | 0.00079612 | 0.0011982 | 0.00099496 | 0.00079612 | 0.0011982 | 0.00099496 | 0.00079612 | 0.0011982 | 0.00099496
F8_Industrial_Stone, Clay, and Glass_New_Process_Natural Gas_Gas Boiler - Maintenance_A_Achievable Economic TRC Potential | F8 | Industrial | Stone, Clay, and Glass | New | Process | Natural Gas | Gas Boiler - Maintenance | A | Incremental Summer Peak Savings (MW) | Achievable Economic TRC Potential | 0 | 0 | 0 | 0 | 0 | 0 | 0 | 0 | 0 | 0 | 0 | 0 | 0 | 0 | 0 | 0 | 0 | 0 | 0 | 0 | 0 | 0 | 0 | 0 | 0 | 0 | 0 | 0 | 0 | 0 | 0
F9_Industrial_Stone, Clay, and Glass_New_Process_Natural Gas_Gas Boiler - Maintenance_A_Achievable Economic TRC Potential | F9 | Industrial | Stone, Clay, and Glass | New | Process | Natural Gas | Gas Boiler - Maintenance | A | Incremental Winter Peak Savings (MW) | Achievable Economic TRC Potential | 0 | 0 | 0 | 0 | 0 | 0 | 0 | 0 | 0 | 0 | 0 | 0 | 0 | 0 | 0 | 0 | 0 | 0 | 0 | 0 | 0 | 0 | 0 | 0 | 0 | 0 | 0 | 0 | 0 | 0 | 0
F10_Industrial_Stone, Clay, and Glass_New_Process_Natural Gas_Gas Boiler - Maintenance_A_Achievable Economic TRC Potential | F10 | Industrial | Stone, Clay, and Glass | New | Process | Natural Gas | Gas Boiler - Maintenance | A | Cumulative Energy Savings (MWh or mTherms) | Achievable Economic TRC Potential | 0 | 0 | 0 | 0 | 0 | 0.0011982 | 0.0021931 | 0.0029893 | 0.0029893 | 0.0029893 | 0.0029893 | 0.0029893 | 0.0029893 | 0.0029893 | 0.0029893 | 0.0029893 | 0.0029893 | 0.0029893 | 0.0029893 | 0.0029893 | 0.0029893 | 0.0029893 | 0.0029893 | 0.0029893 | 0.0029893 | 0.0029893 | 0.0029893 | 0.0029893 | 0.0029893 | 0.0029893 | 0.0029893
F11_Industrial_Stone, Clay, and Glass_New_Process_Natural Gas_Gas Boiler - Maintenance_A_Achievable Economic TRC Potential | F11 | Industrial | Stone, Clay, and Glass | New | Process | Natural Gas | Gas Boiler - Maintenance | A | Cumulative Summer Peak Savings (MW) | Achievable Economic TRC Potential | 0 | 0 | 0 | 0 | 0 | 0 | 0 | 0 | 0 | 0 | 0 | 0 | 0 | 0 | 0 | 0 | 0 | 0 | 0 | 0 | 0 | 0 | 0 | 0 | 0 | 0 | 0 | 0 | 0 | 0 | 0
F12_Industrial_Stone, Clay, and Glass_New_Process_Natural Gas_Gas Boiler - Maintenance_A_Achievable Economic TRC Potential | F12 | Industrial | Stone, Clay, and Glass | New | Process | Natural Gas | Gas Boiler - Maintenance | A | Cumulative Winter Peak Savings (MW) | Achievable Economic TRC Potential | 0 | 0 | 0 | 0 | 0 | 0 | 0 | 0 | 0 | 0 | 0 | 0 | 0 | 0 | 0 | 0 | 0 | 0 | 0 | 0 | 0 | 0 | 0 | 0 | 0 | 0 | 0 | 0 | 0 | 0 | 0
F13_Industrial_Stone, Clay, and Glass_New_Process_Natural Gas_Gas Boiler - Maintenance_A_Achievable Economic TRC Potential | F13 | Industrial | Stone, Clay, and Glass | New | Process | Natural Gas | Gas Boiler - Maintenance | A | Purchases (Incremental) | Achievable Economic TRC Potential | 0 | 0 | 0 | 0 | 0 | 0.28463 | 0.23636 | 0.18912 | 0.28463 | 0.23636 | 0.18912 | 0.28463 | 0.23636 | 0.18912 | 0.28463 | 0.23636 | 0.18912 | 0.28463 | 0.23636 | 0.18912 | 0.28463 | 0.23636 | 0.18912 | 0.28463 | 0.23636 | 0.18912 | 0.28463 | 0.23636 | 0.18912 | 0.28463 | 0.23636
F14_Industrial_Stone, Clay, and Glass_New_Process_Natural Gas_Gas Boiler - Maintenance_A_Achievable Economic TRC Potential | F14 | Industrial | Stone, Clay, and Glass | New | Process | Natural Gas | Gas Boiler - Maintenance | A | Purchases (Cumulative) | Achievable Economic TRC Potential | 0 | 0 | 0 | 0 | 0 | 0.28463 | 0.52098 | 0.7101 | 0.7101 | 0.7101 | 0.7101 | 0.7101 | 0.7101 | 0.7101 | 0.7101 | 0.7101 | 0.7101 | 0.7101 | 0.7101 | 0.7101 | 0.7101 | 0.7101 | 0.7101 | 0.7101 | 0.7101 | 0.7101 | 0.7101 | 0.7101 | 0.7101 | 0.7101 | 0.7101
F1_Industrial_Stone, Clay, and Glass_New_Space Heating_Natural Gas_Gas Furnace - Maintenance_A_Achievable Economic TRC Potential | F1 | Industrial | Stone, Clay, and Glass | New | Space Heating | Natural Gas | Gas Furnace - Maintenance | A | Original Unit Energy Savings (kWh or therms) | Achievable Economic TRC Potential | 0 | 0 | 0 | 0 | 0 | 0 | 0 | 0 | 0 | 0 | 0 | 0 | 0 | 0 | 0 | 0 | 0 | 0 | 0 | 0 | 0 | 0 | 0 | 0 | 0 | 0 | 0 | 0 | 0 | 0 | 0
F2_Industrial_Stone, Clay, and Glass_New_Space Heating_Natural Gas_Gas Furnace - Maintenance_A_Achievable Economic TRC Potential | F2 | Industrial | Stone, Clay, and Glass | New | Space Heating | Natural Gas | Gas Furnace - Maintenance | A | Original Unit Summer Peak Savings (kW) | Achievable Economic TRC Potential | 0 | 0 | 0 | 0 | 0 | 0 | 0 | 0 | 0 | 0 | 0 | 0 | 0 | 0 | 0 | 0 | 0 | 0 | 0 | 0 | 0 | 0 | 0 | 0 | 0 | 0 | 0 | 0 | 0 | 0 | 0
F3_Industrial_Stone, Clay, and Glass_New_Space Heating_Natural Gas_Gas Furnace - Maintenance_A_Achievable Economic TRC Potential | F3 | Industrial | Stone, Clay, and Glass | New | Space Heating | Natural Gas | Gas Furnace - Maintenance | A | Original Unit Winter Peak Savings (kW) | Achievable Economic TRC Potential | 0 | 0 | 0 | 0 | 0 | 0 | 0 | 0 | 0 | 0 | 0 | 0 | 0 | 0 | 0 | 0 | 0 | 0 | 0 | 0 | 0 | 0 | 0 | 0 | 0 | 0 | 0 | 0 | 0 | 0 | 0
F4_Industrial_Stone, Clay, and Glass_New_Space Heating_Natural Gas_Gas Furnace - Maintenance_A_Achievable Economic TRC Potential | F4 | Industrial | Stone, Clay, and Glass | New | Space Heating | Natural Gas | Gas Furnace - Maintenance | A | Standalone Impact on Baseline Energy (%) | Achievable Economic TRC Potential | 0% | 0% | 0% | 0% | 0% | 0% | 0% | 0% | 0% | 0% | 0% | 0% | 0% | 0% | 0% | 0% | 0% | 0% | 0% | 0% | 0% | 0% | 0% | 0% | 0 | 0 | 0 | 0 | 0 | 0 | 0
F5_Industrial_Stone, Clay, and Glass_New_Space Heating_Natural Gas_Gas Furnace - Maintenance_A_Achievable Economic TRC Potential | F5 | Industrial | Stone, Clay, and Glass | New | Space Heating | Natural Gas | Gas Furnace - Maintenance | A | Standalone Impact on Baseline Summer Peak (%) | Achievable Economic TRC Potential | 0% | 0% | 0% | 0% | 0% | 0% | 0% | 0% | 0% | 0% | 0% | 0% | 0% | 0% | 0% | 0% | 0% | 0% | 0% | 0% | 0% | 0% | 0% | 0% | 0 | 0 | 0 | 0 | 0 | 0 | 0
F6_Industrial_Stone, Clay, and Glass_New_Space Heating_Natural Gas_Gas Furnace - Maintenance_A_Achievable Economic TRC Potential | F6 | Industrial | Stone, Clay, and Glass | New | Space Heating | Natural Gas | Gas Furnace - Maintenance | A | Standalone Impact on Baseline Winter Peak (%) | Achievable Economic TRC Potential | 0% | 0% | 0% | 0% | 0% | 0% | 0% | 0% | 0% | 0% | 0% | 0% | 0% | 0% | 0% | 0% | 0% | 0% | 0% | 0% | 0% | 0% | 0% | 0% | 0 | 0 | 0 | 0 | 0 | 0 | 0
F7_Industrial_Stone, Clay, and Glass_New_Space Heating_Natural Gas_Gas Furnace - Maintenance_A_Achievable Economic TRC Potential | F7 | Industrial | Stone, Clay, and Glass | New | Space Heating | Natural Gas | Gas Furnace - Maintenance | A | Incremental Energy Savings (MWh or mTherms) | Achievable Economic TRC Potential | 0 | 0 | 0 | 0 | 0 | 0 | 0 | 0 | 0 | 0 | 0 | 0 | 0 | 0 | 0 | 0 | 0 | 0 | 0 | 0 | 0 | 0 | 0 | 0 | 0 | 0 | 0 | 0 | 0 | 0 | 0
F8_Industrial_Stone, Clay, and Glass_New_Space Heating_Natural Gas_Gas Furnace - Maintenance_A_Achievable Economic TRC Potential | F8 | Industrial | Stone, Clay, and Glass | New | Space Heating | Natural Gas | Gas Furnace - Maintenance | A | Incremental Summer Peak Savings (MW) | Achievable Economic TRC Potential | 0 | 0 | 0 | 0 | 0 | 0 | 0 | 0 | 0 | 0 | 0 | 0 | 0 | 0 | 0 | 0 | 0 | 0 | 0 | 0 | 0 | 0 | 0 | 0 | 0 | 0 | 0 | 0 | 0 | 0 | 0
F9_Industrial_Stone, Clay, and Glass_New_Space Heating_Natural Gas_Gas Furnace - Maintenance_A_Achievable Economic TRC Potential | F9 | Industrial | Stone, Clay, and Glass | New | Space Heating | Natural Gas | Gas Furnace - Maintenance | A | Incremental Winter Peak Savings (MW) | Achievable Economic TRC Potential | 0 | 0 | 0 | 0 | 0 | 0 | 0 | 0 | 0 | 0 | 0 | 0 | 0 | 0 | 0 | 0 | 0 | 0 | 0 | 0 | 0 | 0 | 0 | 0 | 0 | 0 | 0 | 0 | 0 | 0 | 0
F10_Industrial_Stone, Clay, and Glass_New_Space Heating_Natural Gas_Gas Furnace - Maintenance_A_Achievable Economic TRC Potential | F10 | Industrial | Stone, Clay, and Glass | New | Space Heating | Natural Gas | Gas Furnace - Maintenance | A | Cumulative Energy Savings (MWh or mTherms) | Achievable Economic TRC Potential | 0 | 0 | 0 | 0 | 0 | 0 | 0 | 0 | 0 | 0 | 0 | 0 | 0 | 0 | 0 | 0 | 0 | 0 | 0 | 0 | 0 | 0 | 0 | 0 | 0 | 0 | 0 | 0 | 0 | 0 | 0
F11_Industrial_Stone, Clay, and Glass_New_Space Heating_Natural Gas_Gas Furnace - Maintenance_A_Achievable Economic TRC Potential | F11 | Industrial | Stone, Clay, and Glass | New | Space Heating | Natural Gas | Gas Furnace - Maintenance | A | Cumulative Summer Peak Savings (MW) | Achievable Economic TRC Potential | 0 | 0 | 0 | 0 | 0 | 0 | 0 | 0 | 0 | 0 | 0 | 0 | 0 | 0 | 0 | 0 | 0 | 0 | 0 | 0 | 0 | 0 | 0 | 0 | 0 | 0 | 0 | 0 | 0 | 0 | 0
F12_Industrial_Stone, Clay, and Glass_New_Space Heating_Natural Gas_Gas Furnace - Maintenance_A_Achievable Economic TRC Potential | F12 | Industrial | Stone, Clay, and Glass | New | Space Heating | Natural Gas | Gas Furnace - Maintenance | A | Cumulative Winter Peak Savings (MW) | Achievable Economic TRC Potential | 0 | 0 | 0 | 0 | 0 | 0 | 0 | 0 | 0 | 0 | 0 | 0 | 0 | 0 | 0 | 0 | 0 | 0 | 0 | 0 | 0 | 0 | 0 | 0 | 0 | 0 | 0 | 0 | 0 | 0 | 0
F13_Industrial_Stone, Clay, and Glass_New_Space Heating_Natural Gas_Gas Furnace - Maintenance_A_Achievable Economic TRC Potential | F13 | Industrial | Stone, Clay, and Glass | New | Space Heating | Natural Gas | Gas Furnace - Maintenance | A | Purchases (Incremental) | Achievable Economic TRC Potential | 0 | 0 | 0 | 0 | 0 | 0 | 0 | 0 | 0 | 0 | 0 | 0 | 0 | 0 | 0 | 0 | 0 | 0 | 0 | 0 | 0 | 0 | 0 | 0 | 0 | 0 | 0 | 0 | 0 | 0 | 0
F14_Industrial_Stone, Clay, and Glass_New_Space Heating_Natural Gas_Gas Furnace - Maintenance_A_Achievable Economic TRC Potential | F14 | Industrial | Stone, Clay, and Glass | New | Space Heating | Natural Gas | Gas Furnace - Maintenance | A | Purchases (Cumulative) | Achievable Economic TRC Potential | 0 | 0 | 0 | 0 | 0 | 0 | 0 | 0 | 0 | 0 | 0 | 0 | 0 | 0 | 0 | 0 | 0 | 0 | 0 | 0 | 0 | 0 | 0 | 0 | 0 | 0 | 0 | 0 | 0 | 0 | 0
F1_Industrial_Stone, Clay, and Glass_New_Space Heating_Natural Gas_Gas Boiler - Hot Water Reset_A_Achievable Economic TRC Potential | F1 | Industrial | Stone, Clay, and Glass | New | Space Heating | Natural Gas | Gas Boiler - Hot Water Reset | A | Original Unit Energy Savings (kWh or therms) | Achievable Economic TRC Potential | 0 | 0 | 0 | 0 | 0 | 0 | 0 | 0 | 0 | 0 | 0 | 0 | 0 | 0 | 0 | 0 | 0 | 0 | 0 | 0 | 0 | 0 | 0 | 0 | 0 | 0 | 0 | 0 | 0 | 0 | 0
F2_Industrial_Stone, Clay, and Glass_New_Space Heating_Natural Gas_Gas Boiler - Hot Water Reset_A_Achievable Economic TRC Potential | F2 | Industrial | Stone, Clay, and Glass | New | Space Heating | Natural Gas | Gas Boiler - Hot Water Reset | A | Original Unit Summer Peak Savings (kW) | Achievable Economic TRC Potential | 0 | 0 | 0 | 0 | 0 | 0 | 0 | 0 | 0 | 0 | 0 | 0 | 0 | 0 | 0 | 0 | 0 | 0 | 0 | 0 | 0 | 0 | 0 | 0 | 0 | 0 | 0 | 0 | 0 | 0 | 0
F3_Industrial_Stone, Clay, and Glass_New_Space Heating_Natural Gas_Gas Boiler - Hot Water Reset_A_Achievable Economic TRC Potential | F3 | Industrial | Stone, Clay, and Glass | New | Space Heating | Natural Gas | Gas Boiler - Hot Water Reset | A | Original Unit Winter Peak Savings (kW) | Achievable Economic TRC Potential | 0 | 0 | 0 | 0 | 0 | 0 | 0 | 0 | 0 | 0 | 0 | 0 | 0 | 0 | 0 | 0 | 0 | 0 | 0 | 0 | 0 | 0 | 0 | 0 | 0 | 0 | 0 | 0 | 0 | 0 | 0
F4_Industrial_Stone, Clay, and Glass_New_Space Heating_Natural Gas_Gas Boiler - Hot Water Reset_A_Achievable Economic TRC Potential | F4 | Industrial | Stone, Clay, and Glass | New | Space Heating | Natural Gas | Gas Boiler - Hot Water Reset | A | Standalone Impact on Baseline Energy (%) | Achievable Economic TRC Potential | 0% | 0% | 0% | 0% | 0% | 0% | 0% | 0% | 0% | 0% | 0% | 0% | 0% | 0% | 0% | 0% | 0% | 0% | 0% | 0% | 0% | 0% | 0% | 0% | 0 | 0 | 0 | 0 | 0 | 0 | 0
F5_Industrial_Stone, Clay, and Glass_New_Space Heating_Natural Gas_Gas Boiler - Hot Water Reset_A_Achievable Economic TRC Potential | F5 | Industrial | Stone, Clay, and Glass | New | Space Heating | Natural Gas | Gas Boiler - Hot Water Reset | A | Standalone Impact on Baseline Summer Peak (%) | Achievable Economic TRC Potential | 0% | 0% | 0% | 0% | 0% | 0% | 0% | 0% | 0% | 0% | 0% | 0% | 0% | 0% | 0% | 0% | 0% | 0% | 0% | 0% | 0% | 0% | 0% | 0% | 0 | 0 | 0 | 0 | 0 | 0 | 0
F6_Industrial_Stone, Clay, and Glass_New_Space Heating_Natural Gas_Gas Boiler - Hot Water Reset_A_Achievable Economic TRC Potential | F6 | Industrial | Stone, Clay, and Glass | New | Space Heating | Natural Gas | Gas Boiler - Hot Water Reset | A | Standalone Impact on Baseline Winter Peak (%) | Achievable Economic TRC Potential | 0% | 0% | 0% | 0% | 0% | 0% | 0% | 0% | 0% | 0% | 0% | 0% | 0% | 0% | 0% | 0% | 0% | 0% | 0% | 0% | 0% | 0% | 0% | 0% | 0 | 0 | 0 | 0 | 0 | 0 | 0
F7_Industrial_Stone, Clay, and Glass_New_Space Heating_Natural Gas_Gas Boiler - Hot Water Reset_A_Achievable Economic TRC Potential | F7 | Industrial | Stone, Clay, and Glass | New | Space Heating | Natural Gas | Gas Boiler - Hot Water Reset | A | Incremental Energy Savings (MWh or mTherms) | Achievable Economic TRC Potential | 0 | 0 | 0 | 0 | 0 | 0 | 0 | 0 | 0 | 0 | 0 | 0 | 0 | 0 | 0 | 0 | 0 | 0 | 0 | 0 | 0 | 0 | 0 | 0 | 0 | 0 | 0 | 0 | 0 | 0 | 0
F8_Industrial_Stone, Clay, and Glass_New_Space Heating_Natural Gas_Gas Boiler - Hot Water Reset_A_Achievable Economic TRC Potential | F8 | Industrial | Stone, Clay, and Glass | New | Space Heating | Natural Gas | Gas Boiler - Hot Water Reset | A | Incremental Summer Peak Savings (MW) | Achievable Economic TRC Potential | 0 | 0 | 0 | 0 | 0 | 0 | 0 | 0 | 0 | 0 | 0 | 0 | 0 | 0 | 0 | 0 | 0 | 0 | 0 | 0 | 0 | 0 | 0 | 0 | 0 | 0 | 0 | 0 | 0 | 0 | 0
F9_Industrial_Stone, Clay, and Glass_New_Space Heating_Natural Gas_Gas Boiler - Hot Water Reset_A_Achievable Economic TRC Potential | F9 | Industrial | Stone, Clay, and Glass | New | Space Heating | Natural Gas | Gas Boiler - Hot Water Reset | A | Incremental Winter Peak Savings (MW) | Achievable Economic TRC Potential | 0 | 0 | 0 | 0 | 0 | 0 | 0 | 0 | 0 | 0 | 0 | 0 | 0 | 0 | 0 | 0 | 0 | 0 | 0 | 0 | 0 | 0 | 0 | 0 | 0 | 0 | 0 | 0 | 0 | 0 | 0
F10_Industrial_Stone, Clay, and Glass_New_Space Heating_Natural Gas_Gas Boiler - Hot Water Reset_A_Achievable Economic TRC Potential | F10 | Industrial | Stone, Clay, and Glass | New | Space Heating | Natural Gas | Gas Boiler - Hot Water Reset | A | Cumulative Energy Savings (MWh or mTherms) | Achievable Economic TRC Potential | 0 | 0 | 0 | 0 | 0 | 0 | 0 | 0 | 0 | 0 | 0 | 0 | 0 | 0 | 0 | 0 | 0 | 0 | 0 | 0 | 0 | 0 | 0 | 0 | 0 | 0 | 0 | 0 | 0 | 0 | 0
F11_Industrial_Stone, Clay, and Glass_New_Space Heating_Natural Gas_Gas Boiler - Hot Water Reset_A_Achievable Economic TRC Potential | F11 | Industrial | Stone, Clay, and Glass | New | Space Heating | Natural Gas | Gas Boiler - Hot Water Reset | A | Cumulative Summer Peak Savings (MW) | Achievable Economic TRC Potential | 0 | 0 | 0 | 0 | 0 | 0 | 0 | 0 | 0 | 0 | 0 | 0 | 0 | 0 | 0 | 0 | 0 | 0 | 0 | 0 | 0 | 0 | 0 | 0 | 0 | 0 | 0 | 0 | 0 | 0 | 0
F12_Industrial_Stone, Clay, and Glass_New_Space Heating_Natural Gas_Gas Boiler - Hot Water Reset_A_Achievable Economic TRC Potential | F12 | Industrial | Stone, Clay, and Glass | New | Space Heating | Natural Gas | Gas Boiler - Hot Water Reset | A | Cumulative Winter Peak Savings (MW) | Achievable Economic TRC Potential | 0 | 0 | 0 | 0 | 0 | 0 | 0 | 0 | 0 | 0 | 0 | 0 | 0 | 0 | 0 | 0 | 0 | 0 | 0 | 0 | 0 | 0 | 0 | 0 | 0 | 0 | 0 | 0 | 0 | 0 | 0
F13_Industrial_Stone, Clay, and Glass_New_Space Heating_Natural Gas_Gas Boiler - Hot Water Reset_A_Achievable Economic TRC Potential | F13 | Industrial | Stone, Clay, and Glass | New | Space Heating | Natural Gas | Gas Boiler - Hot Water Reset | A | Purchases (Incremental) | Achievable Economic TRC Potential | 0 | 0 | 0 | 0 | 0 | 0 | 0 | 0 | 0 | 0 | 0 | 0 | 0 | 0 | 0 | 0 | 0 | 0 | 0 | 0 | 0 | 0 | 0 | 0 | 0 | 0 | 0 | 0 | 0 | 0 | 0
F14_Industrial_Stone, Clay, and Glass_New_Space Heating_Natural Gas_Gas Boiler - Hot Water Reset_A_Achievable Economic TRC Potential | F14 | Industrial | Stone, Clay, and Glass | New | Space Heating | Natural Gas | Gas Boiler - Hot Water Reset | A | Purchases (Cumulative) | Achievable Economic TRC Potential | 0 | 0 | 0 | 0 | 0 | 0 | 0 | 0 | 0 | 0 | 0 | 0 | 0 | 0 | 0 | 0 | 0 | 0 | 0 | 0 | 0 | 0 | 0 | 0 | 0 | 0 | 0 | 0 | 0 | 0 | 0
F1_Industrial_Stone, Clay, and Glass_New_Process_Natural Gas_Gas Boiler - Hot Water Reset_A_Achievable Economic TRC Potential | F1 | Industrial | Stone, Clay, and Glass | New | Process | Natural Gas | Gas Boiler - Hot Water Reset | A | Original Unit Energy Savings (kWh or therms) | Achievable Economic TRC Potential | 0 | 0 | 0 | 0 | 0 | 7.6538 | 7.6538 | 7.6538 | 7.6538 | 7.6538 | 7.6538 | 7.6538 | 7.6538 | 7.6538 | 7.6538 | 7.6538 | 7.6538 | 7.6538 | 7.6538 | 7.6538 | 7.6538 | 7.6538 | 7.6538 | 7.6538 | 7.6538 | 7.6538 | 7.6538 | 7.6538 | 7.6538 | 7.6538 | 7.6538
F2_Industrial_Stone, Clay, and Glass_New_Process_Natural Gas_Gas Boiler - Hot Water Reset_A_Achievable Economic TRC Potential | F2 | Industrial | Stone, Clay, and Glass | New | Process | Natural Gas | Gas Boiler - Hot Water Reset | A | Original Unit Summer Peak Savings (kW) | Achievable Economic TRC Potential | 0 | 0 | 0 | 0 | 0 | 0 | 0 | 0 | 0 | 0 | 0 | 0 | 0 | 0 | 0 | 0 | 0 | 0 | 0 | 0 | 0 | 0 | 0 | 0 | 0 | 0 | 0 | 0 | 0 | 0 | 0
F3_Industrial_Stone, Clay, and Glass_New_Process_Natural Gas_Gas Boiler - Hot Water Reset_A_Achievable Economic TRC Potential | F3 | Industrial | Stone, Clay, and Glass | New | Process | Natural Gas | Gas Boiler - Hot Water Reset | A | Original Unit Winter Peak Savings (kW) | Achievable Economic TRC Potential | 0 | 0 | 0 | 0 | 0 | 0 | 0 | 0 | 0 | 0 | 0 | 0 | 0 | 0 | 0 | 0 | 0 | 0 | 0 | 0 | 0 | 0 | 0 | 0 | 0 | 0 | 0 | 0 | 0 | 0 | 0
F4_Industrial_Stone, Clay, and Glass_New_Process_Natural Gas_Gas Boiler - Hot Water Reset_A_Achievable Economic TRC Potential | F4 | Industrial | Stone, Clay, and Glass | New | Process | Natural Gas | Gas Boiler - Hot Water Reset | A | Standalone Impact on Baseline Energy (%) | Achievable Economic TRC Potential | 0% | 0% | 0% | 0% | 0% | 0% | 0% | 0.001242% | 0.00262% | 0.004209% | 0.005973% | 0.007928% | 0.01019% | 0.01261% | 0.015% | 0.0171% | 0.01871% | 0.0197% | 0.02001% | 0.0198% | 0.01924% | 0.01854% | 0.0178% | 0.01707% | 0.00016405 | 0.00015788 | 0.00015218 | 0.00014689 | 0 | 0 | 0
F5_Industrial_Stone, Clay, and Glass_New_Process_Natural Gas_Gas Boiler - Hot Water Reset_A_Achievable Economic TRC Potential | F5 | Industrial | Stone, Clay, and Glass | New | Process | Natural Gas | Gas Boiler - Hot Water Reset | A | Standalone Impact on Baseline Summer Peak (%) | Achievable Economic TRC Potential | 0% | 0% | 0% | 0% | 0% | 0% | 0% | 0% | 0% | 0% | 0% | 0% | 0% | 0% | 0% | 0% | 0% | 0% | 0% | 0% | 0% | 0% | 0% | 0% | 0 | 0 | 0 | 0 | 0 | 0 | 0
F6_Industrial_Stone, Clay, and Glass_New_Process_Natural Gas_Gas Boiler - Hot Water Reset_A_Achievable Economic TRC Potential | F6 | Industrial | Stone, Clay, and Glass | New | Process | Natural Gas | Gas Boiler - Hot Water Reset | A | Standalone Impact on Baseline Winter Peak (%) | Achievable Economic TRC Potential | 0% | 0% | 0% | 0% | 0% | 0% | 0% | 0% | 0% | 0% | 0% | 0% | 0% | 0% | 0% | 0% | 0% | 0% | 0% | 0% | 0% | 0% | 0% | 0% | 0 | 0 | 0 | 0 | 0 | 0 | 0
F7_Industrial_Stone, Clay, and Glass_New_Process_Natural Gas_Gas Boiler - Hot Water Reset_A_Achievable Economic TRC Potential | F7 | Industrial | Stone, Clay, and Glass | New | Process | Natural Gas | Gas Boiler - Hot Water Reset | A | Incremental Energy Savings (MWh or mTherms) | Achievable Economic TRC Potential | 0 | 0 | 0 | 0 | 0 | 0 | 0 | 0.0028995 | 0.0040373 | 0.0055247 | 0.0070921 | 0.0088539 | 0.011242 | 0.013309 | 0.014577 | 0.014665 | 0.013396 | 0.010978 | 0.0076678 | 0.004684 | 0.0023669 | 0.0010485 | 0.0003983 | 0.0028995 | 0.0040373 | 0.0055247 | 0.0070921 | 0.0088539 | 0.011242 | 0.013309 | 0.014577
F8_Industrial_Stone, Clay, and Glass_New_Process_Natural Gas_Gas Boiler - Hot Water Reset_A_Achievable Economic TRC Potential | F8 | Industrial | Stone, Clay, and Glass | New | Process | Natural Gas | Gas Boiler - Hot Water Reset | A | Incremental Summer Peak Savings (MW) | Achievable Economic TRC Potential | 0 | 0 | 0 | 0 | 0 | 0 | 0 | 0 | 0 | 0 | 0 | 0 | 0 | 0 | 0 | 0 | 0 | 0 | 0 | 0 | 0 | 0 | 0 | 0 | 0 | 0 | 0 | 0 | 0 | 0 | 0
F9_Industrial_Stone, Clay, and Glass_New_Process_Natural Gas_Gas Boiler - Hot Water Reset_A_Achievable Economic TRC Potential | F9 | Industrial | Stone, Clay, and Glass | New | Process | Natural Gas | Gas Boiler - Hot Water Reset | A | Incremental Winter Peak Savings (MW) | Achievable Economic TRC Potential | 0 | 0 | 0 | 0 | 0 | 0 | 0 | 0 | 0 | 0 | 0 | 0 | 0 | 0 | 0 | 0 | 0 | 0 | 0 | 0 | 0 | 0 | 0 | 0 | 0 | 0 | 0 | 0 | 0 | 0 | 0
F10_Industrial_Stone, Clay, and Glass_New_Process_Natural Gas_Gas Boiler - Hot Water Reset_A_Achievable Economic TRC Potential | F10 | Industrial | Stone, Clay, and Glass | New | Process | Natural Gas | Gas Boiler - Hot Water Reset | A | Cumulative Energy Savings (MWh or mTherms) | Achievable Economic TRC Potential | 0 | 0 | 0 | 0 | 0 | 0 | 0 | 0.0028995 | 0.0069369 | 0.012462 | 0.019554 | 0.028408 | 0.03965 | 0.052959 | 0.067536 | 0.082201 | 0.095596 | 0.10657 | 0.11424 | 0.11893 | 0.12129 | 0.12234 | 0.12274 | 0.12274 | 0.12274 | 0.12274 | 0.12274 | 0.12274 | 0.12274 | 0.12274 | 0.12274
F11_Industrial_Stone, Clay, and Glass_New_Process_Natural Gas_Gas Boiler - Hot Water Reset_A_Achievable Economic TRC Potential | F11 | Industrial | Stone, Clay, and Glass | New | Process | Natural Gas | Gas Boiler - Hot Water Reset | A | Cumulative Summer Peak Savings (MW) | Achievable Economic TRC Potential | 0 | 0 | 0 | 0 | 0 | 0 | 0 | 0 | 0 | 0 | 0 | 0 | 0 | 0 | 0 | 0 | 0 | 0 | 0 | 0 | 0 | 0 | 0 | 0 | 0 | 0 | 0 | 0 | 0 | 0 | 0
F12_Industrial_Stone, Clay, and Glass_New_Process_Natural Gas_Gas Boiler - Hot Water Reset_A_Achievable Economic TRC Potential | F12 | Industrial | Stone, Clay, and Glass | New | Process | Natural Gas | Gas Boiler - Hot Water Reset | A | Cumulative Winter Peak Savings (MW) | Achievable Economic TRC Potential | 0 | 0 | 0 | 0 | 0 | 0 | 0 | 0 | 0 | 0 | 0 | 0 | 0 | 0 | 0 | 0 | 0 | 0 | 0 | 0 | 0 | 0 | 0 | 0 | 0 | 0 | 0 | 0 | 0 | 0 | 0
F13_Industrial_Stone, Clay, and Glass_New_Process_Natural Gas_Gas Boiler - Hot Water Reset_A_Achievable Economic TRC Potential | F13 | Industrial | Stone, Clay, and Glass | New | Process | Natural Gas | Gas Boiler - Hot Water Reset | A | Purchases (Incremental) | Achievable Economic TRC Potential | 0 | 0 | 0 | 0 | 0 | 0 | 0 | 0.37883 | 0.52749 | 0.72183 | 0.92661 | 1.1568 | 1.4689 | 1.7388 | 1.9045 | 1.916 | 1.7502 | 1.4343 | 1.0018 | 0.61198 | 0.30925 | 0.13698 | 0.05204 | 0.37883 | 0.52749 | 0.72183 | 0.92661 | 1.1568 | 1.4689 | 1.7388 | 1.9045
F14_Industrial_Stone, Clay, and Glass_New_Process_Natural Gas_Gas Boiler - Hot Water Reset_A_Achievable Economic TRC Potential | F14 | Industrial | Stone, Clay, and Glass | New | Process | Natural Gas | Gas Boiler - Hot Water Reset | A | Purchases (Cumulative) | Achievable Economic TRC Potential | 0 | 0 | 0 | 0 | 0 | 0 | 0 | 0.37883 | 0.90633 | 1.6282 | 2.5548 | 3.7116 | 5.1804 | 6.9193 | 8.8238 | 10.7398 | 12.49 | 13.9243 | 14.9261 | 15.5381 | 15.8473 | 15.9843 | 16.0363 | 16.0363 | 16.0363 | 16.0363 | 16.0363 | 16.0363 | 16.0363 | 16.0363 | 16.0363
F1_Industrial_Stone, Clay, and Glass_New_Space Heating_Natural Gas_Steam Trap Maintenance_A_Achievable Economic TRC Potential | F1 | Industrial | Stone, Clay, and Glass | New | Space Heating | Natural Gas | Steam Trap Maintenance | A | Original Unit Energy Savings (kWh or therms) | Achievable Economic TRC Potential | 0 | 0 | 0 | 0 | 0 | 0 | 0 | 0 | 0 | 0 | 0 | 0 | 0 | 0 | 0 | 0 | 0 | 0 | 0 | 0 | 0 | 0 | 0 | 0 | 0 | 0 | 0 | 0 | 0 | 0 | 0
F2_Industrial_Stone, Clay, and Glass_New_Space Heating_Natural Gas_Steam Trap Maintenance_A_Achievable Economic TRC Potential | F2 | Industrial | Stone, Clay, and Glass | New | Space Heating | Natural Gas | Steam Trap Maintenance | A | Original Unit Summer Peak Savings (kW) | Achievable Economic TRC Potential | 0 | 0 | 0 | 0 | 0 | 0 | 0 | 0 | 0 | 0 | 0 | 0 | 0 | 0 | 0 | 0 | 0 | 0 | 0 | 0 | 0 | 0 | 0 | 0 | 0 | 0 | 0 | 0 | 0 | 0 | 0
F3_Industrial_Stone, Clay, and Glass_New_Space Heating_Natural Gas_Steam Trap Maintenance_A_Achievable Economic TRC Potential | F3 | Industrial | Stone, Clay, and Glass | New | Space Heating | Natural Gas | Steam Trap Maintenance | A | Original Unit Winter Peak Savings (kW) | Achievable Economic TRC Potential | 0 | 0 | 0 | 0 | 0 | 0 | 0 | 0 | 0 | 0 | 0 | 0 | 0 | 0 | 0 | 0 | 0 | 0 | 0 | 0 | 0 | 0 | 0 | 0 | 0 | 0 | 0 | 0 | 0 | 0 | 0
F4_Industrial_Stone, Clay, and Glass_New_Space Heating_Natural Gas_Steam Trap Maintenance_A_Achievable Economic TRC Potential | F4 | Industrial | Stone, Clay, and Glass | New | Space Heating | Natural Gas | Steam Trap Maintenance | A | Standalone Impact on Baseline Energy (%) | Achievable Economic TRC Potential | 0% | 0% | 0% | 0% | 0% | 0% | 0% | 0% | 0% | 0% | 0% | 0% | 0% | 0% | 0% | 0% | 0% | 0% | 0% | 0% | 0% | 0% | 0% | 0% | 0 | 0 | 0 | 0 | 0 | 0 | 0
F5_Industrial_Stone, Clay, and Glass_New_Space Heating_Natural Gas_Steam Trap Maintenance_A_Achievable Economic TRC Potential | F5 | Industrial | Stone, Clay, and Glass | New | Space Heating | Natural Gas | Steam Trap Maintenance | A | Standalone Impact on Baseline Summer Peak (%) | Achievable Economic TRC Potential | 0% | 0% | 0% | 0% | 0% | 0% | 0% | 0% | 0% | 0% | 0% | 0% | 0% | 0% | 0% | 0% | 0% | 0% | 0% | 0% | 0% | 0% | 0% | 0% | 0 | 0 | 0 | 0 | 0 | 0 | 0
F6_Industrial_Stone, Clay, and Glass_New_Space Heating_Natural Gas_Steam Trap Maintenance_A_Achievable Economic TRC Potential | F6 | Industrial | Stone, Clay, and Glass | New | Space Heating | Natural Gas | Steam Trap Maintenance | A | Standalone Impact on Baseline Winter Peak (%) | Achievable Economic TRC Potential | 0% | 0% | 0% | 0% | 0% | 0% | 0% | 0% | 0% | 0% | 0% | 0% | 0% | 0% | 0% | 0% | 0% | 0% | 0% | 0% | 0% | 0% | 0% | 0% | 0 | 0 | 0 | 0 | 0 | 0 | 0
F7_Industrial_Stone, Clay, and Glass_New_Space Heating_Natural Gas_Steam Trap Maintenance_A_Achievable Economic TRC Potential | F7 | Industrial | Stone, Clay, and Glass | New | Space Heating | Natural Gas | Steam Trap Maintenance | A | Incremental Energy Savings (MWh or mTherms) | Achievable Economic TRC Potential | 0 | 0 | 0 | 0 | 0 | 0 | 0 | 0 | 0 | 0 | 0 | 0 | 0 | 0 | 0 | 0 | 0 | 0 | 0 | 0 | 0 | 0 | 0 | 0 | 0 | 0 | 0 | 0 | 0 | 0 | 0
F8_Industrial_Stone, Clay, and Glass_New_Space Heating_Natural Gas_Steam Trap Maintenance_A_Achievable Economic TRC Potential | F8 | Industrial | Stone, Clay, and Glass | New | Space Heating | Natural Gas | Steam Trap Maintenance | A | Incremental Summer Peak Savings (MW) | Achievable Economic TRC Potential | 0 | 0 | 0 | 0 | 0 | 0 | 0 | 0 | 0 | 0 | 0 | 0 | 0 | 0 | 0 | 0 | 0 | 0 | 0 | 0 | 0 | 0 | 0 | 0 | 0 | 0 | 0 | 0 | 0 | 0 | 0
F9_Industrial_Stone, Clay, and Glass_New_Space Heating_Natural Gas_Steam Trap Maintenance_A_Achievable Economic TRC Potential | F9 | Industrial | Stone, Clay, and Glass | New | Space Heating | Natural Gas | Steam Trap Maintenance | A | Incremental Winter Peak Savings (MW) | Achievable Economic TRC Potential | 0 | 0 | 0 | 0 | 0 | 0 | 0 | 0 | 0 | 0 | 0 | 0 | 0 | 0 | 0 | 0 | 0 | 0 | 0 | 0 | 0 | 0 | 0 | 0 | 0 | 0 | 0 | 0 | 0 | 0 | 0
F10_Industrial_Stone, Clay, and Glass_New_Space Heating_Natural Gas_Steam Trap Maintenance_A_Achievable Economic TRC Potential | F10 | Industrial | Stone, Clay, and Glass | New | Space Heating | Natural Gas | Steam Trap Maintenance | A | Cumulative Energy Savings (MWh or mTherms) | Achievable Economic TRC Potential | 0 | 0 | 0 | 0 | 0 | 0 | 0 | 0 | 0 | 0 | 0 | 0 | 0 | 0 | 0 | 0 | 0 | 0 | 0 | 0 | 0 | 0 | 0 | 0 | 0 | 0 | 0 | 0 | 0 | 0 | 0
F11_Industrial_Stone, Clay, and Glass_New_Space Heating_Natural Gas_Steam Trap Maintenance_A_Achievable Economic TRC Potential | F11 | Industrial | Stone, Clay, and Glass | New | Space Heating | Natural Gas | Steam Trap Maintenance | A | Cumulative Summer Peak Savings (MW) | Achievable Economic TRC Potential | 0 | 0 | 0 | 0 | 0 | 0 | 0 | 0 | 0 | 0 | 0 | 0 | 0 | 0 | 0 | 0 | 0 | 0 | 0 | 0 | 0 | 0 | 0 | 0 | 0 | 0 | 0 | 0 | 0 | 0 | 0
F12_Industrial_Stone, Clay, and Glass_New_Space Heating_Natural Gas_Steam Trap Maintenance_A_Achievable Economic TRC Potential | F12 | Industrial | Stone, Clay, and Glass | New | Space Heating | Natural Gas | Steam Trap Maintenance | A | Cumulative Winter Peak Savings (MW) | Achievable Economic TRC Potential | 0 | 0 | 0 | 0 | 0 | 0 | 0 | 0 | 0 | 0 | 0 | 0 | 0 | 0 | 0 | 0 | 0 | 0 | 0 | 0 | 0 | 0 | 0 | 0 | 0 | 0 | 0 | 0 | 0 | 0 | 0
F13_Industrial_Stone, Clay, and Glass_New_Space Heating_Natural Gas_Steam Trap Maintenance_A_Achievable Economic TRC Potential | F13 | Industrial | Stone, Clay, and Glass | New | Space Heating | Natural Gas | Steam Trap Maintenance | A | Purchases (Incremental) | Achievable Economic TRC Potential | 0 | 0 | 0 | 0 | 0 | 0 | 0 | 0 | 0 | 0 | 0 | 0 | 0 | 0 | 0 | 0 | 0 | 0 | 0 | 0 | 0 | 0 | 0 | 0 | 0 | 0 | 0 | 0 | 0 | 0 | 0
F14_Industrial_Stone, Clay, and Glass_New_Space Heating_Natural Gas_Steam Trap Maintenance_A_Achievable Economic TRC Potential | F14 | Industrial | Stone, Clay, and Glass | New | Space Heating | Natural Gas | Steam Trap Maintenance | A | Purchases (Cumulative) | Achievable Economic TRC Potential | 0 | 0 | 0 | 0 | 0 | 0 | 0 | 0 | 0 | 0 | 0 | 0 | 0 | 0 | 0 | 0 | 0 | 0 | 0 | 0 | 0 | 0 | 0 | 0 | 0 | 0 | 0 | 0 | 0 | 0 | 0
F1_Industrial_Stone, Clay, and Glass_New_Process_Natural Gas_Steam Trap Maintenance_A_Achievable Economic TRC Potential | F1 | Industrial | Stone, Clay, and Glass | New | Process | Natural Gas | Steam Trap Maintenance | A | Original Unit Energy Savings (kWh or therms) | Achievable Economic TRC Potential | 0 | 0 | 0 | 0 | 0 | 5.4079 | 5.4079 | 5.4079 | 5.4079 | 5.4079 | 5.4079 | 5.4079 | 5.4079 | 5.4079 | 5.4079 | 5.4079 | 5.4079 | 5.4079 | 5.4079 | 5.4079 | 5.4079 | 5.4079 | 5.4079 | 5.4079 | 5.4079 | 5.4079 | 5.4079 | 5.4079 | 5.4079 | 5.4079 | 5.4079
F2_Industrial_Stone, Clay, and Glass_New_Process_Natural Gas_Steam Trap Maintenance_A_Achievable Economic TRC Potential | F2 | Industrial | Stone, Clay, and Glass | New | Process | Natural Gas | Steam Trap Maintenance | A | Original Unit Summer Peak Savings (kW) | Achievable Economic TRC Potential | 0 | 0 | 0 | 0 | 0 | 0 | 0 | 0 | 0 | 0 | 0 | 0 | 0 | 0 | 0 | 0 | 0 | 0 | 0 | 0 | 0 | 0 | 0 | 0 | 0 | 0 | 0 | 0 | 0 | 0 | 0
F3_Industrial_Stone, Clay, and Glass_New_Process_Natural Gas_Steam Trap Maintenance_A_Achievable Economic TRC Potential | F3 | Industrial | Stone, Clay, and Glass | New | Process | Natural Gas | Steam Trap Maintenance | A | Original Unit Winter Peak Savings (kW) | Achievable Economic TRC Potential | 0 | 0 | 0 | 0 | 0 | 0 | 0 | 0 | 0 | 0 | 0 | 0 | 0 | 0 | 0 | 0 | 0 | 0 | 0 | 0 | 0 | 0 | 0 | 0 | 0 | 0 | 0 | 0 | 0 | 0 | 0
F4_Industrial_Stone, Clay, and Glass_New_Process_Natural Gas_Steam Trap Maintenance_A_Achievable Economic TRC Potential | F4 | Industrial | Stone, Clay, and Glass | New | Process | Natural Gas | Steam Trap Maintenance | A | Standalone Impact on Baseline Energy (%) | Achievable Economic TRC Potential | 0% | 0% | 0% | 0% | 0% | 0% | 0% | 0% | 0% | 0% | 0% | 0% | 0% | 0% | 0% | 0% | 0% | 0% | 0% | 0% | 0% | 0% | 0% | 0% | 0 | 0 | 0 | 0 | 0 | 0 | 0
F5_Industrial_Stone, Clay, and Glass_New_Process_Natural Gas_Steam Trap Maintenance_A_Achievable Economic TRC Potential | F5 | Industrial | Stone, Clay, and Glass | New | Process | Natural Gas | Steam Trap Maintenance | A | Standalone Impact on Baseline Summer Peak (%) | Achievable Economic TRC Potential | 0% | 0% | 0% | 0% | 0% | 0% | 0% | 0% | 0% | 0% | 0% | 0% | 0% | 0% | 0% | 0% | 0% | 0% | 0% | 0% | 0% | 0% | 0% | 0% | 0 | 0 | 0 | 0 | 0 | 0 | 0
F6_Industrial_Stone, Clay, and Glass_New_Process_Natural Gas_Steam Trap Maintenance_A_Achievable Economic TRC Potential | F6 | Industrial | Stone, Clay, and Glass | New | Process | Natural Gas | Steam Trap Maintenance | A | Standalone Impact on Baseline Winter Peak (%) | Achievable Economic TRC Potential | 0% | 0% | 0% | 0% | 0% | 0% | 0% | 0% | 0% | 0% | 0% | 0% | 0% | 0% | 0% | 0% | 0% | 0% | 0% | 0% | 0% | 0% | 0% | 0% | 0 | 0 | 0 | 0 | 0 | 0 | 0
F7_Industrial_Stone, Clay, and Glass_New_Process_Natural Gas_Steam Trap Maintenance_A_Achievable Economic TRC Potential | F7 | Industrial | Stone, Clay, and Glass | New | Process | Natural Gas | Steam Trap Maintenance | A | Incremental Energy Savings (MWh or mTherms) | Achievable Economic TRC Potential | 0 | 0 | 0 | 0 | 0 | 0 | 0 | 0 | 0 | 0 | 0 | 0 | 0 | 0 | 0 | 0 | 0 | 0 | 0 | 0 | 0 | 0 | 0 | 0 | 0 | 0 | 0 | 0 | 0 | 0 | 0
F8_Industrial_Stone, Clay, and Glass_New_Process_Natural Gas_Steam Trap Maintenance_A_Achievable Economic TRC Potential | F8 | Industrial | Stone, Clay, and Glass | New | Process | Natural Gas | Steam Trap Maintenance | A | Incremental Summer Peak Savings (MW) | Achievable Economic TRC Potential | 0 | 0 | 0 | 0 | 0 | 0 | 0 | 0 | 0 | 0 | 0 | 0 | 0 | 0 | 0 | 0 | 0 | 0 | 0 | 0 | 0 | 0 | 0 | 0 | 0 | 0 | 0 | 0 | 0 | 0 | 0
F9_Industrial_Stone, Clay, and Glass_New_Process_Natural Gas_Steam Trap Maintenance_A_Achievable Economic TRC Potential | F9 | Industrial | Stone, Clay, and Glass | New | Process | Natural Gas | Steam Trap Maintenance | A | Incremental Winter Peak Savings (MW) | Achievable Economic TRC Potential | 0 | 0 | 0 | 0 | 0 | 0 | 0 | 0 | 0 | 0 | 0 | 0 | 0 | 0 | 0 | 0 | 0 | 0 | 0 | 0 | 0 | 0 | 0 | 0 | 0 | 0 | 0 | 0 | 0 | 0 | 0
F10_Industrial_Stone, Clay, and Glass_New_Process_Natural Gas_Steam Trap Maintenance_A_Achievable Economic TRC Potential | F10 | Industrial | Stone, Clay, and Glass | New | Process | Natural Gas | Steam Trap Maintenance | A | Cumulative Energy Savings (MWh or mTherms) | Achievable Economic TRC Potential | 0 | 0 | 0 | 0 | 0 | 0 | 0 | 0 | 0 | 0 | 0 | 0 | 0 | 0 | 0 | 0 | 0 | 0 | 0 | 0 | 0 | 0 | 0 | 0 | 0 | 0 | 0 | 0 | 0 | 0 | 0
F11_Industrial_Stone, Clay, and Glass_New_Process_Natural Gas_Steam Trap Maintenance_A_Achievable Economic TRC Potential | F11 | Industrial | Stone, Clay, and Glass | New | Process | Natural Gas | Steam Trap Maintenance | A | Cumulative Summer Peak Savings (MW) | Achievable Economic TRC Potential | 0 | 0 | 0 | 0 | 0 | 0 | 0 | 0 | 0 | 0 | 0 | 0 | 0 | 0 | 0 | 0 | 0 | 0 | 0 | 0 | 0 | 0 | 0 | 0 | 0 | 0 | 0 | 0 | 0 | 0 | 0
F12_Industrial_Stone, Clay, and Glass_New_Process_Natural Gas_Steam Trap Maintenance_A_Achievable Economic TRC Potential | F12 | Industrial | Stone, Clay, and Glass | New | Process | Natural Gas | Steam Trap Maintenance | A | Cumulative Winter Peak Savings (MW) | Achievable Economic TRC Potential | 0 | 0 | 0 | 0 | 0 | 0 | 0 | 0 | 0 | 0 | 0 | 0 | 0 | 0 | 0 | 0 | 0 | 0 | 0 | 0 | 0 | 0 | 0 | 0 | 0 | 0 | 0 | 0 | 0 | 0 | 0
F13_Industrial_Stone, Clay, and Glass_New_Process_Natural Gas_Steam Trap Maintenance_A_Achievable Economic TRC Potential | F13 | Industrial | Stone, Clay, and Glass | New | Process | Natural Gas | Steam Trap Maintenance | A | Purchases (Incremental) | Achievable Economic TRC Potential | 0 | 0 | 0 | 0 | 0 | 0 | 0 | 0 | 0 | 0 | 0 | 0 | 0 | 0 | 0 | 0 | 0 | 0 | 0 | 0 | 0 | 0 | 0 | 0 | 0 | 0 | 0 | 0 | 0 | 0 | 0
F14_Industrial_Stone, Clay, and Glass_New_Process_Natural Gas_Steam Trap Maintenance_A_Achievable Economic TRC Potential | F14 | Industrial | Stone, Clay, and Glass | New | Process | Natural Gas | Steam Trap Maintenance | A | Purchases (Cumulative) | Achievable Economic TRC Potential | 0 | 0 | 0 | 0 | 0 | 0 | 0 | 0 | 0 | 0 | 0 | 0 | 0 | 0 | 0 | 0 | 0 | 0 | 0 | 0 | 0 | 0 | 0 | 0 | 0 | 0 | 0 | 0 | 0 | 0 | 0
F1_Industrial_Stone, Clay, and Glass_New_Space Heating_Natural Gas_Gas Boiler - High Turndown_A_Achievable Economic TRC Potential | F1 | Industrial | Stone, Clay, and Glass | New | Space Heating | Natural Gas | Gas Boiler - High Turndown | A | Original Unit Energy Savings (kWh or therms) | Achievable Economic TRC Potential | 0 | 0 | 0 | 0 | 0 | 0 | 0 | 0 | 0 | 0 | 0 | 0 | 0 | 0 | 0 | 0 | 0 | 0 | 0 | 0 | 0 | 0 | 0 | 0 | 0 | 0 | 0 | 0 | 0 | 0 | 0
F2_Industrial_Stone, Clay, and Glass_New_Space Heating_Natural Gas_Gas Boiler - High Turndown_A_Achievable Economic TRC Potential | F2 | Industrial | Stone, Clay, and Glass | New | Space Heating | Natural Gas | Gas Boiler - High Turndown | A | Original Unit Summer Peak Savings (kW) | Achievable Economic TRC Potential | 0 | 0 | 0 | 0 | 0 | 0 | 0 | 0 | 0 | 0 | 0 | 0 | 0 | 0 | 0 | 0 | 0 | 0 | 0 | 0 | 0 | 0 | 0 | 0 | 0 | 0 | 0 | 0 | 0 | 0 | 0
F3_Industrial_Stone, Clay, and Glass_New_Space Heating_Natural Gas_Gas Boiler - High Turndown_A_Achievable Economic TRC Potential | F3 | Industrial | Stone, Clay, and Glass | New | Space Heating | Natural Gas | Gas Boiler - High Turndown | A | Original Unit Winter Peak Savings (kW) | Achievable Economic TRC Potential | 0 | 0 | 0 | 0 | 0 | 0 | 0 | 0 | 0 | 0 | 0 | 0 | 0 | 0 | 0 | 0 | 0 | 0 | 0 | 0 | 0 | 0 | 0 | 0 | 0 | 0 | 0 | 0 | 0 | 0 | 0
F4_Industrial_Stone, Clay, and Glass_New_Space Heating_Natural Gas_Gas Boiler - High Turndown_A_Achievable Economic TRC Potential | F4 | Industrial | Stone, Clay, and Glass | New | Space Heating | Natural Gas | Gas Boiler - High Turndown | A | Standalone Impact on Baseline Energy (%) | Achievable Economic TRC Potential | 0% | 0% | 0% | 0% | 0% | 0% | 0% | 0% | 0% | 0% | 0% | 0% | 0% | 0% | 0% | 0% | 0% | 0% | 0% | 0% | 0% | 0% | 0% | 0% | 0 | 0 | 0 | 0 | 0 | 0 | 0
F5_Industrial_Stone, Clay, and Glass_New_Space Heating_Natural Gas_Gas Boiler - High Turndown_A_Achievable Economic TRC Potential | F5 | Industrial | Stone, Clay, and Glass | New | Space Heating | Natural Gas | Gas Boiler - High Turndown | A | Standalone Impact on Baseline Summer Peak (%) | Achievable Economic TRC Potential | 0% | 0% | 0% | 0% | 0% | 0% | 0% | 0% | 0% | 0% | 0% | 0% | 0% | 0% | 0% | 0% | 0% | 0% | 0% | 0% | 0% | 0% | 0% | 0% | 0 | 0 | 0 | 0 | 0 | 0 | 0
F6_Industrial_Stone, Clay, and Glass_New_Space Heating_Natural Gas_Gas Boiler - High Turndown_A_Achievable Economic TRC Potential | F6 | Industrial | Stone, Clay, and Glass | New | Space Heating | Natural Gas | Gas Boiler - High Turndown | A | Standalone Impact on Baseline Winter Peak (%) | Achievable Economic TRC Potential | 0% | 0% | 0% | 0% | 0% | 0% | 0% | 0% | 0% | 0% | 0% | 0% | 0% | 0% | 0% | 0% | 0% | 0% | 0% | 0% | 0% | 0% | 0% | 0% | 0 | 0 | 0 | 0 | 0 | 0 | 0
F7_Industrial_Stone, Clay, and Glass_New_Space Heating_Natural Gas_Gas Boiler - High Turndown_A_Achievable Economic TRC Potential | F7 | Industrial | Stone, Clay, and Glass | New | Space Heating | Natural Gas | Gas Boiler - High Turndown | A | Incremental Energy Savings (MWh or mTherms) | Achievable Economic TRC Potential | 0 | 0 | 0 | 0 | 0 | 0 | 0 | 0 | 0 | 0 | 0 | 0 | 0 | 0 | 0 | 0 | 0 | 0 | 0 | 0 | 0 | 0 | 0 | 0 | 0 | 0 | 0 | 0 | 0 | 0 | 0
F8_Industrial_Stone, Clay, and Glass_New_Space Heating_Natural Gas_Gas Boiler - High Turndown_A_Achievable Economic TRC Potential | F8 | Industrial | Stone, Clay, and Glass | New | Space Heating | Natural Gas | Gas Boiler - High Turndown | A | Incremental Summer Peak Savings (MW) | Achievable Economic TRC Potential | 0 | 0 | 0 | 0 | 0 | 0 | 0 | 0 | 0 | 0 | 0 | 0 | 0 | 0 | 0 | 0 | 0 | 0 | 0 | 0 | 0 | 0 | 0 | 0 | 0 | 0 | 0 | 0 | 0 | 0 | 0
F9_Industrial_Stone, Clay, and Glass_New_Space Heating_Natural Gas_Gas Boiler - High Turndown_A_Achievable Economic TRC Potential | F9 | Industrial | Stone, Clay, and Glass | New | Space Heating | Natural Gas | Gas Boiler - High Turndown | A | Incremental Winter Peak Savings (MW) | Achievable Economic TRC Potential | 0 | 0 | 0 | 0 | 0 | 0 | 0 | 0 | 0 | 0 | 0 | 0 | 0 | 0 | 0 | 0 | 0 | 0 | 0 | 0 | 0 | 0 | 0 | 0 | 0 | 0 | 0 | 0 | 0 | 0 | 0
F10_Industrial_Stone, Clay, and Glass_New_Space Heating_Natural Gas_Gas Boiler - High Turndown_A_Achievable Economic TRC Potential | F10 | Industrial | Stone, Clay, and Glass | New | Space Heating | Natural Gas | Gas Boiler - High Turndown | A | Cumulative Energy Savings (MWh or mTherms) | Achievable Economic TRC Potential | 0 | 0 | 0 | 0 | 0 | 0 | 0 | 0 | 0 | 0 | 0 | 0 | 0 | 0 | 0 | 0 | 0 | 0 | 0 | 0 | 0 | 0 | 0 | 0 | 0 | 0 | 0 | 0 | 0 | 0 | 0
F11_Industrial_Stone, Clay, and Glass_New_Space Heating_Natural Gas_Gas Boiler - High Turndown_A_Achievable Economic TRC Potential | F11 | Industrial | Stone, Clay, and Glass | New | Space Heating | Natural Gas | Gas Boiler - High Turndown | A | Cumulative Summer Peak Savings (MW) | Achievable Economic TRC Potential | 0 | 0 | 0 | 0 | 0 | 0 | 0 | 0 | 0 | 0 | 0 | 0 | 0 | 0 | 0 | 0 | 0 | 0 | 0 | 0 | 0 | 0 | 0 | 0 | 0 | 0 | 0 | 0 | 0 | 0 | 0
F12_Industrial_Stone, Clay, and Glass_New_Space Heating_Natural Gas_Gas Boiler - High Turndown_A_Achievable Economic TRC Potential | F12 | Industrial | Stone, Clay, and Glass | New | Space Heating | Natural Gas | Gas Boiler - High Turndown | A | Cumulative Winter Peak Savings (MW) | Achievable Economic TRC Potential | 0 | 0 | 0 | 0 | 0 | 0 | 0 | 0 | 0 | 0 | 0 | 0 | 0 | 0 | 0 | 0 | 0 | 0 | 0 | 0 | 0 | 0 | 0 | 0 | 0 | 0 | 0 | 0 | 0 | 0 | 0
F13_Industrial_Stone, Clay, and Glass_New_Space Heating_Natural Gas_Gas Boiler - High Turndown_A_Achievable Economic TRC Potential | F13 | Industrial | Stone, Clay, and Glass | New | Space Heating | Natural Gas | Gas Boiler - High Turndown | A | Purchases (Incremental) | Achievable Economic TRC Potential | 0 | 0 | 0 | 0 | 0 | 0 | 0 | 0 | 0 | 0 | 0 | 0 | 0 | 0 | 0 | 0 | 0 | 0 | 0 | 0 | 0 | 0 | 0 | 0 | 0 | 0 | 0 | 0 | 0 | 0 | 0
F14_Industrial_Stone, Clay, and Glass_New_Space Heating_Natural Gas_Gas Boiler - High Turndown_A_Achievable Economic TRC Potential | F14 | Industrial | Stone, Clay, and Glass | New | Space Heating | Natural Gas | Gas Boiler - High Turndown | A | Purchases (Cumulative) | Achievable Economic TRC Potential | 0 | 0 | 0 | 0 | 0 | 0 | 0 | 0 | 0 | 0 | 0 | 0 | 0 | 0 | 0 | 0 | 0 | 0 | 0 | 0 | 0 | 0 | 0 | 0 | 0 | 0 | 0 | 0 | 0 | 0 | 0
F1_Industrial_Stone, Clay, and Glass_New_Process_Natural Gas_Gas Boiler - High Turndown_A_Achievable Economic TRC Potential | F1 | Industrial | Stone, Clay, and Glass | New | Process | Natural Gas | Gas Boiler - High Turndown | A | Original Unit Energy Savings (kWh or therms) | Achievable Economic TRC Potential | 0 | 0 | 0 | 0 | 0 | 5.7404 | 5.7404 | 5.7404 | 5.7404 | 5.7404 | 5.7404 | 5.7404 | 5.7404 | 5.7404 | 5.7404 | 5.7404 | 5.7404 | 5.7404 | 5.7404 | 5.7404 | 5.7404 | 5.7404 | 5.7404 | 5.7404 | 5.7404 | 5.7404 | 5.7404 | 5.7404 | 5.7404 | 5.7404 | 5.7404
F2_Industrial_Stone, Clay, and Glass_New_Process_Natural Gas_Gas Boiler - High Turndown_A_Achievable Economic TRC Potential | F2 | Industrial | Stone, Clay, and Glass | New | Process | Natural Gas | Gas Boiler - High Turndown | A | Original Unit Summer Peak Savings (kW) | Achievable Economic TRC Potential | 0 | 0 | 0 | 0 | 0 | 0 | 0 | 0 | 0 | 0 | 0 | 0 | 0 | 0 | 0 | 0 | 0 | 0 | 0 | 0 | 0 | 0 | 0 | 0 | 0 | 0 | 0 | 0 | 0 | 0 | 0
F3_Industrial_Stone, Clay, and Glass_New_Process_Natural Gas_Gas Boiler - High Turndown_A_Achievable Economic TRC Potential | F3 | Industrial | Stone, Clay, and Glass | New | Process | Natural Gas | Gas Boiler - High Turndown | A | Original Unit Winter Peak Savings (kW) | Achievable Economic TRC Potential | 0 | 0 | 0 | 0 | 0 | 0 | 0 | 0 | 0 | 0 | 0 | 0 | 0 | 0 | 0 | 0 | 0 | 0 | 0 | 0 | 0 | 0 | 0 | 0 | 0 | 0 | 0 | 0 | 0 | 0 | 0
F4_Industrial_Stone, Clay, and Glass_New_Process_Natural Gas_Gas Boiler - High Turndown_A_Achievable Economic TRC Potential | F4 | Industrial | Stone, Clay, and Glass | New | Process | Natural Gas | Gas Boiler - High Turndown | A | Standalone Impact on Baseline Energy (%) | Achievable Economic TRC Potential | 0% | 0% | 0% | 0% | 0% | 0% | 0% | 0% | 0% | 0% | 0% | 0% | 0% | 0% | 0% | 0% | 0% | 0% | 0% | 0% | 0% | 0% | 0% | 0% | 0 | 0 | 0 | 0 | 0 | 0 | 0
F5_Industrial_Stone, Clay, and Glass_New_Process_Natural Gas_Gas Boiler - High Turndown_A_Achievable Economic TRC Potential | F5 | Industrial | Stone, Clay, and Glass | New | Process | Natural Gas | Gas Boiler - High Turndown | A | Standalone Impact on Baseline Summer Peak (%) | Achievable Economic TRC Potential | 0% | 0% | 0% | 0% | 0% | 0% | 0% | 0% | 0% | 0% | 0% | 0% | 0% | 0% | 0% | 0% | 0% | 0% | 0% | 0% | 0% | 0% | 0% | 0% | 0 | 0 | 0 | 0 | 0 | 0 | 0
F6_Industrial_Stone, Clay, and Glass_New_Process_Natural Gas_Gas Boiler - High Turndown_A_Achievable Economic TRC Potential | F6 | Industrial | Stone, Clay, and Glass | New | Process | Natural Gas | Gas Boiler - High Turndown | A | Standalone Impact on Baseline Winter Peak (%) | Achievable Economic TRC Potential | 0% | 0% | 0% | 0% | 0% | 0% | 0% | 0% | 0% | 0% | 0% | 0% | 0% | 0% | 0% | 0% | 0% | 0% | 0% | 0% | 0% | 0% | 0% | 0% | 0 | 0 | 0 | 0 | 0 | 0 | 0
F7_Industrial_Stone, Clay, and Glass_New_Process_Natural Gas_Gas Boiler - High Turndown_A_Achievable Economic TRC Potential | F7 | Industrial | Stone, Clay, and Glass | New | Process | Natural Gas | Gas Boiler - High Turndown | A | Incremental Energy Savings (MWh or mTherms) | Achievable Economic TRC Potential | 0 | 0 | 0 | 0 | 0 | 0 | 0 | 0 | 0 | 0 | 0 | 0 | 0 | 0 | 0 | 0 | 0 | 0 | 0 | 0 | 0 | 0 | 0 | 0 | 0 | 0 | 0 | 0 | 0 | 0 | 0
F8_Industrial_Stone, Clay, and Glass_New_Process_Natural Gas_Gas Boiler - High Turndown_A_Achievable Economic TRC Potential | F8 | Industrial | Stone, Clay, and Glass | New | Process | Natural Gas | Gas Boiler - High Turndown | A | Incremental Summer Peak Savings (MW) | Achievable Economic TRC Potential | 0 | 0 | 0 | 0 | 0 | 0 | 0 | 0 | 0 | 0 | 0 | 0 | 0 | 0 | 0 | 0 | 0 | 0 | 0 | 0 | 0 | 0 | 0 | 0 | 0 | 0 | 0 | 0 | 0 | 0 | 0
F9_Industrial_Stone, Clay, and Glass_New_Process_Natural Gas_Gas Boiler - High Turndown_A_Achievable Economic TRC Potential | F9 | Industrial | Stone, Clay, and Glass | New | Process | Natural Gas | Gas Boiler - High Turndown | A | Incremental Winter Peak Savings (MW) | Achievable Economic TRC Potential | 0 | 0 | 0 | 0 | 0 | 0 | 0 | 0 | 0 | 0 | 0 | 0 | 0 | 0 | 0 | 0 | 0 | 0 | 0 | 0 | 0 | 0 | 0 | 0 | 0 | 0 | 0 | 0 | 0 | 0 | 0
F10_Industrial_Stone, Clay, and Glass_New_Process_Natural Gas_Gas Boiler - High Turndown_A_Achievable Economic TRC Potential | F10 | Industrial | Stone, Clay, and Glass | New | Process | Natural Gas | Gas Boiler - High Turndown | A | Cumulative Energy Savings (MWh or mTherms) | Achievable Economic TRC Potential | 0 | 0 | 0 | 0 | 0 | 0 | 0 | 0 | 0 | 0 | 0 | 0 | 0 | 0 | 0 | 0 | 0 | 0 | 0 | 0 | 0 | 0 | 0 | 0 | 0 | 0 | 0 | 0 | 0 | 0 | 0
F11_Industrial_Stone, Clay, and Glass_New_Process_Natural Gas_Gas Boiler - High Turndown_A_Achievable Economic TRC Potential | F11 | Industrial | Stone, Clay, and Glass | New | Process | Natural Gas | Gas Boiler - High Turndown | A | Cumulative Summer Peak Savings (MW) | Achievable Economic TRC Potential | 0 | 0 | 0 | 0 | 0 | 0 | 0 | 0 | 0 | 0 | 0 | 0 | 0 | 0 | 0 | 0 | 0 | 0 | 0 | 0 | 0 | 0 | 0 | 0 | 0 | 0 | 0 | 0 | 0 | 0 | 0
F12_Industrial_Stone, Clay, and Glass_New_Process_Natural Gas_Gas Boiler - High Turndown_A_Achievable Economic TRC Potential | F12 | Industrial | Stone, Clay, and Glass | New | Process | Natural Gas | Gas Boiler - High Turndown | A | Cumulative Winter Peak Savings (MW) | Achievable Economic TRC Potential | 0 | 0 | 0 | 0 | 0 | 0 | 0 | 0 | 0 | 0 | 0 | 0 | 0 | 0 | 0 | 0 | 0 | 0 | 0 | 0 | 0 | 0 | 0 | 0 | 0 | 0 | 0 | 0 | 0 | 0 | 0
F13_Industrial_Stone, Clay, and Glass_New_Process_Natural Gas_Gas Boiler - High Turndown_A_Achievable Economic TRC Potential | F13 | Industrial | Stone, Clay, and Glass | New | Process | Natural Gas | Gas Boiler - High Turndown | A | Purchases (Incremental) | Achievable Economic TRC Potential | 0 | 0 | 0 | 0 | 0 | 0 | 0 | 0 | 0 | 0 | 0 | 0 | 0 | 0 | 0 | 0 | 0 | 0 | 0 | 0 | 0 | 0 | 0 | 0 | 0 | 0 | 0 | 0 | 0 | 0 | 0
F14_Industrial_Stone, Clay, and Glass_New_Process_Natural Gas_Gas Boiler - High Turndown_A_Achievable Economic TRC Potential | F14 | Industrial | Stone, Clay, and Glass | New | Process | Natural Gas | Gas Boiler - High Turndown | A | Purchases (Cumulative) | Achievable Economic TRC Potential | 0 | 0 | 0 | 0 | 0 | 0 | 0 | 0 | 0 | 0 | 0 | 0 | 0 | 0 | 0 | 0 | 0 | 0 | 0 | 0 | 0 | 0 | 0 | 0 | 0 | 0 | 0 | 0 | 0 | 0 | 0
F1_Industrial_Stone, Clay, and Glass_New_Space Heating_Natural Gas_Gas Boiler - Burner Control Optimization_A_Achievable Economic TRC Potential | F1 | Industrial | Stone, Clay, and Glass | New | Space Heating | Natural Gas | Gas Boiler - Burner Control Optimization | A | Original Unit Energy Savings (kWh or therms) | Achievable Economic TRC Potential | 0 | 0 | 0 | 0 | 0 | 0 | 0 | 0 | 0 | 0 | 0 | 0 | 0 | 0 | 0 | 0 | 0 | 0 | 0 | 0 | 0 | 0 | 0 | 0 | 0 | 0 | 0 | 0 | 0 | 0 | 0
F2_Industrial_Stone, Clay, and Glass_New_Space Heating_Natural Gas_Gas Boiler - Burner Control Optimization_A_Achievable Economic TRC Potential | F2 | Industrial | Stone, Clay, and Glass | New | Space Heating | Natural Gas | Gas Boiler - Burner Control Optimization | A | Original Unit Summer Peak Savings (kW) | Achievable Economic TRC Potential | 0 | 0 | 0 | 0 | 0 | 0 | 0 | 0 | 0 | 0 | 0 | 0 | 0 | 0 | 0 | 0 | 0 | 0 | 0 | 0 | 0 | 0 | 0 | 0 | 0 | 0 | 0 | 0 | 0 | 0 | 0
F3_Industrial_Stone, Clay, and Glass_New_Space Heating_Natural Gas_Gas Boiler - Burner Control Optimization_A_Achievable Economic TRC Potential | F3 | Industrial | Stone, Clay, and Glass | New | Space Heating | Natural Gas | Gas Boiler - Burner Control Optimization | A | Original Unit Winter Peak Savings (kW) | Achievable Economic TRC Potential | 0 | 0 | 0 | 0 | 0 | 0 | 0 | 0 | 0 | 0 | 0 | 0 | 0 | 0 | 0 | 0 | 0 | 0 | 0 | 0 | 0 | 0 | 0 | 0 | 0 | 0 | 0 | 0 | 0 | 0 | 0
F4_Industrial_Stone, Clay, and Glass_New_Space Heating_Natural Gas_Gas Boiler - Burner Control Optimization_A_Achievable Economic TRC Potential | F4 | Industrial | Stone, Clay, and Glass | New | Space Heating | Natural Gas | Gas Boiler - Burner Control Optimization | A | Standalone Impact on Baseline Energy (%) | Achievable Economic TRC Potential | 0% | 0% | 0% | 0% | 0% | 0% | 0% | 0% | 0% | 0% | 0% | 0% | 0% | 0% | 0% | 0% | 0% | 0% | 0% | 0% | 0% | 0% | 0% | 0% | 0 | 0 | 0 | 0 | 0 | 0 | 0
F5_Industrial_Stone, Clay, and Glass_New_Space Heating_Natural Gas_Gas Boiler - Burner Control Optimization_A_Achievable Economic TRC Potential | F5 | Industrial | Stone, Clay, and Glass | New | Space Heating | Natural Gas | Gas Boiler - Burner Control Optimization | A | Standalone Impact on Baseline Summer Peak (%) | Achievable Economic TRC Potential | 0% | 0% | 0% | 0% | 0% | 0% | 0% | 0% | 0% | 0% | 0% | 0% | 0% | 0% | 0% | 0% | 0% | 0% | 0% | 0% | 0% | 0% | 0% | 0% | 0 | 0 | 0 | 0 | 0 | 0 | 0
F6_Industrial_Stone, Clay, and Glass_New_Space Heating_Natural Gas_Gas Boiler - Burner Control Optimization_A_Achievable Economic TRC Potential | F6 | Industrial | Stone, Clay, and Glass | New | Space Heating | Natural Gas | Gas Boiler - Burner Control Optimization | A | Standalone Impact on Baseline Winter Peak (%) | Achievable Economic TRC Potential | 0% | 0% | 0% | 0% | 0% | 0% | 0% | 0% | 0% | 0% | 0% | 0% | 0% | 0% | 0% | 0% | 0% | 0% | 0% | 0% | 0% | 0% | 0% | 0% | 0 | 0 | 0 | 0 | 0 | 0 | 0
F7_Industrial_Stone, Clay, and Glass_New_Space Heating_Natural Gas_Gas Boiler - Burner Control Optimization_A_Achievable Economic TRC Potential | F7 | Industrial | Stone, Clay, and Glass | New | Space Heating | Natural Gas | Gas Boiler - Burner Control Optimization | A | Incremental Energy Savings (MWh or mTherms) | Achievable Economic TRC Potential | 0 | 0 | 0 | 0 | 0 | 0 | 0 | 0 | 0 | 0 | 0 | 0 | 0 | 0 | 0 | 0 | 0 | 0 | 0 | 0 | 0 | 0 | 0 | 0 | 0 | 0 | 0 | 0 | 0 | 0 | 0
F8_Industrial_Stone, Clay, and Glass_New_Space Heating_Natural Gas_Gas Boiler - Burner Control Optimization_A_Achievable Economic TRC Potential | F8 | Industrial | Stone, Clay, and Glass | New | Space Heating | Natural Gas | Gas Boiler - Burner Control Optimization | A | Incremental Summer Peak Savings (MW) | Achievable Economic TRC Potential | 0 | 0 | 0 | 0 | 0 | 0 | 0 | 0 | 0 | 0 | 0 | 0 | 0 | 0 | 0 | 0 | 0 | 0 | 0 | 0 | 0 | 0 | 0 | 0 | 0 | 0 | 0 | 0 | 0 | 0 | 0
F9_Industrial_Stone, Clay, and Glass_New_Space Heating_Natural Gas_Gas Boiler - Burner Control Optimization_A_Achievable Economic TRC Potential | F9 | Industrial | Stone, Clay, and Glass | New | Space Heating | Natural Gas | Gas Boiler - Burner Control Optimization | A | Incremental Winter Peak Savings (MW) | Achievable Economic TRC Potential | 0 | 0 | 0 | 0 | 0 | 0 | 0 | 0 | 0 | 0 | 0 | 0 | 0 | 0 | 0 | 0 | 0 | 0 | 0 | 0 | 0 | 0 | 0 | 0 | 0 | 0 | 0 | 0 | 0 | 0 | 0
F10_Industrial_Stone, Clay, and Glass_New_Space Heating_Natural Gas_Gas Boiler - Burner Control Optimization_A_Achievable Economic TRC Potential | F10 | Industrial | Stone, Clay, and Glass | New | Space Heating | Natural Gas | Gas Boiler - Burner Control Optimization | A | Cumulative Energy Savings (MWh or mTherms) | Achievable Economic TRC Potential | 0 | 0 | 0 | 0 | 0 | 0 | 0 | 0 | 0 | 0 | 0 | 0 | 0 | 0 | 0 | 0 | 0 | 0 | 0 | 0 | 0 | 0 | 0 | 0 | 0 | 0 | 0 | 0 | 0 | 0 | 0
F11_Industrial_Stone, Clay, and Glass_New_Space Heating_Natural Gas_Gas Boiler - Burner Control Optimization_A_Achievable Economic TRC Potential | F11 | Industrial | Stone, Clay, and Glass | New | Space Heating | Natural Gas | Gas Boiler - Burner Control Optimization | A | Cumulative Summer Peak Savings (MW) | Achievable Economic TRC Potential | 0 | 0 | 0 | 0 | 0 | 0 | 0 | 0 | 0 | 0 | 0 | 0 | 0 | 0 | 0 | 0 | 0 | 0 | 0 | 0 | 0 | 0 | 0 | 0 | 0 | 0 | 0 | 0 | 0 | 0 | 0
F12_Industrial_Stone, Clay, and Glass_New_Space Heating_Natural Gas_Gas Boiler - Burner Control Optimization_A_Achievable Economic TRC Potential | F12 | Industrial | Stone, Clay, and Glass | New | Space Heating | Natural Gas | Gas Boiler - Burner Control Optimization | A | Cumulative Winter Peak Savings (MW) | Achievable Economic TRC Potential | 0 | 0 | 0 | 0 | 0 | 0 | 0 | 0 | 0 | 0 | 0 | 0 | 0 | 0 | 0 | 0 | 0 | 0 | 0 | 0 | 0 | 0 | 0 | 0 | 0 | 0 | 0 | 0 | 0 | 0 | 0
F13_Industrial_Stone, Clay, and Glass_New_Space Heating_Natural Gas_Gas Boiler - Burner Control Optimization_A_Achievable Economic TRC Potential | F13 | Industrial | Stone, Clay, and Glass | New | Space Heating | Natural Gas | Gas Boiler - Burner Control Optimization | A | Purchases (Incremental) | Achievable Economic TRC Potential | 0 | 0 | 0 | 0 | 0 | 0 | 0 | 0 | 0 | 0 | 0 | 0 | 0 | 0 | 0 | 0 | 0 | 0 | 0 | 0 | 0 | 0 | 0 | 0 | 0 | 0 | 0 | 0 | 0 | 0 | 0
F14_Industrial_Stone, Clay, and Glass_New_Space Heating_Natural Gas_Gas Boiler - Burner Control Optimization_A_Achievable Economic TRC Potential | F14 | Industrial | Stone, Clay, and Glass | New | Space Heating | Natural Gas | Gas Boiler - Burner Control Optimization | A | Purchases (Cumulative) | Achievable Economic TRC Potential | 0 | 0 | 0 | 0 | 0 | 0 | 0 | 0 | 0 | 0 | 0 | 0 | 0 | 0 | 0 | 0 | 0 | 0 | 0 | 0 | 0 | 0 | 0 | 0 | 0 | 0 | 0 | 0 | 0 | 0 | 0
F1_Industrial_Stone, Clay, and Glass_New_Process_Natural Gas_Gas Boiler - Burner Control Optimization_A_Achievable Economic TRC Potential | F1 | Industrial | Stone, Clay, and Glass | New | Process | Natural Gas | Gas Boiler - Burner Control Optimization | A | Original Unit Energy Savings (kWh or therms) | Achievable Economic TRC Potential | 0 | 0 | 0 | 0 | 0 | 1.6647 | 1.6647 | 1.6647 | 1.6647 | 1.6647 | 1.6647 | 1.6647 | 1.6647 | 1.6647 | 1.6647 | 1.6647 | 1.6647 | 1.6647 | 1.6647 | 1.6647 | 1.6647 | 1.6647 | 1.6647 | 1.6647 | 1.6647 | 1.6647 | 1.6647 | 1.6647 | 1.6647 | 1.6647 | 1.6647
F2_Industrial_Stone, Clay, and Glass_New_Process_Natural Gas_Gas Boiler - Burner Control Optimization_A_Achievable Economic TRC Potential | F2 | Industrial | Stone, Clay, and Glass | New | Process | Natural Gas | Gas Boiler - Burner Control Optimization | A | Original Unit Summer Peak Savings (kW) | Achievable Economic TRC Potential | 0 | 0 | 0 | 0 | 0 | 0 | 0 | 0 | 0 | 0 | 0 | 0 | 0 | 0 | 0 | 0 | 0 | 0 | 0 | 0 | 0 | 0 | 0 | 0 | 0 | 0 | 0 | 0 | 0 | 0 | 0
F3_Industrial_Stone, Clay, and Glass_New_Process_Natural Gas_Gas Boiler - Burner Control Optimization_A_Achievable Economic TRC Potential | F3 | Industrial | Stone, Clay, and Glass | New | Process | Natural Gas | Gas Boiler - Burner Control Optimization | A | Original Unit Winter Peak Savings (kW) | Achievable Economic TRC Potential | 0 | 0 | 0 | 0 | 0 | 0 | 0 | 0 | 0 | 0 | 0 | 0 | 0 | 0 | 0 | 0 | 0 | 0 | 0 | 0 | 0 | 0 | 0 | 0 | 0 | 0 | 0 | 0 | 0 | 0 | 0
F4_Industrial_Stone, Clay, and Glass_New_Process_Natural Gas_Gas Boiler - Burner Control Optimization_A_Achievable Economic TRC Potential | F4 | Industrial | Stone, Clay, and Glass | New | Process | Natural Gas | Gas Boiler - Burner Control Optimization | A | Standalone Impact on Baseline Energy (%) | Achievable Economic TRC Potential | 0% | 0% | 0% | 0% | 0% | 0% | 0% | 0% | 0% | 0% | 0% | 0% | 0% | 0% | 0% | 0% | 0% | 0% | 0% | 0% | 0% | 0% | 0% | 0% | 0 | 0 | 0 | 0 | 0 | 0 | 0
F5_Industrial_Stone, Clay, and Glass_New_Process_Natural Gas_Gas Boiler - Burner Control Optimization_A_Achievable Economic TRC Potential | F5 | Industrial | Stone, Clay, and Glass | New | Process | Natural Gas | Gas Boiler - Burner Control Optimization | A | Standalone Impact on Baseline Summer Peak (%) | Achievable Economic TRC Potential | 0% | 0% | 0% | 0% | 0% | 0% | 0% | 0% | 0% | 0% | 0% | 0% | 0% | 0% | 0% | 0% | 0% | 0% | 0% | 0% | 0% | 0% | 0% | 0% | 0 | 0 | 0 | 0 | 0 | 0 | 0
F6_Industrial_Stone, Clay, and Glass_New_Process_Natural Gas_Gas Boiler - Burner Control Optimization_A_Achievable Economic TRC Potential | F6 | Industrial | Stone, Clay, and Glass | New | Process | Natural Gas | Gas Boiler - Burner Control Optimization | A | Standalone Impact on Baseline Winter Peak (%) | Achievable Economic TRC Potential | 0% | 0% | 0% | 0% | 0% | 0% | 0% | 0% | 0% | 0% | 0% | 0% | 0% | 0% | 0% | 0% | 0% | 0% | 0% | 0% | 0% | 0% | 0% | 0% | 0 | 0 | 0 | 0 | 0 | 0 | 0
F7_Industrial_Stone, Clay, and Glass_New_Process_Natural Gas_Gas Boiler - Burner Control Optimization_A_Achievable Economic TRC Potential | F7 | Industrial | Stone, Clay, and Glass | New | Process | Natural Gas | Gas Boiler - Burner Control Optimization | A | Incremental Energy Savings (MWh or mTherms) | Achievable Economic TRC Potential | 0 | 0 | 0 | 0 | 0 | 0 | 0 | 0 | 0 | 0 | 0 | 0 | 0 | 0 | 0 | 0 | 0 | 0 | 0 | 0 | 0 | 0 | 0 | 0 | 0 | 0 | 0 | 0 | 0 | 0 | 0
F8_Industrial_Stone, Clay, and Glass_New_Process_Natural Gas_Gas Boiler - Burner Control Optimization_A_Achievable Economic TRC Potential | F8 | Industrial | Stone, Clay, and Glass | New | Process | Natural Gas | Gas Boiler - Burner Control Optimization | A | Incremental Summer Peak Savings (MW) | Achievable Economic TRC Potential | 0 | 0 | 0 | 0 | 0 | 0 | 0 | 0 | 0 | 0 | 0 | 0 | 0 | 0 | 0 | 0 | 0 | 0 | 0 | 0 | 0 | 0 | 0 | 0 | 0 | 0 | 0 | 0 | 0 | 0 | 0
F9_Industrial_Stone, Clay, and Glass_New_Process_Natural Gas_Gas Boiler - Burner Control Optimization_A_Achievable Economic TRC Potential | F9 | Industrial | Stone, Clay, and Glass | New | Process | Natural Gas | Gas Boiler - Burner Control Optimization | A | Incremental Winter Peak Savings (MW) | Achievable Economic TRC Potential | 0 | 0 | 0 | 0 | 0 | 0 | 0 | 0 | 0 | 0 | 0 | 0 | 0 | 0 | 0 | 0 | 0 | 0 | 0 | 0 | 0 | 0 | 0 | 0 | 0 | 0 | 0 | 0 | 0 | 0 | 0
F10_Industrial_Stone, Clay, and Glass_New_Process_Natural Gas_Gas Boiler - Burner Control Optimization_A_Achievable Economic TRC Potential | F10 | Industrial | Stone, Clay, and Glass | New | Process | Natural Gas | Gas Boiler - Burner Control Optimization | A | Cumulative Energy Savings (MWh or mTherms) | Achievable Economic TRC Potential | 0 | 0 | 0 | 0 | 0 | 0 | 0 | 0 | 0 | 0 | 0 | 0 | 0 | 0 | 0 | 0 | 0 | 0 | 0 | 0 | 0 | 0 | 0 | 0 | 0 | 0 | 0 | 0 | 0 | 0 | 0
F11_Industrial_Stone, Clay, and Glass_New_Process_Natural Gas_Gas Boiler - Burner Control Optimization_A_Achievable Economic TRC Potential | F11 | Industrial | Stone, Clay, and Glass | New | Process | Natural Gas | Gas Boiler - Burner Control Optimization | A | Cumulative Summer Peak Savings (MW) | Achievable Economic TRC Potential | 0 | 0 | 0 | 0 | 0 | 0 | 0 | 0 | 0 | 0 | 0 | 0 | 0 | 0 | 0 | 0 | 0 | 0 | 0 | 0 | 0 | 0 | 0 | 0 | 0 | 0 | 0 | 0 | 0 | 0 | 0
F12_Industrial_Stone, Clay, and Glass_New_Process_Natural Gas_Gas Boiler - Burner Control Optimization_A_Achievable Economic TRC Potential | F12 | Industrial | Stone, Clay, and Glass | New | Process | Natural Gas | Gas Boiler - Burner Control Optimization | A | Cumulative Winter Peak Savings (MW) | Achievable Economic TRC Potential | 0 | 0 | 0 | 0 | 0 | 0 | 0 | 0 | 0 | 0 | 0 | 0 | 0 | 0 | 0 | 0 | 0 | 0 | 0 | 0 | 0 | 0 | 0 | 0 | 0 | 0 | 0 | 0 | 0 | 0 | 0
F13_Industrial_Stone, Clay, and Glass_New_Process_Natural Gas_Gas Boiler - Burner Control Optimization_A_Achievable Economic TRC Potential | F13 | Industrial | Stone, Clay, and Glass | New | Process | Natural Gas | Gas Boiler - Burner Control Optimization | A | Purchases (Incremental) | Achievable Economic TRC Potential | 0 | 0 | 0 | 0 | 0 | 0 | 0 | 0 | 0 | 0 | 0 | 0 | 0 | 0 | 0 | 0 | 0 | 0 | 0 | 0 | 0 | 0 | 0 | 0 | 0 | 0 | 0 | 0 | 0 | 0 | 0
F14_Industrial_Stone, Clay, and Glass_New_Process_Natural Gas_Gas Boiler - Burner Control Optimization_A_Achievable Economic TRC Potential | F14 | Industrial | Stone, Clay, and Glass | New | Process | Natural Gas | Gas Boiler - Burner Control Optimization | A | Purchases (Cumulative) | Achievable Economic TRC Potential | 0 | 0 | 0 | 0 | 0 | 0 | 0 | 0 | 0 | 0 | 0 | 0 | 0 | 0 | 0 | 0 | 0 | 0 | 0 | 0 | 0 | 0 | 0 | 0 | 0 | 0 | 0 | 0 | 0 | 0 | 0
F1_Industrial_Stone, Clay, and Glass_New_Space Heating_Natural Gas_HVAC - Demand Controlled Ventilation_A_Achievable Economic TRC Potential | F1 | Industrial | Stone, Clay, and Glass | New | Space Heating | Natural Gas | HVAC - Demand Controlled Ventilation | A | Original Unit Energy Savings (kWh or therms) | Achievable Economic TRC Potential | 0 | 0 | 0 | 0 | 0 | 0 | 0 | 0 | 0 | 0 | 0 | 0 | 0 | 0 | 0 | 0 | 0 | 0 | 0 | 0 | 0 | 0 | 0 | 0 | 0 | 0 | 0 | 0 | 0 | 0 | 0
F2_Industrial_Stone, Clay, and Glass_New_Space Heating_Natural Gas_HVAC - Demand Controlled Ventilation_A_Achievable Economic TRC Potential | F2 | Industrial | Stone, Clay, and Glass | New | Space Heating | Natural Gas | HVAC - Demand Controlled Ventilation | A | Original Unit Summer Peak Savings (kW) | Achievable Economic TRC Potential | 0 | 0 | 0 | 0 | 0 | 0 | 0 | 0 | 0 | 0 | 0 | 0 | 0 | 0 | 0 | 0 | 0 | 0 | 0 | 0 | 0 | 0 | 0 | 0 | 0 | 0 | 0 | 0 | 0 | 0 | 0
F3_Industrial_Stone, Clay, and Glass_New_Space Heating_Natural Gas_HVAC - Demand Controlled Ventilation_A_Achievable Economic TRC Potential | F3 | Industrial | Stone, Clay, and Glass | New | Space Heating | Natural Gas | HVAC - Demand Controlled Ventilation | A | Original Unit Winter Peak Savings (kW) | Achievable Economic TRC Potential | 0 | 0 | 0 | 0 | 0 | 0 | 0 | 0 | 0 | 0 | 0 | 0 | 0 | 0 | 0 | 0 | 0 | 0 | 0 | 0 | 0 | 0 | 0 | 0 | 0 | 0 | 0 | 0 | 0 | 0 | 0
F4_Industrial_Stone, Clay, and Glass_New_Space Heating_Natural Gas_HVAC - Demand Controlled Ventilation_A_Achievable Economic TRC Potential | F4 | Industrial | Stone, Clay, and Glass | New | Space Heating | Natural Gas | HVAC - Demand Controlled Ventilation | A | Standalone Impact on Baseline Energy (%) | Achievable Economic TRC Potential | 0% | 0% | 0% | 0% | 0% | 0% | 0% | 0% | 0% | 0% | 0% | 0% | 0% | 0% | 0% | 0% | 0% | 0% | 0% | 0% | 0% | 0% | 0% | 0% | 0 | 0 | 0 | 0 | 0 | 0 | 0
F5_Industrial_Stone, Clay, and Glass_New_Space Heating_Natural Gas_HVAC - Demand Controlled Ventilation_A_Achievable Economic TRC Potential | F5 | Industrial | Stone, Clay, and Glass | New | Space Heating | Natural Gas | HVAC - Demand Controlled Ventilation | A | Standalone Impact on Baseline Summer Peak (%) | Achievable Economic TRC Potential | 0% | 0% | 0% | 0% | 0% | 0% | 0% | 0% | 0% | 0% | 0% | 0% | 0% | 0% | 0% | 0% | 0% | 0% | 0% | 0% | 0% | 0% | 0% | 0% | 0 | 0 | 0 | 0 | 0 | 0 | 0
F6_Industrial_Stone, Clay, and Glass_New_Space Heating_Natural Gas_HVAC - Demand Controlled Ventilation_A_Achievable Economic TRC Potential | F6 | Industrial | Stone, Clay, and Glass | New | Space Heating | Natural Gas | HVAC - Demand Controlled Ventilation | A | Standalone Impact on Baseline Winter Peak (%) | Achievable Economic TRC Potential | 0% | 0% | 0% | 0% | 0% | 0% | 0% | 0% | 0% | 0% | 0% | 0% | 0% | 0% | 0% | 0% | 0% | 0% | 0% | 0% | 0% | 0% | 0% | 0% | 0 | 0 | 0 | 0 | 0 | 0 | 0
F7_Industrial_Stone, Clay, and Glass_New_Space Heating_Natural Gas_HVAC - Demand Controlled Ventilation_A_Achievable Economic TRC Potential | F7 | Industrial | Stone, Clay, and Glass | New | Space Heating | Natural Gas | HVAC - Demand Controlled Ventilation | A | Incremental Energy Savings (MWh or mTherms) | Achievable Economic TRC Potential | 0 | 0 | 0 | 0 | 0 | 0 | 0 | 0 | 0 | 0 | 0 | 0 | 0 | 0 | 0 | 0 | 0 | 0 | 0 | 0 | 0 | 0 | 0 | 0 | 0 | 0 | 0 | 0 | 0 | 0 | 0
F8_Industrial_Stone, Clay, and Glass_New_Space Heating_Natural Gas_HVAC - Demand Controlled Ventilation_A_Achievable Economic TRC Potential | F8 | Industrial | Stone, Clay, and Glass | New | Space Heating | Natural Gas | HVAC - Demand Controlled Ventilation | A | Incremental Summer Peak Savings (MW) | Achievable Economic TRC Potential | 0 | 0 | 0 | 0 | 0 | 0 | 0 | 0 | 0 | 0 | 0 | 0 | 0 | 0 | 0 | 0 | 0 | 0 | 0 | 0 | 0 | 0 | 0 | 0 | 0 | 0 | 0 | 0 | 0 | 0 | 0
F9_Industrial_Stone, Clay, and Glass_New_Space Heating_Natural Gas_HVAC - Demand Controlled Ventilation_A_Achievable Economic TRC Potential | F9 | Industrial | Stone, Clay, and Glass | New | Space Heating | Natural Gas | HVAC - Demand Controlled Ventilation | A | Incremental Winter Peak Savings (MW) | Achievable Economic TRC Potential | 0 | 0 | 0 | 0 | 0 | 0 | 0 | 0 | 0 | 0 | 0 | 0 | 0 | 0 | 0 | 0 | 0 | 0 | 0 | 0 | 0 | 0 | 0 | 0 | 0 | 0 | 0 | 0 | 0 | 0 | 0
F10_Industrial_Stone, Clay, and Glass_New_Space Heating_Natural Gas_HVAC - Demand Controlled Ventilation_A_Achievable Economic TRC Potential | F10 | Industrial | Stone, Clay, and Glass | New | Space Heating | Natural Gas | HVAC - Demand Controlled Ventilation | A | Cumulative Energy Savings (MWh or mTherms) | Achievable Economic TRC Potential | 0 | 0 | 0 | 0 | 0 | 0 | 0 | 0 | 0 | 0 | 0 | 0 | 0 | 0 | 0 | 0 | 0 | 0 | 0 | 0 | 0 | 0 | 0 | 0 | 0 | 0 | 0 | 0 | 0 | 0 | 0
F11_Industrial_Stone, Clay, and Glass_New_Space Heating_Natural Gas_HVAC - Demand Controlled Ventilation_A_Achievable Economic TRC Potential | F11 | Industrial | Stone, Clay, and Glass | New | Space Heating | Natural Gas | HVAC - Demand Controlled Ventilation | A | Cumulative Summer Peak Savings (MW) | Achievable Economic TRC Potential | 0 | 0 | 0 | 0 | 0 | 0 | 0 | 0 | 0 | 0 | 0 | 0 | 0 | 0 | 0 | 0 | 0 | 0 | 0 | 0 | 0 | 0 | 0 | 0 | 0 | 0 | 0 | 0 | 0 | 0 | 0
F12_Industrial_Stone, Clay, and Glass_New_Space Heating_Natural Gas_HVAC - Demand Controlled Ventilation_A_Achievable Economic TRC Potential | F12 | Industrial | Stone, Clay, and Glass | New | Space Heating | Natural Gas | HVAC - Demand Controlled Ventilation | A | Cumulative Winter Peak Savings (MW) | Achievable Economic TRC Potential | 0 | 0 | 0 | 0 | 0 | 0 | 0 | 0 | 0 | 0 | 0 | 0 | 0 | 0 | 0 | 0 | 0 | 0 | 0 | 0 | 0 | 0 | 0 | 0 | 0 | 0 | 0 | 0 | 0 | 0 | 0
F13_Industrial_Stone, Clay, and Glass_New_Space Heating_Natural Gas_HVAC - Demand Controlled Ventilation_A_Achievable Economic TRC Potential | F13 | Industrial | Stone, Clay, and Glass | New | Space Heating | Natural Gas | HVAC - Demand Controlled Ventilation | A | Purchases (Incremental) | Achievable Economic TRC Potential | 0 | 0 | 0 | 0 | 0 | 0 | 0 | 0 | 0 | 0 | 0 | 0 | 0 | 0 | 0 | 0 | 0 | 0 | 0 | 0 | 0 | 0 | 0 | 0 | 0 | 0 | 0 | 0 | 0 | 0 | 0
F14_Industrial_Stone, Clay, and Glass_New_Space Heating_Natural Gas_HVAC - Demand Controlled Ventilation_A_Achievable Economic TRC Potential | F14 | Industrial | Stone, Clay, and Glass | New | Space Heating | Natural Gas | HVAC - Demand Controlled Ventilation | A | Purchases (Cumulative) | Achievable Economic TRC Potential | 0 | 0 | 0 | 0 | 0 | 0 | 0 | 0 | 0 | 0 | 0 | 0 | 0 | 0 | 0 | 0 | 0 | 0 | 0 | 0 | 0 | 0 | 0 | 0 | 0 | 0 | 0 | 0 | 0 | 0 | 0
F1_Industrial_Stone, Clay, and Glass_New_Space Heating_Natural Gas_Gas Boiler - Stack Economizer_A_Achievable Economic TRC Potential | F1 | Industrial | Stone, Clay, and Glass | New | Space Heating | Natural Gas | Gas Boiler - Stack Economizer | A | Original Unit Energy Savings (kWh or therms) | Achievable Economic TRC Potential | 0 | 0 | 0 | 0 | 0 | 0 | 0 | 0 | 0 | 0 | 0 | 0 | 0 | 0 | 0 | 0 | 0 | 0 | 0 | 0 | 0 | 0 | 0 | 0 | 0 | 0 | 0 | 0 | 0 | 0 | 0
F2_Industrial_Stone, Clay, and Glass_New_Space Heating_Natural Gas_Gas Boiler - Stack Economizer_A_Achievable Economic TRC Potential | F2 | Industrial | Stone, Clay, and Glass | New | Space Heating | Natural Gas | Gas Boiler - Stack Economizer | A | Original Unit Summer Peak Savings (kW) | Achievable Economic TRC Potential | 0 | 0 | 0 | 0 | 0 | 0 | 0 | 0 | 0 | 0 | 0 | 0 | 0 | 0 | 0 | 0 | 0 | 0 | 0 | 0 | 0 | 0 | 0 | 0 | 0 | 0 | 0 | 0 | 0 | 0 | 0
F3_Industrial_Stone, Clay, and Glass_New_Space Heating_Natural Gas_Gas Boiler - Stack Economizer_A_Achievable Economic TRC Potential | F3 | Industrial | Stone, Clay, and Glass | New | Space Heating | Natural Gas | Gas Boiler - Stack Economizer | A | Original Unit Winter Peak Savings (kW) | Achievable Economic TRC Potential | 0 | 0 | 0 | 0 | 0 | 0 | 0 | 0 | 0 | 0 | 0 | 0 | 0 | 0 | 0 | 0 | 0 | 0 | 0 | 0 | 0 | 0 | 0 | 0 | 0 | 0 | 0 | 0 | 0 | 0 | 0
F4_Industrial_Stone, Clay, and Glass_New_Space Heating_Natural Gas_Gas Boiler - Stack Economizer_A_Achievable Economic TRC Potential | F4 | Industrial | Stone, Clay, and Glass | New | Space Heating | Natural Gas | Gas Boiler - Stack Economizer | A | Standalone Impact on Baseline Energy (%) | Achievable Economic TRC Potential | 0% | 0% | 0% | 0% | 0% | 0% | 0% | 0% | 0% | 0% | 0% | 0% | 0% | 0% | 0% | 0% | 0% | 0% | 0% | 0% | 0% | 0% | 0% | 0% | 0 | 0 | 0 | 0 | 0 | 0 | 0
F5_Industrial_Stone, Clay, and Glass_New_Space Heating_Natural Gas_Gas Boiler - Stack Economizer_A_Achievable Economic TRC Potential | F5 | Industrial | Stone, Clay, and Glass | New | Space Heating | Natural Gas | Gas Boiler - Stack Economizer | A | Standalone Impact on Baseline Summer Peak (%) | Achievable Economic TRC Potential | 0% | 0% | 0% | 0% | 0% | 0% | 0% | 0% | 0% | 0% | 0% | 0% | 0% | 0% | 0% | 0% | 0% | 0% | 0% | 0% | 0% | 0% | 0% | 0% | 0 | 0 | 0 | 0 | 0 | 0 | 0
F6_Industrial_Stone, Clay, and Glass_New_Space Heating_Natural Gas_Gas Boiler - Stack Economizer_A_Achievable Economic TRC Potential | F6 | Industrial | Stone, Clay, and Glass | New | Space Heating | Natural Gas | Gas Boiler - Stack Economizer | A | Standalone Impact on Baseline Winter Peak (%) | Achievable Economic TRC Potential | 0% | 0% | 0% | 0% | 0% | 0% | 0% | 0% | 0% | 0% | 0% | 0% | 0% | 0% | 0% | 0% | 0% | 0% | 0% | 0% | 0% | 0% | 0% | 0% | 0 | 0 | 0 | 0 | 0 | 0 | 0
F7_Industrial_Stone, Clay, and Glass_New_Space Heating_Natural Gas_Gas Boiler - Stack Economizer_A_Achievable Economic TRC Potential | F7 | Industrial | Stone, Clay, and Glass | New | Space Heating | Natural Gas | Gas Boiler - Stack Economizer | A | Incremental Energy Savings (MWh or mTherms) | Achievable Economic TRC Potential | 0 | 0 | 0 | 0 | 0 | 0 | 0 | 0 | 0 | 0 | 0 | 0 | 0 | 0 | 0 | 0 | 0 | 0 | 0 | 0 | 0 | 0 | 0 | 0 | 0 | 0 | 0 | 0 | 0 | 0 | 0
F8_Industrial_Stone, Clay, and Glass_New_Space Heating_Natural Gas_Gas Boiler - Stack Economizer_A_Achievable Economic TRC Potential | F8 | Industrial | Stone, Clay, and Glass | New | Space Heating | Natural Gas | Gas Boiler - Stack Economizer | A | Incremental Summer Peak Savings (MW) | Achievable Economic TRC Potential | 0 | 0 | 0 | 0 | 0 | 0 | 0 | 0 | 0 | 0 | 0 | 0 | 0 | 0 | 0 | 0 | 0 | 0 | 0 | 0 | 0 | 0 | 0 | 0 | 0 | 0 | 0 | 0 | 0 | 0 | 0
F9_Industrial_Stone, Clay, and Glass_New_Space Heating_Natural Gas_Gas Boiler - Stack Economizer_A_Achievable Economic TRC Potential | F9 | Industrial | Stone, Clay, and Glass | New | Space Heating | Natural Gas | Gas Boiler - Stack Economizer | A | Incremental Winter Peak Savings (MW) | Achievable Economic TRC Potential | 0 | 0 | 0 | 0 | 0 | 0 | 0 | 0 | 0 | 0 | 0 | 0 | 0 | 0 | 0 | 0 | 0 | 0 | 0 | 0 | 0 | 0 | 0 | 0 | 0 | 0 | 0 | 0 | 0 | 0 | 0
F10_Industrial_Stone, Clay, and Glass_New_Space Heating_Natural Gas_Gas Boiler - Stack Economizer_A_Achievable Economic TRC Potential | F10 | Industrial | Stone, Clay, and Glass | New | Space Heating | Natural Gas | Gas Boiler - Stack Economizer | A | Cumulative Energy Savings (MWh or mTherms) | Achievable Economic TRC Potential | 0 | 0 | 0 | 0 | 0 | 0 | 0 | 0 | 0 | 0 | 0 | 0 | 0 | 0 | 0 | 0 | 0 | 0 | 0 | 0 | 0 | 0 | 0 | 0 | 0 | 0 | 0 | 0 | 0 | 0 | 0
F11_Industrial_Stone, Clay, and Glass_New_Space Heating_Natural Gas_Gas Boiler - Stack Economizer_A_Achievable Economic TRC Potential | F11 | Industrial | Stone, Clay, and Glass | New | Space Heating | Natural Gas | Gas Boiler - Stack Economizer | A | Cumulative Summer Peak Savings (MW) | Achievable Economic TRC Potential | 0 | 0 | 0 | 0 | 0 | 0 | 0 | 0 | 0 | 0 | 0 | 0 | 0 | 0 | 0 | 0 | 0 | 0 | 0 | 0 | 0 | 0 | 0 | 0 | 0 | 0 | 0 | 0 | 0 | 0 | 0
F12_Industrial_Stone, Clay, and Glass_New_Space Heating_Natural Gas_Gas Boiler - Stack Economizer_A_Achievable Economic TRC Potential | F12 | Industrial | Stone, Clay, and Glass | New | Space Heating | Natural Gas | Gas Boiler - Stack Economizer | A | Cumulative Winter Peak Savings (MW) | Achievable Economic TRC Potential | 0 | 0 | 0 | 0 | 0 | 0 | 0 | 0 | 0 | 0 | 0 | 0 | 0 | 0 | 0 | 0 | 0 | 0 | 0 | 0 | 0 | 0 | 0 | 0 | 0 | 0 | 0 | 0 | 0 | 0 | 0
F13_Industrial_Stone, Clay, and Glass_New_Space Heating_Natural Gas_Gas Boiler - Stack Economizer_A_Achievable Economic TRC Potential | F13 | Industrial | Stone, Clay, and Glass | New | Space Heating | Natural Gas | Gas Boiler - Stack Economizer | A | Purchases (Incremental) | Achievable Economic TRC Potential | 0 | 0 | 0 | 0 | 0 | 0 | 0 | 0 | 0 | 0 | 0 | 0 | 0 | 0 | 0 | 0 | 0 | 0 | 0 | 0 | 0 | 0 | 0 | 0 | 0 | 0 | 0 | 0 | 0 | 0 | 0
F14_Industrial_Stone, Clay, and Glass_New_Space Heating_Natural Gas_Gas Boiler - Stack Economizer_A_Achievable Economic TRC Potential | F14 | Industrial | Stone, Clay, and Glass | New | Space Heating | Natural Gas | Gas Boiler - Stack Economizer | A | Purchases (Cumulative) | Achievable Economic TRC Potential | 0 | 0 | 0 | 0 | 0 | 0 | 0 | 0 | 0 | 0 | 0 | 0 | 0 | 0 | 0 | 0 | 0 | 0 | 0 | 0 | 0 | 0 | 0 | 0 | 0 | 0 | 0 | 0 | 0 | 0 | 0
F1_Industrial_Stone, Clay, and Glass_New_Process_Natural Gas_Gas Boiler - Stack Economizer_A_Achievable Economic TRC Potential | F1 | Industrial | Stone, Clay, and Glass | New | Process | Natural Gas | Gas Boiler - Stack Economizer | A | Original Unit Energy Savings (kWh or therms) | Achievable Economic TRC Potential | 0 | 0 | 0 | 0 | 0 | 5.5108 | 5.5108 | 5.5108 | 5.5108 | 5.5108 | 5.5108 | 5.5108 | 5.5108 | 5.5108 | 5.5108 | 5.5108 | 5.5108 | 5.5108 | 5.5108 | 5.5108 | 5.5108 | 5.5108 | 5.5108 | 5.5108 | 5.5108 | 5.5108 | 5.5108 | 5.5108 | 5.5108 | 5.5108 | 5.5108
F2_Industrial_Stone, Clay, and Glass_New_Process_Natural Gas_Gas Boiler - Stack Economizer_A_Achievable Economic TRC Potential | F2 | Industrial | Stone, Clay, and Glass | New | Process | Natural Gas | Gas Boiler - Stack Economizer | A | Original Unit Summer Peak Savings (kW) | Achievable Economic TRC Potential | 0 | 0 | 0 | 0 | 0 | 0 | 0 | 0 | 0 | 0 | 0 | 0 | 0 | 0 | 0 | 0 | 0 | 0 | 0 | 0 | 0 | 0 | 0 | 0 | 0 | 0 | 0 | 0 | 0 | 0 | 0
F3_Industrial_Stone, Clay, and Glass_New_Process_Natural Gas_Gas Boiler - Stack Economizer_A_Achievable Economic TRC Potential | F3 | Industrial | Stone, Clay, and Glass | New | Process | Natural Gas | Gas Boiler - Stack Economizer | A | Original Unit Winter Peak Savings (kW) | Achievable Economic TRC Potential | 0 | 0 | 0 | 0 | 0 | 0 | 0 | 0 | 0 | 0 | 0 | 0 | 0 | 0 | 0 | 0 | 0 | 0 | 0 | 0 | 0 | 0 | 0 | 0 | 0 | 0 | 0 | 0 | 0 | 0 | 0
F4_Industrial_Stone, Clay, and Glass_New_Process_Natural Gas_Gas Boiler - Stack Economizer_A_Achievable Economic TRC Potential | F4 | Industrial | Stone, Clay, and Glass | New | Process | Natural Gas | Gas Boiler - Stack Economizer | A | Standalone Impact on Baseline Energy (%) | Achievable Economic TRC Potential | 0% | 0% | 0% | 0% | 0% | 0.003639% | 0.006711% | 0.009446% | 0.01197% | 0.01434% | 0.01624% | 0.01746% | 0.01817% | 0.01852% | 0.01861% | 0.01851% | 0.01828% | 0.01795% | 0.01755% | 0.01712% | 0.01632% | 0.01558% | 0.01492% | 0.01431% | 0.00013747 | 0.0001323 | 0.00012752 | 0.00012309 | 0 | 0 | 0
F5_Industrial_Stone, Clay, and Glass_New_Process_Natural Gas_Gas Boiler - Stack Economizer_A_Achievable Economic TRC Potential | F5 | Industrial | Stone, Clay, and Glass | New | Process | Natural Gas | Gas Boiler - Stack Economizer | A | Standalone Impact on Baseline Summer Peak (%) | Achievable Economic TRC Potential | 0% | 0% | 0% | 0% | 0% | 0% | 0% | 0% | 0% | 0% | 0% | 0% | 0% | 0% | 0% | 0% | 0% | 0% | 0% | 0% | 0% | 0% | 0% | 0% | 0 | 0 | 0 | 0 | 0 | 0 | 0
F6_Industrial_Stone, Clay, and Glass_New_Process_Natural Gas_Gas Boiler - Stack Economizer_A_Achievable Economic TRC Potential | F6 | Industrial | Stone, Clay, and Glass | New | Process | Natural Gas | Gas Boiler - Stack Economizer | A | Standalone Impact on Baseline Winter Peak (%) | Achievable Economic TRC Potential | 0% | 0% | 0% | 0% | 0% | 0% | 0% | 0% | 0% | 0% | 0% | 0% | 0% | 0% | 0% | 0% | 0% | 0% | 0% | 0% | 0% | 0% | 0% | 0% | 0 | 0 | 0 | 0 | 0 | 0 | 0
F7_Industrial_Stone, Clay, and Glass_New_Process_Natural Gas_Gas Boiler - Stack Economizer_A_Achievable Economic TRC Potential | F7 | Industrial | Stone, Clay, and Glass | New | Process | Natural Gas | Gas Boiler - Stack Economizer | A | Incremental Energy Savings (MWh or mTherms) | Achievable Economic TRC Potential | 0 | 0 | 0 | 0 | 0 | 0.0062046 | 0.0073507 | 0.0084962 | 0.009635 | 0.010774 | 0.010723 | 0.0093892 | 0.0081581 | 0.0070428 | 0.0060407 | 0.005159 | 0.0043859 | 0.0037157 | 0.0031373 | 0.0026404 | 0.0062046 | 0.0073507 | 0.0084962 | 0.009635 | 0.010774 | 0.010723 | 0.0093892 | 0.0081581 | 0.0070428 | 0.0060407 | 0.005159
F8_Industrial_Stone, Clay, and Glass_New_Process_Natural Gas_Gas Boiler - Stack Economizer_A_Achievable Economic TRC Potential | F8 | Industrial | Stone, Clay, and Glass | New | Process | Natural Gas | Gas Boiler - Stack Economizer | A | Incremental Summer Peak Savings (MW) | Achievable Economic TRC Potential | 0 | 0 | 0 | 0 | 0 | 0 | 0 | 0 | 0 | 0 | 0 | 0 | 0 | 0 | 0 | 0 | 0 | 0 | 0 | 0 | 0 | 0 | 0 | 0 | 0 | 0 | 0 | 0 | 0 | 0 | 0
F9_Industrial_Stone, Clay, and Glass_New_Process_Natural Gas_Gas Boiler - Stack Economizer_A_Achievable Economic TRC Potential | F9 | Industrial | Stone, Clay, and Glass | New | Process | Natural Gas | Gas Boiler - Stack Economizer | A | Incremental Winter Peak Savings (MW) | Achievable Economic TRC Potential | 0 | 0 | 0 | 0 | 0 | 0 | 0 | 0 | 0 | 0 | 0 | 0 | 0 | 0 | 0 | 0 | 0 | 0 | 0 | 0 | 0 | 0 | 0 | 0 | 0 | 0 | 0 | 0 | 0 | 0 | 0
F10_Industrial_Stone, Clay, and Glass_New_Process_Natural Gas_Gas Boiler - Stack Economizer_A_Achievable Economic TRC Potential | F10 | Industrial | Stone, Clay, and Glass | New | Process | Natural Gas | Gas Boiler - Stack Economizer | A | Cumulative Energy Savings (MWh or mTherms) | Achievable Economic TRC Potential | 0 | 0 | 0 | 0 | 0 | 0.0062046 | 0.013555 | 0.022052 | 0.031687 | 0.042461 | 0.053184 | 0.062573 | 0.070732 | 0.077774 | 0.083815 | 0.088974 | 0.09336 | 0.097076 | 0.10021 | 0.10285 | 0.10285 | 0.10285 | 0.10285 | 0.10285 | 0.10285 | 0.10285 | 0.10285 | 0.10285 | 0.10285 | 0.10285 | 0.10285
F11_Industrial_Stone, Clay, and Glass_New_Process_Natural Gas_Gas Boiler - Stack Economizer_A_Achievable Economic TRC Potential | F11 | Industrial | Stone, Clay, and Glass | New | Process | Natural Gas | Gas Boiler - Stack Economizer | A | Cumulative Summer Peak Savings (MW) | Achievable Economic TRC Potential | 0 | 0 | 0 | 0 | 0 | 0 | 0 | 0 | 0 | 0 | 0 | 0 | 0 | 0 | 0 | 0 | 0 | 0 | 0 | 0 | 0 | 0 | 0 | 0 | 0 | 0 | 0 | 0 | 0 | 0 | 0
F12_Industrial_Stone, Clay, and Glass_New_Process_Natural Gas_Gas Boiler - Stack Economizer_A_Achievable Economic TRC Potential | F12 | Industrial | Stone, Clay, and Glass | New | Process | Natural Gas | Gas Boiler - Stack Economizer | A | Cumulative Winter Peak Savings (MW) | Achievable Economic TRC Potential | 0 | 0 | 0 | 0 | 0 | 0 | 0 | 0 | 0 | 0 | 0 | 0 | 0 | 0 | 0 | 0 | 0 | 0 | 0 | 0 | 0 | 0 | 0 | 0 | 0 | 0 | 0 | 0 | 0 | 0 | 0
F13_Industrial_Stone, Clay, and Glass_New_Process_Natural Gas_Gas Boiler - Stack Economizer_A_Achievable Economic TRC Potential | F13 | Industrial | Stone, Clay, and Glass | New | Process | Natural Gas | Gas Boiler - Stack Economizer | A | Purchases (Incremental) | Achievable Economic TRC Potential | 0 | 0 | 0 | 0 | 0 | 1.1259 | 1.3339 | 1.5418 | 1.7484 | 1.9552 | 1.9459 | 1.7038 | 1.4804 | 1.278 | 1.0962 | 0.93617 | 0.79588 | 0.67426 | 0.5693 | 0.47914 | 1.1259 | 1.3339 | 1.5418 | 1.7484 | 1.9552 | 1.9459 | 1.7038 | 1.4804 | 1.278 | 1.0962 | 0.93617
F14_Industrial_Stone, Clay, and Glass_New_Process_Natural Gas_Gas Boiler - Stack Economizer_A_Achievable Economic TRC Potential | F14 | Industrial | Stone, Clay, and Glass | New | Process | Natural Gas | Gas Boiler - Stack Economizer | A | Purchases (Cumulative) | Achievable Economic TRC Potential | 0 | 0 | 0 | 0 | 0 | 1.1259 | 2.4598 | 4.0015 | 5.75 | 7.7051 | 9.651 | 11.3548 | 12.8352 | 14.1132 | 15.2094 | 16.1455 | 16.9414 | 17.6157 | 18.185 | 18.6641 | 18.6641 | 18.6641 | 18.6641 | 18.6641 | 18.6641 | 18.6641 | 18.6641 | 18.6641 | 18.6641 | 18.6641 | 18.6641
F1_Industrial_Stone, Clay, and Glass_New_Space Heating_Natural Gas_Gas Furnace Tube Inserts_A_Achievable Economic TRC Potential | F1 | Industrial | Stone, Clay, and Glass | New | Space Heating | Natural Gas | Gas Furnace Tube Inserts | A | Original Unit Energy Savings (kWh or therms) | Achievable Economic TRC Potential | 0 | 0 | 0 | 0 | 0 | 0 | 0 | 0 | 0 | 0 | 0 | 0 | 0 | 0 | 0 | 0 | 0 | 0 | 0 | 0 | 0 | 0 | 0 | 0 | 0 | 0 | 0 | 0 | 0 | 0 | 0
F2_Industrial_Stone, Clay, and Glass_New_Space Heating_Natural Gas_Gas Furnace Tube Inserts_A_Achievable Economic TRC Potential | F2 | Industrial | Stone, Clay, and Glass | New | Space Heating | Natural Gas | Gas Furnace Tube Inserts | A | Original Unit Summer Peak Savings (kW) | Achievable Economic TRC Potential | 0 | 0 | 0 | 0 | 0 | 0 | 0 | 0 | 0 | 0 | 0 | 0 | 0 | 0 | 0 | 0 | 0 | 0 | 0 | 0 | 0 | 0 | 0 | 0 | 0 | 0 | 0 | 0 | 0 | 0 | 0
F3_Industrial_Stone, Clay, and Glass_New_Space Heating_Natural Gas_Gas Furnace Tube Inserts_A_Achievable Economic TRC Potential | F3 | Industrial | Stone, Clay, and Glass | New | Space Heating | Natural Gas | Gas Furnace Tube Inserts | A | Original Unit Winter Peak Savings (kW) | Achievable Economic TRC Potential | 0 | 0 | 0 | 0 | 0 | 0 | 0 | 0 | 0 | 0 | 0 | 0 | 0 | 0 | 0 | 0 | 0 | 0 | 0 | 0 | 0 | 0 | 0 | 0 | 0 | 0 | 0 | 0 | 0 | 0 | 0
F4_Industrial_Stone, Clay, and Glass_New_Space Heating_Natural Gas_Gas Furnace Tube Inserts_A_Achievable Economic TRC Potential | F4 | Industrial | Stone, Clay, and Glass | New | Space Heating | Natural Gas | Gas Furnace Tube Inserts | A | Standalone Impact on Baseline Energy (%) | Achievable Economic TRC Potential | 0% | 0% | 0% | 0% | 0% | 0% | 0% | 0% | 0% | 0% | 0% | 0% | 0% | 0% | 0% | 0% | 0% | 0% | 0% | 0% | 0% | 0% | 0% | 0% | 0 | 0 | 0 | 0 | 0 | 0 | 0
F5_Industrial_Stone, Clay, and Glass_New_Space Heating_Natural Gas_Gas Furnace Tube Inserts_A_Achievable Economic TRC Potential | F5 | Industrial | Stone, Clay, and Glass | New | Space Heating | Natural Gas | Gas Furnace Tube Inserts | A | Standalone Impact on Baseline Summer Peak (%) | Achievable Economic TRC Potential | 0% | 0% | 0% | 0% | 0% | 0% | 0% | 0% | 0% | 0% | 0% | 0% | 0% | 0% | 0% | 0% | 0% | 0% | 0% | 0% | 0% | 0% | 0% | 0% | 0 | 0 | 0 | 0 | 0 | 0 | 0
F6_Industrial_Stone, Clay, and Glass_New_Space Heating_Natural Gas_Gas Furnace Tube Inserts_A_Achievable Economic TRC Potential | F6 | Industrial | Stone, Clay, and Glass | New | Space Heating | Natural Gas | Gas Furnace Tube Inserts | A | Standalone Impact on Baseline Winter Peak (%) | Achievable Economic TRC Potential | 0% | 0% | 0% | 0% | 0% | 0% | 0% | 0% | 0% | 0% | 0% | 0% | 0% | 0% | 0% | 0% | 0% | 0% | 0% | 0% | 0% | 0% | 0% | 0% | 0 | 0 | 0 | 0 | 0 | 0 | 0
F7_Industrial_Stone, Clay, and Glass_New_Space Heating_Natural Gas_Gas Furnace Tube Inserts_A_Achievable Economic TRC Potential | F7 | Industrial | Stone, Clay, and Glass | New | Space Heating | Natural Gas | Gas Furnace Tube Inserts | A | Incremental Energy Savings (MWh or mTherms) | Achievable Economic TRC Potential | 0 | 0 | 0 | 0 | 0 | 0 | 0 | 0 | 0 | 0 | 0 | 0 | 0 | 0 | 0 | 0 | 0 | 0 | 0 | 0 | 0 | 0 | 0 | 0 | 0 | 0 | 0 | 0 | 0 | 0 | 0
F8_Industrial_Stone, Clay, and Glass_New_Space Heating_Natural Gas_Gas Furnace Tube Inserts_A_Achievable Economic TRC Potential | F8 | Industrial | Stone, Clay, and Glass | New | Space Heating | Natural Gas | Gas Furnace Tube Inserts | A | Incremental Summer Peak Savings (MW) | Achievable Economic TRC Potential | 0 | 0 | 0 | 0 | 0 | 0 | 0 | 0 | 0 | 0 | 0 | 0 | 0 | 0 | 0 | 0 | 0 | 0 | 0 | 0 | 0 | 0 | 0 | 0 | 0 | 0 | 0 | 0 | 0 | 0 | 0
F9_Industrial_Stone, Clay, and Glass_New_Space Heating_Natural Gas_Gas Furnace Tube Inserts_A_Achievable Economic TRC Potential | F9 | Industrial | Stone, Clay, and Glass | New | Space Heating | Natural Gas | Gas Furnace Tube Inserts | A | Incremental Winter Peak Savings (MW) | Achievable Economic TRC Potential | 0 | 0 | 0 | 0 | 0 | 0 | 0 | 0 | 0 | 0 | 0 | 0 | 0 | 0 | 0 | 0 | 0 | 0 | 0 | 0 | 0 | 0 | 0 | 0 | 0 | 0 | 0 | 0 | 0 | 0 | 0
F10_Industrial_Stone, Clay, and Glass_New_Space Heating_Natural Gas_Gas Furnace Tube Inserts_A_Achievable Economic TRC Potential | F10 | Industrial | Stone, Clay, and Glass | New | Space Heating | Natural Gas | Gas Furnace Tube Inserts | A | Cumulative Energy Savings (MWh or mTherms) | Achievable Economic TRC Potential | 0 | 0 | 0 | 0 | 0 | 0 | 0 | 0 | 0 | 0 | 0 | 0 | 0 | 0 | 0 | 0 | 0 | 0 | 0 | 0 | 0 | 0 | 0 | 0 | 0 | 0 | 0 | 0 | 0 | 0 | 0
F11_Industrial_Stone, Clay, and Glass_New_Space Heating_Natural Gas_Gas Furnace Tube Inserts_A_Achievable Economic TRC Potential | F11 | Industrial | Stone, Clay, and Glass | New | Space Heating | Natural Gas | Gas Furnace Tube Inserts | A | Cumulative Summer Peak Savings (MW) | Achievable Economic TRC Potential | 0 | 0 | 0 | 0 | 0 | 0 | 0 | 0 | 0 | 0 | 0 | 0 | 0 | 0 | 0 | 0 | 0 | 0 | 0 | 0 | 0 | 0 | 0 | 0 | 0 | 0 | 0 | 0 | 0 | 0 | 0
F12_Industrial_Stone, Clay, and Glass_New_Space Heating_Natural Gas_Gas Furnace Tube Inserts_A_Achievable Economic TRC Potential | F12 | Industrial | Stone, Clay, and Glass | New | Space Heating | Natural Gas | Gas Furnace Tube Inserts | A | Cumulative Winter Peak Savings (MW) | Achievable Economic TRC Potential | 0 | 0 | 0 | 0 | 0 | 0 | 0 | 0 | 0 | 0 | 0 | 0 | 0 | 0 | 0 | 0 | 0 | 0 | 0 | 0 | 0 | 0 | 0 | 0 | 0 | 0 | 0 | 0 | 0 | 0 | 0
F13_Industrial_Stone, Clay, and Glass_New_Space Heating_Natural Gas_Gas Furnace Tube Inserts_A_Achievable Economic TRC Potential | F13 | Industrial | Stone, Clay, and Glass | New | Space Heating | Natural Gas | Gas Furnace Tube Inserts | A | Purchases (Incremental) | Achievable Economic TRC Potential | 0 | 0 | 0 | 0 | 0 | 0 | 0 | 0 | 0 | 0 | 0 | 0 | 0 | 0 | 0 | 0 | 0 | 0 | 0 | 0 | 0 | 0 | 0 | 0 | 0 | 0 | 0 | 0 | 0 | 0 | 0
F14_Industrial_Stone, Clay, and Glass_New_Space Heating_Natural Gas_Gas Furnace Tube Inserts_A_Achievable Economic TRC Potential | F14 | Industrial | Stone, Clay, and Glass | New | Space Heating | Natural Gas | Gas Furnace Tube Inserts | A | Purchases (Cumulative) | Achievable Economic TRC Potential | 0 | 0 | 0 | 0 | 0 | 0 | 0 | 0 | 0 | 0 | 0 | 0 | 0 | 0 | 0 | 0 | 0 | 0 | 0 | 0 | 0 | 0 | 0 | 0 | 0 | 0 | 0 | 0 | 0 | 0 | 0
F1_Industrial_Stone, Clay, and Glass_New_Space Heating_Natural Gas_Space Heating - Heat Recovery Ventilator_A_Achievable Economic TRC Potential | F1 | Industrial | Stone, Clay, and Glass | New | Space Heating | Natural Gas | Space Heating - Heat Recovery Ventilator | A | Original Unit Energy Savings (kWh or therms) | Achievable Economic TRC Potential | 0 | 0 | 0 | 0 | 0 | 0.012468 | 0.012307 | 0.01219 | 0.0121 | 0.01203 | 0.011973 | 0.011906 | 0.011837 | 0.011768 | 0.011701 | 0.011649 | 0.011607 | 0.011574 | 0.011522 | 0.011484 | 0.011457 | 0.011435 | 0.011435 | 0.011435 | 0.011435 | 0.011435 | 0.011435 | 0.011435 | 0 | 0 | 0
F2_Industrial_Stone, Clay, and Glass_New_Space Heating_Natural Gas_Space Heating - Heat Recovery Ventilator_A_Achievable Economic TRC Potential | F2 | Industrial | Stone, Clay, and Glass | New | Space Heating | Natural Gas | Space Heating - Heat Recovery Ventilator | A | Original Unit Summer Peak Savings (kW) | Achievable Economic TRC Potential | 0 | 0 | 0 | 0 | 0 | 0 | 0 | 0 | 0 | 0 | 0 | 0 | 0 | 0 | 0 | 0 | 0 | 0 | 0 | 0 | 0 | 0 | 0 | 0 | 0 | 0 | 0 | 0 | 0 | 0 | 0
F3_Industrial_Stone, Clay, and Glass_New_Space Heating_Natural Gas_Space Heating - Heat Recovery Ventilator_A_Achievable Economic TRC Potential | F3 | Industrial | Stone, Clay, and Glass | New | Space Heating | Natural Gas | Space Heating - Heat Recovery Ventilator | A | Original Unit Winter Peak Savings (kW) | Achievable Economic TRC Potential | 0 | 0 | 0 | 0 | 0 | 0 | 0 | 0 | 0 | 0 | 0 | 0 | 0 | 0 | 0 | 0 | 0 | 0 | 0 | 0 | 0 | 0 | 0 | 0 | 0 | 0 | 0 | 0 | 0 | 0 | 0
F4_Industrial_Stone, Clay, and Glass_New_Space Heating_Natural Gas_Space Heating - Heat Recovery Ventilator_A_Achievable Economic TRC Potential | F4 | Industrial | Stone, Clay, and Glass | New | Space Heating | Natural Gas | Space Heating - Heat Recovery Ventilator | A | Standalone Impact on Baseline Energy (%) | Achievable Economic TRC Potential | 0% | 0% | 0% | 0% | 0% | 0% | 0% | 0% | 0% | 0% | 0% | 0% | 0% | 0% | 0% | 0% | 0% | 0% | 0% | 0% | 0% | 0% | 0% | 0% | 0 | 0 | 0 | 0 | 0 | 0 | 0
F5_Industrial_Stone, Clay, and Glass_New_Space Heating_Natural Gas_Space Heating - Heat Recovery Ventilator_A_Achievable Economic TRC Potential | F5 | Industrial | Stone, Clay, and Glass | New | Space Heating | Natural Gas | Space Heating - Heat Recovery Ventilator | A | Standalone Impact on Baseline Summer Peak (%) | Achievable Economic TRC Potential | 0% | 0% | 0% | 0% | 0% | 0% | 0% | 0% | 0% | 0% | 0% | 0% | 0% | 0% | 0% | 0% | 0% | 0% | 0% | 0% | 0% | 0% | 0% | 0% | 0 | 0 | 0 | 0 | 0 | 0 | 0
F6_Industrial_Stone, Clay, and Glass_New_Space Heating_Natural Gas_Space Heating - Heat Recovery Ventilator_A_Achievable Economic TRC Potential | F6 | Industrial | Stone, Clay, and Glass | New | Space Heating | Natural Gas | Space Heating - Heat Recovery Ventilator | A | Standalone Impact on Baseline Winter Peak (%) | Achievable Economic TRC Potential | 0% | 0% | 0% | 0% | 0% | 0% | 0% | 0% | 0% | 0% | 0% | 0% | 0% | 0% | 0% | 0% | 0% | 0% | 0% | 0% | 0% | 0% | 0% | 0% | 0 | 0 | 0 | 0 | 0 | 0 | 0
F7_Industrial_Stone, Clay, and Glass_New_Space Heating_Natural Gas_Space Heating - Heat Recovery Ventilator_A_Achievable Economic TRC Potential | F7 | Industrial | Stone, Clay, and Glass | New | Space Heating | Natural Gas | Space Heating - Heat Recovery Ventilator | A | Incremental Energy Savings (MWh or mTherms) | Achievable Economic TRC Potential | 0 | 0 | 0 | 0 | 0 | 0 | 0 | 0 | 0 | 0 | 0 | 0 | 0 | 0 | 0 | 0 | 0 | 0 | 0 | 0 | 0 | 0 | 0 | 0 | 0 | 0 | 0 | 0 | 0 | 0 | 0
F8_Industrial_Stone, Clay, and Glass_New_Space Heating_Natural Gas_Space Heating - Heat Recovery Ventilator_A_Achievable Economic TRC Potential | F8 | Industrial | Stone, Clay, and Glass | New | Space Heating | Natural Gas | Space Heating - Heat Recovery Ventilator | A | Incremental Summer Peak Savings (MW) | Achievable Economic TRC Potential | 0 | 0 | 0 | 0 | 0 | 0 | 0 | 0 | 0 | 0 | 0 | 0 | 0 | 0 | 0 | 0 | 0 | 0 | 0 | 0 | 0 | 0 | 0 | 0 | 0 | 0 | 0 | 0 | 0 | 0 | 0
F9_Industrial_Stone, Clay, and Glass_New_Space Heating_Natural Gas_Space Heating - Heat Recovery Ventilator_A_Achievable Economic TRC Potential | F9 | Industrial | Stone, Clay, and Glass | New | Space Heating | Natural Gas | Space Heating - Heat Recovery Ventilator | A | Incremental Winter Peak Savings (MW) | Achievable Economic TRC Potential | 0 | 0 | 0 | 0 | 0 | 0 | 0 | 0 | 0 | 0 | 0 | 0 | 0 | 0 | 0 | 0 | 0 | 0 | 0 | 0 | 0 | 0 | 0 | 0 | 0 | 0 | 0 | 0 | 0 | 0 | 0
F10_Industrial_Stone, Clay, and Glass_New_Space Heating_Natural Gas_Space Heating - Heat Recovery Ventilator_A_Achievable Economic TRC Potential | F10 | Industrial | Stone, Clay, and Glass | New | Space Heating | Natural Gas | Space Heating - Heat Recovery Ventilator | A | Cumulative Energy Savings (MWh or mTherms) | Achievable Economic TRC Potential | 0 | 0 | 0 | 0 | 0 | 0 | 0 | 0 | 0 | 0 | 0 | 0 | 0 | 0 | 0 | 0 | 0 | 0 | 0 | 0 | 0 | 0 | 0 | 0 | 0 | 0 | 0 | 0 | 0 | 0 | 0
F11_Industrial_Stone, Clay, and Glass_New_Space Heating_Natural Gas_Space Heating - Heat Recovery Ventilator_A_Achievable Economic TRC Potential | F11 | Industrial | Stone, Clay, and Glass | New | Space Heating | Natural Gas | Space Heating - Heat Recovery Ventilator | A | Cumulative Summer Peak Savings (MW) | Achievable Economic TRC Potential | 0 | 0 | 0 | 0 | 0 | 0 | 0 | 0 | 0 | 0 | 0 | 0 | 0 | 0 | 0 | 0 | 0 | 0 | 0 | 0 | 0 | 0 | 0 | 0 | 0 | 0 | 0 | 0 | 0 | 0 | 0
F12_Industrial_Stone, Clay, and Glass_New_Space Heating_Natural Gas_Space Heating - Heat Recovery Ventilator_A_Achievable Economic TRC Potential | F12 | Industrial | Stone, Clay, and Glass | New | Space Heating | Natural Gas | Space Heating - Heat Recovery Ventilator | A | Cumulative Winter Peak Savings (MW) | Achievable Economic TRC Potential | 0 | 0 | 0 | 0 | 0 | 0 | 0 | 0 | 0 | 0 | 0 | 0 | 0 | 0 | 0 | 0 | 0 | 0 | 0 | 0 | 0 | 0 | 0 | 0 | 0 | 0 | 0 | 0 | 0 | 0 | 0
F13_Industrial_Stone, Clay, and Glass_New_Space Heating_Natural Gas_Space Heating - Heat Recovery Ventilator_A_Achievable Economic TRC Potential | F13 | Industrial | Stone, Clay, and Glass | New | Space Heating | Natural Gas | Space Heating - Heat Recovery Ventilator | A | Purchases (Incremental) | Achievable Economic TRC Potential | 0 | 0 | 0 | 0 | 0 | 0 | 0 | 0 | 0 | 0 | 0 | 0 | 0 | 0 | 0 | 0 | 0 | 0 | 0 | 0 | 0 | 0 | 0 | 0 | 0 | 0 | 0 | 0 | 0 | 0 | 0
F14_Industrial_Stone, Clay, and Glass_New_Space Heating_Natural Gas_Space Heating - Heat Recovery Ventilator_A_Achievable Economic TRC Potential | F14 | Industrial | Stone, Clay, and Glass | New | Space Heating | Natural Gas | Space Heating - Heat Recovery Ventilator | A | Purchases (Cumulative) | Achievable Economic TRC Potential | 0 | 0 | 0 | 0 | 0 | 0 | 0 | 0 | 0 | 0 | 0 | 0 | 0 | 0 | 0 | 0 | 0 | 0 | 0 | 0 | 0 | 0 | 0 | 0 | 0 | 0 | 0 | 0 | 0 | 0 | 0
F1_Industrial_Stone, Clay, and Glass_New_Space Heating_Natural Gas_Thermostat - Programmable_A_Achievable Economic TRC Potential | F1 | Industrial | Stone, Clay, and Glass | New | Space Heating | Natural Gas | Thermostat - Programmable | A | Original Unit Energy Savings (kWh or therms) | Achievable Economic TRC Potential | 0 | 0 | 0 | 0 | 0 | 0.006194 | 0.006114 | 0.0060556 | 0.0060113 | 0.0059764 | 0.0059481 | 0.005915 | 0.0058802 | 0.005846 | 0.0058129 | 0.0057868 | 0.0057663 | 0.00575 | 0.0057242 | 0.0057053 | 0.0056915 | 0.0056808 | 0.0056808 | 0.0056808 | 0.0056808 | 0.0056808 | 0.0056808 | 0.0056808 | 0 | 0 | 0
F2_Industrial_Stone, Clay, and Glass_New_Space Heating_Natural Gas_Thermostat - Programmable_A_Achievable Economic TRC Potential | F2 | Industrial | Stone, Clay, and Glass | New | Space Heating | Natural Gas | Thermostat - Programmable | A | Original Unit Summer Peak Savings (kW) | Achievable Economic TRC Potential | 0 | 0 | 0 | 0 | 0 | 0 | 0 | 0 | 0 | 0 | 0 | 0 | 0 | 0 | 0 | 0 | 0 | 0 | 0 | 0 | 0 | 0 | 0 | 0 | 0 | 0 | 0 | 0 | 0 | 0 | 0
F3_Industrial_Stone, Clay, and Glass_New_Space Heating_Natural Gas_Thermostat - Programmable_A_Achievable Economic TRC Potential | F3 | Industrial | Stone, Clay, and Glass | New | Space Heating | Natural Gas | Thermostat - Programmable | A | Original Unit Winter Peak Savings (kW) | Achievable Economic TRC Potential | 0 | 0 | 0 | 0 | 0 | 0 | 0 | 0 | 0 | 0 | 0 | 0 | 0 | 0 | 0 | 0 | 0 | 0 | 0 | 0 | 0 | 0 | 0 | 0 | 0 | 0 | 0 | 0 | 0 | 0 | 0
F4_Industrial_Stone, Clay, and Glass_New_Space Heating_Natural Gas_Thermostat - Programmable_A_Achievable Economic TRC Potential | F4 | Industrial | Stone, Clay, and Glass | New | Space Heating | Natural Gas | Thermostat - Programmable | A | Standalone Impact on Baseline Energy (%) | Achievable Economic TRC Potential | 0% | 0% | 0% | 0% | 0% | 0% | 0% | 0% | 0% | 0% | 0% | 0% | 0% | 0% | 0% | 0% | 0% | 0% | 0% | 0% | 0% | 0% | 0% | 0% | 0 | 0 | 0 | 0 | 0 | 0 | 0
F5_Industrial_Stone, Clay, and Glass_New_Space Heating_Natural Gas_Thermostat - Programmable_A_Achievable Economic TRC Potential | F5 | Industrial | Stone, Clay, and Glass | New | Space Heating | Natural Gas | Thermostat - Programmable | A | Standalone Impact on Baseline Summer Peak (%) | Achievable Economic TRC Potential | 0% | 0% | 0% | 0% | 0% | 0% | 0% | 0% | 0% | 0% | 0% | 0% | 0% | 0% | 0% | 0% | 0% | 0% | 0% | 0% | 0% | 0% | 0% | 0% | 0 | 0 | 0 | 0 | 0 | 0 | 0
F6_Industrial_Stone, Clay, and Glass_New_Space Heating_Natural Gas_Thermostat - Programmable_A_Achievable Economic TRC Potential | F6 | Industrial | Stone, Clay, and Glass | New | Space Heating | Natural Gas | Thermostat - Programmable | A | Standalone Impact on Baseline Winter Peak (%) | Achievable Economic TRC Potential | 0% | 0% | 0% | 0% | 0% | 0% | 0% | 0% | 0% | 0% | 0% | 0% | 0% | 0% | 0% | 0% | 0% | 0% | 0% | 0% | 0% | 0% | 0% | 0% | 0 | 0 | 0 | 0 | 0 | 0 | 0
F7_Industrial_Stone, Clay, and Glass_New_Space Heating_Natural Gas_Thermostat - Programmable_A_Achievable Economic TRC Potential | F7 | Industrial | Stone, Clay, and Glass | New | Space Heating | Natural Gas | Thermostat - Programmable | A | Incremental Energy Savings (MWh or mTherms) | Achievable Economic TRC Potential | 0 | 0 | 0 | 0 | 0 | 0 | 0 | 0 | 0 | 0 | 0 | 0 | 0 | 0 | 0 | 0 | 0 | 0 | 0 | 0 | 0 | 0 | 0 | 0 | 0 | 0 | 0 | 0 | 0 | 0 | 0
F8_Industrial_Stone, Clay, and Glass_New_Space Heating_Natural Gas_Thermostat - Programmable_A_Achievable Economic TRC Potential | F8 | Industrial | Stone, Clay, and Glass | New | Space Heating | Natural Gas | Thermostat - Programmable | A | Incremental Summer Peak Savings (MW) | Achievable Economic TRC Potential | 0 | 0 | 0 | 0 | 0 | 0 | 0 | 0 | 0 | 0 | 0 | 0 | 0 | 0 | 0 | 0 | 0 | 0 | 0 | 0 | 0 | 0 | 0 | 0 | 0 | 0 | 0 | 0 | 0 | 0 | 0
F9_Industrial_Stone, Clay, and Glass_New_Space Heating_Natural Gas_Thermostat - Programmable_A_Achievable Economic TRC Potential | F9 | Industrial | Stone, Clay, and Glass | New | Space Heating | Natural Gas | Thermostat - Programmable | A | Incremental Winter Peak Savings (MW) | Achievable Economic TRC Potential | 0 | 0 | 0 | 0 | 0 | 0 | 0 | 0 | 0 | 0 | 0 | 0 | 0 | 0 | 0 | 0 | 0 | 0 | 0 | 0 | 0 | 0 | 0 | 0 | 0 | 0 | 0 | 0 | 0 | 0 | 0
F10_Industrial_Stone, Clay, and Glass_New_Space Heating_Natural Gas_Thermostat - Programmable_A_Achievable Economic TRC Potential | F10 | Industrial | Stone, Clay, and Glass | New | Space Heating | Natural Gas | Thermostat - Programmable | A | Cumulative Energy Savings (MWh or mTherms) | Achievable Economic TRC Potential | 0 | 0 | 0 | 0 | 0 | 0 | 0 | 0 | 0 | 0 | 0 | 0 | 0 | 0 | 0 | 0 | 0 | 0 | 0 | 0 | 0 | 0 | 0 | 0 | 0 | 0 | 0 | 0 | 0 | 0 | 0
F11_Industrial_Stone, Clay, and Glass_New_Space Heating_Natural Gas_Thermostat - Programmable_A_Achievable Economic TRC Potential | F11 | Industrial | Stone, Clay, and Glass | New | Space Heating | Natural Gas | Thermostat - Programmable | A | Cumulative Summer Peak Savings (MW) | Achievable Economic TRC Potential | 0 | 0 | 0 | 0 | 0 | 0 | 0 | 0 | 0 | 0 | 0 | 0 | 0 | 0 | 0 | 0 | 0 | 0 | 0 | 0 | 0 | 0 | 0 | 0 | 0 | 0 | 0 | 0 | 0 | 0 | 0
F12_Industrial_Stone, Clay, and Glass_New_Space Heating_Natural Gas_Thermostat - Programmable_A_Achievable Economic TRC Potential | F12 | Industrial | Stone, Clay, and Glass | New | Space Heating | Natural Gas | Thermostat - Programmable | A | Cumulative Winter Peak Savings (MW) | Achievable Economic TRC Potential | 0 | 0 | 0 | 0 | 0 | 0 | 0 | 0 | 0 | 0 | 0 | 0 | 0 | 0 | 0 | 0 | 0 | 0 | 0 | 0 | 0 | 0 | 0 | 0 | 0 | 0 | 0 | 0 | 0 | 0 | 0
F13_Industrial_Stone, Clay, and Glass_New_Space Heating_Natural Gas_Thermostat - Programmable_A_Achievable Economic TRC Potential | F13 | Industrial | Stone, Clay, and Glass | New | Space Heating | Natural Gas | Thermostat - Programmable | A | Purchases (Incremental) | Achievable Economic TRC Potential | 0 | 0 | 0 | 0 | 0 | 0 | 0 | 0 | 0 | 0 | 0 | 0 | 0 | 0 | 0 | 0 | 0 | 0 | 0 | 0 | 0 | 0 | 0 | 0 | 0 | 0 | 0 | 0 | 0 | 0 | 0
F14_Industrial_Stone, Clay, and Glass_New_Space Heating_Natural Gas_Thermostat - Programmable_A_Achievable Economic TRC Potential | F14 | Industrial | Stone, Clay, and Glass | New | Space Heating | Natural Gas | Thermostat - Programmable | A | Purchases (Cumulative) | Achievable Economic TRC Potential | 0 | 0 | 0 | 0 | 0 | 0 | 0 | 0 | 0 | 0 | 0 | 0 | 0 | 0 | 0 | 0 | 0 | 0 | 0 | 0 | 0 | 0 | 0 | 0 | 0 | 0 | 0 | 0 | 0 | 0 | 0
F1_Industrial_Stone, Clay, and Glass_New_Space Heating_Natural Gas_ENERGY STAR Connected Thermostat_A_Achievable Economic TRC Potential | F1 | Industrial | Stone, Clay, and Glass | New | Space Heating | Natural Gas | ENERGY STAR Connected Thermostat | A | Original Unit Energy Savings (kWh or therms) | Achievable Economic TRC Potential | 0 | 0 | 0 | 0 | 0 | 0.014581 | 0.014392 | 0.014255 | 0.014151 | 0.014068 | 0.014002 | 0.013924 | 0.013842 | 0.013762 | 0.013684 | 0.013622 | 0.013574 | 0.013536 | 0.013475 | 0.01343 | 0.013398 | 0.013373 | 0.013373 | 0.013373 | 0.013373 | 0.013373 | 0.013373 | 0.013373 | 0 | 0 | 0
F2_Industrial_Stone, Clay, and Glass_New_Space Heating_Natural Gas_ENERGY STAR Connected Thermostat_A_Achievable Economic TRC Potential | F2 | Industrial | Stone, Clay, and Glass | New | Space Heating | Natural Gas | ENERGY STAR Connected Thermostat | A | Original Unit Summer Peak Savings (kW) | Achievable Economic TRC Potential | 0 | 0 | 0 | 0 | 0 | 0 | 0 | 0 | 0 | 0 | 0 | 0 | 0 | 0 | 0 | 0 | 0 | 0 | 0 | 0 | 0 | 0 | 0 | 0 | 0 | 0 | 0 | 0 | 0 | 0 | 0
F3_Industrial_Stone, Clay, and Glass_New_Space Heating_Natural Gas_ENERGY STAR Connected Thermostat_A_Achievable Economic TRC Potential | F3 | Industrial | Stone, Clay, and Glass | New | Space Heating | Natural Gas | ENERGY STAR Connected Thermostat | A | Original Unit Winter Peak Savings (kW) | Achievable Economic TRC Potential | 0 | 0 | 0 | 0 | 0 | 0 | 0 | 0 | 0 | 0 | 0 | 0 | 0 | 0 | 0 | 0 | 0 | 0 | 0 | 0 | 0 | 0 | 0 | 0 | 0 | 0 | 0 | 0 | 0 | 0 | 0
F4_Industrial_Stone, Clay, and Glass_New_Space Heating_Natural Gas_ENERGY STAR Connected Thermostat_A_Achievable Economic TRC Potential | F4 | Industrial | Stone, Clay, and Glass | New | Space Heating | Natural Gas | ENERGY STAR Connected Thermostat | A | Standalone Impact on Baseline Energy (%) | Achievable Economic TRC Potential | 0% | 0% | 0% | 0% | 0% | 0% | 0% | 0% | 0% | 0% | 0% | 0% | 0% | 0% | 0% | 0% | 0% | 0% | 0% | 0% | 0% | 0% | 0% | 0% | 0 | 0 | 0 | 0 | 0 | 0 | 0
F5_Industrial_Stone, Clay, and Glass_New_Space Heating_Natural Gas_ENERGY STAR Connected Thermostat_A_Achievable Economic TRC Potential | F5 | Industrial | Stone, Clay, and Glass | New | Space Heating | Natural Gas | ENERGY STAR Connected Thermostat | A | Standalone Impact on Baseline Summer Peak (%) | Achievable Economic TRC Potential | 0% | 0% | 0% | 0% | 0% | 0% | 0% | 0% | 0% | 0% | 0% | 0% | 0% | 0% | 0% | 0% | 0% | 0% | 0% | 0% | 0% | 0% | 0% | 0% | 0 | 0 | 0 | 0 | 0 | 0 | 0
F6_Industrial_Stone, Clay, and Glass_New_Space Heating_Natural Gas_ENERGY STAR Connected Thermostat_A_Achievable Economic TRC Potential | F6 | Industrial | Stone, Clay, and Glass | New | Space Heating | Natural Gas | ENERGY STAR Connected Thermostat | A | Standalone Impact on Baseline Winter Peak (%) | Achievable Economic TRC Potential | 0% | 0% | 0% | 0% | 0% | 0% | 0% | 0% | 0% | 0% | 0% | 0% | 0% | 0% | 0% | 0% | 0% | 0% | 0% | 0% | 0% | 0% | 0% | 0% | 0 | 0 | 0 | 0 | 0 | 0 | 0
F7_Industrial_Stone, Clay, and Glass_New_Space Heating_Natural Gas_ENERGY STAR Connected Thermostat_A_Achievable Economic TRC Potential | F7 | Industrial | Stone, Clay, and Glass | New | Space Heating | Natural Gas | ENERGY STAR Connected Thermostat | A | Incremental Energy Savings (MWh or mTherms) | Achievable Economic TRC Potential | 0 | 0 | 0 | 0 | 0 | 0 | 0 | 0 | 0 | 0 | 0 | 0 | 0 | 0 | 0 | 0 | 0 | 0 | 0 | 0 | 0 | 0 | 0 | 0 | 0 | 0 | 0 | 0 | 0 | 0 | 0
F8_Industrial_Stone, Clay, and Glass_New_Space Heating_Natural Gas_ENERGY STAR Connected Thermostat_A_Achievable Economic TRC Potential | F8 | Industrial | Stone, Clay, and Glass | New | Space Heating | Natural Gas | ENERGY STAR Connected Thermostat | A | Incremental Summer Peak Savings (MW) | Achievable Economic TRC Potential | 0 | 0 | 0 | 0 | 0 | 0 | 0 | 0 | 0 | 0 | 0 | 0 | 0 | 0 | 0 | 0 | 0 | 0 | 0 | 0 | 0 | 0 | 0 | 0 | 0 | 0 | 0 | 0 | 0 | 0 | 0
F9_Industrial_Stone, Clay, and Glass_New_Space Heating_Natural Gas_ENERGY STAR Connected Thermostat_A_Achievable Economic TRC Potential | F9 | Industrial | Stone, Clay, and Glass | New | Space Heating | Natural Gas | ENERGY STAR Connected Thermostat | A | Incremental Winter Peak Savings (MW) | Achievable Economic TRC Potential | 0 | 0 | 0 | 0 | 0 | 0 | 0 | 0 | 0 | 0 | 0 | 0 | 0 | 0 | 0 | 0 | 0 | 0 | 0 | 0 | 0 | 0 | 0 | 0 | 0 | 0 | 0 | 0 | 0 | 0 | 0
F10_Industrial_Stone, Clay, and Glass_New_Space Heating_Natural Gas_ENERGY STAR Connected Thermostat_A_Achievable Economic TRC Potential | F10 | Industrial | Stone, Clay, and Glass | New | Space Heating | Natural Gas | ENERGY STAR Connected Thermostat | A | Cumulative Energy Savings (MWh or mTherms) | Achievable Economic TRC Potential | 0 | 0 | 0 | 0 | 0 | 0 | 0 | 0 | 0 | 0 | 0 | 0 | 0 | 0 | 0 | 0 | 0 | 0 | 0 | 0 | 0 | 0 | 0 | 0 | 0 | 0 | 0 | 0 | 0 | 0 | 0
F11_Industrial_Stone, Clay, and Glass_New_Space Heating_Natural Gas_ENERGY STAR Connected Thermostat_A_Achievable Economic TRC Potential | F11 | Industrial | Stone, Clay, and Glass | New | Space Heating | Natural Gas | ENERGY STAR Connected Thermostat | A | Cumulative Summer Peak Savings (MW) | Achievable Economic TRC Potential | 0 | 0 | 0 | 0 | 0 | 0 | 0 | 0 | 0 | 0 | 0 | 0 | 0 | 0 | 0 | 0 | 0 | 0 | 0 | 0 | 0 | 0 | 0 | 0 | 0 | 0 | 0 | 0 | 0 | 0 | 0
F12_Industrial_Stone, Clay, and Glass_New_Space Heating_Natural Gas_ENERGY STAR Connected Thermostat_A_Achievable Economic TRC Potential | F12 | Industrial | Stone, Clay, and Glass | New | Space Heating | Natural Gas | ENERGY STAR Connected Thermostat | A | Cumulative Winter Peak Savings (MW) | Achievable Economic TRC Potential | 0 | 0 | 0 | 0 | 0 | 0 | 0 | 0 | 0 | 0 | 0 | 0 | 0 | 0 | 0 | 0 | 0 | 0 | 0 | 0 | 0 | 0 | 0 | 0 | 0 | 0 | 0 | 0 | 0 | 0 | 0
F13_Industrial_Stone, Clay, and Glass_New_Space Heating_Natural Gas_ENERGY STAR Connected Thermostat_A_Achievable Economic TRC Potential | F13 | Industrial | Stone, Clay, and Glass | New | Space Heating | Natural Gas | ENERGY STAR Connected Thermostat | A | Purchases (Incremental) | Achievable Economic TRC Potential | 0 | 0 | 0 | 0 | 0 | 0 | 0 | 0 | 0 | 0 | 0 | 0 | 0 | 0 | 0 | 0 | 0 | 0 | 0 | 0 | 0 | 0 | 0 | 0 | 0 | 0 | 0 | 0 | 0 | 0 | 0
F14_Industrial_Stone, Clay, and Glass_New_Space Heating_Natural Gas_ENERGY STAR Connected Thermostat_A_Achievable Economic TRC Potential | F14 | Industrial | Stone, Clay, and Glass | New | Space Heating | Natural Gas | ENERGY STAR Connected Thermostat | A | Purchases (Cumulative) | Achievable Economic TRC Potential | 0 | 0 | 0 | 0 | 0 | 0 | 0 | 0 | 0 | 0 | 0 | 0 | 0 | 0 | 0 | 0 | 0 | 0 | 0 | 0 | 0 | 0 | 0 | 0 | 0 | 0 | 0 | 0 | 0 | 0 | 0
F1_Industrial_Stone, Clay, and Glass_New_Space Heating_Natural Gas_Destratification Fans (HVLS)_A_Achievable Economic TRC Potential | F1 | Industrial | Stone, Clay, and Glass | New | Space Heating | Natural Gas | Destratification Fans (HVLS) | A | Original Unit Energy Savings (kWh or therms) | Achievable Economic TRC Potential | 0 | 0 | 0 | 0 | 0 | 0.014581 | 0.014392 | 0.014255 | 0.014151 | 0.014068 | 0.014002 | 0.013924 | 0.013842 | 0.013762 | 0.013684 | 0.013622 | 0.013574 | 0.013536 | 0.013475 | 0.01343 | 0.013398 | 0.013373 | 0.013373 | 0.013373 | 0.013373 | 0.013373 | 0.013373 | 0.013373 | 0 | 0 | 0
F2_Industrial_Stone, Clay, and Glass_New_Space Heating_Natural Gas_Destratification Fans (HVLS)_A_Achievable Economic TRC Potential | F2 | Industrial | Stone, Clay, and Glass | New | Space Heating | Natural Gas | Destratification Fans (HVLS) | A | Original Unit Summer Peak Savings (kW) | Achievable Economic TRC Potential | 0 | 0 | 0 | 0 | 0 | 0 | 0 | 0 | 0 | 0 | 0 | 0 | 0 | 0 | 0 | 0 | 0 | 0 | 0 | 0 | 0 | 0 | 0 | 0 | 0 | 0 | 0 | 0 | 0 | 0 | 0
F3_Industrial_Stone, Clay, and Glass_New_Space Heating_Natural Gas_Destratification Fans (HVLS)_A_Achievable Economic TRC Potential | F3 | Industrial | Stone, Clay, and Glass | New | Space Heating | Natural Gas | Destratification Fans (HVLS) | A | Original Unit Winter Peak Savings (kW) | Achievable Economic TRC Potential | 0 | 0 | 0 | 0 | 0 | 0 | 0 | 0 | 0 | 0 | 0 | 0 | 0 | 0 | 0 | 0 | 0 | 0 | 0 | 0 | 0 | 0 | 0 | 0 | 0 | 0 | 0 | 0 | 0 | 0 | 0
F4_Industrial_Stone, Clay, and Glass_New_Space Heating_Natural Gas_Destratification Fans (HVLS)_A_Achievable Economic TRC Potential | F4 | Industrial | Stone, Clay, and Glass | New | Space Heating | Natural Gas | Destratification Fans (HVLS) | A | Standalone Impact on Baseline Energy (%) | Achievable Economic TRC Potential | 0% | 0% | 0% | 0% | 0% | 0% | 0% | 0% | 0% | 0% | 0% | 0% | 0% | 0% | 0% | 0% | 0% | 0% | 0% | 0% | 0% | 0% | 0% | 0% | 0 | 0 | 0 | 0 | 0 | 0 | 0
F5_Industrial_Stone, Clay, and Glass_New_Space Heating_Natural Gas_Destratification Fans (HVLS)_A_Achievable Economic TRC Potential | F5 | Industrial | Stone, Clay, and Glass | New | Space Heating | Natural Gas | Destratification Fans (HVLS) | A | Standalone Impact on Baseline Summer Peak (%) | Achievable Economic TRC Potential | 0% | 0% | 0% | 0% | 0% | 0% | 0% | 0% | 0% | 0% | 0% | 0% | 0% | 0% | 0% | 0% | 0% | 0% | 0% | 0% | 0% | 0% | 0% | 0% | 0 | 0 | 0 | 0 | 0 | 0 | 0
F6_Industrial_Stone, Clay, and Glass_New_Space Heating_Natural Gas_Destratification Fans (HVLS)_A_Achievable Economic TRC Potential | F6 | Industrial | Stone, Clay, and Glass | New | Space Heating | Natural Gas | Destratification Fans (HVLS) | A | Standalone Impact on Baseline Winter Peak (%) | Achievable Economic TRC Potential | 0% | 0% | 0% | 0% | 0% | 0% | 0% | 0% | 0% | 0% | 0% | 0% | 0% | 0% | 0% | 0% | 0% | 0% | 0% | 0% | 0% | 0% | 0% | 0% | 0 | 0 | 0 | 0 | 0 | 0 | 0
F7_Industrial_Stone, Clay, and Glass_New_Space Heating_Natural Gas_Destratification Fans (HVLS)_A_Achievable Economic TRC Potential | F7 | Industrial | Stone, Clay, and Glass | New | Space Heating | Natural Gas | Destratification Fans (HVLS) | A | Incremental Energy Savings (MWh or mTherms) | Achievable Economic TRC Potential | 0 | 0 | 0 | 0 | 0 | 0 | 0 | 0 | 0 | 0 | 0 | 0 | 0 | 0 | 0 | 0 | 0 | 0 | 0 | 0 | 0 | 0 | 0 | 0 | 0 | 0 | 0 | 0 | 0 | 0 | 0
F8_Industrial_Stone, Clay, and Glass_New_Space Heating_Natural Gas_Destratification Fans (HVLS)_A_Achievable Economic TRC Potential | F8 | Industrial | Stone, Clay, and Glass | New | Space Heating | Natural Gas | Destratification Fans (HVLS) | A | Incremental Summer Peak Savings (MW) | Achievable Economic TRC Potential | 0 | 0 | 0 | 0 | 0 | 0 | 0 | 0 | 0 | 0 | 0 | 0 | 0 | 0 | 0 | 0 | 0 | 0 | 0 | 0 | 0 | 0 | 0 | 0 | 0 | 0 | 0 | 0 | 0 | 0 | 0
F9_Industrial_Stone, Clay, and Glass_New_Space Heating_Natural Gas_Destratification Fans (HVLS)_A_Achievable Economic TRC Potential | F9 | Industrial | Stone, Clay, and Glass | New | Space Heating | Natural Gas | Destratification Fans (HVLS) | A | Incremental Winter Peak Savings (MW) | Achievable Economic TRC Potential | 0 | 0 | 0 | 0 | 0 | 0 | 0 | 0 | 0 | 0 | 0 | 0 | 0 | 0 | 0 | 0 | 0 | 0 | 0 | 0 | 0 | 0 | 0 | 0 | 0 | 0 | 0 | 0 | 0 | 0 | 0
F10_Industrial_Stone, Clay, and Glass_New_Space Heating_Natural Gas_Destratification Fans (HVLS)_A_Achievable Economic TRC Potential | F10 | Industrial | Stone, Clay, and Glass | New | Space Heating | Natural Gas | Destratification Fans (HVLS) | A | Cumulative Energy Savings (MWh or mTherms) | Achievable Economic TRC Potential | 0 | 0 | 0 | 0 | 0 | 0 | 0 | 0 | 0 | 0 | 0 | 0 | 0 | 0 | 0 | 0 | 0 | 0 | 0 | 0 | 0 | 0 | 0 | 0 | 0 | 0 | 0 | 0 | 0 | 0 | 0
F11_Industrial_Stone, Clay, and Glass_New_Space Heating_Natural Gas_Destratification Fans (HVLS)_A_Achievable Economic TRC Potential | F11 | Industrial | Stone, Clay, and Glass | New | Space Heating | Natural Gas | Destratification Fans (HVLS) | A | Cumulative Summer Peak Savings (MW) | Achievable Economic TRC Potential | 0 | 0 | 0 | 0 | 0 | 0 | 0 | 0 | 0 | 0 | 0 | 0 | 0 | 0 | 0 | 0 | 0 | 0 | 0 | 0 | 0 | 0 | 0 | 0 | 0 | 0 | 0 | 0 | 0 | 0 | 0
F12_Industrial_Stone, Clay, and Glass_New_Space Heating_Natural Gas_Destratification Fans (HVLS)_A_Achievable Economic TRC Potential | F12 | Industrial | Stone, Clay, and Glass | New | Space Heating | Natural Gas | Destratification Fans (HVLS) | A | Cumulative Winter Peak Savings (MW) | Achievable Economic TRC Potential | 0 | 0 | 0 | 0 | 0 | 0 | 0 | 0 | 0 | 0 | 0 | 0 | 0 | 0 | 0 | 0 | 0 | 0 | 0 | 0 | 0 | 0 | 0 | 0 | 0 | 0 | 0 | 0 | 0 | 0 | 0
F13_Industrial_Stone, Clay, and Glass_New_Space Heating_Natural Gas_Destratification Fans (HVLS)_A_Achievable Economic TRC Potential | F13 | Industrial | Stone, Clay, and Glass | New | Space Heating | Natural Gas | Destratification Fans (HVLS) | A | Purchases (Incremental) | Achievable Economic TRC Potential | 0 | 0 | 0 | 0 | 0 | 0 | 0 | 0 | 0 | 0 | 0 | 0 | 0 | 0 | 0 | 0 | 0 | 0 | 0 | 0 | 0 | 0 | 0 | 0 | 0 | 0 | 0 | 0 | 0 | 0 | 0
F14_Industrial_Stone, Clay, and Glass_New_Space Heating_Natural Gas_Destratification Fans (HVLS)_A_Achievable Economic TRC Potential | F14 | Industrial | Stone, Clay, and Glass | New | Space Heating | Natural Gas | Destratification Fans (HVLS) | A | Purchases (Cumulative) | Achievable Economic TRC Potential | 0 | 0 | 0 | 0 | 0 | 0 | 0 | 0 | 0 | 0 | 0 | 0 | 0 | 0 | 0 | 0 | 0 | 0 | 0 | 0 | 0 | 0 | 0 | 0 | 0 | 0 | 0 | 0 | 0 | 0 | 0
F1_Industrial_Stone, Clay, and Glass_New_Space Heating_Natural Gas_Gas Boiler - Insulate Steam Lines/Condensate Tank_A_Achievable Economic TRC Potential | F1 | Industrial | Stone, Clay, and Glass | New | Space Heating | Natural Gas | Gas Boiler - Insulate Steam Lines/Condensate Tank | A | Original Unit Energy Savings (kWh or therms) | Achievable Economic TRC Potential | 0 | 0 | 0 | 0 | 0 | 0 | 0 | 0 | 0 | 0 | 0 | 0 | 0 | 0 | 0 | 0 | 0 | 0 | 0 | 0 | 0 | 0 | 0 | 0 | 0 | 0 | 0 | 0 | 0 | 0 | 0
F2_Industrial_Stone, Clay, and Glass_New_Space Heating_Natural Gas_Gas Boiler - Insulate Steam Lines/Condensate Tank_A_Achievable Economic TRC Potential | F2 | Industrial | Stone, Clay, and Glass | New | Space Heating | Natural Gas | Gas Boiler - Insulate Steam Lines/Condensate Tank | A | Original Unit Summer Peak Savings (kW) | Achievable Economic TRC Potential | 0 | 0 | 0 | 0 | 0 | 0 | 0 | 0 | 0 | 0 | 0 | 0 | 0 | 0 | 0 | 0 | 0 | 0 | 0 | 0 | 0 | 0 | 0 | 0 | 0 | 0 | 0 | 0 | 0 | 0 | 0
F3_Industrial_Stone, Clay, and Glass_New_Space Heating_Natural Gas_Gas Boiler - Insulate Steam Lines/Condensate Tank_A_Achievable Economic TRC Potential | F3 | Industrial | Stone, Clay, and Glass | New | Space Heating | Natural Gas | Gas Boiler - Insulate Steam Lines/Condensate Tank | A | Original Unit Winter Peak Savings (kW) | Achievable Economic TRC Potential | 0 | 0 | 0 | 0 | 0 | 0 | 0 | 0 | 0 | 0 | 0 | 0 | 0 | 0 | 0 | 0 | 0 | 0 | 0 | 0 | 0 | 0 | 0 | 0 | 0 | 0 | 0 | 0 | 0 | 0 | 0
F4_Industrial_Stone, Clay, and Glass_New_Space Heating_Natural Gas_Gas Boiler - Insulate Steam Lines/Condensate Tank_A_Achievable Economic TRC Potential | F4 | Industrial | Stone, Clay, and Glass | New | Space Heating | Natural Gas | Gas Boiler - Insulate Steam Lines/Condensate Tank | A | Standalone Impact on Baseline Energy (%) | Achievable Economic TRC Potential | 0% | 0% | 0% | 0% | 0% | 0% | 0% | 0% | 0% | 0% | 0% | 0% | 0% | 0% | 0% | 0% | 0% | 0% | 0% | 0% | 0% | 0% | 0% | 0% | 0 | 0 | 0 | 0 | 0 | 0 | 0
F5_Industrial_Stone, Clay, and Glass_New_Space Heating_Natural Gas_Gas Boiler - Insulate Steam Lines/Condensate Tank_A_Achievable Economic TRC Potential | F5 | Industrial | Stone, Clay, and Glass | New | Space Heating | Natural Gas | Gas Boiler - Insulate Steam Lines/Condensate Tank | A | Standalone Impact on Baseline Summer Peak (%) | Achievable Economic TRC Potential | 0% | 0% | 0% | 0% | 0% | 0% | 0% | 0% | 0% | 0% | 0% | 0% | 0% | 0% | 0% | 0% | 0% | 0% | 0% | 0% | 0% | 0% | 0% | 0% | 0 | 0 | 0 | 0 | 0 | 0 | 0
F6_Industrial_Stone, Clay, and Glass_New_Space Heating_Natural Gas_Gas Boiler - Insulate Steam Lines/Condensate Tank_A_Achievable Economic TRC Potential | F6 | Industrial | Stone, Clay, and Glass | New | Space Heating | Natural Gas | Gas Boiler - Insulate Steam Lines/Condensate Tank | A | Standalone Impact on Baseline Winter Peak (%) | Achievable Economic TRC Potential | 0% | 0% | 0% | 0% | 0% | 0% | 0% | 0% | 0% | 0% | 0% | 0% | 0% | 0% | 0% | 0% | 0% | 0% | 0% | 0% | 0% | 0% | 0% | 0% | 0 | 0 | 0 | 0 | 0 | 0 | 0
F7_Industrial_Stone, Clay, and Glass_New_Space Heating_Natural Gas_Gas Boiler - Insulate Steam Lines/Condensate Tank_A_Achievable Economic TRC Potential | F7 | Industrial | Stone, Clay, and Glass | New | Space Heating | Natural Gas | Gas Boiler - Insulate Steam Lines/Condensate Tank | A | Incremental Energy Savings (MWh or mTherms) | Achievable Economic TRC Potential | 0 | 0 | 0 | 0 | 0 | 0 | 0 | 0 | 0 | 0 | 0 | 0 | 0 | 0 | 0 | 0 | 0 | 0 | 0 | 0 | 0 | 0 | 0 | 0 | 0 | 0 | 0 | 0 | 0 | 0 | 0
F8_Industrial_Stone, Clay, and Glass_New_Space Heating_Natural Gas_Gas Boiler - Insulate Steam Lines/Condensate Tank_A_Achievable Economic TRC Potential | F8 | Industrial | Stone, Clay, and Glass | New | Space Heating | Natural Gas | Gas Boiler - Insulate Steam Lines/Condensate Tank | A | Incremental Summer Peak Savings (MW) | Achievable Economic TRC Potential | 0 | 0 | 0 | 0 | 0 | 0 | 0 | 0 | 0 | 0 | 0 | 0 | 0 | 0 | 0 | 0 | 0 | 0 | 0 | 0 | 0 | 0 | 0 | 0 | 0 | 0 | 0 | 0 | 0 | 0 | 0
F9_Industrial_Stone, Clay, and Glass_New_Space Heating_Natural Gas_Gas Boiler - Insulate Steam Lines/Condensate Tank_A_Achievable Economic TRC Potential | F9 | Industrial | Stone, Clay, and Glass | New | Space Heating | Natural Gas | Gas Boiler - Insulate Steam Lines/Condensate Tank | A | Incremental Winter Peak Savings (MW) | Achievable Economic TRC Potential | 0 | 0 | 0 | 0 | 0 | 0 | 0 | 0 | 0 | 0 | 0 | 0 | 0 | 0 | 0 | 0 | 0 | 0 | 0 | 0 | 0 | 0 | 0 | 0 | 0 | 0 | 0 | 0 | 0 | 0 | 0
F10_Industrial_Stone, Clay, and Glass_New_Space Heating_Natural Gas_Gas Boiler - Insulate Steam Lines/Condensate Tank_A_Achievable Economic TRC Potential | F10 | Industrial | Stone, Clay, and Glass | New | Space Heating | Natural Gas | Gas Boiler - Insulate Steam Lines/Condensate Tank | A | Cumulative Energy Savings (MWh or mTherms) | Achievable Economic TRC Potential | 0 | 0 | 0 | 0 | 0 | 0 | 0 | 0 | 0 | 0 | 0 | 0 | 0 | 0 | 0 | 0 | 0 | 0 | 0 | 0 | 0 | 0 | 0 | 0 | 0 | 0 | 0 | 0 | 0 | 0 | 0
F11_Industrial_Stone, Clay, and Glass_New_Space Heating_Natural Gas_Gas Boiler - Insulate Steam Lines/Condensate Tank_A_Achievable Economic TRC Potential | F11 | Industrial | Stone, Clay, and Glass | New | Space Heating | Natural Gas | Gas Boiler - Insulate Steam Lines/Condensate Tank | A | Cumulative Summer Peak Savings (MW) | Achievable Economic TRC Potential | 0 | 0 | 0 | 0 | 0 | 0 | 0 | 0 | 0 | 0 | 0 | 0 | 0 | 0 | 0 | 0 | 0 | 0 | 0 | 0 | 0 | 0 | 0 | 0 | 0 | 0 | 0 | 0 | 0 | 0 | 0
F12_Industrial_Stone, Clay, and Glass_New_Space Heating_Natural Gas_Gas Boiler - Insulate Steam Lines/Condensate Tank_A_Achievable Economic TRC Potential | F12 | Industrial | Stone, Clay, and Glass | New | Space Heating | Natural Gas | Gas Boiler - Insulate Steam Lines/Condensate Tank | A | Cumulative Winter Peak Savings (MW) | Achievable Economic TRC Potential | 0 | 0 | 0 | 0 | 0 | 0 | 0 | 0 | 0 | 0 | 0 | 0 | 0 | 0 | 0 | 0 | 0 | 0 | 0 | 0 | 0 | 0 | 0 | 0 | 0 | 0 | 0 | 0 | 0 | 0 | 0
F13_Industrial_Stone, Clay, and Glass_New_Space Heating_Natural Gas_Gas Boiler - Insulate Steam Lines/Condensate Tank_A_Achievable Economic TRC Potential | F13 | Industrial | Stone, Clay, and Glass | New | Space Heating | Natural Gas | Gas Boiler - Insulate Steam Lines/Condensate Tank | A | Purchases (Incremental) | Achievable Economic TRC Potential | 0 | 0 | 0 | 0 | 0 | 0 | 0 | 0 | 0 | 0 | 0 | 0 | 0 | 0 | 0 | 0 | 0 | 0 | 0 | 0 | 0 | 0 | 0 | 0 | 0 | 0 | 0 | 0 | 0 | 0 | 0
F14_Industrial_Stone, Clay, and Glass_New_Space Heating_Natural Gas_Gas Boiler - Insulate Steam Lines/Condensate Tank_A_Achievable Economic TRC Potential | F14 | Industrial | Stone, Clay, and Glass | New | Space Heating | Natural Gas | Gas Boiler - Insulate Steam Lines/Condensate Tank | A | Purchases (Cumulative) | Achievable Economic TRC Potential | 0 | 0 | 0 | 0 | 0 | 0 | 0 | 0 | 0 | 0 | 0 | 0 | 0 | 0 | 0 | 0 | 0 | 0 | 0 | 0 | 0 | 0 | 0 | 0 | 0 | 0 | 0 | 0 | 0 | 0 | 0
F1_Industrial_Stone, Clay, and Glass_New_Process_Natural Gas_Gas Boiler - Insulate Steam Lines/Condensate Tank_A_Achievable Economic TRC Potential | F1 | Industrial | Stone, Clay, and Glass | New | Process | Natural Gas | Gas Boiler - Insulate Steam Lines/Condensate Tank | A | Original Unit Energy Savings (kWh or therms) | Achievable Economic TRC Potential | 0 | 0 | 0 | 0 | 0 | 45.5894 | 45.5894 | 45.5894 | 45.5894 | 45.5894 | 45.5894 | 45.5894 | 45.5894 | 45.5894 | 45.5894 | 45.5894 | 45.5894 | 45.5894 | 45.5894 | 45.5894 | 45.5894 | 45.5894 | 45.5894 | 45.5894 | 45.5894 | 45.5894 | 45.5894 | 45.5894 | 45.5894 | 45.5894 | 45.5894
F2_Industrial_Stone, Clay, and Glass_New_Process_Natural Gas_Gas Boiler - Insulate Steam Lines/Condensate Tank_A_Achievable Economic TRC Potential | F2 | Industrial | Stone, Clay, and Glass | New | Process | Natural Gas | Gas Boiler - Insulate Steam Lines/Condensate Tank | A | Original Unit Summer Peak Savings (kW) | Achievable Economic TRC Potential | 0 | 0 | 0 | 0 | 0 | 0 | 0 | 0 | 0 | 0 | 0 | 0 | 0 | 0 | 0 | 0 | 0 | 0 | 0 | 0 | 0 | 0 | 0 | 0 | 0 | 0 | 0 | 0 | 0 | 0 | 0
F3_Industrial_Stone, Clay, and Glass_New_Process_Natural Gas_Gas Boiler - Insulate Steam Lines/Condensate Tank_A_Achievable Economic TRC Potential | F3 | Industrial | Stone, Clay, and Glass | New | Process | Natural Gas | Gas Boiler - Insulate Steam Lines/Condensate Tank | A | Original Unit Winter Peak Savings (kW) | Achievable Economic TRC Potential | 0 | 0 | 0 | 0 | 0 | 0 | 0 | 0 | 0 | 0 | 0 | 0 | 0 | 0 | 0 | 0 | 0 | 0 | 0 | 0 | 0 | 0 | 0 | 0 | 0 | 0 | 0 | 0 | 0 | 0 | 0
F4_Industrial_Stone, Clay, and Glass_New_Process_Natural Gas_Gas Boiler - Insulate Steam Lines/Condensate Tank_A_Achievable Economic TRC Potential | F4 | Industrial | Stone, Clay, and Glass | New | Process | Natural Gas | Gas Boiler - Insulate Steam Lines/Condensate Tank | A | Standalone Impact on Baseline Energy (%) | Achievable Economic TRC Potential | 0% | 0% | 0% | 0% | 0% | 0.00172% | 0.003173% | 0.004465% | 0.005658% | 0.00678% | 0.007851% | 0.008894% | 0.009909% | 0.0109% | 0.01189% | 0.01286% | 0.01382% | 0.01477% | 0.01572% | 0.01666% | 0.01759% | 0.01852% | 0.01945% | 0.02038% | 0.00021299 | 0.00020499 | 0.00019758 | 0.00019072 | 0 | 0 | 0
F5_Industrial_Stone, Clay, and Glass_New_Process_Natural Gas_Gas Boiler - Insulate Steam Lines/Condensate Tank_A_Achievable Economic TRC Potential | F5 | Industrial | Stone, Clay, and Glass | New | Process | Natural Gas | Gas Boiler - Insulate Steam Lines/Condensate Tank | A | Standalone Impact on Baseline Summer Peak (%) | Achievable Economic TRC Potential | 0% | 0% | 0% | 0% | 0% | 0% | 0% | 0% | 0% | 0% | 0% | 0% | 0% | 0% | 0% | 0% | 0% | 0% | 0% | 0% | 0% | 0% | 0% | 0% | 0 | 0 | 0 | 0 | 0 | 0 | 0
F6_Industrial_Stone, Clay, and Glass_New_Process_Natural Gas_Gas Boiler - Insulate Steam Lines/Condensate Tank_A_Achievable Economic TRC Potential | F6 | Industrial | Stone, Clay, and Glass | New | Process | Natural Gas | Gas Boiler - Insulate Steam Lines/Condensate Tank | A | Standalone Impact on Baseline Winter Peak (%) | Achievable Economic TRC Potential | 0% | 0% | 0% | 0% | 0% | 0% | 0% | 0% | 0% | 0% | 0% | 0% | 0% | 0% | 0% | 0% | 0% | 0% | 0% | 0% | 0% | 0% | 0% | 0% | 0 | 0 | 0 | 0 | 0 | 0 | 0
F7_Industrial_Stone, Clay, and Glass_New_Process_Natural Gas_Gas Boiler - Insulate Steam Lines/Condensate Tank_A_Achievable Economic TRC Potential | F7 | Industrial | Stone, Clay, and Glass | New | Process | Natural Gas | Gas Boiler - Insulate Steam Lines/Condensate Tank | A | Incremental Energy Savings (MWh or mTherms) | Achievable Economic TRC Potential | 0 | 0 | 0 | 0 | 0 | 0.0029331 | 0.0034749 | 0.0040165 | 0.0045548 | 0.0050934 | 0.0056325 | 0.0061647 | 0.0066955 | 0.0072252 | 0.0077465 | 0.0082697 | 0.008788 | 0.0093064 | 0.0098221 | 0.010333 | 0.010845 | 0.011355 | 0.011862 | 0.012368 | 0.012872 | 0.0029331 | 0.0034749 | 0.0040165 | 0.0045548 | 0.0050934 | 0.0056325
F8_Industrial_Stone, Clay, and Glass_New_Process_Natural Gas_Gas Boiler - Insulate Steam Lines/Condensate Tank_A_Achievable Economic TRC Potential | F8 | Industrial | Stone, Clay, and Glass | New | Process | Natural Gas | Gas Boiler - Insulate Steam Lines/Condensate Tank | A | Incremental Summer Peak Savings (MW) | Achievable Economic TRC Potential | 0 | 0 | 0 | 0 | 0 | 0 | 0 | 0 | 0 | 0 | 0 | 0 | 0 | 0 | 0 | 0 | 0 | 0 | 0 | 0 | 0 | 0 | 0 | 0 | 0 | 0 | 0 | 0 | 0 | 0 | 0
F9_Industrial_Stone, Clay, and Glass_New_Process_Natural Gas_Gas Boiler - Insulate Steam Lines/Condensate Tank_A_Achievable Economic TRC Potential | F9 | Industrial | Stone, Clay, and Glass | New | Process | Natural Gas | Gas Boiler - Insulate Steam Lines/Condensate Tank | A | Incremental Winter Peak Savings (MW) | Achievable Economic TRC Potential | 0 | 0 | 0 | 0 | 0 | 0 | 0 | 0 | 0 | 0 | 0 | 0 | 0 | 0 | 0 | 0 | 0 | 0 | 0 | 0 | 0 | 0 | 0 | 0 | 0 | 0 | 0 | 0 | 0 | 0 | 0
F10_Industrial_Stone, Clay, and Glass_New_Process_Natural Gas_Gas Boiler - Insulate Steam Lines/Condensate Tank_A_Achievable Economic TRC Potential | F10 | Industrial | Stone, Clay, and Glass | New | Process | Natural Gas | Gas Boiler - Insulate Steam Lines/Condensate Tank | A | Cumulative Energy Savings (MWh or mTherms) | Achievable Economic TRC Potential | 0 | 0 | 0 | 0 | 0 | 0.0029331 | 0.006408 | 0.010425 | 0.014979 | 0.020073 | 0.025705 | 0.03187 | 0.038565 | 0.045791 | 0.053537 | 0.061807 | 0.070595 | 0.079901 | 0.089723 | 0.10006 | 0.1109 | 0.12226 | 0.13412 | 0.14649 | 0.15936 | 0.15936 | 0.15936 | 0.15936 | 0.15936 | 0.15936 | 0.15936
F11_Industrial_Stone, Clay, and Glass_New_Process_Natural Gas_Gas Boiler - Insulate Steam Lines/Condensate Tank_A_Achievable Economic TRC Potential | F11 | Industrial | Stone, Clay, and Glass | New | Process | Natural Gas | Gas Boiler - Insulate Steam Lines/Condensate Tank | A | Cumulative Summer Peak Savings (MW) | Achievable Economic TRC Potential | 0 | 0 | 0 | 0 | 0 | 0 | 0 | 0 | 0 | 0 | 0 | 0 | 0 | 0 | 0 | 0 | 0 | 0 | 0 | 0 | 0 | 0 | 0 | 0 | 0 | 0 | 0 | 0 | 0 | 0 | 0
F12_Industrial_Stone, Clay, and Glass_New_Process_Natural Gas_Gas Boiler - Insulate Steam Lines/Condensate Tank_A_Achievable Economic TRC Potential | F12 | Industrial | Stone, Clay, and Glass | New | Process | Natural Gas | Gas Boiler - Insulate Steam Lines/Condensate Tank | A | Cumulative Winter Peak Savings (MW) | Achievable Economic TRC Potential | 0 | 0 | 0 | 0 | 0 | 0 | 0 | 0 | 0 | 0 | 0 | 0 | 0 | 0 | 0 | 0 | 0 | 0 | 0 | 0 | 0 | 0 | 0 | 0 | 0 | 0 | 0 | 0 | 0 | 0 | 0
F13_Industrial_Stone, Clay, and Glass_New_Process_Natural Gas_Gas Boiler - Insulate Steam Lines/Condensate Tank_A_Achievable Economic TRC Potential | F13 | Industrial | Stone, Clay, and Glass | New | Process | Natural Gas | Gas Boiler - Insulate Steam Lines/Condensate Tank | A | Purchases (Incremental) | Achievable Economic TRC Potential | 0 | 0 | 0 | 0 | 0 | 0.064338 | 0.076222 | 0.088101 | 0.099909 | 0.11172 | 0.12355 | 0.13522 | 0.14687 | 0.15848 | 0.16992 | 0.1814 | 0.19276 | 0.20413 | 0.21545 | 0.22666 | 0.23788 | 0.24906 | 0.2602 | 0.27129 | 0.28235 | 0.064338 | 0.076222 | 0.088101 | 0.099909 | 0.11172 | 0.12355
F14_Industrial_Stone, Clay, and Glass_New_Process_Natural Gas_Gas Boiler - Insulate Steam Lines/Condensate Tank_A_Achievable Economic TRC Potential | F14 | Industrial | Stone, Clay, and Glass | New | Process | Natural Gas | Gas Boiler - Insulate Steam Lines/Condensate Tank | A | Purchases (Cumulative) | Achievable Economic TRC Potential | 0 | 0 | 0 | 0 | 0 | 0.064338 | 0.14056 | 0.22866 | 0.32857 | 0.44029 | 0.56384 | 0.69906 | 0.84593 | 1.0044 | 1.1743 | 1.3557 | 1.5485 | 1.7526 | 1.9681 | 2.1947 | 2.4326 | 2.6817 | 2.9419 | 3.2132 | 3.4955 | 3.4955 | 3.4955 | 3.4955 | 3.4955 | 3.4955 | 3.4955
F1_Industrial_Stone, Clay, and Glass_New_Space Heating_Natural Gas_Gas Boiler - Insulate Hot Water Lines_A_Achievable Economic TRC Potential | F1 | Industrial | Stone, Clay, and Glass | New | Space Heating | Natural Gas | Gas Boiler - Insulate Hot Water Lines | A | Original Unit Energy Savings (kWh or therms) | Achievable Economic TRC Potential | 0 | 0 | 0 | 0 | 0 | 0 | 0 | 0 | 0 | 0 | 0 | 0 | 0 | 0 | 0 | 0 | 0 | 0 | 0 | 0 | 0 | 0 | 0 | 0 | 0 | 0 | 0 | 0 | 0 | 0 | 0
F2_Industrial_Stone, Clay, and Glass_New_Space Heating_Natural Gas_Gas Boiler - Insulate Hot Water Lines_A_Achievable Economic TRC Potential | F2 | Industrial | Stone, Clay, and Glass | New | Space Heating | Natural Gas | Gas Boiler - Insulate Hot Water Lines | A | Original Unit Summer Peak Savings (kW) | Achievable Economic TRC Potential | 0 | 0 | 0 | 0 | 0 | 0 | 0 | 0 | 0 | 0 | 0 | 0 | 0 | 0 | 0 | 0 | 0 | 0 | 0 | 0 | 0 | 0 | 0 | 0 | 0 | 0 | 0 | 0 | 0 | 0 | 0
F3_Industrial_Stone, Clay, and Glass_New_Space Heating_Natural Gas_Gas Boiler - Insulate Hot Water Lines_A_Achievable Economic TRC Potential | F3 | Industrial | Stone, Clay, and Glass | New | Space Heating | Natural Gas | Gas Boiler - Insulate Hot Water Lines | A | Original Unit Winter Peak Savings (kW) | Achievable Economic TRC Potential | 0 | 0 | 0 | 0 | 0 | 0 | 0 | 0 | 0 | 0 | 0 | 0 | 0 | 0 | 0 | 0 | 0 | 0 | 0 | 0 | 0 | 0 | 0 | 0 | 0 | 0 | 0 | 0 | 0 | 0 | 0
F4_Industrial_Stone, Clay, and Glass_New_Space Heating_Natural Gas_Gas Boiler - Insulate Hot Water Lines_A_Achievable Economic TRC Potential | F4 | Industrial | Stone, Clay, and Glass | New | Space Heating | Natural Gas | Gas Boiler - Insulate Hot Water Lines | A | Standalone Impact on Baseline Energy (%) | Achievable Economic TRC Potential | 0% | 0% | 0% | 0% | 0% | 0% | 0% | 0% | 0% | 0% | 0% | 0% | 0% | 0% | 0% | 0% | 0% | 0% | 0% | 0% | 0% | 0% | 0% | 0% | 0 | 0 | 0 | 0 | 0 | 0 | 0
F5_Industrial_Stone, Clay, and Glass_New_Space Heating_Natural Gas_Gas Boiler - Insulate Hot Water Lines_A_Achievable Economic TRC Potential | F5 | Industrial | Stone, Clay, and Glass | New | Space Heating | Natural Gas | Gas Boiler - Insulate Hot Water Lines | A | Standalone Impact on Baseline Summer Peak (%) | Achievable Economic TRC Potential | 0% | 0% | 0% | 0% | 0% | 0% | 0% | 0% | 0% | 0% | 0% | 0% | 0% | 0% | 0% | 0% | 0% | 0% | 0% | 0% | 0% | 0% | 0% | 0% | 0 | 0 | 0 | 0 | 0 | 0 | 0
F6_Industrial_Stone, Clay, and Glass_New_Space Heating_Natural Gas_Gas Boiler - Insulate Hot Water Lines_A_Achievable Economic TRC Potential | F6 | Industrial | Stone, Clay, and Glass | New | Space Heating | Natural Gas | Gas Boiler - Insulate Hot Water Lines | A | Standalone Impact on Baseline Winter Peak (%) | Achievable Economic TRC Potential | 0% | 0% | 0% | 0% | 0% | 0% | 0% | 0% | 0% | 0% | 0% | 0% | 0% | 0% | 0% | 0% | 0% | 0% | 0% | 0% | 0% | 0% | 0% | 0% | 0 | 0 | 0 | 0 | 0 | 0 | 0
F7_Industrial_Stone, Clay, and Glass_New_Space Heating_Natural Gas_Gas Boiler - Insulate Hot Water Lines_A_Achievable Economic TRC Potential | F7 | Industrial | Stone, Clay, and Glass | New | Space Heating | Natural Gas | Gas Boiler - Insulate Hot Water Lines | A | Incremental Energy Savings (MWh or mTherms) | Achievable Economic TRC Potential | 0 | 0 | 0 | 0 | 0 | 0 | 0 | 0 | 0 | 0 | 0 | 0 | 0 | 0 | 0 | 0 | 0 | 0 | 0 | 0 | 0 | 0 | 0 | 0 | 0 | 0 | 0 | 0 | 0 | 0 | 0
F8_Industrial_Stone, Clay, and Glass_New_Space Heating_Natural Gas_Gas Boiler - Insulate Hot Water Lines_A_Achievable Economic TRC Potential | F8 | Industrial | Stone, Clay, and Glass | New | Space Heating | Natural Gas | Gas Boiler - Insulate Hot Water Lines | A | Incremental Summer Peak Savings (MW) | Achievable Economic TRC Potential | 0 | 0 | 0 | 0 | 0 | 0 | 0 | 0 | 0 | 0 | 0 | 0 | 0 | 0 | 0 | 0 | 0 | 0 | 0 | 0 | 0 | 0 | 0 | 0 | 0 | 0 | 0 | 0 | 0 | 0 | 0
F9_Industrial_Stone, Clay, and Glass_New_Space Heating_Natural Gas_Gas Boiler - Insulate Hot Water Lines_A_Achievable Economic TRC Potential | F9 | Industrial | Stone, Clay, and Glass | New | Space Heating | Natural Gas | Gas Boiler - Insulate Hot Water Lines | A | Incremental Winter Peak Savings (MW) | Achievable Economic TRC Potential | 0 | 0 | 0 | 0 | 0 | 0 | 0 | 0 | 0 | 0 | 0 | 0 | 0 | 0 | 0 | 0 | 0 | 0 | 0 | 0 | 0 | 0 | 0 | 0 | 0 | 0 | 0 | 0 | 0 | 0 | 0
F10_Industrial_Stone, Clay, and Glass_New_Space Heating_Natural Gas_Gas Boiler - Insulate Hot Water Lines_A_Achievable Economic TRC Potential | F10 | Industrial | Stone, Clay, and Glass | New | Space Heating | Natural Gas | Gas Boiler - Insulate Hot Water Lines | A | Cumulative Energy Savings (MWh or mTherms) | Achievable Economic TRC Potential | 0 | 0 | 0 | 0 | 0 | 0 | 0 | 0 | 0 | 0 | 0 | 0 | 0 | 0 | 0 | 0 | 0 | 0 | 0 | 0 | 0 | 0 | 0 | 0 | 0 | 0 | 0 | 0 | 0 | 0 | 0
F11_Industrial_Stone, Clay, and Glass_New_Space Heating_Natural Gas_Gas Boiler - Insulate Hot Water Lines_A_Achievable Economic TRC Potential | F11 | Industrial | Stone, Clay, and Glass | New | Space Heating | Natural Gas | Gas Boiler - Insulate Hot Water Lines | A | Cumulative Summer Peak Savings (MW) | Achievable Economic TRC Potential | 0 | 0 | 0 | 0 | 0 | 0 | 0 | 0 | 0 | 0 | 0 | 0 | 0 | 0 | 0 | 0 | 0 | 0 | 0 | 0 | 0 | 0 | 0 | 0 | 0 | 0 | 0 | 0 | 0 | 0 | 0
F12_Industrial_Stone, Clay, and Glass_New_Space Heating_Natural Gas_Gas Boiler - Insulate Hot Water Lines_A_Achievable Economic TRC Potential | F12 | Industrial | Stone, Clay, and Glass | New | Space Heating | Natural Gas | Gas Boiler - Insulate Hot Water Lines | A | Cumulative Winter Peak Savings (MW) | Achievable Economic TRC Potential | 0 | 0 | 0 | 0 | 0 | 0 | 0 | 0 | 0 | 0 | 0 | 0 | 0 | 0 | 0 | 0 | 0 | 0 | 0 | 0 | 0 | 0 | 0 | 0 | 0 | 0 | 0 | 0 | 0 | 0 | 0
F13_Industrial_Stone, Clay, and Glass_New_Space Heating_Natural Gas_Gas Boiler - Insulate Hot Water Lines_A_Achievable Economic TRC Potential | F13 | Industrial | Stone, Clay, and Glass | New | Space Heating | Natural Gas | Gas Boiler - Insulate Hot Water Lines | A | Purchases (Incremental) | Achievable Economic TRC Potential | 0 | 0 | 0 | 0 | 0 | 0 | 0 | 0 | 0 | 0 | 0 | 0 | 0 | 0 | 0 | 0 | 0 | 0 | 0 | 0 | 0 | 0 | 0 | 0 | 0 | 0 | 0 | 0 | 0 | 0 | 0
F14_Industrial_Stone, Clay, and Glass_New_Space Heating_Natural Gas_Gas Boiler - Insulate Hot Water Lines_A_Achievable Economic TRC Potential | F14 | Industrial | Stone, Clay, and Glass | New | Space Heating | Natural Gas | Gas Boiler - Insulate Hot Water Lines | A | Purchases (Cumulative) | Achievable Economic TRC Potential | 0 | 0 | 0 | 0 | 0 | 0 | 0 | 0 | 0 | 0 | 0 | 0 | 0 | 0 | 0 | 0 | 0 | 0 | 0 | 0 | 0 | 0 | 0 | 0 | 0 | 0 | 0 | 0 | 0 | 0 | 0
F1_Industrial_Stone, Clay, and Glass_New_Process_Natural Gas_Gas Boiler - Insulate Hot Water Lines_A_Achievable Economic TRC Potential | F1 | Industrial | Stone, Clay, and Glass | New | Process | Natural Gas | Gas Boiler - Insulate Hot Water Lines | A | Original Unit Energy Savings (kWh or therms) | Achievable Economic TRC Potential | 0 | 0 | 0 | 0 | 0 | 51.5303 | 51.5303 | 51.5303 | 51.5303 | 51.5303 | 51.5303 | 51.5303 | 51.5303 | 51.5303 | 51.5303 | 51.5303 | 51.5303 | 51.5303 | 51.5303 | 51.5303 | 51.5303 | 51.5303 | 51.5303 | 51.5303 | 51.5303 | 51.5303 | 51.5303 | 51.5303 | 51.5303 | 51.5303 | 51.5303
F2_Industrial_Stone, Clay, and Glass_New_Process_Natural Gas_Gas Boiler - Insulate Hot Water Lines_A_Achievable Economic TRC Potential | F2 | Industrial | Stone, Clay, and Glass | New | Process | Natural Gas | Gas Boiler - Insulate Hot Water Lines | A | Original Unit Summer Peak Savings (kW) | Achievable Economic TRC Potential | 0 | 0 | 0 | 0 | 0 | 0 | 0 | 0 | 0 | 0 | 0 | 0 | 0 | 0 | 0 | 0 | 0 | 0 | 0 | 0 | 0 | 0 | 0 | 0 | 0 | 0 | 0 | 0 | 0 | 0 | 0
F3_Industrial_Stone, Clay, and Glass_New_Process_Natural Gas_Gas Boiler - Insulate Hot Water Lines_A_Achievable Economic TRC Potential | F3 | Industrial | Stone, Clay, and Glass | New | Process | Natural Gas | Gas Boiler - Insulate Hot Water Lines | A | Original Unit Winter Peak Savings (kW) | Achievable Economic TRC Potential | 0 | 0 | 0 | 0 | 0 | 0 | 0 | 0 | 0 | 0 | 0 | 0 | 0 | 0 | 0 | 0 | 0 | 0 | 0 | 0 | 0 | 0 | 0 | 0 | 0 | 0 | 0 | 0 | 0 | 0 | 0
F4_Industrial_Stone, Clay, and Glass_New_Process_Natural Gas_Gas Boiler - Insulate Hot Water Lines_A_Achievable Economic TRC Potential | F4 | Industrial | Stone, Clay, and Glass | New | Process | Natural Gas | Gas Boiler - Insulate Hot Water Lines | A | Standalone Impact on Baseline Energy (%) | Achievable Economic TRC Potential | 0% | 0% | 0% | 0% | 0% | 0.001945% | 0.003586% | 0.005047% | 0.006395% | 0.007663% | 0.008875% | 0.01005% | 0.0112% | 0.01232% | 0.01344% | 0.01453% | 0.01562% | 0.0167% | 0.01776% | 0.01883% | 0.01989% | 0.02094% | 0.02199% | 0.02303% | 0.00024074 | 0.0002317 | 0.00022333 | 0.00021557 | 0 | 0 | 0
F5_Industrial_Stone, Clay, and Glass_New_Process_Natural Gas_Gas Boiler - Insulate Hot Water Lines_A_Achievable Economic TRC Potential | F5 | Industrial | Stone, Clay, and Glass | New | Process | Natural Gas | Gas Boiler - Insulate Hot Water Lines | A | Standalone Impact on Baseline Summer Peak (%) | Achievable Economic TRC Potential | 0% | 0% | 0% | 0% | 0% | 0% | 0% | 0% | 0% | 0% | 0% | 0% | 0% | 0% | 0% | 0% | 0% | 0% | 0% | 0% | 0% | 0% | 0% | 0% | 0 | 0 | 0 | 0 | 0 | 0 | 0
F6_Industrial_Stone, Clay, and Glass_New_Process_Natural Gas_Gas Boiler - Insulate Hot Water Lines_A_Achievable Economic TRC Potential | F6 | Industrial | Stone, Clay, and Glass | New | Process | Natural Gas | Gas Boiler - Insulate Hot Water Lines | A | Standalone Impact on Baseline Winter Peak (%) | Achievable Economic TRC Potential | 0% | 0% | 0% | 0% | 0% | 0% | 0% | 0% | 0% | 0% | 0% | 0% | 0% | 0% | 0% | 0% | 0% | 0% | 0% | 0% | 0% | 0% | 0% | 0% | 0 | 0 | 0 | 0 | 0 | 0 | 0
F7_Industrial_Stone, Clay, and Glass_New_Process_Natural Gas_Gas Boiler - Insulate Hot Water Lines_A_Achievable Economic TRC Potential | F7 | Industrial | Stone, Clay, and Glass | New | Process | Natural Gas | Gas Boiler - Insulate Hot Water Lines | A | Incremental Energy Savings (MWh or mTherms) | Achievable Economic TRC Potential | 0 | 0 | 0 | 0 | 0 | 0.0033153 | 0.0039278 | 0.0045399 | 0.0051484 | 0.0057572 | 0.0063665 | 0.0069681 | 0.007568 | 0.0081667 | 0.0087559 | 0.0093474 | 0.0099332 | 0.010519 | 0.011102 | 0.01168 | 0.012258 | 0.012834 | 0.013408 | 0.01398 | 0.01455 | 0.0033153 | 0.0039278 | 0.0045399 | 0.0051484 | 0.0057572 | 0.0063665
F8_Industrial_Stone, Clay, and Glass_New_Process_Natural Gas_Gas Boiler - Insulate Hot Water Lines_A_Achievable Economic TRC Potential | F8 | Industrial | Stone, Clay, and Glass | New | Process | Natural Gas | Gas Boiler - Insulate Hot Water Lines | A | Incremental Summer Peak Savings (MW) | Achievable Economic TRC Potential | 0 | 0 | 0 | 0 | 0 | 0 | 0 | 0 | 0 | 0 | 0 | 0 | 0 | 0 | 0 | 0 | 0 | 0 | 0 | 0 | 0 | 0 | 0 | 0 | 0 | 0 | 0 | 0 | 0 | 0 | 0
F9_Industrial_Stone, Clay, and Glass_New_Process_Natural Gas_Gas Boiler - Insulate Hot Water Lines_A_Achievable Economic TRC Potential | F9 | Industrial | Stone, Clay, and Glass | New | Process | Natural Gas | Gas Boiler - Insulate Hot Water Lines | A | Incremental Winter Peak Savings (MW) | Achievable Economic TRC Potential | 0 | 0 | 0 | 0 | 0 | 0 | 0 | 0 | 0 | 0 | 0 | 0 | 0 | 0 | 0 | 0 | 0 | 0 | 0 | 0 | 0 | 0 | 0 | 0 | 0 | 0 | 0 | 0 | 0 | 0 | 0
F10_Industrial_Stone, Clay, and Glass_New_Process_Natural Gas_Gas Boiler - Insulate Hot Water Lines_A_Achievable Economic TRC Potential | F10 | Industrial | Stone, Clay, and Glass | New | Process | Natural Gas | Gas Boiler - Insulate Hot Water Lines | A | Cumulative Energy Savings (MWh or mTherms) | Achievable Economic TRC Potential | 0 | 0 | 0 | 0 | 0 | 0.0033153 | 0.0072431 | 0.011783 | 0.016931 | 0.022688 | 0.029055 | 0.036023 | 0.043591 | 0.051758 | 0.060514 | 0.069861 | 0.079794 | 0.090313 | 0.10142 | 0.1131 | 0.12535 | 0.13819 | 0.1516 | 0.16558 | 0.18013 | 0.18013 | 0.18013 | 0.18013 | 0.18013 | 0.18013 | 0.18013
F11_Industrial_Stone, Clay, and Glass_New_Process_Natural Gas_Gas Boiler - Insulate Hot Water Lines_A_Achievable Economic TRC Potential | F11 | Industrial | Stone, Clay, and Glass | New | Process | Natural Gas | Gas Boiler - Insulate Hot Water Lines | A | Cumulative Summer Peak Savings (MW) | Achievable Economic TRC Potential | 0 | 0 | 0 | 0 | 0 | 0 | 0 | 0 | 0 | 0 | 0 | 0 | 0 | 0 | 0 | 0 | 0 | 0 | 0 | 0 | 0 | 0 | 0 | 0 | 0 | 0 | 0 | 0 | 0 | 0 | 0
F12_Industrial_Stone, Clay, and Glass_New_Process_Natural Gas_Gas Boiler - Insulate Hot Water Lines_A_Achievable Economic TRC Potential | F12 | Industrial | Stone, Clay, and Glass | New | Process | Natural Gas | Gas Boiler - Insulate Hot Water Lines | A | Cumulative Winter Peak Savings (MW) | Achievable Economic TRC Potential | 0 | 0 | 0 | 0 | 0 | 0 | 0 | 0 | 0 | 0 | 0 | 0 | 0 | 0 | 0 | 0 | 0 | 0 | 0 | 0 | 0 | 0 | 0 | 0 | 0 | 0 | 0 | 0 | 0 | 0 | 0
F13_Industrial_Stone, Clay, and Glass_New_Process_Natural Gas_Gas Boiler - Insulate Hot Water Lines_A_Achievable Economic TRC Potential | F13 | Industrial | Stone, Clay, and Glass | New | Process | Natural Gas | Gas Boiler - Insulate Hot Water Lines | A | Purchases (Incremental) | Achievable Economic TRC Potential | 0 | 0 | 0 | 0 | 0 | 0.064338 | 0.076222 | 0.088101 | 0.099909 | 0.11172 | 0.12355 | 0.13522 | 0.14687 | 0.15848 | 0.16992 | 0.1814 | 0.19276 | 0.20413 | 0.21545 | 0.22666 | 0.23788 | 0.24906 | 0.2602 | 0.27129 | 0.28235 | 0.064338 | 0.076222 | 0.088101 | 0.099909 | 0.11172 | 0.12355
F14_Industrial_Stone, Clay, and Glass_New_Process_Natural Gas_Gas Boiler - Insulate Hot Water Lines_A_Achievable Economic TRC Potential | F14 | Industrial | Stone, Clay, and Glass | New | Process | Natural Gas | Gas Boiler - Insulate Hot Water Lines | A | Purchases (Cumulative) | Achievable Economic TRC Potential | 0 | 0 | 0 | 0 | 0 | 0.064338 | 0.14056 | 0.22866 | 0.32857 | 0.44029 | 0.56384 | 0.69906 | 0.84593 | 1.0044 | 1.1743 | 1.3557 | 1.5485 | 1.7526 | 1.9681 | 2.1947 | 2.4326 | 2.6817 | 2.9419 | 3.2132 | 3.4955 | 3.4955 | 3.4955 | 3.4955 | 3.4955 | 3.4955 | 3.4955
F1_Industrial_Stone, Clay, and Glass_New_Process_Natural Gas_Process - Insulate Heated Process Fluids_A_Achievable Economic TRC Potential | F1 | Industrial | Stone, Clay, and Glass | New | Process | Natural Gas | Process - Insulate Heated Process Fluids | A | Original Unit Energy Savings (kWh or therms) | Achievable Economic TRC Potential | 0 | 0 | 0 | 0 | 0 | 1280.913 | 1280.913 | 1280.913 | 1280.913 | 1280.913 | 1280.913 | 1280.913 | 1280.913 | 1280.913 | 1280.913 | 1280.913 | 1280.913 | 1280.913 | 1280.913 | 1280.913 | 1280.913 | 1280.913 | 1280.913 | 1280.913 | 1280.913 | 1280.913 | 1280.913 | 1280.913 | 1280.913 | 1280.913 | 1280.913
F2_Industrial_Stone, Clay, and Glass_New_Process_Natural Gas_Process - Insulate Heated Process Fluids_A_Achievable Economic TRC Potential | F2 | Industrial | Stone, Clay, and Glass | New | Process | Natural Gas | Process - Insulate Heated Process Fluids | A | Original Unit Summer Peak Savings (kW) | Achievable Economic TRC Potential | 0 | 0 | 0 | 0 | 0 | 0 | 0 | 0 | 0 | 0 | 0 | 0 | 0 | 0 | 0 | 0 | 0 | 0 | 0 | 0 | 0 | 0 | 0 | 0 | 0 | 0 | 0 | 0 | 0 | 0 | 0
F3_Industrial_Stone, Clay, and Glass_New_Process_Natural Gas_Process - Insulate Heated Process Fluids_A_Achievable Economic TRC Potential | F3 | Industrial | Stone, Clay, and Glass | New | Process | Natural Gas | Process - Insulate Heated Process Fluids | A | Original Unit Winter Peak Savings (kW) | Achievable Economic TRC Potential | 0 | 0 | 0 | 0 | 0 | 0 | 0 | 0 | 0 | 0 | 0 | 0 | 0 | 0 | 0 | 0 | 0 | 0 | 0 | 0 | 0 | 0 | 0 | 0 | 0 | 0 | 0 | 0 | 0 | 0 | 0
F4_Industrial_Stone, Clay, and Glass_New_Process_Natural Gas_Process - Insulate Heated Process Fluids_A_Achievable Economic TRC Potential | F4 | Industrial | Stone, Clay, and Glass | New | Process | Natural Gas | Process - Insulate Heated Process Fluids | A | Standalone Impact on Baseline Energy (%) | Achievable Economic TRC Potential | 0% | 0% | 0% | 0% | 0% | 0.1057% | 0.195% | 0.2744% | 0.3477% | 0.4167% | 0.472% | 0.5074% | 0.5281% | 0.5381% | 0.5408% | 0.5378% | 0.531% | 0.5214% | 0.51% | 0.4975% | 0.4843% | 0.4626% | 0.4428% | 0.4247% | 0.0040811 | 0.0039278 | 0.003786 | 0.0036544 | 0 | 0 | 0
F5_Industrial_Stone, Clay, and Glass_New_Process_Natural Gas_Process - Insulate Heated Process Fluids_A_Achievable Economic TRC Potential | F5 | Industrial | Stone, Clay, and Glass | New | Process | Natural Gas | Process - Insulate Heated Process Fluids | A | Standalone Impact on Baseline Summer Peak (%) | Achievable Economic TRC Potential | 0% | 0% | 0% | 0% | 0% | 0% | 0% | 0% | 0% | 0% | 0% | 0% | 0% | 0% | 0% | 0% | 0% | 0% | 0% | 0% | 0% | 0% | 0% | 0% | 0 | 0 | 0 | 0 | 0 | 0 | 0
F6_Industrial_Stone, Clay, and Glass_New_Process_Natural Gas_Process - Insulate Heated Process Fluids_A_Achievable Economic TRC Potential | F6 | Industrial | Stone, Clay, and Glass | New | Process | Natural Gas | Process - Insulate Heated Process Fluids | A | Standalone Impact on Baseline Winter Peak (%) | Achievable Economic TRC Potential | 0% | 0% | 0% | 0% | 0% | 0% | 0% | 0% | 0% | 0% | 0% | 0% | 0% | 0% | 0% | 0% | 0% | 0% | 0% | 0% | 0% | 0% | 0% | 0% | 0 | 0 | 0 | 0 | 0 | 0 | 0
F7_Industrial_Stone, Clay, and Glass_New_Process_Natural Gas_Process - Insulate Heated Process Fluids_A_Achievable Economic TRC Potential | F7 | Industrial | Stone, Clay, and Glass | New | Process | Natural Gas | Process - Insulate Heated Process Fluids | A | Incremental Energy Savings (MWh or mTherms) | Achievable Economic TRC Potential | 0 | 0 | 0 | 0 | 0 | 0.18027 | 0.21357 | 0.24686 | 0.27994 | 0.31305 | 0.31156 | 0.2728 | 0.23703 | 0.20463 | 0.17551 | 0.14989 | 0.12743 | 0.10796 | 0.091153 | 0.076717 | 0.064413 | 0.00045999 | 0.00017163 | 6.1004e-05 | 2.0703e-05 | 0.18027 | 0.21357 | 0.24686 | 0.27994 | 0.31305 | 0.31156
F8_Industrial_Stone, Clay, and Glass_New_Process_Natural Gas_Process - Insulate Heated Process Fluids_A_Achievable Economic TRC Potential | F8 | Industrial | Stone, Clay, and Glass | New | Process | Natural Gas | Process - Insulate Heated Process Fluids | A | Incremental Summer Peak Savings (MW) | Achievable Economic TRC Potential | 0 | 0 | 0 | 0 | 0 | 0 | 0 | 0 | 0 | 0 | 0 | 0 | 0 | 0 | 0 | 0 | 0 | 0 | 0 | 0 | 0 | 0 | 0 | 0 | 0 | 0 | 0 | 0 | 0 | 0 | 0
F9_Industrial_Stone, Clay, and Glass_New_Process_Natural Gas_Process - Insulate Heated Process Fluids_A_Achievable Economic TRC Potential | F9 | Industrial | Stone, Clay, and Glass | New | Process | Natural Gas | Process - Insulate Heated Process Fluids | A | Incremental Winter Peak Savings (MW) | Achievable Economic TRC Potential | 0 | 0 | 0 | 0 | 0 | 0 | 0 | 0 | 0 | 0 | 0 | 0 | 0 | 0 | 0 | 0 | 0 | 0 | 0 | 0 | 0 | 0 | 0 | 0 | 0 | 0 | 0 | 0 | 0 | 0 | 0
F10_Industrial_Stone, Clay, and Glass_New_Process_Natural Gas_Process - Insulate Heated Process Fluids_A_Achievable Economic TRC Potential | F10 | Industrial | Stone, Clay, and Glass | New | Process | Natural Gas | Process - Insulate Heated Process Fluids | A | Cumulative Energy Savings (MWh or mTherms) | Achievable Economic TRC Potential | 0 | 0 | 0 | 0 | 0 | 0.18027 | 0.39385 | 0.6407 | 0.92065 | 1.2337 | 1.5453 | 1.8181 | 2.0551 | 2.2597 | 2.4352 | 2.5851 | 2.7126 | 2.8205 | 2.9117 | 2.9884 | 3.0528 | 3.0533 | 3.0534 | 3.0535 | 3.0535 | 3.0535 | 3.0535 | 3.0535 | 3.0535 | 3.0535 | 3.0535
F11_Industrial_Stone, Clay, and Glass_New_Process_Natural Gas_Process - Insulate Heated Process Fluids_A_Achievable Economic TRC Potential | F11 | Industrial | Stone, Clay, and Glass | New | Process | Natural Gas | Process - Insulate Heated Process Fluids | A | Cumulative Summer Peak Savings (MW) | Achievable Economic TRC Potential | 0 | 0 | 0 | 0 | 0 | 0 | 0 | 0 | 0 | 0 | 0 | 0 | 0 | 0 | 0 | 0 | 0 | 0 | 0 | 0 | 0 | 0 | 0 | 0 | 0 | 0 | 0 | 0 | 0 | 0 | 0
F12_Industrial_Stone, Clay, and Glass_New_Process_Natural Gas_Process - Insulate Heated Process Fluids_A_Achievable Economic TRC Potential | F12 | Industrial | Stone, Clay, and Glass | New | Process | Natural Gas | Process - Insulate Heated Process Fluids | A | Cumulative Winter Peak Savings (MW) | Achievable Economic TRC Potential | 0 | 0 | 0 | 0 | 0 | 0 | 0 | 0 | 0 | 0 | 0 | 0 | 0 | 0 | 0 | 0 | 0 | 0 | 0 | 0 | 0 | 0 | 0 | 0 | 0 | 0 | 0 | 0 | 0 | 0 | 0
F13_Industrial_Stone, Clay, and Glass_New_Process_Natural Gas_Process - Insulate Heated Process Fluids_A_Achievable Economic TRC Potential | F13 | Industrial | Stone, Clay, and Glass | New | Process | Natural Gas | Process - Insulate Heated Process Fluids | A | Purchases (Incremental) | Achievable Economic TRC Potential | 0 | 0 | 0 | 0 | 0 | 0.14074 | 0.16674 | 0.19272 | 0.21855 | 0.2444 | 0.24323 | 0.21297 | 0.18505 | 0.15975 | 0.13702 | 0.11702 | 0.099485 | 0.084282 | 0.071162 | 0.059892 | 0.050287 | 0.00035911 | 0.00013399 | 4.7626e-05 | 1.6163e-05 | 0.14074 | 0.16674 | 0.19272 | 0.21855 | 0.2444 | 0.24323
F14_Industrial_Stone, Clay, and Glass_New_Process_Natural Gas_Process - Insulate Heated Process Fluids_A_Achievable Economic TRC Potential | F14 | Industrial | Stone, Clay, and Glass | New | Process | Natural Gas | Process - Insulate Heated Process Fluids | A | Purchases (Cumulative) | Achievable Economic TRC Potential | 0 | 0 | 0 | 0 | 0 | 0.14074 | 0.30747 | 0.50019 | 0.71874 | 0.96314 | 1.2064 | 1.4193 | 1.6044 | 1.7641 | 1.9012 | 2.0182 | 2.1177 | 2.202 | 2.2731 | 2.333 | 2.3833 | 2.3837 | 2.3838 | 2.3838 | 2.3839 | 2.3839 | 2.3839 | 2.3839 | 2.3839 | 2.3839 | 2.3839
F1_Industrial_Stone, Clay, and Glass_New_Process_Natural Gas_Process Heat Recovery_A_Achievable Economic TRC Potential | F1 | Industrial | Stone, Clay, and Glass | New | Process | Natural Gas | Process Heat Recovery | A | Original Unit Energy Savings (kWh or therms) | Achievable Economic TRC Potential | 0 | 0 | 0 | 0 | 0 | 73.39 | 73.39 | 73.39 | 73.39 | 73.39 | 73.39 | 73.39 | 73.39 | 73.39 | 73.39 | 73.39 | 73.39 | 73.39 | 73.39 | 73.39 | 73.39 | 73.39 | 73.39 | 73.39 | 73.39 | 73.39 | 73.39 | 73.39 | 0 | 0 | 0
F2_Industrial_Stone, Clay, and Glass_New_Process_Natural Gas_Process Heat Recovery_A_Achievable Economic TRC Potential | F2 | Industrial | Stone, Clay, and Glass | New | Process | Natural Gas | Process Heat Recovery | A | Original Unit Summer Peak Savings (kW) | Achievable Economic TRC Potential | 0 | 0 | 0 | 0 | 0 | 0 | 0 | 0 | 0 | 0 | 0 | 0 | 0 | 0 | 0 | 0 | 0 | 0 | 0 | 0 | 0 | 0 | 0 | 0 | 0 | 0 | 0 | 0 | 0 | 0 | 0
F3_Industrial_Stone, Clay, and Glass_New_Process_Natural Gas_Process Heat Recovery_A_Achievable Economic TRC Potential | F3 | Industrial | Stone, Clay, and Glass | New | Process | Natural Gas | Process Heat Recovery | A | Original Unit Winter Peak Savings (kW) | Achievable Economic TRC Potential | 0 | 0 | 0 | 0 | 0 | 0 | 0 | 0 | 0 | 0 | 0 | 0 | 0 | 0 | 0 | 0 | 0 | 0 | 0 | 0 | 0 | 0 | 0 | 0 | 0 | 0 | 0 | 0 | 0 | 0 | 0
F4_Industrial_Stone, Clay, and Glass_New_Process_Natural Gas_Process Heat Recovery_A_Achievable Economic TRC Potential | F4 | Industrial | Stone, Clay, and Glass | New | Process | Natural Gas | Process Heat Recovery | A | Standalone Impact on Baseline Energy (%) | Achievable Economic TRC Potential | 0% | 0% | 0% | 0% | 0% | 0% | 0% | 0% | 0% | 0% | 0% | 0% | 0% | 0% | 0% | 0% | 0% | 0% | 0% | 0% | 0% | 0% | 0% | 0% | 0 | 0 | 0 | 0 | 0 | 0 | 0
F5_Industrial_Stone, Clay, and Glass_New_Process_Natural Gas_Process Heat Recovery_A_Achievable Economic TRC Potential | F5 | Industrial | Stone, Clay, and Glass | New | Process | Natural Gas | Process Heat Recovery | A | Standalone Impact on Baseline Summer Peak (%) | Achievable Economic TRC Potential | 0% | 0% | 0% | 0% | 0% | 0% | 0% | 0% | 0% | 0% | 0% | 0% | 0% | 0% | 0% | 0% | 0% | 0% | 0% | 0% | 0% | 0% | 0% | 0% | 0 | 0 | 0 | 0 | 0 | 0 | 0
F6_Industrial_Stone, Clay, and Glass_New_Process_Natural Gas_Process Heat Recovery_A_Achievable Economic TRC Potential | F6 | Industrial | Stone, Clay, and Glass | New | Process | Natural Gas | Process Heat Recovery | A | Standalone Impact on Baseline Winter Peak (%) | Achievable Economic TRC Potential | 0% | 0% | 0% | 0% | 0% | 0% | 0% | 0% | 0% | 0% | 0% | 0% | 0% | 0% | 0% | 0% | 0% | 0% | 0% | 0% | 0% | 0% | 0% | 0% | 0 | 0 | 0 | 0 | 0 | 0 | 0
F7_Industrial_Stone, Clay, and Glass_New_Process_Natural Gas_Process Heat Recovery_A_Achievable Economic TRC Potential | F7 | Industrial | Stone, Clay, and Glass | New | Process | Natural Gas | Process Heat Recovery | A | Incremental Energy Savings (MWh or mTherms) | Achievable Economic TRC Potential | 0 | 0 | 0 | 0 | 0 | 0 | 0 | 0 | 0 | 0 | 0 | 0 | 0 | 0 | 0 | 0 | 0 | 0 | 0 | 0 | 0 | 0 | 0 | 0 | 0 | 0 | 0 | 0 | 0 | 0 | 0
F8_Industrial_Stone, Clay, and Glass_New_Process_Natural Gas_Process Heat Recovery_A_Achievable Economic TRC Potential | F8 | Industrial | Stone, Clay, and Glass | New | Process | Natural Gas | Process Heat Recovery | A | Incremental Summer Peak Savings (MW) | Achievable Economic TRC Potential | 0 | 0 | 0 | 0 | 0 | 0 | 0 | 0 | 0 | 0 | 0 | 0 | 0 | 0 | 0 | 0 | 0 | 0 | 0 | 0 | 0 | 0 | 0 | 0 | 0 | 0 | 0 | 0 | 0 | 0 | 0
F9_Industrial_Stone, Clay, and Glass_New_Process_Natural Gas_Process Heat Recovery_A_Achievable Economic TRC Potential | F9 | Industrial | Stone, Clay, and Glass | New | Process | Natural Gas | Process Heat Recovery | A | Incremental Winter Peak Savings (MW) | Achievable Economic TRC Potential | 0 | 0 | 0 | 0 | 0 | 0 | 0 | 0 | 0 | 0 | 0 | 0 | 0 | 0 | 0 | 0 | 0 | 0 | 0 | 0 | 0 | 0 | 0 | 0 | 0 | 0 | 0 | 0 | 0 | 0 | 0
F10_Industrial_Stone, Clay, and Glass_New_Process_Natural Gas_Process Heat Recovery_A_Achievable Economic TRC Potential | F10 | Industrial | Stone, Clay, and Glass | New | Process | Natural Gas | Process Heat Recovery | A | Cumulative Energy Savings (MWh or mTherms) | Achievable Economic TRC Potential | 0 | 0 | 0 | 0 | 0 | 0 | 0 | 0 | 0 | 0 | 0 | 0 | 0 | 0 | 0 | 0 | 0 | 0 | 0 | 0 | 0 | 0 | 0 | 0 | 0 | 0 | 0 | 0 | 0 | 0 | 0
F11_Industrial_Stone, Clay, and Glass_New_Process_Natural Gas_Process Heat Recovery_A_Achievable Economic TRC Potential | F11 | Industrial | Stone, Clay, and Glass | New | Process | Natural Gas | Process Heat Recovery | A | Cumulative Summer Peak Savings (MW) | Achievable Economic TRC Potential | 0 | 0 | 0 | 0 | 0 | 0 | 0 | 0 | 0 | 0 | 0 | 0 | 0 | 0 | 0 | 0 | 0 | 0 | 0 | 0 | 0 | 0 | 0 | 0 | 0 | 0 | 0 | 0 | 0 | 0 | 0
F12_Industrial_Stone, Clay, and Glass_New_Process_Natural Gas_Process Heat Recovery_A_Achievable Economic TRC Potential | F12 | Industrial | Stone, Clay, and Glass | New | Process | Natural Gas | Process Heat Recovery | A | Cumulative Winter Peak Savings (MW) | Achievable Economic TRC Potential | 0 | 0 | 0 | 0 | 0 | 0 | 0 | 0 | 0 | 0 | 0 | 0 | 0 | 0 | 0 | 0 | 0 | 0 | 0 | 0 | 0 | 0 | 0 | 0 | 0 | 0 | 0 | 0 | 0 | 0 | 0
F13_Industrial_Stone, Clay, and Glass_New_Process_Natural Gas_Process Heat Recovery_A_Achievable Economic TRC Potential | F13 | Industrial | Stone, Clay, and Glass | New | Process | Natural Gas | Process Heat Recovery | A | Purchases (Incremental) | Achievable Economic TRC Potential | 0 | 0 | 0 | 0 | 0 | 0 | 0 | 0 | 0 | 0 | 0 | 0 | 0 | 0 | 0 | 0 | 0 | 0 | 0 | 0 | 0 | 0 | 0 | 0 | 0 | 0 | 0 | 0 | 0 | 0 | 0
F14_Industrial_Stone, Clay, and Glass_New_Process_Natural Gas_Process Heat Recovery_A_Achievable Economic TRC Potential | F14 | Industrial | Stone, Clay, and Glass | New | Process | Natural Gas | Process Heat Recovery | A | Purchases (Cumulative) | Achievable Economic TRC Potential | 0 | 0 | 0 | 0 | 0 | 0 | 0 | 0 | 0 | 0 | 0 | 0 | 0 | 0 | 0 | 0 | 0 | 0 | 0 | 0 | 0 | 0 | 0 | 0 | 0 | 0 | 0 | 0 | 0 | 0 | 0
F1_Industrial_Stone, Clay, and Glass_New_Space Heating_Natural Gas_Building Automation System_A_Achievable Economic TRC Potential | F1 | Industrial | Stone, Clay, and Glass | New | Space Heating | Natural Gas | Building Automation System | A | Original Unit Energy Savings (kWh or therms) | Achievable Economic TRC Potential | 0 | 0 | 0 | 0 | 0 | 0.014581 | 0.014392 | 0.014255 | 0.014151 | 0.014068 | 0.014002 | 0.013924 | 0.013842 | 0.013762 | 0.013684 | 0.013622 | 0.013574 | 0.013536 | 0.013475 | 0.01343 | 0.013398 | 0.013373 | 0.013373 | 0.013373 | 0.013373 | 0.013373 | 0.013373 | 0.013373 | 0 | 0 | 0
F2_Industrial_Stone, Clay, and Glass_New_Space Heating_Natural Gas_Building Automation System_A_Achievable Economic TRC Potential | F2 | Industrial | Stone, Clay, and Glass | New | Space Heating | Natural Gas | Building Automation System | A | Original Unit Summer Peak Savings (kW) | Achievable Economic TRC Potential | 0 | 0 | 0 | 0 | 0 | 0 | 0 | 0 | 0 | 0 | 0 | 0 | 0 | 0 | 0 | 0 | 0 | 0 | 0 | 0 | 0 | 0 | 0 | 0 | 0 | 0 | 0 | 0 | 0 | 0 | 0
F3_Industrial_Stone, Clay, and Glass_New_Space Heating_Natural Gas_Building Automation System_A_Achievable Economic TRC Potential | F3 | Industrial | Stone, Clay, and Glass | New | Space Heating | Natural Gas | Building Automation System | A | Original Unit Winter Peak Savings (kW) | Achievable Economic TRC Potential | 0 | 0 | 0 | 0 | 0 | 0 | 0 | 0 | 0 | 0 | 0 | 0 | 0 | 0 | 0 | 0 | 0 | 0 | 0 | 0 | 0 | 0 | 0 | 0 | 0 | 0 | 0 | 0 | 0 | 0 | 0
F4_Industrial_Stone, Clay, and Glass_New_Space Heating_Natural Gas_Building Automation System_A_Achievable Economic TRC Potential | F4 | Industrial | Stone, Clay, and Glass | New | Space Heating | Natural Gas | Building Automation System | A | Standalone Impact on Baseline Energy (%) | Achievable Economic TRC Potential | 0% | 0% | 0% | 0% | 0% | 0.009667% | 0.02748% | 0.05809% | 0.107% | 0.1804% | 0.2845% | 0.4249% | 0.6052% | 0.8254% | 1.082% | 1.364% | 1.656% | 1.937% | 2.188% | 2.39% | 2.531% | 2.607% | 2.62% | 2.579% | 0.025009 | 0.024069 | 0.0232 | 0.022394 | 0 | 0 | 0
F5_Industrial_Stone, Clay, and Glass_New_Space Heating_Natural Gas_Building Automation System_A_Achievable Economic TRC Potential | F5 | Industrial | Stone, Clay, and Glass | New | Space Heating | Natural Gas | Building Automation System | A | Standalone Impact on Baseline Summer Peak (%) | Achievable Economic TRC Potential | 0% | 0% | 0% | 0% | 0% | 0% | 0% | 0% | 0% | 0% | 0% | 0% | 0% | 0% | 0% | 0% | 0% | 0% | 0% | 0% | 0% | 0% | 0% | 0% | 0 | 0 | 0 | 0 | 0 | 0 | 0
F6_Industrial_Stone, Clay, and Glass_New_Space Heating_Natural Gas_Building Automation System_A_Achievable Economic TRC Potential | F6 | Industrial | Stone, Clay, and Glass | New | Space Heating | Natural Gas | Building Automation System | A | Standalone Impact on Baseline Winter Peak (%) | Achievable Economic TRC Potential | 0% | 0% | 0% | 0% | 0% | 0% | 0% | 0% | 0% | 0% | 0% | 0% | 0% | 0% | 0% | 0% | 0% | 0% | 0% | 0% | 0% | 0% | 0% | 0% | 0 | 0 | 0 | 0 | 0 | 0 | 0
F7_Industrial_Stone, Clay, and Glass_New_Space Heating_Natural Gas_Building Automation System_A_Achievable Economic TRC Potential | F7 | Industrial | Stone, Clay, and Glass | New | Space Heating | Natural Gas | Building Automation System | A | Incremental Energy Savings (MWh or mTherms) | Achievable Economic TRC Potential | 0 | 0 | 0 | 0 | 0 | 8.5039e-05 | 0.00019879 | 0.00040406 | 0.00073991 | 0.0012486 | 0.0019681 | 0.0029139 | 0.0040786 | 0.0054119 | 0.0068035 | 0.0081123 | 0.0091383 | 0.0096902 | 0.0095976 | 0.0088482 | 0.0076613 | 0.0061224 | 0.0044281 | 0.0029497 | 0.0020021 | 0.0018797 | 0.0027985 | 0.0039403 | 0 | 0 | 0
F8_Industrial_Stone, Clay, and Glass_New_Space Heating_Natural Gas_Building Automation System_A_Achievable Economic TRC Potential | F8 | Industrial | Stone, Clay, and Glass | New | Space Heating | Natural Gas | Building Automation System | A | Incremental Summer Peak Savings (MW) | Achievable Economic TRC Potential | 0 | 0 | 0 | 0 | 0 | 0 | 0 | 0 | 0 | 0 | 0 | 0 | 0 | 0 | 0 | 0 | 0 | 0 | 0 | 0 | 0 | 0 | 0 | 0 | 0 | 0 | 0 | 0 | 0 | 0 | 0
F9_Industrial_Stone, Clay, and Glass_New_Space Heating_Natural Gas_Building Automation System_A_Achievable Economic TRC Potential | F9 | Industrial | Stone, Clay, and Glass | New | Space Heating | Natural Gas | Building Automation System | A | Incremental Winter Peak Savings (MW) | Achievable Economic TRC Potential | 0 | 0 | 0 | 0 | 0 | 0 | 0 | 0 | 0 | 0 | 0 | 0 | 0 | 0 | 0 | 0 | 0 | 0 | 0 | 0 | 0 | 0 | 0 | 0 | 0 | 0 | 0 | 0 | 0 | 0 | 0
F10_Industrial_Stone, Clay, and Glass_New_Space Heating_Natural Gas_Building Automation System_A_Achievable Economic TRC Potential | F10 | Industrial | Stone, Clay, and Glass | New | Space Heating | Natural Gas | Building Automation System | A | Cumulative Energy Savings (MWh or mTherms) | Achievable Economic TRC Potential | 0 | 0 | 0 | 0 | 0 | 8.5039e-05 | 0.00028273 | 0.00068409 | 0.001419 | 0.0026593 | 0.0046149 | 0.0075031 | 0.011538 | 0.016882 | 0.02359 | 0.031597 | 0.040623 | 0.050199 | 0.059571 | 0.068221 | 0.075641 | 0.081436 | 0.085485 | 0.087735 | 0.088551 | 0.088551 | 0.088551 | 0.088551 | 0 | 0 | 0
F11_Industrial_Stone, Clay, and Glass_New_Space Heating_Natural Gas_Building Automation System_A_Achievable Economic TRC Potential | F11 | Industrial | Stone, Clay, and Glass | New | Space Heating | Natural Gas | Building Automation System | A | Cumulative Summer Peak Savings (MW) | Achievable Economic TRC Potential | 0 | 0 | 0 | 0 | 0 | 0 | 0 | 0 | 0 | 0 | 0 | 0 | 0 | 0 | 0 | 0 | 0 | 0 | 0 | 0 | 0 | 0 | 0 | 0 | 0 | 0 | 0 | 0 | 0 | 0 | 0
F12_Industrial_Stone, Clay, and Glass_New_Space Heating_Natural Gas_Building Automation System_A_Achievable Economic TRC Potential | F12 | Industrial | Stone, Clay, and Glass | New | Space Heating | Natural Gas | Building Automation System | A | Cumulative Winter Peak Savings (MW) | Achievable Economic TRC Potential | 0 | 0 | 0 | 0 | 0 | 0 | 0 | 0 | 0 | 0 | 0 | 0 | 0 | 0 | 0 | 0 | 0 | 0 | 0 | 0 | 0 | 0 | 0 | 0 | 0 | 0 | 0 | 0 | 0 | 0 | 0
F13_Industrial_Stone, Clay, and Glass_New_Space Heating_Natural Gas_Building Automation System_A_Achievable Economic TRC Potential | F13 | Industrial | Stone, Clay, and Glass | New | Space Heating | Natural Gas | Building Automation System | A | Purchases (Incremental) | Achievable Economic TRC Potential | 0 | 0 | 0 | 0 | 0 | 5.8323 | 13.8119 | 28.3454 | 52.2875 | 88.7504 | 140.5624 | 209.2707 | 294.648 | 393.2594 | 497.2046 | 595.5126 | 673.2169 | 715.9021 | 712.2577 | 658.8229 | 571.822 | 457.8241 | 331.1257 | 220.573 | 149.7148 | 140.5624 | 209.2707 | 294.648 | 393.2594 | 497.2046 | 595.5126
F14_Industrial_Stone, Clay, and Glass_New_Space Heating_Natural Gas_Building Automation System_A_Achievable Economic TRC Potential | F14 | Industrial | Stone, Clay, and Glass | New | Space Heating | Natural Gas | Building Automation System | A | Purchases (Cumulative) | Achievable Economic TRC Potential | 0 | 0 | 0 | 0 | 0 | 5.8323 | 19.6442 | 47.9895 | 100.277 | 189.0275 | 329.5899 | 538.8606 | 833.5086 | 1226.768 | 1723.9727 | 2319.4853 | 2992.7022 | 3708.6043 | 4420.8621 | 5079.685 | 5645.6747 | 6089.6869 | 6392.4673 | 6560.7527 | 6621.7171 | 6621.7171 | 6621.7171 | 6621.7171 | 6621.7171 | 6621.7171 | 6621.7171
F1_Industrial_Stone, Clay, and Glass_New_Space Heating_Natural Gas_Steam System Efficiency Improvements_A_Achievable Economic TRC Potential | F1 | Industrial | Stone, Clay, and Glass | New | Space Heating | Natural Gas | Steam System Efficiency Improvements | A | Original Unit Energy Savings (kWh or therms) | Achievable Economic TRC Potential | 0 | 0 | 0 | 0 | 0 | 0 | 0 | 0 | 0 | 0 | 0 | 0 | 0 | 0 | 0 | 0 | 0 | 0 | 0 | 0 | 0 | 0 | 0 | 0 | 0 | 0 | 0 | 0 | 0 | 0 | 0
F2_Industrial_Stone, Clay, and Glass_New_Space Heating_Natural Gas_Steam System Efficiency Improvements_A_Achievable Economic TRC Potential | F2 | Industrial | Stone, Clay, and Glass | New | Space Heating | Natural Gas | Steam System Efficiency Improvements | A | Original Unit Summer Peak Savings (kW) | Achievable Economic TRC Potential | 0 | 0 | 0 | 0 | 0 | 0 | 0 | 0 | 0 | 0 | 0 | 0 | 0 | 0 | 0 | 0 | 0 | 0 | 0 | 0 | 0 | 0 | 0 | 0 | 0 | 0 | 0 | 0 | 0 | 0 | 0
F3_Industrial_Stone, Clay, and Glass_New_Space Heating_Natural Gas_Steam System Efficiency Improvements_A_Achievable Economic TRC Potential | F3 | Industrial | Stone, Clay, and Glass | New | Space Heating | Natural Gas | Steam System Efficiency Improvements | A | Original Unit Winter Peak Savings (kW) | Achievable Economic TRC Potential | 0 | 0 | 0 | 0 | 0 | 0 | 0 | 0 | 0 | 0 | 0 | 0 | 0 | 0 | 0 | 0 | 0 | 0 | 0 | 0 | 0 | 0 | 0 | 0 | 0 | 0 | 0 | 0 | 0 | 0 | 0
F4_Industrial_Stone, Clay, and Glass_New_Space Heating_Natural Gas_Steam System Efficiency Improvements_A_Achievable Economic TRC Potential | F4 | Industrial | Stone, Clay, and Glass | New | Space Heating | Natural Gas | Steam System Efficiency Improvements | A | Standalone Impact on Baseline Energy (%) | Achievable Economic TRC Potential | 0% | 0% | 0% | 0% | 0% | 0% | 0% | 0% | 0% | 0% | 0% | 0% | 0% | 0% | 0% | 0% | 0% | 0% | 0% | 0% | 0% | 0% | 0% | 0% | 0 | 0 | 0 | 0 | 0 | 0 | 0
F5_Industrial_Stone, Clay, and Glass_New_Space Heating_Natural Gas_Steam System Efficiency Improvements_A_Achievable Economic TRC Potential | F5 | Industrial | Stone, Clay, and Glass | New | Space Heating | Natural Gas | Steam System Efficiency Improvements | A | Standalone Impact on Baseline Summer Peak (%) | Achievable Economic TRC Potential | 0% | 0% | 0% | 0% | 0% | 0% | 0% | 0% | 0% | 0% | 0% | 0% | 0% | 0% | 0% | 0% | 0% | 0% | 0% | 0% | 0% | 0% | 0% | 0% | 0 | 0 | 0 | 0 | 0 | 0 | 0
F6_Industrial_Stone, Clay, and Glass_New_Space Heating_Natural Gas_Steam System Efficiency Improvements_A_Achievable Economic TRC Potential | F6 | Industrial | Stone, Clay, and Glass | New | Space Heating | Natural Gas | Steam System Efficiency Improvements | A | Standalone Impact on Baseline Winter Peak (%) | Achievable Economic TRC Potential | 0% | 0% | 0% | 0% | 0% | 0% | 0% | 0% | 0% | 0% | 0% | 0% | 0% | 0% | 0% | 0% | 0% | 0% | 0% | 0% | 0% | 0% | 0% | 0% | 0 | 0 | 0 | 0 | 0 | 0 | 0
F7_Industrial_Stone, Clay, and Glass_New_Space Heating_Natural Gas_Steam System Efficiency Improvements_A_Achievable Economic TRC Potential | F7 | Industrial | Stone, Clay, and Glass | New | Space Heating | Natural Gas | Steam System Efficiency Improvements | A | Incremental Energy Savings (MWh or mTherms) | Achievable Economic TRC Potential | 0 | 0 | 0 | 0 | 0 | 0 | 0 | 0 | 0 | 0 | 0 | 0 | 0 | 0 | 0 | 0 | 0 | 0 | 0 | 0 | 0 | 0 | 0 | 0 | 0 | 0 | 0 | 0 | 0 | 0 | 0
F8_Industrial_Stone, Clay, and Glass_New_Space Heating_Natural Gas_Steam System Efficiency Improvements_A_Achievable Economic TRC Potential | F8 | Industrial | Stone, Clay, and Glass | New | Space Heating | Natural Gas | Steam System Efficiency Improvements | A | Incremental Summer Peak Savings (MW) | Achievable Economic TRC Potential | 0 | 0 | 0 | 0 | 0 | 0 | 0 | 0 | 0 | 0 | 0 | 0 | 0 | 0 | 0 | 0 | 0 | 0 | 0 | 0 | 0 | 0 | 0 | 0 | 0 | 0 | 0 | 0 | 0 | 0 | 0
F9_Industrial_Stone, Clay, and Glass_New_Space Heating_Natural Gas_Steam System Efficiency Improvements_A_Achievable Economic TRC Potential | F9 | Industrial | Stone, Clay, and Glass | New | Space Heating | Natural Gas | Steam System Efficiency Improvements | A | Incremental Winter Peak Savings (MW) | Achievable Economic TRC Potential | 0 | 0 | 0 | 0 | 0 | 0 | 0 | 0 | 0 | 0 | 0 | 0 | 0 | 0 | 0 | 0 | 0 | 0 | 0 | 0 | 0 | 0 | 0 | 0 | 0 | 0 | 0 | 0 | 0 | 0 | 0
F10_Industrial_Stone, Clay, and Glass_New_Space Heating_Natural Gas_Steam System Efficiency Improvements_A_Achievable Economic TRC Potential | F10 | Industrial | Stone, Clay, and Glass | New | Space Heating | Natural Gas | Steam System Efficiency Improvements | A | Cumulative Energy Savings (MWh or mTherms) | Achievable Economic TRC Potential | 0 | 0 | 0 | 0 | 0 | 0 | 0 | 0 | 0 | 0 | 0 | 0 | 0 | 0 | 0 | 0 | 0 | 0 | 0 | 0 | 0 | 0 | 0 | 0 | 0 | 0 | 0 | 0 | 0 | 0 | 0
F11_Industrial_Stone, Clay, and Glass_New_Space Heating_Natural Gas_Steam System Efficiency Improvements_A_Achievable Economic TRC Potential | F11 | Industrial | Stone, Clay, and Glass | New | Space Heating | Natural Gas | Steam System Efficiency Improvements | A | Cumulative Summer Peak Savings (MW) | Achievable Economic TRC Potential | 0 | 0 | 0 | 0 | 0 | 0 | 0 | 0 | 0 | 0 | 0 | 0 | 0 | 0 | 0 | 0 | 0 | 0 | 0 | 0 | 0 | 0 | 0 | 0 | 0 | 0 | 0 | 0 | 0 | 0 | 0
F12_Industrial_Stone, Clay, and Glass_New_Space Heating_Natural Gas_Steam System Efficiency Improvements_A_Achievable Economic TRC Potential | F12 | Industrial | Stone, Clay, and Glass | New | Space Heating | Natural Gas | Steam System Efficiency Improvements | A | Cumulative Winter Peak Savings (MW) | Achievable Economic TRC Potential | 0 | 0 | 0 | 0 | 0 | 0 | 0 | 0 | 0 | 0 | 0 | 0 | 0 | 0 | 0 | 0 | 0 | 0 | 0 | 0 | 0 | 0 | 0 | 0 | 0 | 0 | 0 | 0 | 0 | 0 | 0
F13_Industrial_Stone, Clay, and Glass_New_Space Heating_Natural Gas_Steam System Efficiency Improvements_A_Achievable Economic TRC Potential | F13 | Industrial | Stone, Clay, and Glass | New | Space Heating | Natural Gas | Steam System Efficiency Improvements | A | Purchases (Incremental) | Achievable Economic TRC Potential | 0 | 0 | 0 | 0 | 0 | 0 | 0 | 0 | 0 | 0 | 0 | 0 | 0 | 0 | 0 | 0 | 0 | 0 | 0 | 0 | 0 | 0 | 0 | 0 | 0 | 0 | 0 | 0 | 0 | 0 | 0
F14_Industrial_Stone, Clay, and Glass_New_Space Heating_Natural Gas_Steam System Efficiency Improvements_A_Achievable Economic TRC Potential | F14 | Industrial | Stone, Clay, and Glass | New | Space Heating | Natural Gas | Steam System Efficiency Improvements | A | Purchases (Cumulative) | Achievable Economic TRC Potential | 0 | 0 | 0 | 0 | 0 | 0 | 0 | 0 | 0 | 0 | 0 | 0 | 0 | 0 | 0 | 0 | 0 | 0 | 0 | 0 | 0 | 0 | 0 | 0 | 0 | 0 | 0 | 0 | 0 | 0 | 0
F1_Industrial_Stone, Clay, and Glass_New_Process_Natural Gas_Steam System Efficiency Improvements_A_Achievable Economic TRC Potential | F1 | Industrial | Stone, Clay, and Glass | New | Process | Natural Gas | Steam System Efficiency Improvements | A | Original Unit Energy Savings (kWh or therms) | Achievable Economic TRC Potential | 0 | 0 | 0 | 0 | 0 | 0.082679 | 0.082679 | 0.082679 | 0.082679 | 0.082679 | 0.082679 | 0.082679 | 0.082679 | 0.082679 | 0.082679 | 0.082679 | 0.082679 | 0.082679 | 0.082679 | 0.082679 | 0.082679 | 0.082679 | 0.082679 | 0.082679 | 0.082679 | 0.082679 | 0.082679 | 0.082679 | 0.082679 | 0.082679 | 0.082679
F2_Industrial_Stone, Clay, and Glass_New_Process_Natural Gas_Steam System Efficiency Improvements_A_Achievable Economic TRC Potential | F2 | Industrial | Stone, Clay, and Glass | New | Process | Natural Gas | Steam System Efficiency Improvements | A | Original Unit Summer Peak Savings (kW) | Achievable Economic TRC Potential | 0 | 0 | 0 | 0 | 0 | 0 | 0 | 0 | 0 | 0 | 0 | 0 | 0 | 0 | 0 | 0 | 0 | 0 | 0 | 0 | 0 | 0 | 0 | 0 | 0 | 0 | 0 | 0 | 0 | 0 | 0
F3_Industrial_Stone, Clay, and Glass_New_Process_Natural Gas_Steam System Efficiency Improvements_A_Achievable Economic TRC Potential | F3 | Industrial | Stone, Clay, and Glass | New | Process | Natural Gas | Steam System Efficiency Improvements | A | Original Unit Winter Peak Savings (kW) | Achievable Economic TRC Potential | 0 | 0 | 0 | 0 | 0 | 0 | 0 | 0 | 0 | 0 | 0 | 0 | 0 | 0 | 0 | 0 | 0 | 0 | 0 | 0 | 0 | 0 | 0 | 0 | 0 | 0 | 0 | 0 | 0 | 0 | 0
F4_Industrial_Stone, Clay, and Glass_New_Process_Natural Gas_Steam System Efficiency Improvements_A_Achievable Economic TRC Potential | F4 | Industrial | Stone, Clay, and Glass | New | Process | Natural Gas | Steam System Efficiency Improvements | A | Standalone Impact on Baseline Energy (%) | Achievable Economic TRC Potential | 0% | 0% | 0% | 0% | 0% | 0% | 0% | 0% | 0% | 0% | 0% | 0% | 0% | 0% | 0% | 0% | 0% | 0% | 0% | 0% | 0% | 0% | 0% | 0% | 0 | 0 | 0 | 0 | 0 | 0 | 0
F5_Industrial_Stone, Clay, and Glass_New_Process_Natural Gas_Steam System Efficiency Improvements_A_Achievable Economic TRC Potential | F5 | Industrial | Stone, Clay, and Glass | New | Process | Natural Gas | Steam System Efficiency Improvements | A | Standalone Impact on Baseline Summer Peak (%) | Achievable Economic TRC Potential | 0% | 0% | 0% | 0% | 0% | 0% | 0% | 0% | 0% | 0% | 0% | 0% | 0% | 0% | 0% | 0% | 0% | 0% | 0% | 0% | 0% | 0% | 0% | 0% | 0 | 0 | 0 | 0 | 0 | 0 | 0
F6_Industrial_Stone, Clay, and Glass_New_Process_Natural Gas_Steam System Efficiency Improvements_A_Achievable Economic TRC Potential | F6 | Industrial | Stone, Clay, and Glass | New | Process | Natural Gas | Steam System Efficiency Improvements | A | Standalone Impact on Baseline Winter Peak (%) | Achievable Economic TRC Potential | 0% | 0% | 0% | 0% | 0% | 0% | 0% | 0% | 0% | 0% | 0% | 0% | 0% | 0% | 0% | 0% | 0% | 0% | 0% | 0% | 0% | 0% | 0% | 0% | 0 | 0 | 0 | 0 | 0 | 0 | 0
F7_Industrial_Stone, Clay, and Glass_New_Process_Natural Gas_Steam System Efficiency Improvements_A_Achievable Economic TRC Potential | F7 | Industrial | Stone, Clay, and Glass | New | Process | Natural Gas | Steam System Efficiency Improvements | A | Incremental Energy Savings (MWh or mTherms) | Achievable Economic TRC Potential | 0 | 0 | 0 | 0 | 0 | 0 | 0 | 0 | 0 | 0 | 0 | 0 | 0 | 0 | 0 | 0 | 0 | 0 | 0 | 0 | 0 | 0 | 0 | 0 | 0 | 0 | 0 | 0 | 0 | 0 | 0
F8_Industrial_Stone, Clay, and Glass_New_Process_Natural Gas_Steam System Efficiency Improvements_A_Achievable Economic TRC Potential | F8 | Industrial | Stone, Clay, and Glass | New | Process | Natural Gas | Steam System Efficiency Improvements | A | Incremental Summer Peak Savings (MW) | Achievable Economic TRC Potential | 0 | 0 | 0 | 0 | 0 | 0 | 0 | 0 | 0 | 0 | 0 | 0 | 0 | 0 | 0 | 0 | 0 | 0 | 0 | 0 | 0 | 0 | 0 | 0 | 0 | 0 | 0 | 0 | 0 | 0 | 0
F9_Industrial_Stone, Clay, and Glass_New_Process_Natural Gas_Steam System Efficiency Improvements_A_Achievable Economic TRC Potential | F9 | Industrial | Stone, Clay, and Glass | New | Process | Natural Gas | Steam System Efficiency Improvements | A | Incremental Winter Peak Savings (MW) | Achievable Economic TRC Potential | 0 | 0 | 0 | 0 | 0 | 0 | 0 | 0 | 0 | 0 | 0 | 0 | 0 | 0 | 0 | 0 | 0 | 0 | 0 | 0 | 0 | 0 | 0 | 0 | 0 | 0 | 0 | 0 | 0 | 0 | 0
F10_Industrial_Stone, Clay, and Glass_New_Process_Natural Gas_Steam System Efficiency Improvements_A_Achievable Economic TRC Potential | F10 | Industrial | Stone, Clay, and Glass | New | Process | Natural Gas | Steam System Efficiency Improvements | A | Cumulative Energy Savings (MWh or mTherms) | Achievable Economic TRC Potential | 0 | 0 | 0 | 0 | 0 | 0 | 0 | 0 | 0 | 0 | 0 | 0 | 0 | 0 | 0 | 0 | 0 | 0 | 0 | 0 | 0 | 0 | 0 | 0 | 0 | 0 | 0 | 0 | 0 | 0 | 0
F11_Industrial_Stone, Clay, and Glass_New_Process_Natural Gas_Steam System Efficiency Improvements_A_Achievable Economic TRC Potential | F11 | Industrial | Stone, Clay, and Glass | New | Process | Natural Gas | Steam System Efficiency Improvements | A | Cumulative Summer Peak Savings (MW) | Achievable Economic TRC Potential | 0 | 0 | 0 | 0 | 0 | 0 | 0 | 0 | 0 | 0 | 0 | 0 | 0 | 0 | 0 | 0 | 0 | 0 | 0 | 0 | 0 | 0 | 0 | 0 | 0 | 0 | 0 | 0 | 0 | 0 | 0
F12_Industrial_Stone, Clay, and Glass_New_Process_Natural Gas_Steam System Efficiency Improvements_A_Achievable Economic TRC Potential | F12 | Industrial | Stone, Clay, and Glass | New | Process | Natural Gas | Steam System Efficiency Improvements | A | Cumulative Winter Peak Savings (MW) | Achievable Economic TRC Potential | 0 | 0 | 0 | 0 | 0 | 0 | 0 | 0 | 0 | 0 | 0 | 0 | 0 | 0 | 0 | 0 | 0 | 0 | 0 | 0 | 0 | 0 | 0 | 0 | 0 | 0 | 0 | 0 | 0 | 0 | 0
F13_Industrial_Stone, Clay, and Glass_New_Process_Natural Gas_Steam System Efficiency Improvements_A_Achievable Economic TRC Potential | F13 | Industrial | Stone, Clay, and Glass | New | Process | Natural Gas | Steam System Efficiency Improvements | A | Purchases (Incremental) | Achievable Economic TRC Potential | 0 | 0 | 0 | 0 | 0 | 0 | 0 | 0 | 0 | 0 | 0 | 0 | 0 | 0 | 0 | 0 | 0 | 0 | 0 | 0 | 0 | 0 | 0 | 0 | 0 | 0 | 0 | 0 | 0 | 0 | 0
F14_Industrial_Stone, Clay, and Glass_New_Process_Natural Gas_Steam System Efficiency Improvements_A_Achievable Economic TRC Potential | F14 | Industrial | Stone, Clay, and Glass | New | Process | Natural Gas | Steam System Efficiency Improvements | A | Purchases (Cumulative) | Achievable Economic TRC Potential | 0 | 0 | 0 | 0 | 0 | 0 | 0 | 0 | 0 | 0 | 0 | 0 | 0 | 0 | 0 | 0 | 0 | 0 | 0 | 0 | 0 | 0 | 0 | 0 | 0 | 0 | 0 | 0 | 0 | 0 | 0
F1_Industrial_Stone, Clay, and Glass_New_Space Heating_Natural Gas_Strategic Energy Management_A_Achievable Economic TRC Potential | F1 | Industrial | Stone, Clay, and Glass | New | Space Heating | Natural Gas | Strategic Energy Management | A | Original Unit Energy Savings (kWh or therms) | Achievable Economic TRC Potential | 0 | 0 | 0 | 0 | 0 | 18.3196 | 18.0829 | 17.9102 | 17.7792 | 17.6758 | 17.5922 | 17.4943 | 17.3916 | 17.2903 | 17.1923 | 17.1153 | 17.0547 | 17.0065 | 16.9301 | 16.874 | 16.8335 | 16.8017 | 16.8017 | 16.8017 | 16.8017 | 16.8017 | 16.8017 | 16.8017 | 0 | 0 | 0
F2_Industrial_Stone, Clay, and Glass_New_Space Heating_Natural Gas_Strategic Energy Management_A_Achievable Economic TRC Potential | F2 | Industrial | Stone, Clay, and Glass | New | Space Heating | Natural Gas | Strategic Energy Management | A | Original Unit Summer Peak Savings (kW) | Achievable Economic TRC Potential | 0 | 0 | 0 | 0 | 0 | 0 | 0 | 0 | 0 | 0 | 0 | 0 | 0 | 0 | 0 | 0 | 0 | 0 | 0 | 0 | 0 | 0 | 0 | 0 | 0 | 0 | 0 | 0 | 0 | 0 | 0
F3_Industrial_Stone, Clay, and Glass_New_Space Heating_Natural Gas_Strategic Energy Management_A_Achievable Economic TRC Potential | F3 | Industrial | Stone, Clay, and Glass | New | Space Heating | Natural Gas | Strategic Energy Management | A | Original Unit Winter Peak Savings (kW) | Achievable Economic TRC Potential | 0 | 0 | 0 | 0 | 0 | 0 | 0 | 0 | 0 | 0 | 0 | 0 | 0 | 0 | 0 | 0 | 0 | 0 | 0 | 0 | 0 | 0 | 0 | 0 | 0 | 0 | 0 | 0 | 0 | 0 | 0
F4_Industrial_Stone, Clay, and Glass_New_Space Heating_Natural Gas_Strategic Energy Management_A_Achievable Economic TRC Potential | F4 | Industrial | Stone, Clay, and Glass | New | Space Heating | Natural Gas | Strategic Energy Management | A | Standalone Impact on Baseline Energy (%) | Achievable Economic TRC Potential | 0% | 0% | 0% | 0% | 0% | 0.06078% | 0.1121% | 0.1578% | 0.1999% | 0.2395% | 0.2458% | 0.2511% | 0.2555% | 0.2592% | 0.2626% | 0.2654% | 0.2679% | 0.27% | 0.2719% | 0.2736% | 0.2752% | 0.2766% | 0.2778% | 0.279% | 0.0028004 | 0.0026952 | 0.0025978 | 0.0025075 | 0 | 0 | 0
F5_Industrial_Stone, Clay, and Glass_New_Space Heating_Natural Gas_Strategic Energy Management_A_Achievable Economic TRC Potential | F5 | Industrial | Stone, Clay, and Glass | New | Space Heating | Natural Gas | Strategic Energy Management | A | Standalone Impact on Baseline Summer Peak (%) | Achievable Economic TRC Potential | 0% | 0% | 0% | 0% | 0% | 0% | 0% | 0% | 0% | 0% | 0% | 0% | 0% | 0% | 0% | 0% | 0% | 0% | 0% | 0% | 0% | 0% | 0% | 0% | 0 | 0 | 0 | 0 | 0 | 0 | 0
F6_Industrial_Stone, Clay, and Glass_New_Space Heating_Natural Gas_Strategic Energy Management_A_Achievable Economic TRC Potential | F6 | Industrial | Stone, Clay, and Glass | New | Space Heating | Natural Gas | Strategic Energy Management | A | Standalone Impact on Baseline Winter Peak (%) | Achievable Economic TRC Potential | 0% | 0% | 0% | 0% | 0% | 0% | 0% | 0% | 0% | 0% | 0% | 0% | 0% | 0% | 0% | 0% | 0% | 0% | 0% | 0% | 0% | 0% | 0% | 0% | 0 | 0 | 0 | 0 | 0 | 0 | 0
F7_Industrial_Stone, Clay, and Glass_New_Space Heating_Natural Gas_Strategic Energy Management_A_Achievable Economic TRC Potential | F7 | Industrial | Stone, Clay, and Glass | New | Space Heating | Natural Gas | Strategic Energy Management | A | Incremental Energy Savings (MWh or mTherms) | Achievable Economic TRC Potential | 0 | 0 | 0 | 0 | 0 | 0.00053473 | 0.00062532 | 0.00071587 | 0.00080588 | 0.00089594 | 0.00098607 | 0.0010732 | 0.0011588 | 0.0012432 | 0.0013253 | 0.0014085 | 0.0014915 | 0.001575 | 0.0016548 | 0.0017352 | 0.0018167 | 0.0018985 | 0.0019834 | 0.002068 | 0.0021523 | 0.0018133 | 0.0018985 | 0.0019834 | 0 | 0 | 0
F8_Industrial_Stone, Clay, and Glass_New_Space Heating_Natural Gas_Strategic Energy Management_A_Achievable Economic TRC Potential | F8 | Industrial | Stone, Clay, and Glass | New | Space Heating | Natural Gas | Strategic Energy Management | A | Incremental Summer Peak Savings (MW) | Achievable Economic TRC Potential | 0 | 0 | 0 | 0 | 0 | 0 | 0 | 0 | 0 | 0 | 0 | 0 | 0 | 0 | 0 | 0 | 0 | 0 | 0 | 0 | 0 | 0 | 0 | 0 | 0 | 0 | 0 | 0 | 0 | 0 | 0
F9_Industrial_Stone, Clay, and Glass_New_Space Heating_Natural Gas_Strategic Energy Management_A_Achievable Economic TRC Potential | F9 | Industrial | Stone, Clay, and Glass | New | Space Heating | Natural Gas | Strategic Energy Management | A | Incremental Winter Peak Savings (MW) | Achievable Economic TRC Potential | 0 | 0 | 0 | 0 | 0 | 0 | 0 | 0 | 0 | 0 | 0 | 0 | 0 | 0 | 0 | 0 | 0 | 0 | 0 | 0 | 0 | 0 | 0 | 0 | 0 | 0 | 0 | 0 | 0 | 0 | 0
F10_Industrial_Stone, Clay, and Glass_New_Space Heating_Natural Gas_Strategic Energy Management_A_Achievable Economic TRC Potential | F10 | Industrial | Stone, Clay, and Glass | New | Space Heating | Natural Gas | Strategic Energy Management | A | Cumulative Energy Savings (MWh or mTherms) | Achievable Economic TRC Potential | 0 | 0 | 0 | 0 | 0 | 0.00053473 | 0.0011531 | 0.001858 | 0.0026503 | 0.0035308 | 0.0039867 | 0.0044328 | 0.0048704 | 0.0053015 | 0.0057254 | 0.0061489 | 0.0065724 | 0.0069957 | 0.0074018 | 0.0078116 | 0.0082243 | 0.0086379 | 0.0090653 | 0.009491 | 0.0099155 | 0.0099155 | 0.0099155 | 0.0099155 | 0 | 0 | 0
F11_Industrial_Stone, Clay, and Glass_New_Space Heating_Natural Gas_Strategic Energy Management_A_Achievable Economic TRC Potential | F11 | Industrial | Stone, Clay, and Glass | New | Space Heating | Natural Gas | Strategic Energy Management | A | Cumulative Summer Peak Savings (MW) | Achievable Economic TRC Potential | 0 | 0 | 0 | 0 | 0 | 0 | 0 | 0 | 0 | 0 | 0 | 0 | 0 | 0 | 0 | 0 | 0 | 0 | 0 | 0 | 0 | 0 | 0 | 0 | 0 | 0 | 0 | 0 | 0 | 0 | 0
F12_Industrial_Stone, Clay, and Glass_New_Space Heating_Natural Gas_Strategic Energy Management_A_Achievable Economic TRC Potential | F12 | Industrial | Stone, Clay, and Glass | New | Space Heating | Natural Gas | Strategic Energy Management | A | Cumulative Winter Peak Savings (MW) | Achievable Economic TRC Potential | 0 | 0 | 0 | 0 | 0 | 0 | 0 | 0 | 0 | 0 | 0 | 0 | 0 | 0 | 0 | 0 | 0 | 0 | 0 | 0 | 0 | 0 | 0 | 0 | 0 | 0 | 0 | 0 | 0 | 0 | 0
F13_Industrial_Stone, Clay, and Glass_New_Space Heating_Natural Gas_Strategic Energy Management_A_Achievable Economic TRC Potential | F13 | Industrial | Stone, Clay, and Glass | New | Space Heating | Natural Gas | Strategic Energy Management | A | Purchases (Incremental) | Achievable Economic TRC Potential | 0 | 0 | 0 | 0 | 0 | 0.029189 | 0.034581 | 0.03997 | 0.045327 | 0.050687 | 0.056052 | 0.061348 | 0.06663 | 0.071901 | 0.077089 | 0.082296 | 0.087454 | 0.092612 | 0.097745 | 0.10283 | 0.10792 | 0.113 | 0.11805 | 0.12308 | 0.1281 | 0.10792 | 0.113 | 0.11805 | 0.12308 | 0.1281 | 0.10792
F14_Industrial_Stone, Clay, and Glass_New_Space Heating_Natural Gas_Strategic Energy Management_A_Achievable Economic TRC Potential | F14 | Industrial | Stone, Clay, and Glass | New | Space Heating | Natural Gas | Strategic Energy Management | A | Purchases (Cumulative) | Achievable Economic TRC Potential | 0 | 0 | 0 | 0 | 0 | 0.029189 | 0.06377 | 0.10374 | 0.14907 | 0.19975 | 0.22662 | 0.25338 | 0.28004 | 0.30662 | 0.33302 | 0.35927 | 0.38537 | 0.41135 | 0.4372 | 0.46294 | 0.48857 | 0.51411 | 0.53954 | 0.56488 | 0.59015 | 0.59015 | 0.59015 | 0.59015 | 0.59015 | 0.59015 | 0.59015
F1_Industrial_Stone, Clay, and Glass_New_Process_Natural Gas_Strategic Energy Management_A_Achievable Economic TRC Potential | F1 | Industrial | Stone, Clay, and Glass | New | Process | Natural Gas | Strategic Energy Management | A | Original Unit Energy Savings (kWh or therms) | Achievable Economic TRC Potential | 0 | 0 | 0 | 0 | 0 | 60.5342 | 60.5342 | 60.5342 | 60.5342 | 60.5342 | 60.5342 | 60.5342 | 60.5342 | 60.5342 | 60.5342 | 60.5342 | 60.5342 | 60.5342 | 60.5342 | 60.5342 | 60.5342 | 60.5342 | 60.5342 | 60.5342 | 60.5342 | 60.5342 | 60.5342 | 60.5342 | 0 | 0 | 0
F2_Industrial_Stone, Clay, and Glass_New_Process_Natural Gas_Strategic Energy Management_A_Achievable Economic TRC Potential | F2 | Industrial | Stone, Clay, and Glass | New | Process | Natural Gas | Strategic Energy Management | A | Original Unit Summer Peak Savings (kW) | Achievable Economic TRC Potential | 0 | 0 | 0 | 0 | 0 | 0 | 0 | 0 | 0 | 0 | 0 | 0 | 0 | 0 | 0 | 0 | 0 | 0 | 0 | 0 | 0 | 0 | 0 | 0 | 0 | 0 | 0 | 0 | 0 | 0 | 0
F3_Industrial_Stone, Clay, and Glass_New_Process_Natural Gas_Strategic Energy Management_A_Achievable Economic TRC Potential | F3 | Industrial | Stone, Clay, and Glass | New | Process | Natural Gas | Strategic Energy Management | A | Original Unit Winter Peak Savings (kW) | Achievable Economic TRC Potential | 0 | 0 | 0 | 0 | 0 | 0 | 0 | 0 | 0 | 0 | 0 | 0 | 0 | 0 | 0 | 0 | 0 | 0 | 0 | 0 | 0 | 0 | 0 | 0 | 0 | 0 | 0 | 0 | 0 | 0 | 0
F4_Industrial_Stone, Clay, and Glass_New_Process_Natural Gas_Strategic Energy Management_A_Achievable Economic TRC Potential | F4 | Industrial | Stone, Clay, and Glass | New | Process | Natural Gas | Strategic Energy Management | A | Standalone Impact on Baseline Energy (%) | Achievable Economic TRC Potential | 0% | 0% | 0% | 0% | 0% | 0.08224% | 0.1517% | 0.2134% | 0.2705% | 0.3241% | 0.3325% | 0.3397% | 0.3456% | 0.3507% | 0.3553% | 0.359% | 0.3624% | 0.3653% | 0.3678% | 0.3702% | 0.3723% | 0.3742% | 0.3759% | 0.3774% | 0.0037887 | 0.0036463 | 0.0035147 | 0.0033925 | 0 | 0 | 0
F5_Industrial_Stone, Clay, and Glass_New_Process_Natural Gas_Strategic Energy Management_A_Achievable Economic TRC Potential | F5 | Industrial | Stone, Clay, and Glass | New | Process | Natural Gas | Strategic Energy Management | A | Standalone Impact on Baseline Summer Peak (%) | Achievable Economic TRC Potential | 0% | 0% | 0% | 0% | 0% | 0% | 0% | 0% | 0% | 0% | 0% | 0% | 0% | 0% | 0% | 0% | 0% | 0% | 0% | 0% | 0% | 0% | 0% | 0% | 0 | 0 | 0 | 0 | 0 | 0 | 0
F6_Industrial_Stone, Clay, and Glass_New_Process_Natural Gas_Strategic Energy Management_A_Achievable Economic TRC Potential | F6 | Industrial | Stone, Clay, and Glass | New | Process | Natural Gas | Strategic Energy Management | A | Standalone Impact on Baseline Winter Peak (%) | Achievable Economic TRC Potential | 0% | 0% | 0% | 0% | 0% | 0% | 0% | 0% | 0% | 0% | 0% | 0% | 0% | 0% | 0% | 0% | 0% | 0% | 0% | 0% | 0% | 0% | 0% | 0% | 0 | 0 | 0 | 0 | 0 | 0 | 0
F7_Industrial_Stone, Clay, and Glass_New_Process_Natural Gas_Strategic Energy Management_A_Achievable Economic TRC Potential | F7 | Industrial | Stone, Clay, and Glass | New | Process | Natural Gas | Strategic Energy Management | A | Incremental Energy Savings (MWh or mTherms) | Achievable Economic TRC Potential | 0 | 0 | 0 | 0 | 0 | 0.14021 | 0.16611 | 0.19199 | 0.21773 | 0.24347 | 0.26924 | 0.29468 | 0.32005 | 0.34537 | 0.37029 | 0.3953 | 0.42008 | 0.44486 | 0.46951 | 0.49394 | 0.5184 | 0.54277 | 0.56703 | 0.59121 | 0.6153 | 0.5184 | 0.54277 | 0.56703 | 0 | 0 | 0
F8_Industrial_Stone, Clay, and Glass_New_Process_Natural Gas_Strategic Energy Management_A_Achievable Economic TRC Potential | F8 | Industrial | Stone, Clay, and Glass | New | Process | Natural Gas | Strategic Energy Management | A | Incremental Summer Peak Savings (MW) | Achievable Economic TRC Potential | 0 | 0 | 0 | 0 | 0 | 0 | 0 | 0 | 0 | 0 | 0 | 0 | 0 | 0 | 0 | 0 | 0 | 0 | 0 | 0 | 0 | 0 | 0 | 0 | 0 | 0 | 0 | 0 | 0 | 0 | 0
F9_Industrial_Stone, Clay, and Glass_New_Process_Natural Gas_Strategic Energy Management_A_Achievable Economic TRC Potential | F9 | Industrial | Stone, Clay, and Glass | New | Process | Natural Gas | Strategic Energy Management | A | Incremental Winter Peak Savings (MW) | Achievable Economic TRC Potential | 0 | 0 | 0 | 0 | 0 | 0 | 0 | 0 | 0 | 0 | 0 | 0 | 0 | 0 | 0 | 0 | 0 | 0 | 0 | 0 | 0 | 0 | 0 | 0 | 0 | 0 | 0 | 0 | 0 | 0 | 0
F10_Industrial_Stone, Clay, and Glass_New_Process_Natural Gas_Strategic Energy Management_A_Achievable Economic TRC Potential | F10 | Industrial | Stone, Clay, and Glass | New | Process | Natural Gas | Strategic Energy Management | A | Cumulative Energy Savings (MWh or mTherms) | Achievable Economic TRC Potential | 0 | 0 | 0 | 0 | 0 | 0.14021 | 0.30631 | 0.4983 | 0.71603 | 0.9595 | 1.0885 | 1.2171 | 1.3452 | 1.4728 | 1.5996 | 1.7257 | 1.8511 | 1.9759 | 2.1 | 2.2237 | 2.3468 | 2.4695 | 2.5917 | 2.7134 | 2.8347 | 2.8347 | 2.8347 | 2.8347 | 0 | 0 | 0
F11_Industrial_Stone, Clay, and Glass_New_Process_Natural Gas_Strategic Energy Management_A_Achievable Economic TRC Potential | F11 | Industrial | Stone, Clay, and Glass | New | Process | Natural Gas | Strategic Energy Management | A | Cumulative Summer Peak Savings (MW) | Achievable Economic TRC Potential | 0 | 0 | 0 | 0 | 0 | 0 | 0 | 0 | 0 | 0 | 0 | 0 | 0 | 0 | 0 | 0 | 0 | 0 | 0 | 0 | 0 | 0 | 0 | 0 | 0 | 0 | 0 | 0 | 0 | 0 | 0
F12_Industrial_Stone, Clay, and Glass_New_Process_Natural Gas_Strategic Energy Management_A_Achievable Economic TRC Potential | F12 | Industrial | Stone, Clay, and Glass | New | Process | Natural Gas | Strategic Energy Management | A | Cumulative Winter Peak Savings (MW) | Achievable Economic TRC Potential | 0 | 0 | 0 | 0 | 0 | 0 | 0 | 0 | 0 | 0 | 0 | 0 | 0 | 0 | 0 | 0 | 0 | 0 | 0 | 0 | 0 | 0 | 0 | 0 | 0 | 0 | 0 | 0 | 0 | 0 | 0
F13_Industrial_Stone, Clay, and Glass_New_Process_Natural Gas_Strategic Energy Management_A_Achievable Economic TRC Potential | F13 | Industrial | Stone, Clay, and Glass | New | Process | Natural Gas | Strategic Energy Management | A | Purchases (Incremental) | Achievable Economic TRC Potential | 0 | 0 | 0 | 0 | 0 | 2.3162 | 2.744 | 3.1716 | 3.5967 | 4.0221 | 4.4477 | 4.868 | 5.2871 | 5.7054 | 6.1171 | 6.5303 | 6.9395 | 7.3488 | 7.7561 | 8.1597 | 8.5638 | 8.9663 | 9.3671 | 9.7665 | 10.1646 | 8.5638 | 8.9663 | 9.3671 | 9.7665 | 10.1646 | 8.5638
F14_Industrial_Stone, Clay, and Glass_New_Process_Natural Gas_Strategic Energy Management_A_Achievable Economic TRC Potential | F14 | Industrial | Stone, Clay, and Glass | New | Process | Natural Gas | Strategic Energy Management | A | Purchases (Cumulative) | Achievable Economic TRC Potential | 0 | 0 | 0 | 0 | 0 | 2.3162 | 5.0602 | 8.2318 | 11.8285 | 15.8506 | 17.9822 | 20.1062 | 22.2217 | 24.3304 | 26.4254 | 28.5079 | 30.5794 | 32.6411 | 34.6918 | 36.7344 | 38.768 | 40.7947 | 42.813 | 44.8235 | 46.8283 | 46.8283 | 46.8283 | 46.8283 | 46.8283 | 46.8283 | 46.8283
F1_Industrial_Stone, Clay, and Glass_New_Miscellaneous_Natural Gas_Strategic Energy Management_A_Achievable Economic TRC Potential | F1 | Industrial | Stone, Clay, and Glass | New | Miscellaneous | Natural Gas | Strategic Energy Management | A | Original Unit Energy Savings (kWh or therms) | Achievable Economic TRC Potential | 0 | 0 | 0 | 0 | 0 | 16.2609 | 16.2609 | 16.2609 | 16.2609 | 16.2609 | 16.2609 | 16.2609 | 16.2609 | 16.2609 | 16.2609 | 16.2609 | 16.2609 | 16.2609 | 16.2609 | 16.2609 | 16.2609 | 16.2609 | 16.2609 | 16.2609 | 16.2609 | 16.2609 | 16.2609 | 16.2609 | 0 | 0 | 0
F2_Industrial_Stone, Clay, and Glass_New_Miscellaneous_Natural Gas_Strategic Energy Management_A_Achievable Economic TRC Potential | F2 | Industrial | Stone, Clay, and Glass | New | Miscellaneous | Natural Gas | Strategic Energy Management | A | Original Unit Summer Peak Savings (kW) | Achievable Economic TRC Potential | 0 | 0 | 0 | 0 | 0 | 0 | 0 | 0 | 0 | 0 | 0 | 0 | 0 | 0 | 0 | 0 | 0 | 0 | 0 | 0 | 0 | 0 | 0 | 0 | 0 | 0 | 0 | 0 | 0 | 0 | 0
F3_Industrial_Stone, Clay, and Glass_New_Miscellaneous_Natural Gas_Strategic Energy Management_A_Achievable Economic TRC Potential | F3 | Industrial | Stone, Clay, and Glass | New | Miscellaneous | Natural Gas | Strategic Energy Management | A | Original Unit Winter Peak Savings (kW) | Achievable Economic TRC Potential | 0 | 0 | 0 | 0 | 0 | 0 | 0 | 0 | 0 | 0 | 0 | 0 | 0 | 0 | 0 | 0 | 0 | 0 | 0 | 0 | 0 | 0 | 0 | 0 | 0 | 0 | 0 | 0 | 0 | 0 | 0
F4_Industrial_Stone, Clay, and Glass_New_Miscellaneous_Natural Gas_Strategic Energy Management_A_Achievable Economic TRC Potential | F4 | Industrial | Stone, Clay, and Glass | New | Miscellaneous | Natural Gas | Strategic Energy Management | A | Standalone Impact on Baseline Energy (%) | Achievable Economic TRC Potential | 0% | 0% | 0% | 0% | 0% | 0.08224% | 0.1517% | 0.2134% | 0.2705% | 0.3241% | 0.3325% | 0.3397% | 0.3456% | 0.3507% | 0.3553% | 0.359% | 0.3624% | 0.3653% | 0.3678% | 0.3702% | 0.3723% | 0.3742% | 0.3759% | 0.3774% | 0.0037887 | 0.0036463 | 0.0035147 | 0.0033925 | 0 | 0 | 0
F5_Industrial_Stone, Clay, and Glass_New_Miscellaneous_Natural Gas_Strategic Energy Management_A_Achievable Economic TRC Potential | F5 | Industrial | Stone, Clay, and Glass | New | Miscellaneous | Natural Gas | Strategic Energy Management | A | Standalone Impact on Baseline Summer Peak (%) | Achievable Economic TRC Potential | 0% | 0% | 0% | 0% | 0% | 0% | 0% | 0% | 0% | 0% | 0% | 0% | 0% | 0% | 0% | 0% | 0% | 0% | 0% | 0% | 0% | 0% | 0% | 0% | 0 | 0 | 0 | 0 | 0 | 0 | 0
F6_Industrial_Stone, Clay, and Glass_New_Miscellaneous_Natural Gas_Strategic Energy Management_A_Achievable Economic TRC Potential | F6 | Industrial | Stone, Clay, and Glass | New | Miscellaneous | Natural Gas | Strategic Energy Management | A | Standalone Impact on Baseline Winter Peak (%) | Achievable Economic TRC Potential | 0% | 0% | 0% | 0% | 0% | 0% | 0% | 0% | 0% | 0% | 0% | 0% | 0% | 0% | 0% | 0% | 0% | 0% | 0% | 0% | 0% | 0% | 0% | 0% | 0 | 0 | 0 | 0 | 0 | 0 | 0
F7_Industrial_Stone, Clay, and Glass_New_Miscellaneous_Natural Gas_Strategic Energy Management_A_Achievable Economic TRC Potential | F7 | Industrial | Stone, Clay, and Glass | New | Miscellaneous | Natural Gas | Strategic Energy Management | A | Incremental Energy Savings (MWh or mTherms) | Achievable Economic TRC Potential | 0 | 0 | 0 | 0 | 0 | 0.0094157 | 0.011155 | 0.012893 | 0.014622 | 0.016351 | 0.018081 | 0.01979 | 0.021493 | 0.023194 | 0.024867 | 0.026547 | 0.028211 | 0.029875 | 0.03153 | 0.033171 | 0.034814 | 0.03645 | 0.038079 | 0.039703 | 0.041321 | 0.034814 | 0.03645 | 0.038079 | 0 | 0 | 0
F8_Industrial_Stone, Clay, and Glass_New_Miscellaneous_Natural Gas_Strategic Energy Management_A_Achievable Economic TRC Potential | F8 | Industrial | Stone, Clay, and Glass | New | Miscellaneous | Natural Gas | Strategic Energy Management | A | Incremental Summer Peak Savings (MW) | Achievable Economic TRC Potential | 0 | 0 | 0 | 0 | 0 | 0 | 0 | 0 | 0 | 0 | 0 | 0 | 0 | 0 | 0 | 0 | 0 | 0 | 0 | 0 | 0 | 0 | 0 | 0 | 0 | 0 | 0 | 0 | 0 | 0 | 0
F9_Industrial_Stone, Clay, and Glass_New_Miscellaneous_Natural Gas_Strategic Energy Management_A_Achievable Economic TRC Potential | F9 | Industrial | Stone, Clay, and Glass | New | Miscellaneous | Natural Gas | Strategic Energy Management | A | Incremental Winter Peak Savings (MW) | Achievable Economic TRC Potential | 0 | 0 | 0 | 0 | 0 | 0 | 0 | 0 | 0 | 0 | 0 | 0 | 0 | 0 | 0 | 0 | 0 | 0 | 0 | 0 | 0 | 0 | 0 | 0 | 0 | 0 | 0 | 0 | 0 | 0 | 0
F10_Industrial_Stone, Clay, and Glass_New_Miscellaneous_Natural Gas_Strategic Energy Management_A_Achievable Economic TRC Potential | F10 | Industrial | Stone, Clay, and Glass | New | Miscellaneous | Natural Gas | Strategic Energy Management | A | Cumulative Energy Savings (MWh or mTherms) | Achievable Economic TRC Potential | 0 | 0 | 0 | 0 | 0 | 0.0094157 | 0.020571 | 0.033464 | 0.048086 | 0.064436 | 0.073102 | 0.081736 | 0.090336 | 0.098908 | 0.10743 | 0.11589 | 0.12431 | 0.13269 | 0.14103 | 0.14933 | 0.1576 | 0.16584 | 0.17404 | 0.18222 | 0.19037 | 0.19037 | 0.19037 | 0.19037 | 0 | 0 | 0
F11_Industrial_Stone, Clay, and Glass_New_Miscellaneous_Natural Gas_Strategic Energy Management_A_Achievable Economic TRC Potential | F11 | Industrial | Stone, Clay, and Glass | New | Miscellaneous | Natural Gas | Strategic Energy Management | A | Cumulative Summer Peak Savings (MW) | Achievable Economic TRC Potential | 0 | 0 | 0 | 0 | 0 | 0 | 0 | 0 | 0 | 0 | 0 | 0 | 0 | 0 | 0 | 0 | 0 | 0 | 0 | 0 | 0 | 0 | 0 | 0 | 0 | 0 | 0 | 0 | 0 | 0 | 0
F12_Industrial_Stone, Clay, and Glass_New_Miscellaneous_Natural Gas_Strategic Energy Management_A_Achievable Economic TRC Potential | F12 | Industrial | Stone, Clay, and Glass | New | Miscellaneous | Natural Gas | Strategic Energy Management | A | Cumulative Winter Peak Savings (MW) | Achievable Economic TRC Potential | 0 | 0 | 0 | 0 | 0 | 0 | 0 | 0 | 0 | 0 | 0 | 0 | 0 | 0 | 0 | 0 | 0 | 0 | 0 | 0 | 0 | 0 | 0 | 0 | 0 | 0 | 0 | 0 | 0 | 0 | 0
F13_Industrial_Stone, Clay, and Glass_New_Miscellaneous_Natural Gas_Strategic Energy Management_A_Achievable Economic TRC Potential | F13 | Industrial | Stone, Clay, and Glass | New | Miscellaneous | Natural Gas | Strategic Energy Management | A | Purchases (Incremental) | Achievable Economic TRC Potential | 0 | 0 | 0 | 0 | 0 | 0.57904 | 0.686 | 0.79291 | 0.89918 | 1.0055 | 1.1119 | 1.217 | 1.3218 | 1.4264 | 1.5293 | 1.6326 | 1.7349 | 1.8372 | 1.939 | 2.0399 | 2.141 | 2.2416 | 2.3418 | 2.4416 | 2.5411 | 2.141 | 2.2416 | 2.3418 | 2.4416 | 2.5411 | 2.141
F14_Industrial_Stone, Clay, and Glass_New_Miscellaneous_Natural Gas_Strategic Energy Management_A_Achievable Economic TRC Potential | F14 | Industrial | Stone, Clay, and Glass | New | Miscellaneous | Natural Gas | Strategic Energy Management | A | Purchases (Cumulative) | Achievable Economic TRC Potential | 0 | 0 | 0 | 0 | 0 | 0.57904 | 1.265 | 2.0579 | 2.9571 | 3.9626 | 4.4955 | 5.0265 | 5.5554 | 6.0826 | 6.6063 | 7.127 | 7.6448 | 8.1603 | 8.6729 | 9.1836 | 9.692 | 10.1987 | 10.7033 | 11.2059 | 11.7071 | 11.7071 | 11.7071 | 11.7071 | 11.7071 | 11.7071 | 11.7071
F1_Industrial_Stone, Clay, and Glass_New_Space Heating_Natural Gas_Commissioning_A_Achievable Economic TRC Potential | F1 | Industrial | Stone, Clay, and Glass | New | Space Heating | Natural Gas | Commissioning | A | Original Unit Energy Savings (kWh or therms) | Achievable Economic TRC Potential | 0 | 0 | 0 | 0 | 0 | 16.1047 | 15.8967 | 15.7448 | 15.6296 | 15.5388 | 15.4652 | 15.3792 | 15.2889 | 15.1998 | 15.1137 | 15.046 | 14.9927 | 14.9503 | 14.8832 | 14.8339 | 14.7983 | 14.7704 | 14.7704 | 14.7704 | 14.7704 | 14.7704 | 14.7704 | 14.7704 | 0 | 0 | 0
F2_Industrial_Stone, Clay, and Glass_New_Space Heating_Natural Gas_Commissioning_A_Achievable Economic TRC Potential | F2 | Industrial | Stone, Clay, and Glass | New | Space Heating | Natural Gas | Commissioning | A | Original Unit Summer Peak Savings (kW) | Achievable Economic TRC Potential | 0 | 0 | 0 | 0 | 0 | 0 | 0 | 0 | 0 | 0 | 0 | 0 | 0 | 0 | 0 | 0 | 0 | 0 | 0 | 0 | 0 | 0 | 0 | 0 | 0 | 0 | 0 | 0 | 0 | 0 | 0
F3_Industrial_Stone, Clay, and Glass_New_Space Heating_Natural Gas_Commissioning_A_Achievable Economic TRC Potential | F3 | Industrial | Stone, Clay, and Glass | New | Space Heating | Natural Gas | Commissioning | A | Original Unit Winter Peak Savings (kW) | Achievable Economic TRC Potential | 0 | 0 | 0 | 0 | 0 | 0 | 0 | 0 | 0 | 0 | 0 | 0 | 0 | 0 | 0 | 0 | 0 | 0 | 0 | 0 | 0 | 0 | 0 | 0 | 0 | 0 | 0 | 0 | 0 | 0 | 0
F4_Industrial_Stone, Clay, and Glass_New_Space Heating_Natural Gas_Commissioning_A_Achievable Economic TRC Potential | F4 | Industrial | Stone, Clay, and Glass | New | Space Heating | Natural Gas | Commissioning | A | Standalone Impact on Baseline Energy (%) | Achievable Economic TRC Potential | 0% | 0% | 0% | 0% | 0% | 0% | 0% | 0% | 0% | 0% | 0% | 0% | 0% | 0% | 0% | 0% | 0% | 0% | 0% | 0% | 0% | 0% | 0% | 0% | 0 | 0 | 0 | 0 | 0 | 0 | 0
F5_Industrial_Stone, Clay, and Glass_New_Space Heating_Natural Gas_Commissioning_A_Achievable Economic TRC Potential | F5 | Industrial | Stone, Clay, and Glass | New | Space Heating | Natural Gas | Commissioning | A | Standalone Impact on Baseline Summer Peak (%) | Achievable Economic TRC Potential | 0% | 0% | 0% | 0% | 0% | 0% | 0% | 0% | 0% | 0% | 0% | 0% | 0% | 0% | 0% | 0% | 0% | 0% | 0% | 0% | 0% | 0% | 0% | 0% | 0 | 0 | 0 | 0 | 0 | 0 | 0
F6_Industrial_Stone, Clay, and Glass_New_Space Heating_Natural Gas_Commissioning_A_Achievable Economic TRC Potential | F6 | Industrial | Stone, Clay, and Glass | New | Space Heating | Natural Gas | Commissioning | A | Standalone Impact on Baseline Winter Peak (%) | Achievable Economic TRC Potential | 0% | 0% | 0% | 0% | 0% | 0% | 0% | 0% | 0% | 0% | 0% | 0% | 0% | 0% | 0% | 0% | 0% | 0% | 0% | 0% | 0% | 0% | 0% | 0% | 0 | 0 | 0 | 0 | 0 | 0 | 0
F7_Industrial_Stone, Clay, and Glass_New_Space Heating_Natural Gas_Commissioning_A_Achievable Economic TRC Potential | F7 | Industrial | Stone, Clay, and Glass | New | Space Heating | Natural Gas | Commissioning | A | Incremental Energy Savings (MWh or mTherms) | Achievable Economic TRC Potential | 0 | 0 | 0 | 0 | 0 | 0 | 0 | 0 | 0 | 0 | 0 | 0 | 0 | 0 | 0 | 0 | 0 | 0 | 0 | 0 | 0 | 0 | 0 | 0 | 0 | 0 | 0 | 0 | 0 | 0 | 0
F8_Industrial_Stone, Clay, and Glass_New_Space Heating_Natural Gas_Commissioning_A_Achievable Economic TRC Potential | F8 | Industrial | Stone, Clay, and Glass | New | Space Heating | Natural Gas | Commissioning | A | Incremental Summer Peak Savings (MW) | Achievable Economic TRC Potential | 0 | 0 | 0 | 0 | 0 | 0 | 0 | 0 | 0 | 0 | 0 | 0 | 0 | 0 | 0 | 0 | 0 | 0 | 0 | 0 | 0 | 0 | 0 | 0 | 0 | 0 | 0 | 0 | 0 | 0 | 0
F9_Industrial_Stone, Clay, and Glass_New_Space Heating_Natural Gas_Commissioning_A_Achievable Economic TRC Potential | F9 | Industrial | Stone, Clay, and Glass | New | Space Heating | Natural Gas | Commissioning | A | Incremental Winter Peak Savings (MW) | Achievable Economic TRC Potential | 0 | 0 | 0 | 0 | 0 | 0 | 0 | 0 | 0 | 0 | 0 | 0 | 0 | 0 | 0 | 0 | 0 | 0 | 0 | 0 | 0 | 0 | 0 | 0 | 0 | 0 | 0 | 0 | 0 | 0 | 0
F10_Industrial_Stone, Clay, and Glass_New_Space Heating_Natural Gas_Commissioning_A_Achievable Economic TRC Potential | F10 | Industrial | Stone, Clay, and Glass | New | Space Heating | Natural Gas | Commissioning | A | Cumulative Energy Savings (MWh or mTherms) | Achievable Economic TRC Potential | 0 | 0 | 0 | 0 | 0 | 0 | 0 | 0 | 0 | 0 | 0 | 0 | 0 | 0 | 0 | 0 | 0 | 0 | 0 | 0 | 0 | 0 | 0 | 0 | 0 | 0 | 0 | 0 | 0 | 0 | 0
F11_Industrial_Stone, Clay, and Glass_New_Space Heating_Natural Gas_Commissioning_A_Achievable Economic TRC Potential | F11 | Industrial | Stone, Clay, and Glass | New | Space Heating | Natural Gas | Commissioning | A | Cumulative Summer Peak Savings (MW) | Achievable Economic TRC Potential | 0 | 0 | 0 | 0 | 0 | 0 | 0 | 0 | 0 | 0 | 0 | 0 | 0 | 0 | 0 | 0 | 0 | 0 | 0 | 0 | 0 | 0 | 0 | 0 | 0 | 0 | 0 | 0 | 0 | 0 | 0
F12_Industrial_Stone, Clay, and Glass_New_Space Heating_Natural Gas_Commissioning_A_Achievable Economic TRC Potential | F12 | Industrial | Stone, Clay, and Glass | New | Space Heating | Natural Gas | Commissioning | A | Cumulative Winter Peak Savings (MW) | Achievable Economic TRC Potential | 0 | 0 | 0 | 0 | 0 | 0 | 0 | 0 | 0 | 0 | 0 | 0 | 0 | 0 | 0 | 0 | 0 | 0 | 0 | 0 | 0 | 0 | 0 | 0 | 0 | 0 | 0 | 0 | 0 | 0 | 0
F13_Industrial_Stone, Clay, and Glass_New_Space Heating_Natural Gas_Commissioning_A_Achievable Economic TRC Potential | F13 | Industrial | Stone, Clay, and Glass | New | Space Heating | Natural Gas | Commissioning | A | Purchases (Incremental) | Achievable Economic TRC Potential | 0 | 0 | 0 | 0 | 0 | 0 | 0 | 0 | 0 | 0 | 0 | 0 | 0 | 0 | 0 | 0 | 0 | 0 | 0 | 0 | 0 | 0 | 0 | 0 | 0 | 0 | 0 | 0 | 0 | 0 | 0
F14_Industrial_Stone, Clay, and Glass_New_Space Heating_Natural Gas_Commissioning_A_Achievable Economic TRC Potential | F14 | Industrial | Stone, Clay, and Glass | New | Space Heating | Natural Gas | Commissioning | A | Purchases (Cumulative) | Achievable Economic TRC Potential | 0 | 0 | 0 | 0 | 0 | 0 | 0 | 0 | 0 | 0 | 0 | 0 | 0 | 0 | 0 | 0 | 0 | 0 | 0 | 0 | 0 | 0 | 0 | 0 | 0 | 0 | 0 | 0 | 0 | 0 | 0
F1_Industrial_Stone, Clay, and Glass_New_Process_Natural Gas_Commissioning_A_Achievable Economic TRC Potential | F1 | Industrial | Stone, Clay, and Glass | New | Process | Natural Gas | Commissioning | A | Original Unit Energy Savings (kWh or therms) | Achievable Economic TRC Potential | 0 | 0 | 0 | 0 | 0 | 337.8652 | 337.8652 | 337.8652 | 337.8652 | 337.8652 | 337.8652 | 337.8652 | 337.8652 | 337.8652 | 337.8652 | 337.8652 | 337.8652 | 337.8652 | 337.8652 | 337.8652 | 337.8652 | 337.8652 | 337.8652 | 337.8652 | 337.8652 | 337.8652 | 337.8652 | 337.8652 | 0 | 0 | 0
F2_Industrial_Stone, Clay, and Glass_New_Process_Natural Gas_Commissioning_A_Achievable Economic TRC Potential | F2 | Industrial | Stone, Clay, and Glass | New | Process | Natural Gas | Commissioning | A | Original Unit Summer Peak Savings (kW) | Achievable Economic TRC Potential | 0 | 0 | 0 | 0 | 0 | 0 | 0 | 0 | 0 | 0 | 0 | 0 | 0 | 0 | 0 | 0 | 0 | 0 | 0 | 0 | 0 | 0 | 0 | 0 | 0 | 0 | 0 | 0 | 0 | 0 | 0
F3_Industrial_Stone, Clay, and Glass_New_Process_Natural Gas_Commissioning_A_Achievable Economic TRC Potential | F3 | Industrial | Stone, Clay, and Glass | New | Process | Natural Gas | Commissioning | A | Original Unit Winter Peak Savings (kW) | Achievable Economic TRC Potential | 0 | 0 | 0 | 0 | 0 | 0 | 0 | 0 | 0 | 0 | 0 | 0 | 0 | 0 | 0 | 0 | 0 | 0 | 0 | 0 | 0 | 0 | 0 | 0 | 0 | 0 | 0 | 0 | 0 | 0 | 0
F4_Industrial_Stone, Clay, and Glass_New_Process_Natural Gas_Commissioning_A_Achievable Economic TRC Potential | F4 | Industrial | Stone, Clay, and Glass | New | Process | Natural Gas | Commissioning | A | Standalone Impact on Baseline Energy (%) | Achievable Economic TRC Potential | 0% | 0% | 0% | 0% | 0% | 0% | 0% | 0% | 0% | 0% | 0% | 0% | 0% | 0% | 0% | 0% | 0% | 0% | 0% | 0% | 0% | 0% | 0% | 0% | 0 | 0 | 0 | 0 | 0 | 0 | 0
F5_Industrial_Stone, Clay, and Glass_New_Process_Natural Gas_Commissioning_A_Achievable Economic TRC Potential | F5 | Industrial | Stone, Clay, and Glass | New | Process | Natural Gas | Commissioning | A | Standalone Impact on Baseline Summer Peak (%) | Achievable Economic TRC Potential | 0% | 0% | 0% | 0% | 0% | 0% | 0% | 0% | 0% | 0% | 0% | 0% | 0% | 0% | 0% | 0% | 0% | 0% | 0% | 0% | 0% | 0% | 0% | 0% | 0 | 0 | 0 | 0 | 0 | 0 | 0
F6_Industrial_Stone, Clay, and Glass_New_Process_Natural Gas_Commissioning_A_Achievable Economic TRC Potential | F6 | Industrial | Stone, Clay, and Glass | New | Process | Natural Gas | Commissioning | A | Standalone Impact on Baseline Winter Peak (%) | Achievable Economic TRC Potential | 0% | 0% | 0% | 0% | 0% | 0% | 0% | 0% | 0% | 0% | 0% | 0% | 0% | 0% | 0% | 0% | 0% | 0% | 0% | 0% | 0% | 0% | 0% | 0% | 0 | 0 | 0 | 0 | 0 | 0 | 0
F7_Industrial_Stone, Clay, and Glass_New_Process_Natural Gas_Commissioning_A_Achievable Economic TRC Potential | F7 | Industrial | Stone, Clay, and Glass | New | Process | Natural Gas | Commissioning | A | Incremental Energy Savings (MWh or mTherms) | Achievable Economic TRC Potential | 0 | 0 | 0 | 0 | 0 | 0 | 0 | 0 | 0 | 0 | 0 | 0 | 0 | 0 | 0 | 0 | 0 | 0 | 0 | 0 | 0 | 0 | 0 | 0 | 0 | 0 | 0 | 0 | 0 | 0 | 0
F8_Industrial_Stone, Clay, and Glass_New_Process_Natural Gas_Commissioning_A_Achievable Economic TRC Potential | F8 | Industrial | Stone, Clay, and Glass | New | Process | Natural Gas | Commissioning | A | Incremental Summer Peak Savings (MW) | Achievable Economic TRC Potential | 0 | 0 | 0 | 0 | 0 | 0 | 0 | 0 | 0 | 0 | 0 | 0 | 0 | 0 | 0 | 0 | 0 | 0 | 0 | 0 | 0 | 0 | 0 | 0 | 0 | 0 | 0 | 0 | 0 | 0 | 0
F9_Industrial_Stone, Clay, and Glass_New_Process_Natural Gas_Commissioning_A_Achievable Economic TRC Potential | F9 | Industrial | Stone, Clay, and Glass | New | Process | Natural Gas | Commissioning | A | Incremental Winter Peak Savings (MW) | Achievable Economic TRC Potential | 0 | 0 | 0 | 0 | 0 | 0 | 0 | 0 | 0 | 0 | 0 | 0 | 0 | 0 | 0 | 0 | 0 | 0 | 0 | 0 | 0 | 0 | 0 | 0 | 0 | 0 | 0 | 0 | 0 | 0 | 0
F10_Industrial_Stone, Clay, and Glass_New_Process_Natural Gas_Commissioning_A_Achievable Economic TRC Potential | F10 | Industrial | Stone, Clay, and Glass | New | Process | Natural Gas | Commissioning | A | Cumulative Energy Savings (MWh or mTherms) | Achievable Economic TRC Potential | 0 | 0 | 0 | 0 | 0 | 0 | 0 | 0 | 0 | 0 | 0 | 0 | 0 | 0 | 0 | 0 | 0 | 0 | 0 | 0 | 0 | 0 | 0 | 0 | 0 | 0 | 0 | 0 | 0 | 0 | 0
F11_Industrial_Stone, Clay, and Glass_New_Process_Natural Gas_Commissioning_A_Achievable Economic TRC Potential | F11 | Industrial | Stone, Clay, and Glass | New | Process | Natural Gas | Commissioning | A | Cumulative Summer Peak Savings (MW) | Achievable Economic TRC Potential | 0 | 0 | 0 | 0 | 0 | 0 | 0 | 0 | 0 | 0 | 0 | 0 | 0 | 0 | 0 | 0 | 0 | 0 | 0 | 0 | 0 | 0 | 0 | 0 | 0 | 0 | 0 | 0 | 0 | 0 | 0
F12_Industrial_Stone, Clay, and Glass_New_Process_Natural Gas_Commissioning_A_Achievable Economic TRC Potential | F12 | Industrial | Stone, Clay, and Glass | New | Process | Natural Gas | Commissioning | A | Cumulative Winter Peak Savings (MW) | Achievable Economic TRC Potential | 0 | 0 | 0 | 0 | 0 | 0 | 0 | 0 | 0 | 0 | 0 | 0 | 0 | 0 | 0 | 0 | 0 | 0 | 0 | 0 | 0 | 0 | 0 | 0 | 0 | 0 | 0 | 0 | 0 | 0 | 0
F13_Industrial_Stone, Clay, and Glass_New_Process_Natural Gas_Commissioning_A_Achievable Economic TRC Potential | F13 | Industrial | Stone, Clay, and Glass | New | Process | Natural Gas | Commissioning | A | Purchases (Incremental) | Achievable Economic TRC Potential | 0 | 0 | 0 | 0 | 0 | 0 | 0 | 0 | 0 | 0 | 0 | 0 | 0 | 0 | 0 | 0 | 0 | 0 | 0 | 0 | 0 | 0 | 0 | 0 | 0 | 0 | 0 | 0 | 0 | 0 | 0
F14_Industrial_Stone, Clay, and Glass_New_Process_Natural Gas_Commissioning_A_Achievable Economic TRC Potential | F14 | Industrial | Stone, Clay, and Glass | New | Process | Natural Gas | Commissioning | A | Purchases (Cumulative) | Achievable Economic TRC Potential | 0 | 0 | 0 | 0 | 0 | 0 | 0 | 0 | 0 | 0 | 0 | 0 | 0 | 0 | 0 | 0 | 0 | 0 | 0 | 0 | 0 | 0 | 0 | 0 | 0 | 0 | 0 | 0 | 0 | 0 | 0
F1_Industrial_Stone, Clay, and Glass_New_Space Heating_Natural Gas_Retrocommissioning_A_Achievable Economic TRC Potential | F1 | Industrial | Stone, Clay, and Glass | New | Space Heating | Natural Gas | Retrocommissioning | A | Original Unit Energy Savings (kWh or therms) | Achievable Economic TRC Potential | 0 | 0 | 0 | 0 | 0 | 0 | 0 | 0 | 0 | 0 | 0 | 0 | 0 | 0 | 0 | 0 | 0 | 0 | 0 | 0 | 0 | 0 | 0 | 0 | 0 | 0 | 0 | 0 | 0 | 0 | 0
F2_Industrial_Stone, Clay, and Glass_New_Space Heating_Natural Gas_Retrocommissioning_A_Achievable Economic TRC Potential | F2 | Industrial | Stone, Clay, and Glass | New | Space Heating | Natural Gas | Retrocommissioning | A | Original Unit Summer Peak Savings (kW) | Achievable Economic TRC Potential | 0 | 0 | 0 | 0 | 0 | 0 | 0 | 0 | 0 | 0 | 0 | 0 | 0 | 0 | 0 | 0 | 0 | 0 | 0 | 0 | 0 | 0 | 0 | 0 | 0 | 0 | 0 | 0 | 0 | 0 | 0
F3_Industrial_Stone, Clay, and Glass_New_Space Heating_Natural Gas_Retrocommissioning_A_Achievable Economic TRC Potential | F3 | Industrial | Stone, Clay, and Glass | New | Space Heating | Natural Gas | Retrocommissioning | A | Original Unit Winter Peak Savings (kW) | Achievable Economic TRC Potential | 0 | 0 | 0 | 0 | 0 | 0 | 0 | 0 | 0 | 0 | 0 | 0 | 0 | 0 | 0 | 0 | 0 | 0 | 0 | 0 | 0 | 0 | 0 | 0 | 0 | 0 | 0 | 0 | 0 | 0 | 0
F4_Industrial_Stone, Clay, and Glass_New_Space Heating_Natural Gas_Retrocommissioning_A_Achievable Economic TRC Potential | F4 | Industrial | Stone, Clay, and Glass | New | Space Heating | Natural Gas | Retrocommissioning | A | Standalone Impact on Baseline Energy (%) | Achievable Economic TRC Potential | 0% | 0% | 0% | 0% | 0% | 0% | 0% | 0% | 0% | 0% | 0% | 0% | 0% | 0% | 0% | 0% | 0% | 0% | 0% | 0% | 0% | 0% | 0% | 0% | 0 | 0 | 0 | 0 | 0 | 0 | 0
F5_Industrial_Stone, Clay, and Glass_New_Space Heating_Natural Gas_Retrocommissioning_A_Achievable Economic TRC Potential | F5 | Industrial | Stone, Clay, and Glass | New | Space Heating | Natural Gas | Retrocommissioning | A | Standalone Impact on Baseline Summer Peak (%) | Achievable Economic TRC Potential | 0% | 0% | 0% | 0% | 0% | 0% | 0% | 0% | 0% | 0% | 0% | 0% | 0% | 0% | 0% | 0% | 0% | 0% | 0% | 0% | 0% | 0% | 0% | 0% | 0 | 0 | 0 | 0 | 0 | 0 | 0
F6_Industrial_Stone, Clay, and Glass_New_Space Heating_Natural Gas_Retrocommissioning_A_Achievable Economic TRC Potential | F6 | Industrial | Stone, Clay, and Glass | New | Space Heating | Natural Gas | Retrocommissioning | A | Standalone Impact on Baseline Winter Peak (%) | Achievable Economic TRC Potential | 0% | 0% | 0% | 0% | 0% | 0% | 0% | 0% | 0% | 0% | 0% | 0% | 0% | 0% | 0% | 0% | 0% | 0% | 0% | 0% | 0% | 0% | 0% | 0% | 0 | 0 | 0 | 0 | 0 | 0 | 0
F7_Industrial_Stone, Clay, and Glass_New_Space Heating_Natural Gas_Retrocommissioning_A_Achievable Economic TRC Potential | F7 | Industrial | Stone, Clay, and Glass | New | Space Heating | Natural Gas | Retrocommissioning | A | Incremental Energy Savings (MWh or mTherms) | Achievable Economic TRC Potential | 0 | 0 | 0 | 0 | 0 | 0 | 0 | 0 | 0 | 0 | 0 | 0 | 0 | 0 | 0 | 0 | 0 | 0 | 0 | 0 | 0 | 0 | 0 | 0 | 0 | 0 | 0 | 0 | 0 | 0 | 0
F8_Industrial_Stone, Clay, and Glass_New_Space Heating_Natural Gas_Retrocommissioning_A_Achievable Economic TRC Potential | F8 | Industrial | Stone, Clay, and Glass | New | Space Heating | Natural Gas | Retrocommissioning | A | Incremental Summer Peak Savings (MW) | Achievable Economic TRC Potential | 0 | 0 | 0 | 0 | 0 | 0 | 0 | 0 | 0 | 0 | 0 | 0 | 0 | 0 | 0 | 0 | 0 | 0 | 0 | 0 | 0 | 0 | 0 | 0 | 0 | 0 | 0 | 0 | 0 | 0 | 0
F9_Industrial_Stone, Clay, and Glass_New_Space Heating_Natural Gas_Retrocommissioning_A_Achievable Economic TRC Potential | F9 | Industrial | Stone, Clay, and Glass | New | Space Heating | Natural Gas | Retrocommissioning | A | Incremental Winter Peak Savings (MW) | Achievable Economic TRC Potential | 0 | 0 | 0 | 0 | 0 | 0 | 0 | 0 | 0 | 0 | 0 | 0 | 0 | 0 | 0 | 0 | 0 | 0 | 0 | 0 | 0 | 0 | 0 | 0 | 0 | 0 | 0 | 0 | 0 | 0 | 0
F10_Industrial_Stone, Clay, and Glass_New_Space Heating_Natural Gas_Retrocommissioning_A_Achievable Economic TRC Potential | F10 | Industrial | Stone, Clay, and Glass | New | Space Heating | Natural Gas | Retrocommissioning | A | Cumulative Energy Savings (MWh or mTherms) | Achievable Economic TRC Potential | 0 | 0 | 0 | 0 | 0 | 0 | 0 | 0 | 0 | 0 | 0 | 0 | 0 | 0 | 0 | 0 | 0 | 0 | 0 | 0 | 0 | 0 | 0 | 0 | 0 | 0 | 0 | 0 | 0 | 0 | 0
F11_Industrial_Stone, Clay, and Glass_New_Space Heating_Natural Gas_Retrocommissioning_A_Achievable Economic TRC Potential | F11 | Industrial | Stone, Clay, and Glass | New | Space Heating | Natural Gas | Retrocommissioning | A | Cumulative Summer Peak Savings (MW) | Achievable Economic TRC Potential | 0 | 0 | 0 | 0 | 0 | 0 | 0 | 0 | 0 | 0 | 0 | 0 | 0 | 0 | 0 | 0 | 0 | 0 | 0 | 0 | 0 | 0 | 0 | 0 | 0 | 0 | 0 | 0 | 0 | 0 | 0
F12_Industrial_Stone, Clay, and Glass_New_Space Heating_Natural Gas_Retrocommissioning_A_Achievable Economic TRC Potential | F12 | Industrial | Stone, Clay, and Glass | New | Space Heating | Natural Gas | Retrocommissioning | A | Cumulative Winter Peak Savings (MW) | Achievable Economic TRC Potential | 0 | 0 | 0 | 0 | 0 | 0 | 0 | 0 | 0 | 0 | 0 | 0 | 0 | 0 | 0 | 0 | 0 | 0 | 0 | 0 | 0 | 0 | 0 | 0 | 0 | 0 | 0 | 0 | 0 | 0 | 0
F13_Industrial_Stone, Clay, and Glass_New_Space Heating_Natural Gas_Retrocommissioning_A_Achievable Economic TRC Potential | F13 | Industrial | Stone, Clay, and Glass | New | Space Heating | Natural Gas | Retrocommissioning | A | Purchases (Incremental) | Achievable Economic TRC Potential | 0 | 0 | 0 | 0 | 0 | 0 | 0 | 0 | 0 | 0 | 0 | 0 | 0 | 0 | 0 | 0 | 0 | 0 | 0 | 0 | 0 | 0 | 0 | 0 | 0 | 0 | 0 | 0 | 0 | 0 | 0
F14_Industrial_Stone, Clay, and Glass_New_Space Heating_Natural Gas_Retrocommissioning_A_Achievable Economic TRC Potential | F14 | Industrial | Stone, Clay, and Glass | New | Space Heating | Natural Gas | Retrocommissioning | A | Purchases (Cumulative) | Achievable Economic TRC Potential | 0 | 0 | 0 | 0 | 0 | 0 | 0 | 0 | 0 | 0 | 0 | 0 | 0 | 0 | 0 | 0 | 0 | 0 | 0 | 0 | 0 | 0 | 0 | 0 | 0 | 0 | 0 | 0 | 0 | 0 | 0
F1_Industrial_Stone, Clay, and Glass_New_Process_Natural Gas_Retrocommissioning_A_Achievable Economic TRC Potential | F1 | Industrial | Stone, Clay, and Glass | New | Process | Natural Gas | Retrocommissioning | A | Original Unit Energy Savings (kWh or therms) | Achievable Economic TRC Potential | 0 | 0 | 0 | 0 | 0 | 0 | 0 | 0 | 0 | 0 | 0 | 0 | 0 | 0 | 0 | 0 | 0 | 0 | 0 | 0 | 0 | 0 | 0 | 0 | 0 | 0 | 0 | 0 | 0 | 0 | 0
F2_Industrial_Stone, Clay, and Glass_New_Process_Natural Gas_Retrocommissioning_A_Achievable Economic TRC Potential | F2 | Industrial | Stone, Clay, and Glass | New | Process | Natural Gas | Retrocommissioning | A | Original Unit Summer Peak Savings (kW) | Achievable Economic TRC Potential | 0 | 0 | 0 | 0 | 0 | 0 | 0 | 0 | 0 | 0 | 0 | 0 | 0 | 0 | 0 | 0 | 0 | 0 | 0 | 0 | 0 | 0 | 0 | 0 | 0 | 0 | 0 | 0 | 0 | 0 | 0
F3_Industrial_Stone, Clay, and Glass_New_Process_Natural Gas_Retrocommissioning_A_Achievable Economic TRC Potential | F3 | Industrial | Stone, Clay, and Glass | New | Process | Natural Gas | Retrocommissioning | A | Original Unit Winter Peak Savings (kW) | Achievable Economic TRC Potential | 0 | 0 | 0 | 0 | 0 | 0 | 0 | 0 | 0 | 0 | 0 | 0 | 0 | 0 | 0 | 0 | 0 | 0 | 0 | 0 | 0 | 0 | 0 | 0 | 0 | 0 | 0 | 0 | 0 | 0 | 0
F4_Industrial_Stone, Clay, and Glass_New_Process_Natural Gas_Retrocommissioning_A_Achievable Economic TRC Potential | F4 | Industrial | Stone, Clay, and Glass | New | Process | Natural Gas | Retrocommissioning | A | Standalone Impact on Baseline Energy (%) | Achievable Economic TRC Potential | 0% | 0% | 0% | 0% | 0% | 0% | 0% | 0% | 0% | 0% | 0% | 0% | 0% | 0% | 0% | 0% | 0% | 0% | 0% | 0% | 0% | 0% | 0% | 0% | 0 | 0 | 0 | 0 | 0 | 0 | 0
F5_Industrial_Stone, Clay, and Glass_New_Process_Natural Gas_Retrocommissioning_A_Achievable Economic TRC Potential | F5 | Industrial | Stone, Clay, and Glass | New | Process | Natural Gas | Retrocommissioning | A | Standalone Impact on Baseline Summer Peak (%) | Achievable Economic TRC Potential | 0% | 0% | 0% | 0% | 0% | 0% | 0% | 0% | 0% | 0% | 0% | 0% | 0% | 0% | 0% | 0% | 0% | 0% | 0% | 0% | 0% | 0% | 0% | 0% | 0 | 0 | 0 | 0 | 0 | 0 | 0
F6_Industrial_Stone, Clay, and Glass_New_Process_Natural Gas_Retrocommissioning_A_Achievable Economic TRC Potential | F6 | Industrial | Stone, Clay, and Glass | New | Process | Natural Gas | Retrocommissioning | A | Standalone Impact on Baseline Winter Peak (%) | Achievable Economic TRC Potential | 0% | 0% | 0% | 0% | 0% | 0% | 0% | 0% | 0% | 0% | 0% | 0% | 0% | 0% | 0% | 0% | 0% | 0% | 0% | 0% | 0% | 0% | 0% | 0% | 0 | 0 | 0 | 0 | 0 | 0 | 0
F7_Industrial_Stone, Clay, and Glass_New_Process_Natural Gas_Retrocommissioning_A_Achievable Economic TRC Potential | F7 | Industrial | Stone, Clay, and Glass | New | Process | Natural Gas | Retrocommissioning | A | Incremental Energy Savings (MWh or mTherms) | Achievable Economic TRC Potential | 0 | 0 | 0 | 0 | 0 | 0 | 0 | 0 | 0 | 0 | 0 | 0 | 0 | 0 | 0 | 0 | 0 | 0 | 0 | 0 | 0 | 0 | 0 | 0 | 0 | 0 | 0 | 0 | 0 | 0 | 0
F8_Industrial_Stone, Clay, and Glass_New_Process_Natural Gas_Retrocommissioning_A_Achievable Economic TRC Potential | F8 | Industrial | Stone, Clay, and Glass | New | Process | Natural Gas | Retrocommissioning | A | Incremental Summer Peak Savings (MW) | Achievable Economic TRC Potential | 0 | 0 | 0 | 0 | 0 | 0 | 0 | 0 | 0 | 0 | 0 | 0 | 0 | 0 | 0 | 0 | 0 | 0 | 0 | 0 | 0 | 0 | 0 | 0 | 0 | 0 | 0 | 0 | 0 | 0 | 0
F9_Industrial_Stone, Clay, and Glass_New_Process_Natural Gas_Retrocommissioning_A_Achievable Economic TRC Potential | F9 | Industrial | Stone, Clay, and Glass | New | Process | Natural Gas | Retrocommissioning | A | Incremental Winter Peak Savings (MW) | Achievable Economic TRC Potential | 0 | 0 | 0 | 0 | 0 | 0 | 0 | 0 | 0 | 0 | 0 | 0 | 0 | 0 | 0 | 0 | 0 | 0 | 0 | 0 | 0 | 0 | 0 | 0 | 0 | 0 | 0 | 0 | 0 | 0 | 0
F10_Industrial_Stone, Clay, and Glass_New_Process_Natural Gas_Retrocommissioning_A_Achievable Economic TRC Potential | F10 | Industrial | Stone, Clay, and Glass | New | Process | Natural Gas | Retrocommissioning | A | Cumulative Energy Savings (MWh or mTherms) | Achievable Economic TRC Potential | 0 | 0 | 0 | 0 | 0 | 0 | 0 | 0 | 0 | 0 | 0 | 0 | 0 | 0 | 0 | 0 | 0 | 0 | 0 | 0 | 0 | 0 | 0 | 0 | 0 | 0 | 0 | 0 | 0 | 0 | 0
F11_Industrial_Stone, Clay, and Glass_New_Process_Natural Gas_Retrocommissioning_A_Achievable Economic TRC Potential | F11 | Industrial | Stone, Clay, and Glass | New | Process | Natural Gas | Retrocommissioning | A | Cumulative Summer Peak Savings (MW) | Achievable Economic TRC Potential | 0 | 0 | 0 | 0 | 0 | 0 | 0 | 0 | 0 | 0 | 0 | 0 | 0 | 0 | 0 | 0 | 0 | 0 | 0 | 0 | 0 | 0 | 0 | 0 | 0 | 0 | 0 | 0 | 0 | 0 | 0
F12_Industrial_Stone, Clay, and Glass_New_Process_Natural Gas_Retrocommissioning_A_Achievable Economic TRC Potential | F12 | Industrial | Stone, Clay, and Glass | New | Process | Natural Gas | Retrocommissioning | A | Cumulative Winter Peak Savings (MW) | Achievable Economic TRC Potential | 0 | 0 | 0 | 0 | 0 | 0 | 0 | 0 | 0 | 0 | 0 | 0 | 0 | 0 | 0 | 0 | 0 | 0 | 0 | 0 | 0 | 0 | 0 | 0 | 0 | 0 | 0 | 0 | 0 | 0 | 0
F13_Industrial_Stone, Clay, and Glass_New_Process_Natural Gas_Retrocommissioning_A_Achievable Economic TRC Potential | F13 | Industrial | Stone, Clay, and Glass | New | Process | Natural Gas | Retrocommissioning | A | Purchases (Incremental) | Achievable Economic TRC Potential | 0 | 0 | 0 | 0 | 0 | 0 | 0 | 0 | 0 | 0 | 0 | 0 | 0 | 0 | 0 | 0 | 0 | 0 | 0 | 0 | 0 | 0 | 0 | 0 | 0 | 0 | 0 | 0 | 0 | 0 | 0
F14_Industrial_Stone, Clay, and Glass_New_Process_Natural Gas_Retrocommissioning_A_Achievable Economic TRC Potential | F14 | Industrial | Stone, Clay, and Glass | New | Process | Natural Gas | Retrocommissioning | A | Purchases (Cumulative) | Achievable Economic TRC Potential | 0 | 0 | 0 | 0 | 0 | 0 | 0 | 0 | 0 | 0 | 0 | 0 | 0 | 0 | 0 | 0 | 0 | 0 | 0 | 0 | 0 | 0 | 0 | 0 | 0 | 0 | 0 | 0 | 0 | 0 | 0
F1_Industrial_Petroleum_Existing_Space Heating_Natural Gas_Insulation - Roof/Ceiling_A_Achievable Economic TRC Potential | F1 | Industrial | Petroleum | Existing | Space Heating | Natural Gas | Insulation - Roof/Ceiling | A | Original Unit Energy Savings (kWh or therms) | Achievable Economic TRC Potential | 0 | 0 | 0 | 0 | 0 | 0.098138 | 0.097299 | 0.09627 | 0.095227 | 0.094181 | 0.093159 | 0.092145 | 0.091184 | 0.090274 | 0.089349 | 0.088534 | 0.087759 | 0.087027 | 0.086331 | 0.085629 | 0.08495 | 0.084268 | 0.083574 | 0.082906 | 0.082258 | 0.081654 | 0.081091 | 0.080565 | 0 | 0 | 0
F2_Industrial_Petroleum_Existing_Space Heating_Natural Gas_Insulation - Roof/Ceiling_A_Achievable Economic TRC Potential | F2 | Industrial | Petroleum | Existing | Space Heating | Natural Gas | Insulation - Roof/Ceiling | A | Original Unit Summer Peak Savings (kW) | Achievable Economic TRC Potential | 0 | 0 | 0 | 0 | 0 | 0 | 0 | 0 | 0 | 0 | 0 | 0 | 0 | 0 | 0 | 0 | 0 | 0 | 0 | 0 | 0 | 0 | 0 | 0 | 0 | 0 | 0 | 0 | 0 | 0 | 0
F3_Industrial_Petroleum_Existing_Space Heating_Natural Gas_Insulation - Roof/Ceiling_A_Achievable Economic TRC Potential | F3 | Industrial | Petroleum | Existing | Space Heating | Natural Gas | Insulation - Roof/Ceiling | A | Original Unit Winter Peak Savings (kW) | Achievable Economic TRC Potential | 0 | 0 | 0 | 0 | 0 | 0 | 0 | 0 | 0 | 0 | 0 | 0 | 0 | 0 | 0 | 0 | 0 | 0 | 0 | 0 | 0 | 0 | 0 | 0 | 0 | 0 | 0 | 0 | 0 | 0 | 0
F4_Industrial_Petroleum_Existing_Space Heating_Natural Gas_Insulation - Roof/Ceiling_A_Achievable Economic TRC Potential | F4 | Industrial | Petroleum | Existing | Space Heating | Natural Gas | Insulation - Roof/Ceiling | A | Standalone Impact on Baseline Energy (%) | Achievable Economic TRC Potential | 0% | 0% | 0% | 0% | 0% | 0.3808% | 1.047% | 2.09% | 3.54% | 5.384% | 7.608% | 9.95% | 12.29% | 14.65% | 16.49% | 18.21% | 19.42% | 20.42% | 21.23% | 21.62% | 21.97% | 22.22% | 22.41% | 22.49% | 0.22561 | 0.22627 | 0.22687 | 0.22742 | 0 | 0 | 0
F5_Industrial_Petroleum_Existing_Space Heating_Natural Gas_Insulation - Roof/Ceiling_A_Achievable Economic TRC Potential | F5 | Industrial | Petroleum | Existing | Space Heating | Natural Gas | Insulation - Roof/Ceiling | A | Standalone Impact on Baseline Summer Peak (%) | Achievable Economic TRC Potential | 0% | 0% | 0% | 0% | 0% | 0% | 0% | 0% | 0% | 0% | 0% | 0% | 0% | 0% | 0% | 0% | 0% | 0% | 0% | 0% | 0% | 0% | 0% | 0% | 0 | 0 | 0 | 0 | 0 | 0 | 0
F6_Industrial_Petroleum_Existing_Space Heating_Natural Gas_Insulation - Roof/Ceiling_A_Achievable Economic TRC Potential | F6 | Industrial | Petroleum | Existing | Space Heating | Natural Gas | Insulation - Roof/Ceiling | A | Standalone Impact on Baseline Winter Peak (%) | Achievable Economic TRC Potential | 0% | 0% | 0% | 0% | 0% | 0% | 0% | 0% | 0% | 0% | 0% | 0% | 0% | 0% | 0% | 0% | 0% | 0% | 0% | 0% | 0% | 0% | 0% | 0% | 0 | 0 | 0 | 0 | 0 | 0 | 0
F7_Industrial_Petroleum_Existing_Space Heating_Natural Gas_Insulation - Roof/Ceiling_A_Achievable Economic TRC Potential | F7 | Industrial | Petroleum | Existing | Space Heating | Natural Gas | Insulation - Roof/Ceiling | A | Incremental Energy Savings (MWh or mTherms) | Achievable Economic TRC Potential | 0 | 0 | 0 | 0 | 0 | 0.016627 | 0.028832 | 0.044114 | 0.061124 | 0.077004 | 0.087734 | 0.093199 | 0.09204 | 0.083696 | 0.072761 | 0.058808 | 0.045345 | 0.032966 | 0.022688 | 0.01502 | 0.0094431 | 0.0056797 | 0.0038 | 0 | 0 | 0 | 0 | 0 | 0 | 0 | 0
F8_Industrial_Petroleum_Existing_Space Heating_Natural Gas_Insulation - Roof/Ceiling_A_Achievable Economic TRC Potential | F8 | Industrial | Petroleum | Existing | Space Heating | Natural Gas | Insulation - Roof/Ceiling | A | Incremental Summer Peak Savings (MW) | Achievable Economic TRC Potential | 0 | 0 | 0 | 0 | 0 | 0 | 0 | 0 | 0 | 0 | 0 | 0 | 0 | 0 | 0 | 0 | 0 | 0 | 0 | 0 | 0 | 0 | 0 | 0 | 0 | 0 | 0 | 0 | 0 | 0 | 0
F9_Industrial_Petroleum_Existing_Space Heating_Natural Gas_Insulation - Roof/Ceiling_A_Achievable Economic TRC Potential | F9 | Industrial | Petroleum | Existing | Space Heating | Natural Gas | Insulation - Roof/Ceiling | A | Incremental Winter Peak Savings (MW) | Achievable Economic TRC Potential | 0 | 0 | 0 | 0 | 0 | 0 | 0 | 0 | 0 | 0 | 0 | 0 | 0 | 0 | 0 | 0 | 0 | 0 | 0 | 0 | 0 | 0 | 0 | 0 | 0 | 0 | 0 | 0 | 0 | 0 | 0
F10_Industrial_Petroleum_Existing_Space Heating_Natural Gas_Insulation - Roof/Ceiling_A_Achievable Economic TRC Potential | F10 | Industrial | Petroleum | Existing | Space Heating | Natural Gas | Insulation - Roof/Ceiling | A | Cumulative Energy Savings (MWh or mTherms) | Achievable Economic TRC Potential | 0 | 0 | 0 | 0 | 0 | 0.016627 | 0.045317 | 0.088952 | 0.14911 | 0.22448 | 0.30978 | 0.3996 | 0.48748 | 0.56631 | 0.63327 | 0.6863 | 0.72564 | 0.75254 | 0.76922 | 0.77799 | 0.78125 | 0.78066 | 0.77803 | 0.77181 | 0.76578 | 0.76016 | 0.75492 | 0.75003 | 0 | 0 | 0
F11_Industrial_Petroleum_Existing_Space Heating_Natural Gas_Insulation - Roof/Ceiling_A_Achievable Economic TRC Potential | F11 | Industrial | Petroleum | Existing | Space Heating | Natural Gas | Insulation - Roof/Ceiling | A | Cumulative Summer Peak Savings (MW) | Achievable Economic TRC Potential | 0 | 0 | 0 | 0 | 0 | 0 | 0 | 0 | 0 | 0 | 0 | 0 | 0 | 0 | 0 | 0 | 0 | 0 | 0 | 0 | 0 | 0 | 0 | 0 | 0 | 0 | 0 | 0 | 0 | 0 | 0
F12_Industrial_Petroleum_Existing_Space Heating_Natural Gas_Insulation - Roof/Ceiling_A_Achievable Economic TRC Potential | F12 | Industrial | Petroleum | Existing | Space Heating | Natural Gas | Insulation - Roof/Ceiling | A | Cumulative Winter Peak Savings (MW) | Achievable Economic TRC Potential | 0 | 0 | 0 | 0 | 0 | 0 | 0 | 0 | 0 | 0 | 0 | 0 | 0 | 0 | 0 | 0 | 0 | 0 | 0 | 0 | 0 | 0 | 0 | 0 | 0 | 0 | 0 | 0 | 0 | 0 | 0
F13_Industrial_Petroleum_Existing_Space Heating_Natural Gas_Insulation - Roof/Ceiling_A_Achievable Economic TRC Potential | F13 | Industrial | Petroleum | Existing | Space Heating | Natural Gas | Insulation - Roof/Ceiling | A | Purchases (Incremental) | Achievable Economic TRC Potential | 0 | 0 | 0 | 0 | 0 | 169.4236 | 296.3286 | 458.2372 | 641.879 | 817.6124 | 941.7678 | 1011.44 | 1009.3863 | 927.1338 | 814.3394 | 664.2371 | 516.6959 | 378.8071 | 262.7997 | 175.4073 | 111.1613 | 67.4002 | 45.4693 | 0 | 0 | 0 | 0 | 0 | 0 | 0 | 0
F14_Industrial_Petroleum_Existing_Space Heating_Natural Gas_Insulation - Roof/Ceiling_A_Achievable Economic TRC Potential | F14 | Industrial | Petroleum | Existing | Space Heating | Natural Gas | Insulation - Roof/Ceiling | A | Purchases (Cumulative) | Achievable Economic TRC Potential | 0 | 0 | 0 | 0 | 0 | 169.4236 | 465.7523 | 923.9895 | 1565.8685 | 2383.4809 | 3325.2488 | 4336.6888 | 5346.0751 | 6273.2089 | 7087.5483 | 7751.7854 | 8268.4813 | 8647.2884 | 8910.0881 | 9085.4955 | 9196.6567 | 9264.057 | 9309.5263 | 9309.5263 | 9309.5263 | 9309.5263 | 9309.5263 | 9309.5263 | 9309.5263 | 9309.5263 | 9309.5263
F1_Industrial_Petroleum_Existing_Space Heating_Natural Gas_Insulation - Wall Cavity_A_Achievable Economic TRC Potential | F1 | Industrial | Petroleum | Existing | Space Heating | Natural Gas | Insulation - Wall Cavity | A | Original Unit Energy Savings (kWh or therms) | Achievable Economic TRC Potential | 0 | 0 | 0 | 0 | 0 | 0.017674 | 0.017523 | 0.017337 | 0.01715 | 0.016961 | 0.016777 | 0.016595 | 0.016422 | 0.016258 | 0.016091 | 0.015944 | 0.015805 | 0.015673 | 0.015548 | 0.015421 | 0.015299 | 0.015176 | 0.015051 | 0.014931 | 0.014814 | 0.014705 | 0.014604 | 0.014509 | 0 | 0 | 0
F2_Industrial_Petroleum_Existing_Space Heating_Natural Gas_Insulation - Wall Cavity_A_Achievable Economic TRC Potential | F2 | Industrial | Petroleum | Existing | Space Heating | Natural Gas | Insulation - Wall Cavity | A | Original Unit Summer Peak Savings (kW) | Achievable Economic TRC Potential | 0 | 0 | 0 | 0 | 0 | 0 | 0 | 0 | 0 | 0 | 0 | 0 | 0 | 0 | 0 | 0 | 0 | 0 | 0 | 0 | 0 | 0 | 0 | 0 | 0 | 0 | 0 | 0 | 0 | 0 | 0
F3_Industrial_Petroleum_Existing_Space Heating_Natural Gas_Insulation - Wall Cavity_A_Achievable Economic TRC Potential | F3 | Industrial | Petroleum | Existing | Space Heating | Natural Gas | Insulation - Wall Cavity | A | Original Unit Winter Peak Savings (kW) | Achievable Economic TRC Potential | 0 | 0 | 0 | 0 | 0 | 0 | 0 | 0 | 0 | 0 | 0 | 0 | 0 | 0 | 0 | 0 | 0 | 0 | 0 | 0 | 0 | 0 | 0 | 0 | 0 | 0 | 0 | 0 | 0 | 0 | 0
F4_Industrial_Petroleum_Existing_Space Heating_Natural Gas_Insulation - Wall Cavity_A_Achievable Economic TRC Potential | F4 | Industrial | Petroleum | Existing | Space Heating | Natural Gas | Insulation - Wall Cavity | A | Standalone Impact on Baseline Energy (%) | Achievable Economic TRC Potential | 0% | 0% | 0% | 0% | 0% | 0.06857% | 0.1886% | 0.3764% | 0.6376% | 0.9696% | 1.37% | 1.792% | 2.213% | 2.639% | 2.97% | 3.28% | 3.498% | 3.677% | 3.823% | 3.894% | 3.958% | 4.002% | 4.036% | 4.05% | 0.04063 | 0.040749 | 0.040857 | 0.040957 | 0 | 0 | 0
F5_Industrial_Petroleum_Existing_Space Heating_Natural Gas_Insulation - Wall Cavity_A_Achievable Economic TRC Potential | F5 | Industrial | Petroleum | Existing | Space Heating | Natural Gas | Insulation - Wall Cavity | A | Standalone Impact on Baseline Summer Peak (%) | Achievable Economic TRC Potential | 0% | 0% | 0% | 0% | 0% | 0% | 0% | 0% | 0% | 0% | 0% | 0% | 0% | 0% | 0% | 0% | 0% | 0% | 0% | 0% | 0% | 0% | 0% | 0% | 0 | 0 | 0 | 0 | 0 | 0 | 0
F6_Industrial_Petroleum_Existing_Space Heating_Natural Gas_Insulation - Wall Cavity_A_Achievable Economic TRC Potential | F6 | Industrial | Petroleum | Existing | Space Heating | Natural Gas | Insulation - Wall Cavity | A | Standalone Impact on Baseline Winter Peak (%) | Achievable Economic TRC Potential | 0% | 0% | 0% | 0% | 0% | 0% | 0% | 0% | 0% | 0% | 0% | 0% | 0% | 0% | 0% | 0% | 0% | 0% | 0% | 0% | 0% | 0% | 0% | 0% | 0 | 0 | 0 | 0 | 0 | 0 | 0
F7_Industrial_Petroleum_Existing_Space Heating_Natural Gas_Insulation - Wall Cavity_A_Achievable Economic TRC Potential | F7 | Industrial | Petroleum | Existing | Space Heating | Natural Gas | Insulation - Wall Cavity | A | Incremental Energy Savings (MWh or mTherms) | Achievable Economic TRC Potential | 0 | 0 | 0 | 0 | 0 | 0.0029944 | 0.0051925 | 0.0079446 | 0.011008 | 0.013868 | 0.0158 | 0.016784 | 0.016576 | 0.015073 | 0.013104 | 0.010591 | 0.0081662 | 0.0059369 | 0.0040859 | 0.002705 | 0.0017006 | 0.0010229 | 0.00068435 | 0 | 0 | 0 | 0 | 0 | 0 | 0 | 0
F8_Industrial_Petroleum_Existing_Space Heating_Natural Gas_Insulation - Wall Cavity_A_Achievable Economic TRC Potential | F8 | Industrial | Petroleum | Existing | Space Heating | Natural Gas | Insulation - Wall Cavity | A | Incremental Summer Peak Savings (MW) | Achievable Economic TRC Potential | 0 | 0 | 0 | 0 | 0 | 0 | 0 | 0 | 0 | 0 | 0 | 0 | 0 | 0 | 0 | 0 | 0 | 0 | 0 | 0 | 0 | 0 | 0 | 0 | 0 | 0 | 0 | 0 | 0 | 0 | 0
F9_Industrial_Petroleum_Existing_Space Heating_Natural Gas_Insulation - Wall Cavity_A_Achievable Economic TRC Potential | F9 | Industrial | Petroleum | Existing | Space Heating | Natural Gas | Insulation - Wall Cavity | A | Incremental Winter Peak Savings (MW) | Achievable Economic TRC Potential | 0 | 0 | 0 | 0 | 0 | 0 | 0 | 0 | 0 | 0 | 0 | 0 | 0 | 0 | 0 | 0 | 0 | 0 | 0 | 0 | 0 | 0 | 0 | 0 | 0 | 0 | 0 | 0 | 0 | 0 | 0
F10_Industrial_Petroleum_Existing_Space Heating_Natural Gas_Insulation - Wall Cavity_A_Achievable Economic TRC Potential | F10 | Industrial | Petroleum | Existing | Space Heating | Natural Gas | Insulation - Wall Cavity | A | Cumulative Energy Savings (MWh or mTherms) | Achievable Economic TRC Potential | 0 | 0 | 0 | 0 | 0 | 0.0029944 | 0.0081612 | 0.01602 | 0.026854 | 0.040427 | 0.055788 | 0.071965 | 0.087791 | 0.10199 | 0.11405 | 0.1236 | 0.13068 | 0.13553 | 0.13853 | 0.14011 | 0.1407 | 0.14059 | 0.14012 | 0.139 | 0.13791 | 0.1369 | 0.13595 | 0.13507 | 0 | 0 | 0
F11_Industrial_Petroleum_Existing_Space Heating_Natural Gas_Insulation - Wall Cavity_A_Achievable Economic TRC Potential | F11 | Industrial | Petroleum | Existing | Space Heating | Natural Gas | Insulation - Wall Cavity | A | Cumulative Summer Peak Savings (MW) | Achievable Economic TRC Potential | 0 | 0 | 0 | 0 | 0 | 0 | 0 | 0 | 0 | 0 | 0 | 0 | 0 | 0 | 0 | 0 | 0 | 0 | 0 | 0 | 0 | 0 | 0 | 0 | 0 | 0 | 0 | 0 | 0 | 0 | 0
F12_Industrial_Petroleum_Existing_Space Heating_Natural Gas_Insulation - Wall Cavity_A_Achievable Economic TRC Potential | F12 | Industrial | Petroleum | Existing | Space Heating | Natural Gas | Insulation - Wall Cavity | A | Cumulative Winter Peak Savings (MW) | Achievable Economic TRC Potential | 0 | 0 | 0 | 0 | 0 | 0 | 0 | 0 | 0 | 0 | 0 | 0 | 0 | 0 | 0 | 0 | 0 | 0 | 0 | 0 | 0 | 0 | 0 | 0 | 0 | 0 | 0 | 0 | 0 | 0 | 0
F13_Industrial_Petroleum_Existing_Space Heating_Natural Gas_Insulation - Wall Cavity_A_Achievable Economic TRC Potential | F13 | Industrial | Petroleum | Existing | Space Heating | Natural Gas | Insulation - Wall Cavity | A | Purchases (Incremental) | Achievable Economic TRC Potential | 0 | 0 | 0 | 0 | 0 | 169.4236 | 296.3286 | 458.2372 | 641.879 | 817.6124 | 941.7678 | 1011.44 | 1009.3863 | 927.1338 | 814.3394 | 664.2371 | 516.6959 | 378.8071 | 262.7997 | 175.4073 | 111.1613 | 67.4002 | 45.4693 | 0 | 0 | 0 | 0 | 0 | 0 | 0 | 0
F14_Industrial_Petroleum_Existing_Space Heating_Natural Gas_Insulation - Wall Cavity_A_Achievable Economic TRC Potential | F14 | Industrial | Petroleum | Existing | Space Heating | Natural Gas | Insulation - Wall Cavity | A | Purchases (Cumulative) | Achievable Economic TRC Potential | 0 | 0 | 0 | 0 | 0 | 169.4236 | 465.7523 | 923.9895 | 1565.8685 | 2383.4809 | 3325.2488 | 4336.6888 | 5346.0751 | 6273.2089 | 7087.5483 | 7751.7854 | 8268.4813 | 8647.2884 | 8910.0881 | 9085.4955 | 9196.6567 | 9264.057 | 9309.5263 | 9309.5263 | 9309.5263 | 9309.5263 | 9309.5263 | 9309.5263 | 9309.5263 | 9309.5263 | 9309.5263
F1_Industrial_Petroleum_Existing_Space Heating_Natural Gas_Insulation - Ducting_A_Achievable Economic TRC Potential | F1 | Industrial | Petroleum | Existing | Space Heating | Natural Gas | Insulation - Ducting | A | Original Unit Energy Savings (kWh or therms) | Achievable Economic TRC Potential | 0 | 0 | 0 | 0 | 0 | 0.0016309 | 0.0016162 | 0.0015975 | 0.0015784 | 0.0015594 | 0.0015407 | 0.0015222 | 0.0015048 | 0.0014884 | 0.0014718 | 0.0014574 | 0.0014437 | 0.0014309 | 0.0014188 | 0.0014066 | 0.0013948 | 0.001383 | 0.0013709 | 0.0013593 | 0.0013481 | 0.0013376 | 0.0013278 | 0.0013186 | 0.00131 | 0.0013019 | 0.0012943
F2_Industrial_Petroleum_Existing_Space Heating_Natural Gas_Insulation - Ducting_A_Achievable Economic TRC Potential | F2 | Industrial | Petroleum | Existing | Space Heating | Natural Gas | Insulation - Ducting | A | Original Unit Summer Peak Savings (kW) | Achievable Economic TRC Potential | 0 | 0 | 0 | 0 | 0 | 0 | 0 | 0 | 0 | 0 | 0 | 0 | 0 | 0 | 0 | 0 | 0 | 0 | 0 | 0 | 0 | 0 | 0 | 0 | 0 | 0 | 0 | 0 | 0 | 0 | 0
F3_Industrial_Petroleum_Existing_Space Heating_Natural Gas_Insulation - Ducting_A_Achievable Economic TRC Potential | F3 | Industrial | Petroleum | Existing | Space Heating | Natural Gas | Insulation - Ducting | A | Original Unit Winter Peak Savings (kW) | Achievable Economic TRC Potential | 0 | 0 | 0 | 0 | 0 | 0 | 0 | 0 | 0 | 0 | 0 | 0 | 0 | 0 | 0 | 0 | 0 | 0 | 0 | 0 | 0 | 0 | 0 | 0 | 0 | 0 | 0 | 0 | 0 | 0 | 0
F4_Industrial_Petroleum_Existing_Space Heating_Natural Gas_Insulation - Ducting_A_Achievable Economic TRC Potential | F4 | Industrial | Petroleum | Existing | Space Heating | Natural Gas | Insulation - Ducting | A | Standalone Impact on Baseline Energy (%) | Achievable Economic TRC Potential | 0% | 0% | 0% | 0% | 0% | 0% | 0% | 0% | 0% | 0% | 0% | 0% | 0% | 0% | 0% | 0% | 0% | 0% | 0% | 0% | 0% | 0% | 0% | 0% | 0 | 0 | 0 | 0 | 0 | 0 | 0
F5_Industrial_Petroleum_Existing_Space Heating_Natural Gas_Insulation - Ducting_A_Achievable Economic TRC Potential | F5 | Industrial | Petroleum | Existing | Space Heating | Natural Gas | Insulation - Ducting | A | Standalone Impact on Baseline Summer Peak (%) | Achievable Economic TRC Potential | 0% | 0% | 0% | 0% | 0% | 0% | 0% | 0% | 0% | 0% | 0% | 0% | 0% | 0% | 0% | 0% | 0% | 0% | 0% | 0% | 0% | 0% | 0% | 0% | 0 | 0 | 0 | 0 | 0 | 0 | 0
F6_Industrial_Petroleum_Existing_Space Heating_Natural Gas_Insulation - Ducting_A_Achievable Economic TRC Potential | F6 | Industrial | Petroleum | Existing | Space Heating | Natural Gas | Insulation - Ducting | A | Standalone Impact on Baseline Winter Peak (%) | Achievable Economic TRC Potential | 0% | 0% | 0% | 0% | 0% | 0% | 0% | 0% | 0% | 0% | 0% | 0% | 0% | 0% | 0% | 0% | 0% | 0% | 0% | 0% | 0% | 0% | 0% | 0% | 0 | 0 | 0 | 0 | 0 | 0 | 0
F7_Industrial_Petroleum_Existing_Space Heating_Natural Gas_Insulation - Ducting_A_Achievable Economic TRC Potential | F7 | Industrial | Petroleum | Existing | Space Heating | Natural Gas | Insulation - Ducting | A | Incremental Energy Savings (MWh or mTherms) | Achievable Economic TRC Potential | 0 | 0 | 0 | 0 | 0 | 0 | 0 | 0 | 0 | 0 | 0 | 0 | 0 | 0 | 0 | 0 | 0 | 0 | 0 | 0 | 0 | 0 | 0 | 0 | 0 | 0 | 0 | 0 | 0 | 0 | 0
F8_Industrial_Petroleum_Existing_Space Heating_Natural Gas_Insulation - Ducting_A_Achievable Economic TRC Potential | F8 | Industrial | Petroleum | Existing | Space Heating | Natural Gas | Insulation - Ducting | A | Incremental Summer Peak Savings (MW) | Achievable Economic TRC Potential | 0 | 0 | 0 | 0 | 0 | 0 | 0 | 0 | 0 | 0 | 0 | 0 | 0 | 0 | 0 | 0 | 0 | 0 | 0 | 0 | 0 | 0 | 0 | 0 | 0 | 0 | 0 | 0 | 0 | 0 | 0
F9_Industrial_Petroleum_Existing_Space Heating_Natural Gas_Insulation - Ducting_A_Achievable Economic TRC Potential | F9 | Industrial | Petroleum | Existing | Space Heating | Natural Gas | Insulation - Ducting | A | Incremental Winter Peak Savings (MW) | Achievable Economic TRC Potential | 0 | 0 | 0 | 0 | 0 | 0 | 0 | 0 | 0 | 0 | 0 | 0 | 0 | 0 | 0 | 0 | 0 | 0 | 0 | 0 | 0 | 0 | 0 | 0 | 0 | 0 | 0 | 0 | 0 | 0 | 0
F10_Industrial_Petroleum_Existing_Space Heating_Natural Gas_Insulation - Ducting_A_Achievable Economic TRC Potential | F10 | Industrial | Petroleum | Existing | Space Heating | Natural Gas | Insulation - Ducting | A | Cumulative Energy Savings (MWh or mTherms) | Achievable Economic TRC Potential | 0 | 0 | 0 | 0 | 0 | 0 | 0 | 0 | 0 | 0 | 0 | 0 | 0 | 0 | 0 | 0 | 0 | 0 | 0 | 0 | 0 | 0 | 0 | 0 | 0 | 0 | 0 | 0 | 0 | 0 | 0
F11_Industrial_Petroleum_Existing_Space Heating_Natural Gas_Insulation - Ducting_A_Achievable Economic TRC Potential | F11 | Industrial | Petroleum | Existing | Space Heating | Natural Gas | Insulation - Ducting | A | Cumulative Summer Peak Savings (MW) | Achievable Economic TRC Potential | 0 | 0 | 0 | 0 | 0 | 0 | 0 | 0 | 0 | 0 | 0 | 0 | 0 | 0 | 0 | 0 | 0 | 0 | 0 | 0 | 0 | 0 | 0 | 0 | 0 | 0 | 0 | 0 | 0 | 0 | 0
F12_Industrial_Petroleum_Existing_Space Heating_Natural Gas_Insulation - Ducting_A_Achievable Economic TRC Potential | F12 | Industrial | Petroleum | Existing | Space Heating | Natural Gas | Insulation - Ducting | A | Cumulative Winter Peak Savings (MW) | Achievable Economic TRC Potential | 0 | 0 | 0 | 0 | 0 | 0 | 0 | 0 | 0 | 0 | 0 | 0 | 0 | 0 | 0 | 0 | 0 | 0 | 0 | 0 | 0 | 0 | 0 | 0 | 0 | 0 | 0 | 0 | 0 | 0 | 0
F13_Industrial_Petroleum_Existing_Space Heating_Natural Gas_Insulation - Ducting_A_Achievable Economic TRC Potential | F13 | Industrial | Petroleum | Existing | Space Heating | Natural Gas | Insulation - Ducting | A | Purchases (Incremental) | Achievable Economic TRC Potential | 0 | 0 | 0 | 0 | 0 | 0 | 0 | 0 | 0 | 0 | 0 | 0 | 0 | 0 | 0 | 0 | 0 | 0 | 0 | 0 | 0 | 0 | 0 | 0 | 0 | 0 | 0 | 0 | 0 | 0 | 0
F14_Industrial_Petroleum_Existing_Space Heating_Natural Gas_Insulation - Ducting_A_Achievable Economic TRC Potential | F14 | Industrial | Petroleum | Existing | Space Heating | Natural Gas | Insulation - Ducting | A | Purchases (Cumulative) | Achievable Economic TRC Potential | 0 | 0 | 0 | 0 | 0 | 0 | 0 | 0 | 0 | 0 | 0 | 0 | 0 | 0 | 0 | 0 | 0 | 0 | 0 | 0 | 0 | 0 | 0 | 0 | 0 | 0 | 0 | 0 | 0 | 0 | 0
F1_Industrial_Petroleum_Existing_Space Heating_Natural Gas_HVAC - Duct Repair and Sealing_A_Achievable Economic TRC Potential | F1 | Industrial | Petroleum | Existing | Space Heating | Natural Gas | HVAC - Duct Repair and Sealing | A | Original Unit Energy Savings (kWh or therms) | Achievable Economic TRC Potential | 0 | 0 | 0 | 0 | 0 | 0.0038394 | 0.0038048 | 0.0037607 | 0.003716 | 0.0036711 | 0.0036271 | 0.0035835 | 0.0035425 | 0.0035039 | 0.003465 | 0.0034309 | 0.0033988 | 0.0033686 | 0.0033402 | 0.0033115 | 0.0032836 | 0.003256 | 0.0032274 | 0.0032 | 0.0031737 | 0.003149 | 0.0031259 | 0.0031042 | 0.0030839 | 0.0030649 | 0.0030471
F2_Industrial_Petroleum_Existing_Space Heating_Natural Gas_HVAC - Duct Repair and Sealing_A_Achievable Economic TRC Potential | F2 | Industrial | Petroleum | Existing | Space Heating | Natural Gas | HVAC - Duct Repair and Sealing | A | Original Unit Summer Peak Savings (kW) | Achievable Economic TRC Potential | 0 | 0 | 0 | 0 | 0 | 0 | 0 | 0 | 0 | 0 | 0 | 0 | 0 | 0 | 0 | 0 | 0 | 0 | 0 | 0 | 0 | 0 | 0 | 0 | 0 | 0 | 0 | 0 | 0 | 0 | 0
F3_Industrial_Petroleum_Existing_Space Heating_Natural Gas_HVAC - Duct Repair and Sealing_A_Achievable Economic TRC Potential | F3 | Industrial | Petroleum | Existing | Space Heating | Natural Gas | HVAC - Duct Repair and Sealing | A | Original Unit Winter Peak Savings (kW) | Achievable Economic TRC Potential | 0 | 0 | 0 | 0 | 0 | 0 | 0 | 0 | 0 | 0 | 0 | 0 | 0 | 0 | 0 | 0 | 0 | 0 | 0 | 0 | 0 | 0 | 0 | 0 | 0 | 0 | 0 | 0 | 0 | 0 | 0
F4_Industrial_Petroleum_Existing_Space Heating_Natural Gas_HVAC - Duct Repair and Sealing_A_Achievable Economic TRC Potential | F4 | Industrial | Petroleum | Existing | Space Heating | Natural Gas | HVAC - Duct Repair and Sealing | A | Standalone Impact on Baseline Energy (%) | Achievable Economic TRC Potential | 0% | 0% | 0% | 0% | 0% | 0% | 0% | 0% | 0% | 0% | 0% | 0% | 0% | 0% | 0% | 0% | 0% | 0% | 0% | 0% | 0% | 0% | 0% | 0% | 0 | 0 | 0 | 0 | 0 | 0 | 0
F5_Industrial_Petroleum_Existing_Space Heating_Natural Gas_HVAC - Duct Repair and Sealing_A_Achievable Economic TRC Potential | F5 | Industrial | Petroleum | Existing | Space Heating | Natural Gas | HVAC - Duct Repair and Sealing | A | Standalone Impact on Baseline Summer Peak (%) | Achievable Economic TRC Potential | 0% | 0% | 0% | 0% | 0% | 0% | 0% | 0% | 0% | 0% | 0% | 0% | 0% | 0% | 0% | 0% | 0% | 0% | 0% | 0% | 0% | 0% | 0% | 0% | 0 | 0 | 0 | 0 | 0 | 0 | 0
F6_Industrial_Petroleum_Existing_Space Heating_Natural Gas_HVAC - Duct Repair and Sealing_A_Achievable Economic TRC Potential | F6 | Industrial | Petroleum | Existing | Space Heating | Natural Gas | HVAC - Duct Repair and Sealing | A | Standalone Impact on Baseline Winter Peak (%) | Achievable Economic TRC Potential | 0% | 0% | 0% | 0% | 0% | 0% | 0% | 0% | 0% | 0% | 0% | 0% | 0% | 0% | 0% | 0% | 0% | 0% | 0% | 0% | 0% | 0% | 0% | 0% | 0 | 0 | 0 | 0 | 0 | 0 | 0
F7_Industrial_Petroleum_Existing_Space Heating_Natural Gas_HVAC - Duct Repair and Sealing_A_Achievable Economic TRC Potential | F7 | Industrial | Petroleum | Existing | Space Heating | Natural Gas | HVAC - Duct Repair and Sealing | A | Incremental Energy Savings (MWh or mTherms) | Achievable Economic TRC Potential | 0 | 0 | 0 | 0 | 0 | 0 | 0 | 0 | 0 | 0 | 0 | 0 | 0 | 0 | 0 | 0 | 0 | 0 | 0 | 0 | 0 | 0 | 0 | 0 | 0 | 0 | 0 | 0 | 0 | 0 | 0
F8_Industrial_Petroleum_Existing_Space Heating_Natural Gas_HVAC - Duct Repair and Sealing_A_Achievable Economic TRC Potential | F8 | Industrial | Petroleum | Existing | Space Heating | Natural Gas | HVAC - Duct Repair and Sealing | A | Incremental Summer Peak Savings (MW) | Achievable Economic TRC Potential | 0 | 0 | 0 | 0 | 0 | 0 | 0 | 0 | 0 | 0 | 0 | 0 | 0 | 0 | 0 | 0 | 0 | 0 | 0 | 0 | 0 | 0 | 0 | 0 | 0 | 0 | 0 | 0 | 0 | 0 | 0
F9_Industrial_Petroleum_Existing_Space Heating_Natural Gas_HVAC - Duct Repair and Sealing_A_Achievable Economic TRC Potential | F9 | Industrial | Petroleum | Existing | Space Heating | Natural Gas | HVAC - Duct Repair and Sealing | A | Incremental Winter Peak Savings (MW) | Achievable Economic TRC Potential | 0 | 0 | 0 | 0 | 0 | 0 | 0 | 0 | 0 | 0 | 0 | 0 | 0 | 0 | 0 | 0 | 0 | 0 | 0 | 0 | 0 | 0 | 0 | 0 | 0 | 0 | 0 | 0 | 0 | 0 | 0
F10_Industrial_Petroleum_Existing_Space Heating_Natural Gas_HVAC - Duct Repair and Sealing_A_Achievable Economic TRC Potential | F10 | Industrial | Petroleum | Existing | Space Heating | Natural Gas | HVAC - Duct Repair and Sealing | A | Cumulative Energy Savings (MWh or mTherms) | Achievable Economic TRC Potential | 0 | 0 | 0 | 0 | 0 | 0 | 0 | 0 | 0 | 0 | 0 | 0 | 0 | 0 | 0 | 0 | 0 | 0 | 0 | 0 | 0 | 0 | 0 | 0 | 0 | 0 | 0 | 0 | 0 | 0 | 0
F11_Industrial_Petroleum_Existing_Space Heating_Natural Gas_HVAC - Duct Repair and Sealing_A_Achievable Economic TRC Potential | F11 | Industrial | Petroleum | Existing | Space Heating | Natural Gas | HVAC - Duct Repair and Sealing | A | Cumulative Summer Peak Savings (MW) | Achievable Economic TRC Potential | 0 | 0 | 0 | 0 | 0 | 0 | 0 | 0 | 0 | 0 | 0 | 0 | 0 | 0 | 0 | 0 | 0 | 0 | 0 | 0 | 0 | 0 | 0 | 0 | 0 | 0 | 0 | 0 | 0 | 0 | 0
F12_Industrial_Petroleum_Existing_Space Heating_Natural Gas_HVAC - Duct Repair and Sealing_A_Achievable Economic TRC Potential | F12 | Industrial | Petroleum | Existing | Space Heating | Natural Gas | HVAC - Duct Repair and Sealing | A | Cumulative Winter Peak Savings (MW) | Achievable Economic TRC Potential | 0 | 0 | 0 | 0 | 0 | 0 | 0 | 0 | 0 | 0 | 0 | 0 | 0 | 0 | 0 | 0 | 0 | 0 | 0 | 0 | 0 | 0 | 0 | 0 | 0 | 0 | 0 | 0 | 0 | 0 | 0
F13_Industrial_Petroleum_Existing_Space Heating_Natural Gas_HVAC - Duct Repair and Sealing_A_Achievable Economic TRC Potential | F13 | Industrial | Petroleum | Existing | Space Heating | Natural Gas | HVAC - Duct Repair and Sealing | A | Purchases (Incremental) | Achievable Economic TRC Potential | 0 | 0 | 0 | 0 | 0 | 0 | 0 | 0 | 0 | 0 | 0 | 0 | 0 | 0 | 0 | 0 | 0 | 0 | 0 | 0 | 0 | 0 | 0 | 0 | 0 | 0 | 0 | 0 | 0 | 0 | 0
F14_Industrial_Petroleum_Existing_Space Heating_Natural Gas_HVAC - Duct Repair and Sealing_A_Achievable Economic TRC Potential | F14 | Industrial | Petroleum | Existing | Space Heating | Natural Gas | HVAC - Duct Repair and Sealing | A | Purchases (Cumulative) | Achievable Economic TRC Potential | 0 | 0 | 0 | 0 | 0 | 0 | 0 | 0 | 0 | 0 | 0 | 0 | 0 | 0 | 0 | 0 | 0 | 0 | 0 | 0 | 0 | 0 | 0 | 0 | 0 | 0 | 0 | 0 | 0 | 0 | 0
F1_Industrial_Petroleum_Existing_Space Heating_Natural Gas_Windows - High Efficiency_A_Achievable Economic TRC Potential | F1 | Industrial | Petroleum | Existing | Space Heating | Natural Gas | Windows - High Efficiency | A | Original Unit Energy Savings (kWh or therms) | Achievable Economic TRC Potential | 0 | 0 | 0 | 0 | 0 | 0.005609 | 0.0055611 | 0.0055023 | 0.0054427 | 0.0053829 | 0.0053244 | 0.0052665 | 0.0052116 | 0.0051596 | 0.0051067 | 0.0050601 | 0.0050159 | 0.004974 | 0.0049342 | 0.0048941 | 0.0048553 | 0.0048163 | 0.0047766 | 0.0047384 | 0.0047014 | 0.0046669 | 0.0046347 | 0.0046047 | 0 | 0 | 0
F2_Industrial_Petroleum_Existing_Space Heating_Natural Gas_Windows - High Efficiency_A_Achievable Economic TRC Potential | F2 | Industrial | Petroleum | Existing | Space Heating | Natural Gas | Windows - High Efficiency | A | Original Unit Summer Peak Savings (kW) | Achievable Economic TRC Potential | 0 | 0 | 0 | 0 | 0 | 0 | 0 | 0 | 0 | 0 | 0 | 0 | 0 | 0 | 0 | 0 | 0 | 0 | 0 | 0 | 0 | 0 | 0 | 0 | 0 | 0 | 0 | 0 | 0 | 0 | 0
F3_Industrial_Petroleum_Existing_Space Heating_Natural Gas_Windows - High Efficiency_A_Achievable Economic TRC Potential | F3 | Industrial | Petroleum | Existing | Space Heating | Natural Gas | Windows - High Efficiency | A | Original Unit Winter Peak Savings (kW) | Achievable Economic TRC Potential | 0 | 0 | 0 | 0 | 0 | 0 | 0 | 0 | 0 | 0 | 0 | 0 | 0 | 0 | 0 | 0 | 0 | 0 | 0 | 0 | 0 | 0 | 0 | 0 | 0 | 0 | 0 | 0 | 0 | 0 | 0
F4_Industrial_Petroleum_Existing_Space Heating_Natural Gas_Windows - High Efficiency_A_Achievable Economic TRC Potential | F4 | Industrial | Petroleum | Existing | Space Heating | Natural Gas | Windows - High Efficiency | A | Standalone Impact on Baseline Energy (%) | Achievable Economic TRC Potential | 0% | 0% | 0% | 0% | 0% | 0% | 0% | 0% | 0% | 0% | 0% | 0% | 0% | 0% | 0% | 0% | 0% | 0% | 0% | 0% | 0% | 0% | 0% | 0% | 0 | 0 | 0 | 0 | 0 | 0 | 0
F5_Industrial_Petroleum_Existing_Space Heating_Natural Gas_Windows - High Efficiency_A_Achievable Economic TRC Potential | F5 | Industrial | Petroleum | Existing | Space Heating | Natural Gas | Windows - High Efficiency | A | Standalone Impact on Baseline Summer Peak (%) | Achievable Economic TRC Potential | 0% | 0% | 0% | 0% | 0% | 0% | 0% | 0% | 0% | 0% | 0% | 0% | 0% | 0% | 0% | 0% | 0% | 0% | 0% | 0% | 0% | 0% | 0% | 0% | 0 | 0 | 0 | 0 | 0 | 0 | 0
F6_Industrial_Petroleum_Existing_Space Heating_Natural Gas_Windows - High Efficiency_A_Achievable Economic TRC Potential | F6 | Industrial | Petroleum | Existing | Space Heating | Natural Gas | Windows - High Efficiency | A | Standalone Impact on Baseline Winter Peak (%) | Achievable Economic TRC Potential | 0% | 0% | 0% | 0% | 0% | 0% | 0% | 0% | 0% | 0% | 0% | 0% | 0% | 0% | 0% | 0% | 0% | 0% | 0% | 0% | 0% | 0% | 0% | 0% | 0 | 0 | 0 | 0 | 0 | 0 | 0
F7_Industrial_Petroleum_Existing_Space Heating_Natural Gas_Windows - High Efficiency_A_Achievable Economic TRC Potential | F7 | Industrial | Petroleum | Existing | Space Heating | Natural Gas | Windows - High Efficiency | A | Incremental Energy Savings (MWh or mTherms) | Achievable Economic TRC Potential | 0 | 0 | 0 | 0 | 0 | 0 | 0 | 0 | 0 | 0 | 0 | 0 | 0 | 0 | 0 | 0 | 0 | 0 | 0 | 0 | 0 | 0 | 0 | 0 | 0 | 0 | 0 | 0 | 0 | 0 | 0
F8_Industrial_Petroleum_Existing_Space Heating_Natural Gas_Windows - High Efficiency_A_Achievable Economic TRC Potential | F8 | Industrial | Petroleum | Existing | Space Heating | Natural Gas | Windows - High Efficiency | A | Incremental Summer Peak Savings (MW) | Achievable Economic TRC Potential | 0 | 0 | 0 | 0 | 0 | 0 | 0 | 0 | 0 | 0 | 0 | 0 | 0 | 0 | 0 | 0 | 0 | 0 | 0 | 0 | 0 | 0 | 0 | 0 | 0 | 0 | 0 | 0 | 0 | 0 | 0
F9_Industrial_Petroleum_Existing_Space Heating_Natural Gas_Windows - High Efficiency_A_Achievable Economic TRC Potential | F9 | Industrial | Petroleum | Existing | Space Heating | Natural Gas | Windows - High Efficiency | A | Incremental Winter Peak Savings (MW) | Achievable Economic TRC Potential | 0 | 0 | 0 | 0 | 0 | 0 | 0 | 0 | 0 | 0 | 0 | 0 | 0 | 0 | 0 | 0 | 0 | 0 | 0 | 0 | 0 | 0 | 0 | 0 | 0 | 0 | 0 | 0 | 0 | 0 | 0
F10_Industrial_Petroleum_Existing_Space Heating_Natural Gas_Windows - High Efficiency_A_Achievable Economic TRC Potential | F10 | Industrial | Petroleum | Existing | Space Heating | Natural Gas | Windows - High Efficiency | A | Cumulative Energy Savings (MWh or mTherms) | Achievable Economic TRC Potential | 0 | 0 | 0 | 0 | 0 | 0 | 0 | 0 | 0 | 0 | 0 | 0 | 0 | 0 | 0 | 0 | 0 | 0 | 0 | 0 | 0 | 0 | 0 | 0 | 0 | 0 | 0 | 0 | 0 | 0 | 0
F11_Industrial_Petroleum_Existing_Space Heating_Natural Gas_Windows - High Efficiency_A_Achievable Economic TRC Potential | F11 | Industrial | Petroleum | Existing | Space Heating | Natural Gas | Windows - High Efficiency | A | Cumulative Summer Peak Savings (MW) | Achievable Economic TRC Potential | 0 | 0 | 0 | 0 | 0 | 0 | 0 | 0 | 0 | 0 | 0 | 0 | 0 | 0 | 0 | 0 | 0 | 0 | 0 | 0 | 0 | 0 | 0 | 0 | 0 | 0 | 0 | 0 | 0 | 0 | 0
F12_Industrial_Petroleum_Existing_Space Heating_Natural Gas_Windows - High Efficiency_A_Achievable Economic TRC Potential | F12 | Industrial | Petroleum | Existing | Space Heating | Natural Gas | Windows - High Efficiency | A | Cumulative Winter Peak Savings (MW) | Achievable Economic TRC Potential | 0 | 0 | 0 | 0 | 0 | 0 | 0 | 0 | 0 | 0 | 0 | 0 | 0 | 0 | 0 | 0 | 0 | 0 | 0 | 0 | 0 | 0 | 0 | 0 | 0 | 0 | 0 | 0 | 0 | 0 | 0
F13_Industrial_Petroleum_Existing_Space Heating_Natural Gas_Windows - High Efficiency_A_Achievable Economic TRC Potential | F13 | Industrial | Petroleum | Existing | Space Heating | Natural Gas | Windows - High Efficiency | A | Purchases (Incremental) | Achievable Economic TRC Potential | 0 | 0 | 0 | 0 | 0 | 0 | 0 | 0 | 0 | 0 | 0 | 0 | 0 | 0 | 0 | 0 | 0 | 0 | 0 | 0 | 0 | 0 | 0 | 0 | 0 | 0 | 0 | 0 | 0 | 0 | 0
F14_Industrial_Petroleum_Existing_Space Heating_Natural Gas_Windows - High Efficiency_A_Achievable Economic TRC Potential | F14 | Industrial | Petroleum | Existing | Space Heating | Natural Gas | Windows - High Efficiency | A | Purchases (Cumulative) | Achievable Economic TRC Potential | 0 | 0 | 0 | 0 | 0 | 0 | 0 | 0 | 0 | 0 | 0 | 0 | 0 | 0 | 0 | 0 | 0 | 0 | 0 | 0 | 0 | 0 | 0 | 0 | 0 | 0 | 0 | 0 | 0 | 0 | 0
F1_Industrial_Petroleum_Existing_Space Heating_Natural Gas_Gas Boiler - Maintenance_A_Achievable Economic TRC Potential | F1 | Industrial | Petroleum | Existing | Space Heating | Natural Gas | Gas Boiler - Maintenance | A | Original Unit Energy Savings (kWh or therms) | Achievable Economic TRC Potential | 0 | 0 | 0 | 0 | 0 | 105.2573 | 104.544 | 103.8353 | 103.1229 | 102.4124 | 101.722 | 101.0384 | 100.3621 | 99.6935 | 98.9859 | 98.3364 | 97.6942 | 97.0626 | 96.4402 | 95.8165 | 95.2142 | 94.5873 | 93.982 | 93.3958 | 92.8059 | 92.2675 | 91.7762 | 91.3279 | 90.9187 | 90.5453 | 90.2044
F2_Industrial_Petroleum_Existing_Space Heating_Natural Gas_Gas Boiler - Maintenance_A_Achievable Economic TRC Potential | F2 | Industrial | Petroleum | Existing | Space Heating | Natural Gas | Gas Boiler - Maintenance | A | Original Unit Summer Peak Savings (kW) | Achievable Economic TRC Potential | 0 | 0 | 0 | 0 | 0 | 0 | 0 | 0 | 0 | 0 | 0 | 0 | 0 | 0 | 0 | 0 | 0 | 0 | 0 | 0 | 0 | 0 | 0 | 0 | 0 | 0 | 0 | 0 | 0 | 0 | 0
F3_Industrial_Petroleum_Existing_Space Heating_Natural Gas_Gas Boiler - Maintenance_A_Achievable Economic TRC Potential | F3 | Industrial | Petroleum | Existing | Space Heating | Natural Gas | Gas Boiler - Maintenance | A | Original Unit Winter Peak Savings (kW) | Achievable Economic TRC Potential | 0 | 0 | 0 | 0 | 0 | 0 | 0 | 0 | 0 | 0 | 0 | 0 | 0 | 0 | 0 | 0 | 0 | 0 | 0 | 0 | 0 | 0 | 0 | 0 | 0 | 0 | 0 | 0 | 0 | 0 | 0
F4_Industrial_Petroleum_Existing_Space Heating_Natural Gas_Gas Boiler - Maintenance_A_Achievable Economic TRC Potential | F4 | Industrial | Petroleum | Existing | Space Heating | Natural Gas | Gas Boiler - Maintenance | A | Standalone Impact on Baseline Energy (%) | Achievable Economic TRC Potential | 0% | 0% | 0% | 0% | 0% | 0.008697% | 0.01482% | 0.01921% | 0.0226% | 0.02559% | 0.02857% | 0.03095% | 0.03299% | 0.03521% | 0.03651% | 0.03807% | 0.03901% | 0.03996% | 0.04091% | 0.04134% | 0.04196% | 0.04248% | 0.04297% | 0.04341% | 0.00043787 | 0.00043983 | 0.00044171 | 0.00044349 | 0 | 0 | 0
F5_Industrial_Petroleum_Existing_Space Heating_Natural Gas_Gas Boiler - Maintenance_A_Achievable Economic TRC Potential | F5 | Industrial | Petroleum | Existing | Space Heating | Natural Gas | Gas Boiler - Maintenance | A | Standalone Impact on Baseline Summer Peak (%) | Achievable Economic TRC Potential | 0% | 0% | 0% | 0% | 0% | 0% | 0% | 0% | 0% | 0% | 0% | 0% | 0% | 0% | 0% | 0% | 0% | 0% | 0% | 0% | 0% | 0% | 0% | 0% | 0 | 0 | 0 | 0 | 0 | 0 | 0
F6_Industrial_Petroleum_Existing_Space Heating_Natural Gas_Gas Boiler - Maintenance_A_Achievable Economic TRC Potential | F6 | Industrial | Petroleum | Existing | Space Heating | Natural Gas | Gas Boiler - Maintenance | A | Standalone Impact on Baseline Winter Peak (%) | Achievable Economic TRC Potential | 0% | 0% | 0% | 0% | 0% | 0% | 0% | 0% | 0% | 0% | 0% | 0% | 0% | 0% | 0% | 0% | 0% | 0% | 0% | 0% | 0% | 0% | 0% | 0% | 0 | 0 | 0 | 0 | 0 | 0 | 0
F7_Industrial_Petroleum_Existing_Space Heating_Natural Gas_Gas Boiler - Maintenance_A_Achievable Economic TRC Potential | F7 | Industrial | Petroleum | Existing | Space Heating | Natural Gas | Gas Boiler - Maintenance | A | Incremental Energy Savings (MWh or mTherms) | Achievable Economic TRC Potential | 0 | 0 | 0 | 0 | 0 | 0.00037977 | 0.00026424 | 0.00018061 | 0.00013977 | 0.00012172 | 0.00010329 | 8.765e-05 | 7.3819e-05 | 6.0884e-05 | 5.0895e-05 | 4.1787e-05 | 3.2336e-05 | 2.4894e-05 | 1.9092e-05 | 1.479e-05 | 1.3439e-05 | 1.0408e-05 | 8.8723e-06 | 7.3698e-06 | 5.8963e-06 | 0 | 0 | 0 | 0 | 0 | 0
F8_Industrial_Petroleum_Existing_Space Heating_Natural Gas_Gas Boiler - Maintenance_A_Achievable Economic TRC Potential | F8 | Industrial | Petroleum | Existing | Space Heating | Natural Gas | Gas Boiler - Maintenance | A | Incremental Summer Peak Savings (MW) | Achievable Economic TRC Potential | 0 | 0 | 0 | 0 | 0 | 0 | 0 | 0 | 0 | 0 | 0 | 0 | 0 | 0 | 0 | 0 | 0 | 0 | 0 | 0 | 0 | 0 | 0 | 0 | 0 | 0 | 0 | 0 | 0 | 0 | 0
F9_Industrial_Petroleum_Existing_Space Heating_Natural Gas_Gas Boiler - Maintenance_A_Achievable Economic TRC Potential | F9 | Industrial | Petroleum | Existing | Space Heating | Natural Gas | Gas Boiler - Maintenance | A | Incremental Winter Peak Savings (MW) | Achievable Economic TRC Potential | 0 | 0 | 0 | 0 | 0 | 0 | 0 | 0 | 0 | 0 | 0 | 0 | 0 | 0 | 0 | 0 | 0 | 0 | 0 | 0 | 0 | 0 | 0 | 0 | 0 | 0 | 0 | 0 | 0 | 0 | 0
F10_Industrial_Petroleum_Existing_Space Heating_Natural Gas_Gas Boiler - Maintenance_A_Achievable Economic TRC Potential | F10 | Industrial | Petroleum | Existing | Space Heating | Natural Gas | Gas Boiler - Maintenance | A | Cumulative Energy Savings (MWh or mTherms) | Achievable Economic TRC Potential | 0 | 0 | 0 | 0 | 0 | 0.00037977 | 0.00064144 | 0.0008177 | 0.00095186 | 0.001067 | 0.0011631 | 0.0012429 | 0.0013084 | 0.0013606 | 0.0014019 | 0.0014344 | 0.0014574 | 0.0014729 | 0.0014825 | 0.0014877 | 0.0014918 | 0.0014924 | 0.0014917 | 0.0014898 | 0.0014863 | 0.0014777 | 0.0014698 | 0.0014626 | 0.0014561 | 0.0014501 | 0.0014446
F11_Industrial_Petroleum_Existing_Space Heating_Natural Gas_Gas Boiler - Maintenance_A_Achievable Economic TRC Potential | F11 | Industrial | Petroleum | Existing | Space Heating | Natural Gas | Gas Boiler - Maintenance | A | Cumulative Summer Peak Savings (MW) | Achievable Economic TRC Potential | 0 | 0 | 0 | 0 | 0 | 0 | 0 | 0 | 0 | 0 | 0 | 0 | 0 | 0 | 0 | 0 | 0 | 0 | 0 | 0 | 0 | 0 | 0 | 0 | 0 | 0 | 0 | 0 | 0 | 0 | 0
F12_Industrial_Petroleum_Existing_Space Heating_Natural Gas_Gas Boiler - Maintenance_A_Achievable Economic TRC Potential | F12 | Industrial | Petroleum | Existing | Space Heating | Natural Gas | Gas Boiler - Maintenance | A | Cumulative Winter Peak Savings (MW) | Achievable Economic TRC Potential | 0 | 0 | 0 | 0 | 0 | 0 | 0 | 0 | 0 | 0 | 0 | 0 | 0 | 0 | 0 | 0 | 0 | 0 | 0 | 0 | 0 | 0 | 0 | 0 | 0 | 0 | 0 | 0 | 0 | 0 | 0
F13_Industrial_Petroleum_Existing_Space Heating_Natural Gas_Gas Boiler - Maintenance_A_Achievable Economic TRC Potential | F13 | Industrial | Petroleum | Existing | Space Heating | Natural Gas | Gas Boiler - Maintenance | A | Purchases (Incremental) | Achievable Economic TRC Potential | 0 | 0 | 0 | 0 | 0 | 0.003608 | 0.0025275 | 0.0017394 | 0.0013554 | 0.0011885 | 0.0010154 | 0.00086749 | 0.00073553 | 0.00061071 | 0.00051416 | 0.00042494 | 0.00033099 | 0.00025648 | 0.00019796 | 0.00015436 | 0.00014115 | 0.00011003 | 9.4405e-05 | 7.8909e-05 | 6.3533e-05 | 0 | 0 | 0 | 0 | 0 | 0
F14_Industrial_Petroleum_Existing_Space Heating_Natural Gas_Gas Boiler - Maintenance_A_Achievable Economic TRC Potential | F14 | Industrial | Petroleum | Existing | Space Heating | Natural Gas | Gas Boiler - Maintenance | A | Purchases (Cumulative) | Achievable Economic TRC Potential | 0 | 0 | 0 | 0 | 0 | 0.003608 | 0.0061356 | 0.007875 | 0.0092304 | 0.010419 | 0.011434 | 0.012302 | 0.013037 | 0.013648 | 0.014162 | 0.014587 | 0.014918 | 0.015175 | 0.015373 | 0.015527 | 0.015668 | 0.015778 | 0.015872 | 0.015951 | 0.016015 | 0.016015 | 0.016015 | 0.016015 | 0.016015 | 0.016015 | 0.016015
F1_Industrial_Petroleum_Existing_Process_Natural Gas_Gas Boiler - Maintenance_A_Achievable Economic TRC Potential | F1 | Industrial | Petroleum | Existing | Process | Natural Gas | Gas Boiler - Maintenance | A | Original Unit Energy Savings (kWh or therms) | Achievable Economic TRC Potential | 0 | 0 | 0 | 0 | 0 | 536.7637 | 536.7637 | 536.7637 | 536.7637 | 536.7637 | 536.7637 | 536.7637 | 536.7637 | 536.7637 | 536.7637 | 536.7637 | 536.7637 | 536.7637 | 536.7637 | 536.7637 | 536.7637 | 536.7637 | 536.7637 | 536.7637 | 536.7637 | 536.7637 | 536.7637 | 536.7637 | 536.7637 | 536.7637 | 536.7637
F2_Industrial_Petroleum_Existing_Process_Natural Gas_Gas Boiler - Maintenance_A_Achievable Economic TRC Potential | F2 | Industrial | Petroleum | Existing | Process | Natural Gas | Gas Boiler - Maintenance | A | Original Unit Summer Peak Savings (kW) | Achievable Economic TRC Potential | 0 | 0 | 0 | 0 | 0 | 0 | 0 | 0 | 0 | 0 | 0 | 0 | 0 | 0 | 0 | 0 | 0 | 0 | 0 | 0 | 0 | 0 | 0 | 0 | 0 | 0 | 0 | 0 | 0 | 0 | 0
F3_Industrial_Petroleum_Existing_Process_Natural Gas_Gas Boiler - Maintenance_A_Achievable Economic TRC Potential | F3 | Industrial | Petroleum | Existing | Process | Natural Gas | Gas Boiler - Maintenance | A | Original Unit Winter Peak Savings (kW) | Achievable Economic TRC Potential | 0 | 0 | 0 | 0 | 0 | 0 | 0 | 0 | 0 | 0 | 0 | 0 | 0 | 0 | 0 | 0 | 0 | 0 | 0 | 0 | 0 | 0 | 0 | 0 | 0 | 0 | 0 | 0 | 0 | 0 | 0
F4_Industrial_Petroleum_Existing_Process_Natural Gas_Gas Boiler - Maintenance_A_Achievable Economic TRC Potential | F4 | Industrial | Petroleum | Existing | Process | Natural Gas | Gas Boiler - Maintenance | A | Standalone Impact on Baseline Energy (%) | Achievable Economic TRC Potential | 0% | 0% | 0% | 0% | 0% | 0.01411% | 0.024% | 0.03099% | 0.03631% | 0.04095% | 0.04551% | 0.0491% | 0.05214% | 0.05547% | 0.05734% | 0.05963% | 0.06097% | 0.06233% | 0.06371% | 0.06428% | 0.06513% | 0.06585% | 0.06648% | 0.06704% | 0.0006752 | 0.00067717 | 0.00067898 | 0.00068063 | 0 | 0 | 0
F5_Industrial_Petroleum_Existing_Process_Natural Gas_Gas Boiler - Maintenance_A_Achievable Economic TRC Potential | F5 | Industrial | Petroleum | Existing | Process | Natural Gas | Gas Boiler - Maintenance | A | Standalone Impact on Baseline Summer Peak (%) | Achievable Economic TRC Potential | 0% | 0% | 0% | 0% | 0% | 0% | 0% | 0% | 0% | 0% | 0% | 0% | 0% | 0% | 0% | 0% | 0% | 0% | 0% | 0% | 0% | 0% | 0% | 0% | 0 | 0 | 0 | 0 | 0 | 0 | 0
F6_Industrial_Petroleum_Existing_Process_Natural Gas_Gas Boiler - Maintenance_A_Achievable Economic TRC Potential | F6 | Industrial | Petroleum | Existing | Process | Natural Gas | Gas Boiler - Maintenance | A | Standalone Impact on Baseline Winter Peak (%) | Achievable Economic TRC Potential | 0% | 0% | 0% | 0% | 0% | 0% | 0% | 0% | 0% | 0% | 0% | 0% | 0% | 0% | 0% | 0% | 0% | 0% | 0% | 0% | 0% | 0% | 0% | 0% | 0 | 0 | 0 | 0 | 0 | 0 | 0
F7_Industrial_Petroleum_Existing_Process_Natural Gas_Gas Boiler - Maintenance_A_Achievable Economic TRC Potential | F7 | Industrial | Petroleum | Existing | Process | Natural Gas | Gas Boiler - Maintenance | A | Incremental Energy Savings (MWh or mTherms) | Achievable Economic TRC Potential | 0 | 0 | 0 | 0 | 0 | 0.1538 | 0.10774 | 0.074144 | 0.057775 | 0.050661 | 0.043282 | 0.036978 | 0.031353 | 0.026032 | 0.021917 | 0.018114 | 0.014109 | 0.010933 | 0.0084383 | 0.0065796 | 0.0060165 | 0.0046902 | 0.0040241 | 0.0033636 | 0.0027082 | 0 | 0 | 0 | 0 | 0 | 0
F8_Industrial_Petroleum_Existing_Process_Natural Gas_Gas Boiler - Maintenance_A_Achievable Economic TRC Potential | F8 | Industrial | Petroleum | Existing | Process | Natural Gas | Gas Boiler - Maintenance | A | Incremental Summer Peak Savings (MW) | Achievable Economic TRC Potential | 0 | 0 | 0 | 0 | 0 | 0 | 0 | 0 | 0 | 0 | 0 | 0 | 0 | 0 | 0 | 0 | 0 | 0 | 0 | 0 | 0 | 0 | 0 | 0 | 0 | 0 | 0 | 0 | 0 | 0 | 0
F9_Industrial_Petroleum_Existing_Process_Natural Gas_Gas Boiler - Maintenance_A_Achievable Economic TRC Potential | F9 | Industrial | Petroleum | Existing | Process | Natural Gas | Gas Boiler - Maintenance | A | Incremental Winter Peak Savings (MW) | Achievable Economic TRC Potential | 0 | 0 | 0 | 0 | 0 | 0 | 0 | 0 | 0 | 0 | 0 | 0 | 0 | 0 | 0 | 0 | 0 | 0 | 0 | 0 | 0 | 0 | 0 | 0 | 0 | 0 | 0 | 0 | 0 | 0 | 0
F10_Industrial_Petroleum_Existing_Process_Natural Gas_Gas Boiler - Maintenance_A_Achievable Economic TRC Potential | F10 | Industrial | Petroleum | Existing | Process | Natural Gas | Gas Boiler - Maintenance | A | Cumulative Energy Savings (MWh or mTherms) | Achievable Economic TRC Potential | 0 | 0 | 0 | 0 | 0 | 0.1538 | 0.26153 | 0.33568 | 0.39345 | 0.44411 | 0.4874 | 0.52437 | 0.55573 | 0.58176 | 0.60368 | 0.62179 | 0.6359 | 0.64683 | 0.65527 | 0.66185 | 0.66787 | 0.67256 | 0.67658 | 0.67994 | 0.68265 | 0.68265 | 0.68265 | 0.68265 | 0.68265 | 0.68265 | 0.68265
F11_Industrial_Petroleum_Existing_Process_Natural Gas_Gas Boiler - Maintenance_A_Achievable Economic TRC Potential | F11 | Industrial | Petroleum | Existing | Process | Natural Gas | Gas Boiler - Maintenance | A | Cumulative Summer Peak Savings (MW) | Achievable Economic TRC Potential | 0 | 0 | 0 | 0 | 0 | 0 | 0 | 0 | 0 | 0 | 0 | 0 | 0 | 0 | 0 | 0 | 0 | 0 | 0 | 0 | 0 | 0 | 0 | 0 | 0 | 0 | 0 | 0 | 0 | 0 | 0
F12_Industrial_Petroleum_Existing_Process_Natural Gas_Gas Boiler - Maintenance_A_Achievable Economic TRC Potential | F12 | Industrial | Petroleum | Existing | Process | Natural Gas | Gas Boiler - Maintenance | A | Cumulative Winter Peak Savings (MW) | Achievable Economic TRC Potential | 0 | 0 | 0 | 0 | 0 | 0 | 0 | 0 | 0 | 0 | 0 | 0 | 0 | 0 | 0 | 0 | 0 | 0 | 0 | 0 | 0 | 0 | 0 | 0 | 0 | 0 | 0 | 0 | 0 | 0 | 0
F13_Industrial_Petroleum_Existing_Process_Natural Gas_Gas Boiler - Maintenance_A_Achievable Economic TRC Potential | F13 | Industrial | Petroleum | Existing | Process | Natural Gas | Gas Boiler - Maintenance | A | Purchases (Incremental) | Achievable Economic TRC Potential | 0 | 0 | 0 | 0 | 0 | 0.28652 | 0.20072 | 0.13813 | 0.10764 | 0.094383 | 0.080636 | 0.06889 | 0.05841 | 0.048498 | 0.040831 | 0.033746 | 0.026285 | 0.020368 | 0.015721 | 0.012258 | 0.011209 | 0.008738 | 0.0074969 | 0.0062664 | 0.0050454 | 0 | 0 | 0 | 0 | 0 | 0
F14_Industrial_Petroleum_Existing_Process_Natural Gas_Gas Boiler - Maintenance_A_Achievable Economic TRC Potential | F14 | Industrial | Petroleum | Existing | Process | Natural Gas | Gas Boiler - Maintenance | A | Purchases (Cumulative) | Achievable Economic TRC Potential | 0 | 0 | 0 | 0 | 0 | 0.28652 | 0.48724 | 0.62537 | 0.73301 | 0.82739 | 0.90803 | 0.97692 | 1.0353 | 1.0838 | 1.1247 | 1.1584 | 1.1847 | 1.2051 | 1.2208 | 1.233 | 1.2442 | 1.253 | 1.2605 | 1.2667 | 1.2718 | 1.2718 | 1.2718 | 1.2718 | 1.2718 | 1.2718 | 1.2718
F1_Industrial_Petroleum_Existing_Space Heating_Natural Gas_Gas Furnace - Maintenance_A_Achievable Economic TRC Potential | F1 | Industrial | Petroleum | Existing | Space Heating | Natural Gas | Gas Furnace - Maintenance | A | Original Unit Energy Savings (kWh or therms) | Achievable Economic TRC Potential | 0 | 0 | 0 | 0 | 0 | 0.0091939 | 0.0091109 | 0.0090054 | 0.0088982 | 0.0087907 | 0.0086854 | 0.0085811 | 0.0084829 | 0.0083904 | 0.0082972 | 0.0082156 | 0.0081386 | 0.0080664 | 0.0079984 | 0.0079296 | 0.007863 | 0.0077967 | 0.0077284 | 0.0076628 | 0.0075997 | 0.0075405 | 0.0074852 | 0.0074333 | 0.0073847 | 0.0073392 | 0.0072965
F2_Industrial_Petroleum_Existing_Space Heating_Natural Gas_Gas Furnace - Maintenance_A_Achievable Economic TRC Potential | F2 | Industrial | Petroleum | Existing | Space Heating | Natural Gas | Gas Furnace - Maintenance | A | Original Unit Summer Peak Savings (kW) | Achievable Economic TRC Potential | 0 | 0 | 0 | 0 | 0 | 0 | 0 | 0 | 0 | 0 | 0 | 0 | 0 | 0 | 0 | 0 | 0 | 0 | 0 | 0 | 0 | 0 | 0 | 0 | 0 | 0 | 0 | 0 | 0 | 0 | 0
F3_Industrial_Petroleum_Existing_Space Heating_Natural Gas_Gas Furnace - Maintenance_A_Achievable Economic TRC Potential | F3 | Industrial | Petroleum | Existing | Space Heating | Natural Gas | Gas Furnace - Maintenance | A | Original Unit Winter Peak Savings (kW) | Achievable Economic TRC Potential | 0 | 0 | 0 | 0 | 0 | 0 | 0 | 0 | 0 | 0 | 0 | 0 | 0 | 0 | 0 | 0 | 0 | 0 | 0 | 0 | 0 | 0 | 0 | 0 | 0 | 0 | 0 | 0 | 0 | 0 | 0
F4_Industrial_Petroleum_Existing_Space Heating_Natural Gas_Gas Furnace - Maintenance_A_Achievable Economic TRC Potential | F4 | Industrial | Petroleum | Existing | Space Heating | Natural Gas | Gas Furnace - Maintenance | A | Standalone Impact on Baseline Energy (%) | Achievable Economic TRC Potential | 0% | 0% | 0% | 0% | 0% | 0% | 0% | 0% | 0% | 0% | 0% | 0% | 0% | 0% | 0% | 0% | 0% | 0% | 0% | 0% | 0% | 0% | 0% | 0% | 0 | 0 | 0 | 0 | 0 | 0 | 0
F5_Industrial_Petroleum_Existing_Space Heating_Natural Gas_Gas Furnace - Maintenance_A_Achievable Economic TRC Potential | F5 | Industrial | Petroleum | Existing | Space Heating | Natural Gas | Gas Furnace - Maintenance | A | Standalone Impact on Baseline Summer Peak (%) | Achievable Economic TRC Potential | 0% | 0% | 0% | 0% | 0% | 0% | 0% | 0% | 0% | 0% | 0% | 0% | 0% | 0% | 0% | 0% | 0% | 0% | 0% | 0% | 0% | 0% | 0% | 0% | 0 | 0 | 0 | 0 | 0 | 0 | 0
F6_Industrial_Petroleum_Existing_Space Heating_Natural Gas_Gas Furnace - Maintenance_A_Achievable Economic TRC Potential | F6 | Industrial | Petroleum | Existing | Space Heating | Natural Gas | Gas Furnace - Maintenance | A | Standalone Impact on Baseline Winter Peak (%) | Achievable Economic TRC Potential | 0% | 0% | 0% | 0% | 0% | 0% | 0% | 0% | 0% | 0% | 0% | 0% | 0% | 0% | 0% | 0% | 0% | 0% | 0% | 0% | 0% | 0% | 0% | 0% | 0 | 0 | 0 | 0 | 0 | 0 | 0
F7_Industrial_Petroleum_Existing_Space Heating_Natural Gas_Gas Furnace - Maintenance_A_Achievable Economic TRC Potential | F7 | Industrial | Petroleum | Existing | Space Heating | Natural Gas | Gas Furnace - Maintenance | A | Incremental Energy Savings (MWh or mTherms) | Achievable Economic TRC Potential | 0 | 0 | 0 | 0 | 0 | 0 | 0 | 0 | 0 | 0 | 0 | 0 | 0 | 0 | 0 | 0 | 0 | 0 | 0 | 0 | 0 | 0 | 0 | 0 | 0 | 0 | 0 | 0 | 0 | 0 | 0
F8_Industrial_Petroleum_Existing_Space Heating_Natural Gas_Gas Furnace - Maintenance_A_Achievable Economic TRC Potential | F8 | Industrial | Petroleum | Existing | Space Heating | Natural Gas | Gas Furnace - Maintenance | A | Incremental Summer Peak Savings (MW) | Achievable Economic TRC Potential | 0 | 0 | 0 | 0 | 0 | 0 | 0 | 0 | 0 | 0 | 0 | 0 | 0 | 0 | 0 | 0 | 0 | 0 | 0 | 0 | 0 | 0 | 0 | 0 | 0 | 0 | 0 | 0 | 0 | 0 | 0
F9_Industrial_Petroleum_Existing_Space Heating_Natural Gas_Gas Furnace - Maintenance_A_Achievable Economic TRC Potential | F9 | Industrial | Petroleum | Existing | Space Heating | Natural Gas | Gas Furnace - Maintenance | A | Incremental Winter Peak Savings (MW) | Achievable Economic TRC Potential | 0 | 0 | 0 | 0 | 0 | 0 | 0 | 0 | 0 | 0 | 0 | 0 | 0 | 0 | 0 | 0 | 0 | 0 | 0 | 0 | 0 | 0 | 0 | 0 | 0 | 0 | 0 | 0 | 0 | 0 | 0
F10_Industrial_Petroleum_Existing_Space Heating_Natural Gas_Gas Furnace - Maintenance_A_Achievable Economic TRC Potential | F10 | Industrial | Petroleum | Existing | Space Heating | Natural Gas | Gas Furnace - Maintenance | A | Cumulative Energy Savings (MWh or mTherms) | Achievable Economic TRC Potential | 0 | 0 | 0 | 0 | 0 | 0 | 0 | 0 | 0 | 0 | 0 | 0 | 0 | 0 | 0 | 0 | 0 | 0 | 0 | 0 | 0 | 0 | 0 | 0 | 0 | 0 | 0 | 0 | 0 | 0 | 0
F11_Industrial_Petroleum_Existing_Space Heating_Natural Gas_Gas Furnace - Maintenance_A_Achievable Economic TRC Potential | F11 | Industrial | Petroleum | Existing | Space Heating | Natural Gas | Gas Furnace - Maintenance | A | Cumulative Summer Peak Savings (MW) | Achievable Economic TRC Potential | 0 | 0 | 0 | 0 | 0 | 0 | 0 | 0 | 0 | 0 | 0 | 0 | 0 | 0 | 0 | 0 | 0 | 0 | 0 | 0 | 0 | 0 | 0 | 0 | 0 | 0 | 0 | 0 | 0 | 0 | 0
F12_Industrial_Petroleum_Existing_Space Heating_Natural Gas_Gas Furnace - Maintenance_A_Achievable Economic TRC Potential | F12 | Industrial | Petroleum | Existing | Space Heating | Natural Gas | Gas Furnace - Maintenance | A | Cumulative Winter Peak Savings (MW) | Achievable Economic TRC Potential | 0 | 0 | 0 | 0 | 0 | 0 | 0 | 0 | 0 | 0 | 0 | 0 | 0 | 0 | 0 | 0 | 0 | 0 | 0 | 0 | 0 | 0 | 0 | 0 | 0 | 0 | 0 | 0 | 0 | 0 | 0
F13_Industrial_Petroleum_Existing_Space Heating_Natural Gas_Gas Furnace - Maintenance_A_Achievable Economic TRC Potential | F13 | Industrial | Petroleum | Existing | Space Heating | Natural Gas | Gas Furnace - Maintenance | A | Purchases (Incremental) | Achievable Economic TRC Potential | 0 | 0 | 0 | 0 | 0 | 0 | 0 | 0 | 0 | 0 | 0 | 0 | 0 | 0 | 0 | 0 | 0 | 0 | 0 | 0 | 0 | 0 | 0 | 0 | 0 | 0 | 0 | 0 | 0 | 0 | 0
F14_Industrial_Petroleum_Existing_Space Heating_Natural Gas_Gas Furnace - Maintenance_A_Achievable Economic TRC Potential | F14 | Industrial | Petroleum | Existing | Space Heating | Natural Gas | Gas Furnace - Maintenance | A | Purchases (Cumulative) | Achievable Economic TRC Potential | 0 | 0 | 0 | 0 | 0 | 0 | 0 | 0 | 0 | 0 | 0 | 0 | 0 | 0 | 0 | 0 | 0 | 0 | 0 | 0 | 0 | 0 | 0 | 0 | 0 | 0 | 0 | 0 | 0 | 0 | 0
F1_Industrial_Petroleum_Existing_Space Heating_Natural Gas_Gas Boiler - Hot Water Reset_A_Achievable Economic TRC Potential | F1 | Industrial | Petroleum | Existing | Space Heating | Natural Gas | Gas Boiler - Hot Water Reset | A | Original Unit Energy Savings (kWh or therms) | Achievable Economic TRC Potential | 0 | 0 | 0 | 0 | 0 | 382.7537 | 380.1602 | 377.583 | 374.9922 | 372.4088 | 369.8981 | 367.4123 | 364.9531 | 362.522 | 359.9487 | 357.5869 | 355.2517 | 352.9548 | 350.6918 | 348.4237 | 346.2334 | 343.9537 | 341.7529 | 339.6212 | 337.4759 | 335.5183 | 333.7318 | 332.1014 | 330.6135 | 329.2555 | 328.016
F2_Industrial_Petroleum_Existing_Space Heating_Natural Gas_Gas Boiler - Hot Water Reset_A_Achievable Economic TRC Potential | F2 | Industrial | Petroleum | Existing | Space Heating | Natural Gas | Gas Boiler - Hot Water Reset | A | Original Unit Summer Peak Savings (kW) | Achievable Economic TRC Potential | 0 | 0 | 0 | 0 | 0 | 0 | 0 | 0 | 0 | 0 | 0 | 0 | 0 | 0 | 0 | 0 | 0 | 0 | 0 | 0 | 0 | 0 | 0 | 0 | 0 | 0 | 0 | 0 | 0 | 0 | 0
F3_Industrial_Petroleum_Existing_Space Heating_Natural Gas_Gas Boiler - Hot Water Reset_A_Achievable Economic TRC Potential | F3 | Industrial | Petroleum | Existing | Space Heating | Natural Gas | Gas Boiler - Hot Water Reset | A | Original Unit Winter Peak Savings (kW) | Achievable Economic TRC Potential | 0 | 0 | 0 | 0 | 0 | 0 | 0 | 0 | 0 | 0 | 0 | 0 | 0 | 0 | 0 | 0 | 0 | 0 | 0 | 0 | 0 | 0 | 0 | 0 | 0 | 0 | 0 | 0 | 0 | 0 | 0
F4_Industrial_Petroleum_Existing_Space Heating_Natural Gas_Gas Boiler - Hot Water Reset_A_Achievable Economic TRC Potential | F4 | Industrial | Petroleum | Existing | Space Heating | Natural Gas | Gas Boiler - Hot Water Reset | A | Standalone Impact on Baseline Energy (%) | Achievable Economic TRC Potential | 0% | 0% | 0% | 0% | 0% | 0.01537% | 0.03431% | 0.05787% | 0.08514% | 0.1164% | 0.1548% | 0.196% | 0.2382% | 0.2818% | 0.3151% | 0.345% | 0.3629% | 0.3755% | 0.3843% | 0.3866% | 0.3896% | 0.3919% | 0.3941% | 0.3962% | 0.0039801 | 0.0039979 | 0.004015 | 0.0040312 | 0 | 0 | 0
F5_Industrial_Petroleum_Existing_Space Heating_Natural Gas_Gas Boiler - Hot Water Reset_A_Achievable Economic TRC Potential | F5 | Industrial | Petroleum | Existing | Space Heating | Natural Gas | Gas Boiler - Hot Water Reset | A | Standalone Impact on Baseline Summer Peak (%) | Achievable Economic TRC Potential | 0% | 0% | 0% | 0% | 0% | 0% | 0% | 0% | 0% | 0% | 0% | 0% | 0% | 0% | 0% | 0% | 0% | 0% | 0% | 0% | 0% | 0% | 0% | 0% | 0 | 0 | 0 | 0 | 0 | 0 | 0
F6_Industrial_Petroleum_Existing_Space Heating_Natural Gas_Gas Boiler - Hot Water Reset_A_Achievable Economic TRC Potential | F6 | Industrial | Petroleum | Existing | Space Heating | Natural Gas | Gas Boiler - Hot Water Reset | A | Standalone Impact on Baseline Winter Peak (%) | Achievable Economic TRC Potential | 0% | 0% | 0% | 0% | 0% | 0% | 0% | 0% | 0% | 0% | 0% | 0% | 0% | 0% | 0% | 0% | 0% | 0% | 0% | 0% | 0% | 0% | 0% | 0% | 0 | 0 | 0 | 0 | 0 | 0 | 0
F7_Industrial_Petroleum_Existing_Space Heating_Natural Gas_Gas Boiler - Hot Water Reset_A_Achievable Economic TRC Potential | F7 | Industrial | Petroleum | Existing | Space Heating | Natural Gas | Gas Boiler - Hot Water Reset | A | Incremental Energy Savings (MWh or mTherms) | Achievable Economic TRC Potential | 0 | 0 | 0 | 0 | 0 | 0.00067114 | 0.00081802 | 0.00098837 | 0.0011401 | 0.0012925 | 0.0014819 | 0.0016103 | 0.0016307 | 0.0015023 | 0.001287 | 0.00098 | 0.00064443 | 0.0003699 | 0.00017538 | 7.3806e-05 | 2.6559e-05 | 8.2093e-06 | 1.7713e-06 | 2.8836e-07 | 3.4286e-08 | 0 | 0 | 0 | 0 | 0 | 0
F8_Industrial_Petroleum_Existing_Space Heating_Natural Gas_Gas Boiler - Hot Water Reset_A_Achievable Economic TRC Potential | F8 | Industrial | Petroleum | Existing | Space Heating | Natural Gas | Gas Boiler - Hot Water Reset | A | Incremental Summer Peak Savings (MW) | Achievable Economic TRC Potential | 0 | 0 | 0 | 0 | 0 | 0 | 0 | 0 | 0 | 0 | 0 | 0 | 0 | 0 | 0 | 0 | 0 | 0 | 0 | 0 | 0 | 0 | 0 | 0 | 0 | 0 | 0 | 0 | 0 | 0 | 0
F9_Industrial_Petroleum_Existing_Space Heating_Natural Gas_Gas Boiler - Hot Water Reset_A_Achievable Economic TRC Potential | F9 | Industrial | Petroleum | Existing | Space Heating | Natural Gas | Gas Boiler - Hot Water Reset | A | Incremental Winter Peak Savings (MW) | Achievable Economic TRC Potential | 0 | 0 | 0 | 0 | 0 | 0 | 0 | 0 | 0 | 0 | 0 | 0 | 0 | 0 | 0 | 0 | 0 | 0 | 0 | 0 | 0 | 0 | 0 | 0 | 0 | 0 | 0 | 0 | 0 | 0 | 0
F10_Industrial_Petroleum_Existing_Space Heating_Natural Gas_Gas Boiler - Hot Water Reset_A_Achievable Economic TRC Potential | F10 | Industrial | Petroleum | Existing | Space Heating | Natural Gas | Gas Boiler - Hot Water Reset | A | Cumulative Energy Savings (MWh or mTherms) | Achievable Economic TRC Potential | 0 | 0 | 0 | 0 | 0 | 0.00067114 | 0.0014846 | 0.0024629 | 0.0035861 | 0.0048539 | 0.006303 | 0.007871 | 0.009449 | 0.010888 | 0.012098 | 0.012999 | 0.013558 | 0.01384 | 0.013927 | 0.013911 | 0.01385 | 0.013767 | 0.013681 | 0.013596 | 0.01351 | 0.013431 | 0.01336 | 0.013295 | 0.013235 | 0.013181 | 0.013131
F11_Industrial_Petroleum_Existing_Space Heating_Natural Gas_Gas Boiler - Hot Water Reset_A_Achievable Economic TRC Potential | F11 | Industrial | Petroleum | Existing | Space Heating | Natural Gas | Gas Boiler - Hot Water Reset | A | Cumulative Summer Peak Savings (MW) | Achievable Economic TRC Potential | 0 | 0 | 0 | 0 | 0 | 0 | 0 | 0 | 0 | 0 | 0 | 0 | 0 | 0 | 0 | 0 | 0 | 0 | 0 | 0 | 0 | 0 | 0 | 0 | 0 | 0 | 0 | 0 | 0 | 0 | 0
F12_Industrial_Petroleum_Existing_Space Heating_Natural Gas_Gas Boiler - Hot Water Reset_A_Achievable Economic TRC Potential | F12 | Industrial | Petroleum | Existing | Space Heating | Natural Gas | Gas Boiler - Hot Water Reset | A | Cumulative Winter Peak Savings (MW) | Achievable Economic TRC Potential | 0 | 0 | 0 | 0 | 0 | 0 | 0 | 0 | 0 | 0 | 0 | 0 | 0 | 0 | 0 | 0 | 0 | 0 | 0 | 0 | 0 | 0 | 0 | 0 | 0 | 0 | 0 | 0 | 0 | 0 | 0
F13_Industrial_Petroleum_Existing_Space Heating_Natural Gas_Gas Boiler - Hot Water Reset_A_Achievable Economic TRC Potential | F13 | Industrial | Petroleum | Existing | Space Heating | Natural Gas | Gas Boiler - Hot Water Reset | A | Purchases (Incremental) | Achievable Economic TRC Potential | 0 | 0 | 0 | 0 | 0 | 0.0017534 | 0.0021518 | 0.0026176 | 0.0030403 | 0.0034707 | 0.0040061 | 0.0043828 | 0.0044682 | 0.0041439 | 0.0035756 | 0.0027406 | 0.001814 | 0.001048 | 0.00050009 | 0.00021183 | 7.671e-05 | 2.3867e-05 | 5.1831e-06 | 8.4905e-07 | 1.0159e-07 | 0 | 0 | 0 | 0 | 0 | 0
F14_Industrial_Petroleum_Existing_Space Heating_Natural Gas_Gas Boiler - Hot Water Reset_A_Achievable Economic TRC Potential | F14 | Industrial | Petroleum | Existing | Space Heating | Natural Gas | Gas Boiler - Hot Water Reset | A | Purchases (Cumulative) | Achievable Economic TRC Potential | 0 | 0 | 0 | 0 | 0 | 0.0017534 | 0.0039052 | 0.0065228 | 0.0095631 | 0.013034 | 0.01704 | 0.021423 | 0.025891 | 0.030035 | 0.03361 | 0.036351 | 0.038165 | 0.039213 | 0.039713 | 0.039925 | 0.040002 | 0.040026 | 0.040031 | 0.040032 | 0.040032 | 0.040032 | 0.040032 | 0.040032 | 0.040032 | 0.040032 | 0.040032
F1_Industrial_Petroleum_Existing_Process_Natural Gas_Gas Boiler - Hot Water Reset_A_Achievable Economic TRC Potential | F1 | Industrial | Petroleum | Existing | Process | Natural Gas | Gas Boiler - Hot Water Reset | A | Original Unit Energy Savings (kWh or therms) | Achievable Economic TRC Potential | 0 | 0 | 0 | 0 | 0 | 975.934 | 975.934 | 975.934 | 975.934 | 975.934 | 975.934 | 975.934 | 975.934 | 975.934 | 975.934 | 975.934 | 975.934 | 975.934 | 975.934 | 975.934 | 975.934 | 975.934 | 975.934 | 975.934 | 975.934 | 975.934 | 975.934 | 975.934 | 975.934 | 975.934 | 975.934
F2_Industrial_Petroleum_Existing_Process_Natural Gas_Gas Boiler - Hot Water Reset_A_Achievable Economic TRC Potential | F2 | Industrial | Petroleum | Existing | Process | Natural Gas | Gas Boiler - Hot Water Reset | A | Original Unit Summer Peak Savings (kW) | Achievable Economic TRC Potential | 0 | 0 | 0 | 0 | 0 | 0 | 0 | 0 | 0 | 0 | 0 | 0 | 0 | 0 | 0 | 0 | 0 | 0 | 0 | 0 | 0 | 0 | 0 | 0 | 0 | 0 | 0 | 0 | 0 | 0 | 0
F3_Industrial_Petroleum_Existing_Process_Natural Gas_Gas Boiler - Hot Water Reset_A_Achievable Economic TRC Potential | F3 | Industrial | Petroleum | Existing | Process | Natural Gas | Gas Boiler - Hot Water Reset | A | Original Unit Winter Peak Savings (kW) | Achievable Economic TRC Potential | 0 | 0 | 0 | 0 | 0 | 0 | 0 | 0 | 0 | 0 | 0 | 0 | 0 | 0 | 0 | 0 | 0 | 0 | 0 | 0 | 0 | 0 | 0 | 0 | 0 | 0 | 0 | 0 | 0 | 0 | 0
F4_Industrial_Petroleum_Existing_Process_Natural Gas_Gas Boiler - Hot Water Reset_A_Achievable Economic TRC Potential | F4 | Industrial | Petroleum | Existing | Process | Natural Gas | Gas Boiler - Hot Water Reset | A | Standalone Impact on Baseline Energy (%) | Achievable Economic TRC Potential | 0% | 0% | 0% | 0% | 0% | 0.01247% | 0.02778% | 0.04667% | 0.06839% | 0.09313% | 0.1233% | 0.1555% | 0.1883% | 0.2219% | 0.2474% | 0.2702% | 0.2836% | 0.2929% | 0.2993% | 0.3005% | 0.3023% | 0.3037% | 0.3049% | 0.3059% | 0.0030687 | 0.0030776 | 0.0030858 | 0.0030933 | 0 | 0 | 0
F5_Industrial_Petroleum_Existing_Process_Natural Gas_Gas Boiler - Hot Water Reset_A_Achievable Economic TRC Potential | F5 | Industrial | Petroleum | Existing | Process | Natural Gas | Gas Boiler - Hot Water Reset | A | Standalone Impact on Baseline Summer Peak (%) | Achievable Economic TRC Potential | 0% | 0% | 0% | 0% | 0% | 0% | 0% | 0% | 0% | 0% | 0% | 0% | 0% | 0% | 0% | 0% | 0% | 0% | 0% | 0% | 0% | 0% | 0% | 0% | 0 | 0 | 0 | 0 | 0 | 0 | 0
F6_Industrial_Petroleum_Existing_Process_Natural Gas_Gas Boiler - Hot Water Reset_A_Achievable Economic TRC Potential | F6 | Industrial | Petroleum | Existing | Process | Natural Gas | Gas Boiler - Hot Water Reset | A | Standalone Impact on Baseline Winter Peak (%) | Achievable Economic TRC Potential | 0% | 0% | 0% | 0% | 0% | 0% | 0% | 0% | 0% | 0% | 0% | 0% | 0% | 0% | 0% | 0% | 0% | 0% | 0% | 0% | 0% | 0% | 0% | 0% | 0 | 0 | 0 | 0 | 0 | 0 | 0
F7_Industrial_Petroleum_Existing_Process_Natural Gas_Gas Boiler - Hot Water Reset_A_Achievable Economic TRC Potential | F7 | Industrial | Petroleum | Existing | Process | Natural Gas | Gas Boiler - Hot Water Reset | A | Incremental Energy Savings (MWh or mTherms) | Achievable Economic TRC Potential | 0 | 0 | 0 | 0 | 0 | 0.1359 | 0.16677 | 0.20287 | 0.23563 | 0.26898 | 0.31048 | 0.33967 | 0.34629 | 0.32116 | 0.27712 | 0.2124 | 0.14059 | 0.081222 | 0.038758 | 0.016417 | 0.0059451 | 0.0018498 | 0.0004017 | 6.5803e-05 | 7.8737e-06 | 0 | 0 | 0 | 0 | 0 | 0
F8_Industrial_Petroleum_Existing_Process_Natural Gas_Gas Boiler - Hot Water Reset_A_Achievable Economic TRC Potential | F8 | Industrial | Petroleum | Existing | Process | Natural Gas | Gas Boiler - Hot Water Reset | A | Incremental Summer Peak Savings (MW) | Achievable Economic TRC Potential | 0 | 0 | 0 | 0 | 0 | 0 | 0 | 0 | 0 | 0 | 0 | 0 | 0 | 0 | 0 | 0 | 0 | 0 | 0 | 0 | 0 | 0 | 0 | 0 | 0 | 0 | 0 | 0 | 0 | 0 | 0
F9_Industrial_Petroleum_Existing_Process_Natural Gas_Gas Boiler - Hot Water Reset_A_Achievable Economic TRC Potential | F9 | Industrial | Petroleum | Existing | Process | Natural Gas | Gas Boiler - Hot Water Reset | A | Incremental Winter Peak Savings (MW) | Achievable Economic TRC Potential | 0 | 0 | 0 | 0 | 0 | 0 | 0 | 0 | 0 | 0 | 0 | 0 | 0 | 0 | 0 | 0 | 0 | 0 | 0 | 0 | 0 | 0 | 0 | 0 | 0 | 0 | 0 | 0 | 0 | 0 | 0
F10_Industrial_Petroleum_Existing_Process_Natural Gas_Gas Boiler - Hot Water Reset_A_Achievable Economic TRC Potential | F10 | Industrial | Petroleum | Existing | Process | Natural Gas | Gas Boiler - Hot Water Reset | A | Cumulative Energy Savings (MWh or mTherms) | Achievable Economic TRC Potential | 0 | 0 | 0 | 0 | 0 | 0.1359 | 0.30266 | 0.50553 | 0.74116 | 1.0101 | 1.3206 | 1.6603 | 2.0066 | 2.3278 | 2.6049 | 2.8173 | 2.9579 | 3.0391 | 3.0778 | 3.0943 | 3.1002 | 3.102 | 3.1025 | 3.1025 | 3.1025 | 3.1025 | 3.1025 | 3.1025 | 3.1025 | 3.1025 | 3.1025
F11_Industrial_Petroleum_Existing_Process_Natural Gas_Gas Boiler - Hot Water Reset_A_Achievable Economic TRC Potential | F11 | Industrial | Petroleum | Existing | Process | Natural Gas | Gas Boiler - Hot Water Reset | A | Cumulative Summer Peak Savings (MW) | Achievable Economic TRC Potential | 0 | 0 | 0 | 0 | 0 | 0 | 0 | 0 | 0 | 0 | 0 | 0 | 0 | 0 | 0 | 0 | 0 | 0 | 0 | 0 | 0 | 0 | 0 | 0 | 0 | 0 | 0 | 0 | 0 | 0 | 0
F12_Industrial_Petroleum_Existing_Process_Natural Gas_Gas Boiler - Hot Water Reset_A_Achievable Economic TRC Potential | F12 | Industrial | Petroleum | Existing | Process | Natural Gas | Gas Boiler - Hot Water Reset | A | Cumulative Winter Peak Savings (MW) | Achievable Economic TRC Potential | 0 | 0 | 0 | 0 | 0 | 0 | 0 | 0 | 0 | 0 | 0 | 0 | 0 | 0 | 0 | 0 | 0 | 0 | 0 | 0 | 0 | 0 | 0 | 0 | 0 | 0 | 0 | 0 | 0 | 0 | 0
F13_Industrial_Petroleum_Existing_Process_Natural Gas_Gas Boiler - Hot Water Reset_A_Achievable Economic TRC Potential | F13 | Industrial | Petroleum | Existing | Process | Natural Gas | Gas Boiler - Hot Water Reset | A | Purchases (Incremental) | Achievable Economic TRC Potential | 0 | 0 | 0 | 0 | 0 | 0.13925 | 0.17088 | 0.20787 | 0.24144 | 0.27562 | 0.31814 | 0.34805 | 0.35483 | 0.32908 | 0.28395 | 0.21764 | 0.14406 | 0.083224 | 0.039714 | 0.016822 | 0.0060917 | 0.0018954 | 0.0004116 | 6.7426e-05 | 8.0679e-06 | 0 | 0 | 0 | 0 | 0 | 0
F14_Industrial_Petroleum_Existing_Process_Natural Gas_Gas Boiler - Hot Water Reset_A_Achievable Economic TRC Potential | F14 | Industrial | Petroleum | Existing | Process | Natural Gas | Gas Boiler - Hot Water Reset | A | Purchases (Cumulative) | Achievable Economic TRC Potential | 0 | 0 | 0 | 0 | 0 | 0.13925 | 0.31013 | 0.518 | 0.75943 | 1.0351 | 1.3532 | 1.7012 | 2.0561 | 2.3852 | 2.6691 | 2.8867 | 3.0308 | 3.114 | 3.1537 | 3.1706 | 3.1766 | 3.1785 | 3.179 | 3.179 | 3.179 | 3.179 | 3.179 | 3.179 | 3.179 | 3.179 | 3.179
F1_Industrial_Petroleum_Existing_Space Heating_Natural Gas_Steam Trap Maintenance_A_Achievable Economic TRC Potential | F1 | Industrial | Petroleum | Existing | Space Heating | Natural Gas | Steam Trap Maintenance | A | Original Unit Energy Savings (kWh or therms) | Achievable Economic TRC Potential | 0 | 0 | 0 | 0 | 0 | 135.2188 | 134.3026 | 133.3921 | 132.4769 | 131.5642 | 130.6772 | 129.799 | 128.9303 | 128.0714 | 127.1623 | 126.3279 | 125.503 | 124.6915 | 123.892 | 123.0908 | 122.317 | 121.5116 | 120.7341 | 119.981 | 119.2232 | 118.5316 | 117.9004 | 117.3245 | 116.7988 | 116.319 | 115.8812
F2_Industrial_Petroleum_Existing_Space Heating_Natural Gas_Steam Trap Maintenance_A_Achievable Economic TRC Potential | F2 | Industrial | Petroleum | Existing | Space Heating | Natural Gas | Steam Trap Maintenance | A | Original Unit Summer Peak Savings (kW) | Achievable Economic TRC Potential | 0 | 0 | 0 | 0 | 0 | 0 | 0 | 0 | 0 | 0 | 0 | 0 | 0 | 0 | 0 | 0 | 0 | 0 | 0 | 0 | 0 | 0 | 0 | 0 | 0 | 0 | 0 | 0 | 0 | 0 | 0
F3_Industrial_Petroleum_Existing_Space Heating_Natural Gas_Steam Trap Maintenance_A_Achievable Economic TRC Potential | F3 | Industrial | Petroleum | Existing | Space Heating | Natural Gas | Steam Trap Maintenance | A | Original Unit Winter Peak Savings (kW) | Achievable Economic TRC Potential | 0 | 0 | 0 | 0 | 0 | 0 | 0 | 0 | 0 | 0 | 0 | 0 | 0 | 0 | 0 | 0 | 0 | 0 | 0 | 0 | 0 | 0 | 0 | 0 | 0 | 0 | 0 | 0 | 0 | 0 | 0
F4_Industrial_Petroleum_Existing_Space Heating_Natural Gas_Steam Trap Maintenance_A_Achievable Economic TRC Potential | F4 | Industrial | Petroleum | Existing | Space Heating | Natural Gas | Steam Trap Maintenance | A | Standalone Impact on Baseline Energy (%) | Achievable Economic TRC Potential | 0% | 0% | 0% | 0% | 0% | 0.003031% | 0.006074% | 0.009181% | 0.01227% | 0.01539% | 0.01873% | 0.02196% | 0.0252% | 0.02881% | 0.03193% | 0.03545% | 0.03867% | 0.0421% | 0.0457% | 0.04888% | 0.05233% | 0.05579% | 0.05927% | 0.06276% | 0.00066245 | 0.00066541 | 0.00066825 | 0.00067094 | 0 | 0 | 0
F5_Industrial_Petroleum_Existing_Space Heating_Natural Gas_Steam Trap Maintenance_A_Achievable Economic TRC Potential | F5 | Industrial | Petroleum | Existing | Space Heating | Natural Gas | Steam Trap Maintenance | A | Standalone Impact on Baseline Summer Peak (%) | Achievable Economic TRC Potential | 0% | 0% | 0% | 0% | 0% | 0% | 0% | 0% | 0% | 0% | 0% | 0% | 0% | 0% | 0% | 0% | 0% | 0% | 0% | 0% | 0% | 0% | 0% | 0% | 0 | 0 | 0 | 0 | 0 | 0 | 0
F6_Industrial_Petroleum_Existing_Space Heating_Natural Gas_Steam Trap Maintenance_A_Achievable Economic TRC Potential | F6 | Industrial | Petroleum | Existing | Space Heating | Natural Gas | Steam Trap Maintenance | A | Standalone Impact on Baseline Winter Peak (%) | Achievable Economic TRC Potential | 0% | 0% | 0% | 0% | 0% | 0% | 0% | 0% | 0% | 0% | 0% | 0% | 0% | 0% | 0% | 0% | 0% | 0% | 0% | 0% | 0% | 0% | 0% | 0% | 0 | 0 | 0 | 0 | 0 | 0 | 0
F7_Industrial_Petroleum_Existing_Space Heating_Natural Gas_Steam Trap Maintenance_A_Achievable Economic TRC Potential | F7 | Industrial | Petroleum | Existing | Space Heating | Natural Gas | Steam Trap Maintenance | A | Incremental Energy Savings (MWh or mTherms) | Achievable Economic TRC Potential | 0 | 0 | 0 | 0 | 0 | 0.00013233 | 0.00013137 | 0.00012971 | 0.00012889 | 0.0001281 | 0.00012562 | 0.00012444 | 0.00012335 | 0.00012059 | 0.00012019 | 0.00011826 | 0.0001175 | 0.00011616 | 0.00011438 | 0.00011378 | 0.00011259 | 0.00011142 | 0.0001103 | 0.00010924 | 0.00010821 | 0 | 0 | 0 | 0 | 0 | 0
F8_Industrial_Petroleum_Existing_Space Heating_Natural Gas_Steam Trap Maintenance_A_Achievable Economic TRC Potential | F8 | Industrial | Petroleum | Existing | Space Heating | Natural Gas | Steam Trap Maintenance | A | Incremental Summer Peak Savings (MW) | Achievable Economic TRC Potential | 0 | 0 | 0 | 0 | 0 | 0 | 0 | 0 | 0 | 0 | 0 | 0 | 0 | 0 | 0 | 0 | 0 | 0 | 0 | 0 | 0 | 0 | 0 | 0 | 0 | 0 | 0 | 0 | 0 | 0 | 0
F9_Industrial_Petroleum_Existing_Space Heating_Natural Gas_Steam Trap Maintenance_A_Achievable Economic TRC Potential | F9 | Industrial | Petroleum | Existing | Space Heating | Natural Gas | Steam Trap Maintenance | A | Incremental Winter Peak Savings (MW) | Achievable Economic TRC Potential | 0 | 0 | 0 | 0 | 0 | 0 | 0 | 0 | 0 | 0 | 0 | 0 | 0 | 0 | 0 | 0 | 0 | 0 | 0 | 0 | 0 | 0 | 0 | 0 | 0 | 0 | 0 | 0 | 0 | 0 | 0
F10_Industrial_Petroleum_Existing_Space Heating_Natural Gas_Steam Trap Maintenance_A_Achievable Economic TRC Potential | F10 | Industrial | Petroleum | Existing | Space Heating | Natural Gas | Steam Trap Maintenance | A | Cumulative Energy Savings (MWh or mTherms) | Achievable Economic TRC Potential | 0 | 0 | 0 | 0 | 0 | 0.00013233 | 0.0002628 | 0.00039073 | 0.00051693 | 0.00064147 | 0.00076277 | 0.00088208 | 0.00099954 | 0.0011135 | 0.0012257 | 0.001336 | 0.0014447 | 0.0015516 | 0.001656 | 0.0017591 | 0.0018606 | 0.0019598 | 0.0020575 | 0.0021539 | 0.0022485 | 0.0022355 | 0.0022236 | 0.0022127 | 0.0022028 | 0.0021938 | 0.0021855
F11_Industrial_Petroleum_Existing_Space Heating_Natural Gas_Steam Trap Maintenance_A_Achievable Economic TRC Potential | F11 | Industrial | Petroleum | Existing | Space Heating | Natural Gas | Steam Trap Maintenance | A | Cumulative Summer Peak Savings (MW) | Achievable Economic TRC Potential | 0 | 0 | 0 | 0 | 0 | 0 | 0 | 0 | 0 | 0 | 0 | 0 | 0 | 0 | 0 | 0 | 0 | 0 | 0 | 0 | 0 | 0 | 0 | 0 | 0 | 0 | 0 | 0 | 0 | 0 | 0
F12_Industrial_Petroleum_Existing_Space Heating_Natural Gas_Steam Trap Maintenance_A_Achievable Economic TRC Potential | F12 | Industrial | Petroleum | Existing | Space Heating | Natural Gas | Steam Trap Maintenance | A | Cumulative Winter Peak Savings (MW) | Achievable Economic TRC Potential | 0 | 0 | 0 | 0 | 0 | 0 | 0 | 0 | 0 | 0 | 0 | 0 | 0 | 0 | 0 | 0 | 0 | 0 | 0 | 0 | 0 | 0 | 0 | 0 | 0 | 0 | 0 | 0 | 0 | 0 | 0
F13_Industrial_Petroleum_Existing_Space Heating_Natural Gas_Steam Trap Maintenance_A_Achievable Economic TRC Potential | F13 | Industrial | Petroleum | Existing | Space Heating | Natural Gas | Steam Trap Maintenance | A | Purchases (Incremental) | Achievable Economic TRC Potential | 0 | 0 | 0 | 0 | 0 | 0.00097867 | 0.00097813 | 0.00097236 | 0.00097289 | 0.00097369 | 0.00096133 | 0.0009587 | 0.00095675 | 0.00094156 | 0.00094516 | 0.00093614 | 0.00093626 | 0.00093155 | 0.00092324 | 0.00092434 | 0.00092051 | 0.00091693 | 0.00091359 | 0.00091049 | 0.00090762 | 0 | 0 | 0 | 0 | 0 | 0
F14_Industrial_Petroleum_Existing_Space Heating_Natural Gas_Steam Trap Maintenance_A_Achievable Economic TRC Potential | F14 | Industrial | Petroleum | Existing | Space Heating | Natural Gas | Steam Trap Maintenance | A | Purchases (Cumulative) | Achievable Economic TRC Potential | 0 | 0 | 0 | 0 | 0 | 0.00097867 | 0.0019568 | 0.0029292 | 0.0039021 | 0.0048757 | 0.0058371 | 0.0067958 | 0.0077525 | 0.0086941 | 0.0096392 | 0.010575 | 0.011512 | 0.012443 | 0.013366 | 0.014291 | 0.015211 | 0.016128 | 0.017042 | 0.017952 | 0.01886 | 0.01886 | 0.01886 | 0.01886 | 0.01886 | 0.01886 | 0.01886
F1_Industrial_Petroleum_Existing_Process_Natural Gas_Steam Trap Maintenance_A_Achievable Economic TRC Potential | F1 | Industrial | Petroleum | Existing | Process | Natural Gas | Steam Trap Maintenance | A | Original Unit Energy Savings (kWh or therms) | Achievable Economic TRC Potential | 0 | 0 | 0 | 0 | 0 | 689.554 | 689.554 | 689.554 | 689.554 | 689.554 | 689.554 | 689.554 | 689.554 | 689.554 | 689.554 | 689.554 | 689.554 | 689.554 | 689.554 | 689.554 | 689.554 | 689.554 | 689.554 | 689.554 | 689.554 | 689.554 | 689.554 | 689.554 | 689.554 | 689.554 | 689.554
F2_Industrial_Petroleum_Existing_Process_Natural Gas_Steam Trap Maintenance_A_Achievable Economic TRC Potential | F2 | Industrial | Petroleum | Existing | Process | Natural Gas | Steam Trap Maintenance | A | Original Unit Summer Peak Savings (kW) | Achievable Economic TRC Potential | 0 | 0 | 0 | 0 | 0 | 0 | 0 | 0 | 0 | 0 | 0 | 0 | 0 | 0 | 0 | 0 | 0 | 0 | 0 | 0 | 0 | 0 | 0 | 0 | 0 | 0 | 0 | 0 | 0 | 0 | 0
F3_Industrial_Petroleum_Existing_Process_Natural Gas_Steam Trap Maintenance_A_Achievable Economic TRC Potential | F3 | Industrial | Petroleum | Existing | Process | Natural Gas | Steam Trap Maintenance | A | Original Unit Winter Peak Savings (kW) | Achievable Economic TRC Potential | 0 | 0 | 0 | 0 | 0 | 0 | 0 | 0 | 0 | 0 | 0 | 0 | 0 | 0 | 0 | 0 | 0 | 0 | 0 | 0 | 0 | 0 | 0 | 0 | 0 | 0 | 0 | 0 | 0 | 0 | 0
F4_Industrial_Petroleum_Existing_Process_Natural Gas_Steam Trap Maintenance_A_Achievable Economic TRC Potential | F4 | Industrial | Petroleum | Existing | Process | Natural Gas | Steam Trap Maintenance | A | Standalone Impact on Baseline Energy (%) | Achievable Economic TRC Potential | 0% | 0% | 0% | 0% | 0% | 0.004916% | 0.009834% | 0.01481% | 0.01972% | 0.02462% | 0.02985% | 0.03485% | 0.03983% | 0.04539% | 0.05013% | 0.05553% | 0.06044% | 0.06566% | 0.07117% | 0.076% | 0.08123% | 0.08647% | 0.0917% | 0.09693% | 0.0010215 | 0.0010245 | 0.0010272 | 0.0010297 | 0 | 0 | 0
F5_Industrial_Petroleum_Existing_Process_Natural Gas_Steam Trap Maintenance_A_Achievable Economic TRC Potential | F5 | Industrial | Petroleum | Existing | Process | Natural Gas | Steam Trap Maintenance | A | Standalone Impact on Baseline Summer Peak (%) | Achievable Economic TRC Potential | 0% | 0% | 0% | 0% | 0% | 0% | 0% | 0% | 0% | 0% | 0% | 0% | 0% | 0% | 0% | 0% | 0% | 0% | 0% | 0% | 0% | 0% | 0% | 0% | 0 | 0 | 0 | 0 | 0 | 0 | 0
F6_Industrial_Petroleum_Existing_Process_Natural Gas_Steam Trap Maintenance_A_Achievable Economic TRC Potential | F6 | Industrial | Petroleum | Existing | Process | Natural Gas | Steam Trap Maintenance | A | Standalone Impact on Baseline Winter Peak (%) | Achievable Economic TRC Potential | 0% | 0% | 0% | 0% | 0% | 0% | 0% | 0% | 0% | 0% | 0% | 0% | 0% | 0% | 0% | 0% | 0% | 0% | 0% | 0% | 0% | 0% | 0% | 0% | 0 | 0 | 0 | 0 | 0 | 0 | 0
F7_Industrial_Petroleum_Existing_Process_Natural Gas_Steam Trap Maintenance_A_Achievable Economic TRC Potential | F7 | Industrial | Petroleum | Existing | Process | Natural Gas | Steam Trap Maintenance | A | Incremental Energy Savings (MWh or mTherms) | Achievable Economic TRC Potential | 0 | 0 | 0 | 0 | 0 | 0.053591 | 0.053562 | 0.053246 | 0.053275 | 0.053319 | 0.052642 | 0.052498 | 0.052391 | 0.051559 | 0.051756 | 0.051263 | 0.051269 | 0.051011 | 0.050556 | 0.050616 | 0.050407 | 0.050211 | 0.050028 | 0.049858 | 0.049701 | 0 | 0 | 0 | 0 | 0 | 0
F8_Industrial_Petroleum_Existing_Process_Natural Gas_Steam Trap Maintenance_A_Achievable Economic TRC Potential | F8 | Industrial | Petroleum | Existing | Process | Natural Gas | Steam Trap Maintenance | A | Incremental Summer Peak Savings (MW) | Achievable Economic TRC Potential | 0 | 0 | 0 | 0 | 0 | 0 | 0 | 0 | 0 | 0 | 0 | 0 | 0 | 0 | 0 | 0 | 0 | 0 | 0 | 0 | 0 | 0 | 0 | 0 | 0 | 0 | 0 | 0 | 0 | 0 | 0
F9_Industrial_Petroleum_Existing_Process_Natural Gas_Steam Trap Maintenance_A_Achievable Economic TRC Potential | F9 | Industrial | Petroleum | Existing | Process | Natural Gas | Steam Trap Maintenance | A | Incremental Winter Peak Savings (MW) | Achievable Economic TRC Potential | 0 | 0 | 0 | 0 | 0 | 0 | 0 | 0 | 0 | 0 | 0 | 0 | 0 | 0 | 0 | 0 | 0 | 0 | 0 | 0 | 0 | 0 | 0 | 0 | 0 | 0 | 0 | 0 | 0 | 0 | 0
F10_Industrial_Petroleum_Existing_Process_Natural Gas_Steam Trap Maintenance_A_Achievable Economic TRC Potential | F10 | Industrial | Petroleum | Existing | Process | Natural Gas | Steam Trap Maintenance | A | Cumulative Energy Savings (MWh or mTherms) | Achievable Economic TRC Potential | 0 | 0 | 0 | 0 | 0 | 0.053591 | 0.10715 | 0.1604 | 0.21367 | 0.26699 | 0.31964 | 0.37213 | 0.42452 | 0.47608 | 0.52784 | 0.5791 | 0.63037 | 0.68138 | 0.73194 | 0.78256 | 0.83296 | 0.88317 | 0.9332 | 0.98306 | 1.0328 | 1.0328 | 1.0328 | 1.0328 | 1.0328 | 1.0328 | 1.0328
F11_Industrial_Petroleum_Existing_Process_Natural Gas_Steam Trap Maintenance_A_Achievable Economic TRC Potential | F11 | Industrial | Petroleum | Existing | Process | Natural Gas | Steam Trap Maintenance | A | Cumulative Summer Peak Savings (MW) | Achievable Economic TRC Potential | 0 | 0 | 0 | 0 | 0 | 0 | 0 | 0 | 0 | 0 | 0 | 0 | 0 | 0 | 0 | 0 | 0 | 0 | 0 | 0 | 0 | 0 | 0 | 0 | 0 | 0 | 0 | 0 | 0 | 0 | 0
F12_Industrial_Petroleum_Existing_Process_Natural Gas_Steam Trap Maintenance_A_Achievable Economic TRC Potential | F12 | Industrial | Petroleum | Existing | Process | Natural Gas | Steam Trap Maintenance | A | Cumulative Winter Peak Savings (MW) | Achievable Economic TRC Potential | 0 | 0 | 0 | 0 | 0 | 0 | 0 | 0 | 0 | 0 | 0 | 0 | 0 | 0 | 0 | 0 | 0 | 0 | 0 | 0 | 0 | 0 | 0 | 0 | 0 | 0 | 0 | 0 | 0 | 0 | 0
F13_Industrial_Petroleum_Existing_Process_Natural Gas_Steam Trap Maintenance_A_Achievable Economic TRC Potential | F13 | Industrial | Petroleum | Existing | Process | Natural Gas | Steam Trap Maintenance | A | Purchases (Incremental) | Achievable Economic TRC Potential | 0 | 0 | 0 | 0 | 0 | 0.077719 | 0.077676 | 0.077218 | 0.07726 | 0.077324 | 0.076342 | 0.076133 | 0.075979 | 0.074772 | 0.075058 | 0.074342 | 0.074352 | 0.073977 | 0.073317 | 0.073404 | 0.073101 | 0.072816 | 0.072551 | 0.072305 | 0.072077 | 0 | 0 | 0 | 0 | 0 | 0
F14_Industrial_Petroleum_Existing_Process_Natural Gas_Steam Trap Maintenance_A_Achievable Economic TRC Potential | F14 | Industrial | Petroleum | Existing | Process | Natural Gas | Steam Trap Maintenance | A | Purchases (Cumulative) | Achievable Economic TRC Potential | 0 | 0 | 0 | 0 | 0 | 0.077719 | 0.1554 | 0.23261 | 0.30987 | 0.3872 | 0.46354 | 0.53967 | 0.61565 | 0.69042 | 0.76548 | 0.83982 | 0.91417 | 0.98815 | 1.0615 | 1.1349 | 1.208 | 1.2808 | 1.3533 | 1.4256 | 1.4977 | 1.4977 | 1.4977 | 1.4977 | 1.4977 | 1.4977 | 1.4977
F1_Industrial_Petroleum_Existing_Space Heating_Natural Gas_Gas Boiler - High Turndown_A_Achievable Economic TRC Potential | F1 | Industrial | Petroleum | Existing | Space Heating | Natural Gas | Gas Boiler - High Turndown | A | Original Unit Energy Savings (kWh or therms) | Achievable Economic TRC Potential | 0 | 0 | 0 | 0 | 0 | 143.5326 | 142.5601 | 141.5936 | 140.6221 | 139.6533 | 138.7118 | 137.7796 | 136.8574 | 135.9457 | 134.9807 | 134.0951 | 133.2194 | 132.3581 | 131.5094 | 130.6589 | 129.8375 | 128.9826 | 128.1573 | 127.358 | 126.5535 | 125.8193 | 125.1494 | 124.538 | 123.9801 | 123.4708 | 123.006
F2_Industrial_Petroleum_Existing_Space Heating_Natural Gas_Gas Boiler - High Turndown_A_Achievable Economic TRC Potential | F2 | Industrial | Petroleum | Existing | Space Heating | Natural Gas | Gas Boiler - High Turndown | A | Original Unit Summer Peak Savings (kW) | Achievable Economic TRC Potential | 0 | 0 | 0 | 0 | 0 | 0 | 0 | 0 | 0 | 0 | 0 | 0 | 0 | 0 | 0 | 0 | 0 | 0 | 0 | 0 | 0 | 0 | 0 | 0 | 0 | 0 | 0 | 0 | 0 | 0 | 0
F3_Industrial_Petroleum_Existing_Space Heating_Natural Gas_Gas Boiler - High Turndown_A_Achievable Economic TRC Potential | F3 | Industrial | Petroleum | Existing | Space Heating | Natural Gas | Gas Boiler - High Turndown | A | Original Unit Winter Peak Savings (kW) | Achievable Economic TRC Potential | 0 | 0 | 0 | 0 | 0 | 0 | 0 | 0 | 0 | 0 | 0 | 0 | 0 | 0 | 0 | 0 | 0 | 0 | 0 | 0 | 0 | 0 | 0 | 0 | 0 | 0 | 0 | 0 | 0 | 0 | 0
F4_Industrial_Petroleum_Existing_Space Heating_Natural Gas_Gas Boiler - High Turndown_A_Achievable Economic TRC Potential | F4 | Industrial | Petroleum | Existing | Space Heating | Natural Gas | Gas Boiler - High Turndown | A | Standalone Impact on Baseline Energy (%) | Achievable Economic TRC Potential | 0% | 0% | 0% | 0% | 0% | 0.008796% | 0.01763% | 0.02665% | 0.03562% | 0.04466% | 0.05348% | 0.06033% | 0.06588% | 0.07134% | 0.07464% | 0.07824% | 0.08056% | 0.08285% | 0.08511% | 0.08626% | 0.08765% | 0.08813% | 0.08862% | 0.08908% | 0.00089493 | 0.00089894 | 0.00090277 | 0.00090642 | 0 | 0 | 0
F5_Industrial_Petroleum_Existing_Space Heating_Natural Gas_Gas Boiler - High Turndown_A_Achievable Economic TRC Potential | F5 | Industrial | Petroleum | Existing | Space Heating | Natural Gas | Gas Boiler - High Turndown | A | Standalone Impact on Baseline Summer Peak (%) | Achievable Economic TRC Potential | 0% | 0% | 0% | 0% | 0% | 0% | 0% | 0% | 0% | 0% | 0% | 0% | 0% | 0% | 0% | 0% | 0% | 0% | 0% | 0% | 0% | 0% | 0% | 0% | 0 | 0 | 0 | 0 | 0 | 0 | 0
F6_Industrial_Petroleum_Existing_Space Heating_Natural Gas_Gas Boiler - High Turndown_A_Achievable Economic TRC Potential | F6 | Industrial | Petroleum | Existing | Space Heating | Natural Gas | Gas Boiler - High Turndown | A | Standalone Impact on Baseline Winter Peak (%) | Achievable Economic TRC Potential | 0% | 0% | 0% | 0% | 0% | 0% | 0% | 0% | 0% | 0% | 0% | 0% | 0% | 0% | 0% | 0% | 0% | 0% | 0% | 0% | 0% | 0% | 0% | 0% | 0 | 0 | 0 | 0 | 0 | 0 | 0
F7_Industrial_Petroleum_Existing_Space Heating_Natural Gas_Gas Boiler - High Turndown_A_Achievable Economic TRC Potential | F7 | Industrial | Petroleum | Existing | Space Heating | Natural Gas | Gas Boiler - High Turndown | A | Incremental Energy Savings (MWh or mTherms) | Achievable Economic TRC Potential | 0 | 0 | 0 | 0 | 0 | 0.0003841 | 0.00038129 | 0.00037647 | 0.00037409 | 0.00037182 | 0.00032816 | 0.00026005 | 0.00020623 | 0.00016128 | 0.0001286 | 0.00010123 | 8.0465e-05 | 6.3634e-05 | 5.0129e-05 | 3.9891e-05 | 3.1581e-05 | 2.1316e-07 | 7.5365e-08 | 2.5446e-08 | 8.2191e-09 | 6.9255e-09 | 6.8702e-09 | 6.8201e-09 | 6.7748e-09 | 6.7338e-09 | 6.6971e-09
F8_Industrial_Petroleum_Existing_Space Heating_Natural Gas_Gas Boiler - High Turndown_A_Achievable Economic TRC Potential | F8 | Industrial | Petroleum | Existing | Space Heating | Natural Gas | Gas Boiler - High Turndown | A | Incremental Summer Peak Savings (MW) | Achievable Economic TRC Potential | 0 | 0 | 0 | 0 | 0 | 0 | 0 | 0 | 0 | 0 | 0 | 0 | 0 | 0 | 0 | 0 | 0 | 0 | 0 | 0 | 0 | 0 | 0 | 0 | 0 | 0 | 0 | 0 | 0 | 0 | 0
F9_Industrial_Petroleum_Existing_Space Heating_Natural Gas_Gas Boiler - High Turndown_A_Achievable Economic TRC Potential | F9 | Industrial | Petroleum | Existing | Space Heating | Natural Gas | Gas Boiler - High Turndown | A | Incremental Winter Peak Savings (MW) | Achievable Economic TRC Potential | 0 | 0 | 0 | 0 | 0 | 0 | 0 | 0 | 0 | 0 | 0 | 0 | 0 | 0 | 0 | 0 | 0 | 0 | 0 | 0 | 0 | 0 | 0 | 0 | 0 | 0 | 0 | 0 | 0 | 0 | 0
F10_Industrial_Petroleum_Existing_Space Heating_Natural Gas_Gas Boiler - High Turndown_A_Achievable Economic TRC Potential | F10 | Industrial | Petroleum | Existing | Space Heating | Natural Gas | Gas Boiler - High Turndown | A | Cumulative Energy Savings (MWh or mTherms) | Achievable Economic TRC Potential | 0 | 0 | 0 | 0 | 0 | 0.0003841 | 0.00076278 | 0.0011341 | 0.0015004 | 0.0018619 | 0.0021775 | 0.0024229 | 0.0026129 | 0.0027568 | 0.0028658 | 0.0029482 | 0.0030094 | 0.0030536 | 0.0030842 | 0.0031041 | 0.0031162 | 0.0030959 | 0.0030761 | 0.003057 | 0.0030377 | 0.0030201 | 0.003004 | 0.0029893 | 0.0029759 | 0.0029637 | 0.0029526
F11_Industrial_Petroleum_Existing_Space Heating_Natural Gas_Gas Boiler - High Turndown_A_Achievable Economic TRC Potential | F11 | Industrial | Petroleum | Existing | Space Heating | Natural Gas | Gas Boiler - High Turndown | A | Cumulative Summer Peak Savings (MW) | Achievable Economic TRC Potential | 0 | 0 | 0 | 0 | 0 | 0 | 0 | 0 | 0 | 0 | 0 | 0 | 0 | 0 | 0 | 0 | 0 | 0 | 0 | 0 | 0 | 0 | 0 | 0 | 0 | 0 | 0 | 0 | 0 | 0 | 0
F12_Industrial_Petroleum_Existing_Space Heating_Natural Gas_Gas Boiler - High Turndown_A_Achievable Economic TRC Potential | F12 | Industrial | Petroleum | Existing | Space Heating | Natural Gas | Gas Boiler - High Turndown | A | Cumulative Winter Peak Savings (MW) | Achievable Economic TRC Potential | 0 | 0 | 0 | 0 | 0 | 0 | 0 | 0 | 0 | 0 | 0 | 0 | 0 | 0 | 0 | 0 | 0 | 0 | 0 | 0 | 0 | 0 | 0 | 0 | 0 | 0 | 0 | 0 | 0 | 0 | 0
F13_Industrial_Petroleum_Existing_Space Heating_Natural Gas_Gas Boiler - High Turndown_A_Achievable Economic TRC Potential | F13 | Industrial | Petroleum | Existing | Space Heating | Natural Gas | Gas Boiler - High Turndown | A | Purchases (Incremental) | Achievable Economic TRC Potential | 0 | 0 | 0 | 0 | 0 | 0.002676 | 0.0026746 | 0.0026588 | 0.0026602 | 0.0026624 | 0.0023658 | 0.0018874 | 0.0015069 | 0.0011864 | 0.00095271 | 0.0007549 | 0.000604 | 0.00048077 | 0.00038118 | 0.00030531 | 0.00024324 | 1.6526e-06 | 5.8807e-07 | 1.998e-07 | 6.4945e-08 | 5.5043e-08 | 5.4896e-08 | 5.4763e-08 | 5.4644e-08 | 5.4538e-08 | 5.4445e-08
F14_Industrial_Petroleum_Existing_Space Heating_Natural Gas_Gas Boiler - High Turndown_A_Achievable Economic TRC Potential | F14 | Industrial | Petroleum | Existing | Space Heating | Natural Gas | Gas Boiler - High Turndown | A | Purchases (Cumulative) | Achievable Economic TRC Potential | 0 | 0 | 0 | 0 | 0 | 0.002676 | 0.0053506 | 0.0080094 | 0.01067 | 0.013332 | 0.015698 | 0.017585 | 0.019092 | 0.020279 | 0.021231 | 0.021986 | 0.02259 | 0.023071 | 0.023452 | 0.023757 | 0.024001 | 0.024002 | 0.024003 | 0.024003 | 0.024003 | 0.024003 | 0.024003 | 0.024003 | 0.024003 | 0.024003 | 0.024003
F1_Industrial_Petroleum_Existing_Process_Natural Gas_Gas Boiler - High Turndown_A_Achievable Economic TRC Potential | F1 | Industrial | Petroleum | Existing | Process | Natural Gas | Gas Boiler - High Turndown | A | Original Unit Energy Savings (kWh or therms) | Achievable Economic TRC Potential | 0 | 0 | 0 | 0 | 0 | 731.9505 | 731.9505 | 731.9505 | 731.9505 | 731.9505 | 731.9505 | 731.9505 | 731.9505 | 731.9505 | 731.9505 | 731.9505 | 731.9505 | 731.9505 | 731.9505 | 731.9505 | 731.9505 | 731.9505 | 731.9505 | 731.9505 | 731.9505 | 731.9505 | 731.9505 | 731.9505 | 731.9505 | 731.9505 | 731.9505
F2_Industrial_Petroleum_Existing_Process_Natural Gas_Gas Boiler - High Turndown_A_Achievable Economic TRC Potential | F2 | Industrial | Petroleum | Existing | Process | Natural Gas | Gas Boiler - High Turndown | A | Original Unit Summer Peak Savings (kW) | Achievable Economic TRC Potential | 0 | 0 | 0 | 0 | 0 | 0 | 0 | 0 | 0 | 0 | 0 | 0 | 0 | 0 | 0 | 0 | 0 | 0 | 0 | 0 | 0 | 0 | 0 | 0 | 0 | 0 | 0 | 0 | 0 | 0 | 0
F3_Industrial_Petroleum_Existing_Process_Natural Gas_Gas Boiler - High Turndown_A_Achievable Economic TRC Potential | F3 | Industrial | Petroleum | Existing | Process | Natural Gas | Gas Boiler - High Turndown | A | Original Unit Winter Peak Savings (kW) | Achievable Economic TRC Potential | 0 | 0 | 0 | 0 | 0 | 0 | 0 | 0 | 0 | 0 | 0 | 0 | 0 | 0 | 0 | 0 | 0 | 0 | 0 | 0 | 0 | 0 | 0 | 0 | 0 | 0 | 0 | 0 | 0 | 0 | 0
F4_Industrial_Petroleum_Existing_Process_Natural Gas_Gas Boiler - High Turndown_A_Achievable Economic TRC Potential | F4 | Industrial | Petroleum | Existing | Process | Natural Gas | Gas Boiler - High Turndown | A | Standalone Impact on Baseline Energy (%) | Achievable Economic TRC Potential | 0% | 0% | 0% | 0% | 0% | 0.01427% | 0.02854% | 0.04298% | 0.05723% | 0.07145% | 0.08521% | 0.09571% | 0.1041% | 0.1124% | 0.1172% | 0.1226% | 0.1259% | 0.1292% | 0.1325% | 0.1341% | 0.1361% | 0.1366% | 0.1371% | 0.1376% | 0.00138 | 0.001384 | 0.0013877 | 0.0013911 | 0 | 0 | 0
F5_Industrial_Petroleum_Existing_Process_Natural Gas_Gas Boiler - High Turndown_A_Achievable Economic TRC Potential | F5 | Industrial | Petroleum | Existing | Process | Natural Gas | Gas Boiler - High Turndown | A | Standalone Impact on Baseline Summer Peak (%) | Achievable Economic TRC Potential | 0% | 0% | 0% | 0% | 0% | 0% | 0% | 0% | 0% | 0% | 0% | 0% | 0% | 0% | 0% | 0% | 0% | 0% | 0% | 0% | 0% | 0% | 0% | 0% | 0 | 0 | 0 | 0 | 0 | 0 | 0
F6_Industrial_Petroleum_Existing_Process_Natural Gas_Gas Boiler - High Turndown_A_Achievable Economic TRC Potential | F6 | Industrial | Petroleum | Existing | Process | Natural Gas | Gas Boiler - High Turndown | A | Standalone Impact on Baseline Winter Peak (%) | Achievable Economic TRC Potential | 0% | 0% | 0% | 0% | 0% | 0% | 0% | 0% | 0% | 0% | 0% | 0% | 0% | 0% | 0% | 0% | 0% | 0% | 0% | 0% | 0% | 0% | 0% | 0% | 0 | 0 | 0 | 0 | 0 | 0 | 0
F7_Industrial_Petroleum_Existing_Process_Natural Gas_Gas Boiler - High Turndown_A_Achievable Economic TRC Potential | F7 | Industrial | Petroleum | Existing | Process | Natural Gas | Gas Boiler - High Turndown | A | Incremental Energy Savings (MWh or mTherms) | Achievable Economic TRC Potential | 0 | 0 | 0 | 0 | 0 | 0.15555 | 0.15546 | 0.15455 | 0.15463 | 0.15476 | 0.13751 | 0.10971 | 0.08759 | 0.068959 | 0.055378 | 0.04388 | 0.035108 | 0.027945 | 0.022157 | 0.017746 | 0.014138 | 9.606e-05 | 3.4182e-05 | 1.1613e-05 | 3.775e-06 | 3.1995e-06 | 3.1909e-06 | 3.1832e-06 | 3.1762e-06 | 3.1701e-06 | 3.1647e-06
F8_Industrial_Petroleum_Existing_Process_Natural Gas_Gas Boiler - High Turndown_A_Achievable Economic TRC Potential | F8 | Industrial | Petroleum | Existing | Process | Natural Gas | Gas Boiler - High Turndown | A | Incremental Summer Peak Savings (MW) | Achievable Economic TRC Potential | 0 | 0 | 0 | 0 | 0 | 0 | 0 | 0 | 0 | 0 | 0 | 0 | 0 | 0 | 0 | 0 | 0 | 0 | 0 | 0 | 0 | 0 | 0 | 0 | 0 | 0 | 0 | 0 | 0 | 0 | 0
F9_Industrial_Petroleum_Existing_Process_Natural Gas_Gas Boiler - High Turndown_A_Achievable Economic TRC Potential | F9 | Industrial | Petroleum | Existing | Process | Natural Gas | Gas Boiler - High Turndown | A | Incremental Winter Peak Savings (MW) | Achievable Economic TRC Potential | 0 | 0 | 0 | 0 | 0 | 0 | 0 | 0 | 0 | 0 | 0 | 0 | 0 | 0 | 0 | 0 | 0 | 0 | 0 | 0 | 0 | 0 | 0 | 0 | 0 | 0 | 0 | 0 | 0 | 0 | 0
F10_Industrial_Petroleum_Existing_Process_Natural Gas_Gas Boiler - High Turndown_A_Achievable Economic TRC Potential | F10 | Industrial | Petroleum | Existing | Process | Natural Gas | Gas Boiler - High Turndown | A | Cumulative Energy Savings (MWh or mTherms) | Achievable Economic TRC Potential | 0 | 0 | 0 | 0 | 0 | 0.15555 | 0.31101 | 0.46556 | 0.62019 | 0.77494 | 0.91246 | 1.0222 | 1.1098 | 1.1787 | 1.2341 | 1.278 | 1.3131 | 1.341 | 1.3632 | 1.3809 | 1.3951 | 1.3952 | 1.3952 | 1.3952 | 1.3952 | 1.3952 | 1.3952 | 1.3952 | 1.3952 | 1.3952 | 1.3952
F11_Industrial_Petroleum_Existing_Process_Natural Gas_Gas Boiler - High Turndown_A_Achievable Economic TRC Potential | F11 | Industrial | Petroleum | Existing | Process | Natural Gas | Gas Boiler - High Turndown | A | Cumulative Summer Peak Savings (MW) | Achievable Economic TRC Potential | 0 | 0 | 0 | 0 | 0 | 0 | 0 | 0 | 0 | 0 | 0 | 0 | 0 | 0 | 0 | 0 | 0 | 0 | 0 | 0 | 0 | 0 | 0 | 0 | 0 | 0 | 0 | 0 | 0 | 0 | 0
F12_Industrial_Petroleum_Existing_Process_Natural Gas_Gas Boiler - High Turndown_A_Achievable Economic TRC Potential | F12 | Industrial | Petroleum | Existing | Process | Natural Gas | Gas Boiler - High Turndown | A | Cumulative Winter Peak Savings (MW) | Achievable Economic TRC Potential | 0 | 0 | 0 | 0 | 0 | 0 | 0 | 0 | 0 | 0 | 0 | 0 | 0 | 0 | 0 | 0 | 0 | 0 | 0 | 0 | 0 | 0 | 0 | 0 | 0 | 0 | 0 | 0 | 0 | 0 | 0
F13_Industrial_Petroleum_Existing_Process_Natural Gas_Gas Boiler - High Turndown_A_Achievable Economic TRC Potential | F13 | Industrial | Petroleum | Existing | Process | Natural Gas | Gas Boiler - High Turndown | A | Purchases (Incremental) | Achievable Economic TRC Potential | 0 | 0 | 0 | 0 | 0 | 0.21251 | 0.2124 | 0.21114 | 0.21126 | 0.21143 | 0.18787 | 0.14989 | 0.11967 | 0.094213 | 0.075658 | 0.059949 | 0.047965 | 0.038179 | 0.030271 | 0.024245 | 0.019316 | 0.00013124 | 4.67e-05 | 1.5866e-05 | 5.1575e-06 | 4.3711e-06 | 4.3595e-06 | 4.3489e-06 | 4.3394e-06 | 4.331e-06 | 4.3236e-06
F14_Industrial_Petroleum_Existing_Process_Natural Gas_Gas Boiler - High Turndown_A_Achievable Economic TRC Potential | F14 | Industrial | Petroleum | Existing | Process | Natural Gas | Gas Boiler - High Turndown | A | Purchases (Cumulative) | Achievable Economic TRC Potential | 0 | 0 | 0 | 0 | 0 | 0.21251 | 0.42491 | 0.63605 | 0.84731 | 1.0587 | 1.2466 | 1.3965 | 1.5162 | 1.6104 | 1.686 | 1.746 | 1.7939 | 1.8321 | 1.8624 | 1.8866 | 1.906 | 1.9061 | 1.9061 | 1.9062 | 1.9062 | 1.9062 | 1.9062 | 1.9062 | 1.9062 | 1.9062 | 1.9062
F1_Industrial_Petroleum_Existing_Space Heating_Natural Gas_Gas Boiler - Burner Control Optimization_A_Achievable Economic TRC Potential | F1 | Industrial | Petroleum | Existing | Space Heating | Natural Gas | Gas Boiler - Burner Control Optimization | A | Original Unit Energy Savings (kWh or therms) | Achievable Economic TRC Potential | 0 | 0 | 0 | 0 | 0 | 41.6245 | 41.3424 | 41.0622 | 40.7804 | 40.4995 | 40.2264 | 39.9561 | 39.6886 | 39.4243 | 39.1444 | 38.8876 | 38.6336 | 38.3838 | 38.1377 | 37.8911 | 37.6529 | 37.405 | 37.1656 | 36.9338 | 36.7005 | 36.4876 | 36.2933 | 36.116 | 35.9542 | 35.8065 | 35.6717
F2_Industrial_Petroleum_Existing_Space Heating_Natural Gas_Gas Boiler - Burner Control Optimization_A_Achievable Economic TRC Potential | F2 | Industrial | Petroleum | Existing | Space Heating | Natural Gas | Gas Boiler - Burner Control Optimization | A | Original Unit Summer Peak Savings (kW) | Achievable Economic TRC Potential | 0 | 0 | 0 | 0 | 0 | 0 | 0 | 0 | 0 | 0 | 0 | 0 | 0 | 0 | 0 | 0 | 0 | 0 | 0 | 0 | 0 | 0 | 0 | 0 | 0 | 0 | 0 | 0 | 0 | 0 | 0
F3_Industrial_Petroleum_Existing_Space Heating_Natural Gas_Gas Boiler - Burner Control Optimization_A_Achievable Economic TRC Potential | F3 | Industrial | Petroleum | Existing | Space Heating | Natural Gas | Gas Boiler - Burner Control Optimization | A | Original Unit Winter Peak Savings (kW) | Achievable Economic TRC Potential | 0 | 0 | 0 | 0 | 0 | 0 | 0 | 0 | 0 | 0 | 0 | 0 | 0 | 0 | 0 | 0 | 0 | 0 | 0 | 0 | 0 | 0 | 0 | 0 | 0 | 0 | 0 | 0 | 0 | 0 | 0
F4_Industrial_Petroleum_Existing_Space Heating_Natural Gas_Gas Boiler - Burner Control Optimization_A_Achievable Economic TRC Potential | F4 | Industrial | Petroleum | Existing | Space Heating | Natural Gas | Gas Boiler - Burner Control Optimization | A | Standalone Impact on Baseline Energy (%) | Achievable Economic TRC Potential | 0% | 0% | 0% | 0% | 0% | 0.0006881% | 0.001773% | 0.003966% | 0.007802% | 0.0138% | 0.02243% | 0.03331% | 0.04607% | 0.06054% | 0.07412% | 0.08777% | 0.09913% | 0.109% | 0.1174% | 0.1227% | 0.1272% | 0.1303% | 0.1326% | 0.1343% | 0.0013558 | 0.0013618 | 0.0013676 | 0.0013731 | 0 | 0 | 0
F5_Industrial_Petroleum_Existing_Space Heating_Natural Gas_Gas Boiler - Burner Control Optimization_A_Achievable Economic TRC Potential | F5 | Industrial | Petroleum | Existing | Space Heating | Natural Gas | Gas Boiler - Burner Control Optimization | A | Standalone Impact on Baseline Summer Peak (%) | Achievable Economic TRC Potential | 0% | 0% | 0% | 0% | 0% | 0% | 0% | 0% | 0% | 0% | 0% | 0% | 0% | 0% | 0% | 0% | 0% | 0% | 0% | 0% | 0% | 0% | 0% | 0% | 0 | 0 | 0 | 0 | 0 | 0 | 0
F6_Industrial_Petroleum_Existing_Space Heating_Natural Gas_Gas Boiler - Burner Control Optimization_A_Achievable Economic TRC Potential | F6 | Industrial | Petroleum | Existing | Space Heating | Natural Gas | Gas Boiler - Burner Control Optimization | A | Standalone Impact on Baseline Winter Peak (%) | Achievable Economic TRC Potential | 0% | 0% | 0% | 0% | 0% | 0% | 0% | 0% | 0% | 0% | 0% | 0% | 0% | 0% | 0% | 0% | 0% | 0% | 0% | 0% | 0% | 0% | 0% | 0% | 0 | 0 | 0 | 0 | 0 | 0 | 0
F7_Industrial_Petroleum_Existing_Space Heating_Natural Gas_Gas Boiler - Burner Control Optimization_A_Achievable Economic TRC Potential | F7 | Industrial | Petroleum | Existing | Space Heating | Natural Gas | Gas Boiler - Burner Control Optimization | A | Incremental Energy Savings (MWh or mTherms) | Achievable Economic TRC Potential | 0 | 0 | 0 | 0 | 0 | 3.0048e-05 | 4.6886e-05 | 9.2587e-05 | 0.000161 | 0.00024893 | 0.00034176 | 0.00043086 | 0.00049829 | 0.00052458 | 0.00052285 | 0.00048016 | 0.00041745 | 0.00033984 | 0.00026029 | 0.00019077 | 0.00013215 | 8.7182e-05 | 5.4924e-05 | 3.311e-05 | 2.2207e-05 | 0 | 0 | 0 | 0 | 0 | 0
F8_Industrial_Petroleum_Existing_Space Heating_Natural Gas_Gas Boiler - Burner Control Optimization_A_Achievable Economic TRC Potential | F8 | Industrial | Petroleum | Existing | Space Heating | Natural Gas | Gas Boiler - Burner Control Optimization | A | Incremental Summer Peak Savings (MW) | Achievable Economic TRC Potential | 0 | 0 | 0 | 0 | 0 | 0 | 0 | 0 | 0 | 0 | 0 | 0 | 0 | 0 | 0 | 0 | 0 | 0 | 0 | 0 | 0 | 0 | 0 | 0 | 0 | 0 | 0 | 0 | 0 | 0 | 0
F9_Industrial_Petroleum_Existing_Space Heating_Natural Gas_Gas Boiler - Burner Control Optimization_A_Achievable Economic TRC Potential | F9 | Industrial | Petroleum | Existing | Space Heating | Natural Gas | Gas Boiler - Burner Control Optimization | A | Incremental Winter Peak Savings (MW) | Achievable Economic TRC Potential | 0 | 0 | 0 | 0 | 0 | 0 | 0 | 0 | 0 | 0 | 0 | 0 | 0 | 0 | 0 | 0 | 0 | 0 | 0 | 0 | 0 | 0 | 0 | 0 | 0 | 0 | 0 | 0 | 0 | 0 | 0
F10_Industrial_Petroleum_Existing_Space Heating_Natural Gas_Gas Boiler - Burner Control Optimization_A_Achievable Economic TRC Potential | F10 | Industrial | Petroleum | Existing | Space Heating | Natural Gas | Gas Boiler - Burner Control Optimization | A | Cumulative Energy Savings (MWh or mTherms) | Achievable Economic TRC Potential | 0 | 0 | 0 | 0 | 0 | 3.0048e-05 | 7.673e-05 | 0.0001688 | 0.00032864 | 0.00057531 | 0.00091319 | 0.0013379 | 0.0018272 | 0.0023397 | 0.0028459 | 0.0033074 | 0.0037032 | 0.0040191 | 0.0042537 | 0.0044169 | 0.0045213 | 0.0045787 | 0.0046043 | 0.0046087 | 0.0046018 | 0.0045751 | 0.0045508 | 0.0045285 | 0.0045083 | 0.0044897 | 0.0044728
F11_Industrial_Petroleum_Existing_Space Heating_Natural Gas_Gas Boiler - Burner Control Optimization_A_Achievable Economic TRC Potential | F11 | Industrial | Petroleum | Existing | Space Heating | Natural Gas | Gas Boiler - Burner Control Optimization | A | Cumulative Summer Peak Savings (MW) | Achievable Economic TRC Potential | 0 | 0 | 0 | 0 | 0 | 0 | 0 | 0 | 0 | 0 | 0 | 0 | 0 | 0 | 0 | 0 | 0 | 0 | 0 | 0 | 0 | 0 | 0 | 0 | 0 | 0 | 0 | 0 | 0 | 0 | 0
F12_Industrial_Petroleum_Existing_Space Heating_Natural Gas_Gas Boiler - Burner Control Optimization_A_Achievable Economic TRC Potential | F12 | Industrial | Petroleum | Existing | Space Heating | Natural Gas | Gas Boiler - Burner Control Optimization | A | Cumulative Winter Peak Savings (MW) | Achievable Economic TRC Potential | 0 | 0 | 0 | 0 | 0 | 0 | 0 | 0 | 0 | 0 | 0 | 0 | 0 | 0 | 0 | 0 | 0 | 0 | 0 | 0 | 0 | 0 | 0 | 0 | 0 | 0 | 0 | 0 | 0 | 0 | 0
F13_Industrial_Petroleum_Existing_Space Heating_Natural Gas_Gas Boiler - Burner Control Optimization_A_Achievable Economic TRC Potential | F13 | Industrial | Petroleum | Existing | Space Heating | Natural Gas | Gas Boiler - Burner Control Optimization | A | Purchases (Incremental) | Achievable Economic TRC Potential | 0 | 0 | 0 | 0 | 0 | 0.00072187 | 0.0011341 | 0.0022548 | 0.0039481 | 0.0061465 | 0.0084958 | 0.010783 | 0.012555 | 0.013306 | 0.013357 | 0.012348 | 0.010805 | 0.0088538 | 0.0068249 | 0.0050348 | 0.0035098 | 0.0023308 | 0.0014778 | 0.00089648 | 0.00060508 | 0 | 0 | 0 | 0 | 0 | 0
F14_Industrial_Petroleum_Existing_Space Heating_Natural Gas_Gas Boiler - Burner Control Optimization_A_Achievable Economic TRC Potential | F14 | Industrial | Petroleum | Existing | Space Heating | Natural Gas | Gas Boiler - Burner Control Optimization | A | Purchases (Cumulative) | Achievable Economic TRC Potential | 0 | 0 | 0 | 0 | 0 | 0.00072187 | 0.001856 | 0.0041108 | 0.0080588 | 0.014205 | 0.022701 | 0.033484 | 0.046039 | 0.059345 | 0.072702 | 0.08505 | 0.095855 | 0.10471 | 0.11153 | 0.11657 | 0.12008 | 0.12241 | 0.12389 | 0.12478 | 0.12539 | 0.12539 | 0.12539 | 0.12539 | 0.12539 | 0.12539 | 0.12539
F1_Industrial_Petroleum_Existing_Process_Natural Gas_Gas Boiler - Burner Control Optimization_A_Achievable Economic TRC Potential | F1 | Industrial | Petroleum | Existing | Process | Natural Gas | Gas Boiler - Burner Control Optimization | A | Original Unit Energy Savings (kWh or therms) | Achievable Economic TRC Potential | 0 | 0 | 0 | 0 | 0 | 212.2656 | 212.2656 | 212.2656 | 212.2656 | 212.2656 | 212.2656 | 212.2656 | 212.2656 | 212.2656 | 212.2656 | 212.2656 | 212.2656 | 212.2656 | 212.2656 | 212.2656 | 212.2656 | 212.2656 | 212.2656 | 212.2656 | 212.2656 | 212.2656 | 212.2656 | 212.2656 | 212.2656 | 212.2656 | 212.2656
F2_Industrial_Petroleum_Existing_Process_Natural Gas_Gas Boiler - Burner Control Optimization_A_Achievable Economic TRC Potential | F2 | Industrial | Petroleum | Existing | Process | Natural Gas | Gas Boiler - Burner Control Optimization | A | Original Unit Summer Peak Savings (kW) | Achievable Economic TRC Potential | 0 | 0 | 0 | 0 | 0 | 0 | 0 | 0 | 0 | 0 | 0 | 0 | 0 | 0 | 0 | 0 | 0 | 0 | 0 | 0 | 0 | 0 | 0 | 0 | 0 | 0 | 0 | 0 | 0 | 0 | 0
F3_Industrial_Petroleum_Existing_Process_Natural Gas_Gas Boiler - Burner Control Optimization_A_Achievable Economic TRC Potential | F3 | Industrial | Petroleum | Existing | Process | Natural Gas | Gas Boiler - Burner Control Optimization | A | Original Unit Winter Peak Savings (kW) | Achievable Economic TRC Potential | 0 | 0 | 0 | 0 | 0 | 0 | 0 | 0 | 0 | 0 | 0 | 0 | 0 | 0 | 0 | 0 | 0 | 0 | 0 | 0 | 0 | 0 | 0 | 0 | 0 | 0 | 0 | 0 | 0 | 0 | 0
F4_Industrial_Petroleum_Existing_Process_Natural Gas_Gas Boiler - Burner Control Optimization_A_Achievable Economic TRC Potential | F4 | Industrial | Petroleum | Existing | Process | Natural Gas | Gas Boiler - Burner Control Optimization | A | Standalone Impact on Baseline Energy (%) | Achievable Economic TRC Potential | 0% | 0% | 0% | 0% | 0% | 0.001116% | 0.002871% | 0.006397% | 0.01253% | 0.02208% | 0.03573% | 0.05285% | 0.07282% | 0.09538% | 0.1164% | 0.1375% | 0.1549% | 0.1701% | 0.1828% | 0.1908% | 0.1974% | 0.202% | 0.2052% | 0.2074% | 0.0020906 | 0.0020967 | 0.0021023 | 0.0021074 | 0 | 0 | 0
F5_Industrial_Petroleum_Existing_Process_Natural Gas_Gas Boiler - Burner Control Optimization_A_Achievable Economic TRC Potential | F5 | Industrial | Petroleum | Existing | Process | Natural Gas | Gas Boiler - Burner Control Optimization | A | Standalone Impact on Baseline Summer Peak (%) | Achievable Economic TRC Potential | 0% | 0% | 0% | 0% | 0% | 0% | 0% | 0% | 0% | 0% | 0% | 0% | 0% | 0% | 0% | 0% | 0% | 0% | 0% | 0% | 0% | 0% | 0% | 0% | 0 | 0 | 0 | 0 | 0 | 0 | 0
F6_Industrial_Petroleum_Existing_Process_Natural Gas_Gas Boiler - Burner Control Optimization_A_Achievable Economic TRC Potential | F6 | Industrial | Petroleum | Existing | Process | Natural Gas | Gas Boiler - Burner Control Optimization | A | Standalone Impact on Baseline Winter Peak (%) | Achievable Economic TRC Potential | 0% | 0% | 0% | 0% | 0% | 0% | 0% | 0% | 0% | 0% | 0% | 0% | 0% | 0% | 0% | 0% | 0% | 0% | 0% | 0% | 0% | 0% | 0% | 0% | 0 | 0 | 0 | 0 | 0 | 0 | 0
F7_Industrial_Petroleum_Existing_Process_Natural Gas_Gas Boiler - Burner Control Optimization_A_Achievable Economic TRC Potential | F7 | Industrial | Petroleum | Existing | Process | Natural Gas | Gas Boiler - Burner Control Optimization | A | Incremental Energy Savings (MWh or mTherms) | Achievable Economic TRC Potential | 0 | 0 | 0 | 0 | 0 | 0.012168 | 0.019117 | 0.038009 | 0.066551 | 0.10361 | 0.14321 | 0.18177 | 0.21163 | 0.2243 | 0.22515 | 0.20814 | 0.18214 | 0.14925 | 0.11504 | 0.08487 | 0.059163 | 0.039289 | 0.024911 | 0.015112 | 0.0102 | 0 | 0 | 0 | 0 | 0 | 0
F8_Industrial_Petroleum_Existing_Process_Natural Gas_Gas Boiler - Burner Control Optimization_A_Achievable Economic TRC Potential | F8 | Industrial | Petroleum | Existing | Process | Natural Gas | Gas Boiler - Burner Control Optimization | A | Incremental Summer Peak Savings (MW) | Achievable Economic TRC Potential | 0 | 0 | 0 | 0 | 0 | 0 | 0 | 0 | 0 | 0 | 0 | 0 | 0 | 0 | 0 | 0 | 0 | 0 | 0 | 0 | 0 | 0 | 0 | 0 | 0 | 0 | 0 | 0 | 0 | 0 | 0
F9_Industrial_Petroleum_Existing_Process_Natural Gas_Gas Boiler - Burner Control Optimization_A_Achievable Economic TRC Potential | F9 | Industrial | Petroleum | Existing | Process | Natural Gas | Gas Boiler - Burner Control Optimization | A | Incremental Winter Peak Savings (MW) | Achievable Economic TRC Potential | 0 | 0 | 0 | 0 | 0 | 0 | 0 | 0 | 0 | 0 | 0 | 0 | 0 | 0 | 0 | 0 | 0 | 0 | 0 | 0 | 0 | 0 | 0 | 0 | 0 | 0 | 0 | 0 | 0 | 0 | 0
F10_Industrial_Petroleum_Existing_Process_Natural Gas_Gas Boiler - Burner Control Optimization_A_Achievable Economic TRC Potential | F10 | Industrial | Petroleum | Existing | Process | Natural Gas | Gas Boiler - Burner Control Optimization | A | Cumulative Energy Savings (MWh or mTherms) | Achievable Economic TRC Potential | 0 | 0 | 0 | 0 | 0 | 0.012168 | 0.031285 | 0.069294 | 0.13584 | 0.23945 | 0.38266 | 0.56444 | 0.77607 | 1.0004 | 1.2255 | 1.4337 | 1.6158 | 1.765 | 1.8801 | 1.965 | 2.0241 | 2.0634 | 2.0883 | 2.1034 | 2.1136 | 2.1136 | 2.1136 | 2.1136 | 2.1136 | 2.1136 | 2.1136
F11_Industrial_Petroleum_Existing_Process_Natural Gas_Gas Boiler - Burner Control Optimization_A_Achievable Economic TRC Potential | F11 | Industrial | Petroleum | Existing | Process | Natural Gas | Gas Boiler - Burner Control Optimization | A | Cumulative Summer Peak Savings (MW) | Achievable Economic TRC Potential | 0 | 0 | 0 | 0 | 0 | 0 | 0 | 0 | 0 | 0 | 0 | 0 | 0 | 0 | 0 | 0 | 0 | 0 | 0 | 0 | 0 | 0 | 0 | 0 | 0 | 0 | 0 | 0 | 0 | 0 | 0
F12_Industrial_Petroleum_Existing_Process_Natural Gas_Gas Boiler - Burner Control Optimization_A_Achievable Economic TRC Potential | F12 | Industrial | Petroleum | Existing | Process | Natural Gas | Gas Boiler - Burner Control Optimization | A | Cumulative Winter Peak Savings (MW) | Achievable Economic TRC Potential | 0 | 0 | 0 | 0 | 0 | 0 | 0 | 0 | 0 | 0 | 0 | 0 | 0 | 0 | 0 | 0 | 0 | 0 | 0 | 0 | 0 | 0 | 0 | 0 | 0 | 0 | 0 | 0 | 0 | 0 | 0
F13_Industrial_Petroleum_Existing_Process_Natural Gas_Gas Boiler - Burner Control Optimization_A_Achievable Economic TRC Potential | F13 | Industrial | Petroleum | Existing | Process | Natural Gas | Gas Boiler - Burner Control Optimization | A | Purchases (Incremental) | Achievable Economic TRC Potential | 0 | 0 | 0 | 0 | 0 | 0.057326 | 0.090062 | 0.17906 | 0.31353 | 0.48811 | 0.67468 | 0.85633 | 0.99703 | 1.0567 | 1.0607 | 0.98055 | 0.85809 | 0.70311 | 0.54198 | 0.39983 | 0.27872 | 0.18509 | 0.11736 | 0.071192 | 0.048051 | 0 | 0 | 0 | 0 | 0 | 0
F14_Industrial_Petroleum_Existing_Process_Natural Gas_Gas Boiler - Burner Control Optimization_A_Achievable Economic TRC Potential | F14 | Industrial | Petroleum | Existing | Process | Natural Gas | Gas Boiler - Burner Control Optimization | A | Purchases (Cumulative) | Achievable Economic TRC Potential | 0 | 0 | 0 | 0 | 0 | 0.057326 | 0.14739 | 0.32645 | 0.63998 | 1.1281 | 1.8028 | 2.6591 | 3.6561 | 4.7128 | 5.7735 | 6.7541 | 7.6122 | 8.3153 | 8.8572 | 9.2571 | 9.5358 | 9.7209 | 9.8382 | 9.9094 | 9.9575 | 9.9575 | 9.9575 | 9.9575 | 9.9575 | 9.9575 | 9.9575
F1_Industrial_Petroleum_Existing_Space Heating_Natural Gas_HVAC - Demand Controlled Ventilation_A_Achievable Economic TRC Potential | F1 | Industrial | Petroleum | Existing | Space Heating | Natural Gas | HVAC - Demand Controlled Ventilation | A | Original Unit Energy Savings (kWh or therms) | Achievable Economic TRC Potential | 0 | 0 | 0 | 0 | 0 | 0.045714 | 0.045302 | 0.044777 | 0.044244 | 0.043709 | 0.043186 | 0.042667 | 0.042179 | 0.041719 | 0.041255 | 0.04085 | 0.040467 | 0.040108 | 0.03977 | 0.039428 | 0.039096 | 0.038767 | 0.038427 | 0.038101 | 0.037787 | 0.037493 | 0.037218 | 0.03696 | 0.036718 | 0.036492 | 0.03628
F2_Industrial_Petroleum_Existing_Space Heating_Natural Gas_HVAC - Demand Controlled Ventilation_A_Achievable Economic TRC Potential | F2 | Industrial | Petroleum | Existing | Space Heating | Natural Gas | HVAC - Demand Controlled Ventilation | A | Original Unit Summer Peak Savings (kW) | Achievable Economic TRC Potential | 0 | 0 | 0 | 0 | 0 | 0 | 0 | 0 | 0 | 0 | 0 | 0 | 0 | 0 | 0 | 0 | 0 | 0 | 0 | 0 | 0 | 0 | 0 | 0 | 0 | 0 | 0 | 0 | 0 | 0 | 0
F3_Industrial_Petroleum_Existing_Space Heating_Natural Gas_HVAC - Demand Controlled Ventilation_A_Achievable Economic TRC Potential | F3 | Industrial | Petroleum | Existing | Space Heating | Natural Gas | HVAC - Demand Controlled Ventilation | A | Original Unit Winter Peak Savings (kW) | Achievable Economic TRC Potential | 0 | 0 | 0 | 0 | 0 | 0 | 0 | 0 | 0 | 0 | 0 | 0 | 0 | 0 | 0 | 0 | 0 | 0 | 0 | 0 | 0 | 0 | 0 | 0 | 0 | 0 | 0 | 0 | 0 | 0 | 0
F4_Industrial_Petroleum_Existing_Space Heating_Natural Gas_HVAC - Demand Controlled Ventilation_A_Achievable Economic TRC Potential | F4 | Industrial | Petroleum | Existing | Space Heating | Natural Gas | HVAC - Demand Controlled Ventilation | A | Standalone Impact on Baseline Energy (%) | Achievable Economic TRC Potential | 0% | 0% | 0% | 0% | 0% | 0% | 0% | 0% | 0% | 0% | 0% | 0% | 0% | 0% | 0% | 0% | 0% | 0% | 0% | 0% | 0% | 0% | 0% | 0% | 0 | 0 | 0 | 0 | 0 | 0 | 0
F5_Industrial_Petroleum_Existing_Space Heating_Natural Gas_HVAC - Demand Controlled Ventilation_A_Achievable Economic TRC Potential | F5 | Industrial | Petroleum | Existing | Space Heating | Natural Gas | HVAC - Demand Controlled Ventilation | A | Standalone Impact on Baseline Summer Peak (%) | Achievable Economic TRC Potential | 0% | 0% | 0% | 0% | 0% | 0% | 0% | 0% | 0% | 0% | 0% | 0% | 0% | 0% | 0% | 0% | 0% | 0% | 0% | 0% | 0% | 0% | 0% | 0% | 0 | 0 | 0 | 0 | 0 | 0 | 0
F6_Industrial_Petroleum_Existing_Space Heating_Natural Gas_HVAC - Demand Controlled Ventilation_A_Achievable Economic TRC Potential | F6 | Industrial | Petroleum | Existing | Space Heating | Natural Gas | HVAC - Demand Controlled Ventilation | A | Standalone Impact on Baseline Winter Peak (%) | Achievable Economic TRC Potential | 0% | 0% | 0% | 0% | 0% | 0% | 0% | 0% | 0% | 0% | 0% | 0% | 0% | 0% | 0% | 0% | 0% | 0% | 0% | 0% | 0% | 0% | 0% | 0% | 0 | 0 | 0 | 0 | 0 | 0 | 0
F7_Industrial_Petroleum_Existing_Space Heating_Natural Gas_HVAC - Demand Controlled Ventilation_A_Achievable Economic TRC Potential | F7 | Industrial | Petroleum | Existing | Space Heating | Natural Gas | HVAC - Demand Controlled Ventilation | A | Incremental Energy Savings (MWh or mTherms) | Achievable Economic TRC Potential | 0 | 0 | 0 | 0 | 0 | 0 | 0 | 0 | 0 | 0 | 0 | 0 | 0 | 0 | 0 | 0 | 0 | 0 | 0 | 0 | 0 | 0 | 0 | 0 | 0 | 0 | 0 | 0 | 0 | 0 | 0
F8_Industrial_Petroleum_Existing_Space Heating_Natural Gas_HVAC - Demand Controlled Ventilation_A_Achievable Economic TRC Potential | F8 | Industrial | Petroleum | Existing | Space Heating | Natural Gas | HVAC - Demand Controlled Ventilation | A | Incremental Summer Peak Savings (MW) | Achievable Economic TRC Potential | 0 | 0 | 0 | 0 | 0 | 0 | 0 | 0 | 0 | 0 | 0 | 0 | 0 | 0 | 0 | 0 | 0 | 0 | 0 | 0 | 0 | 0 | 0 | 0 | 0 | 0 | 0 | 0 | 0 | 0 | 0
F9_Industrial_Petroleum_Existing_Space Heating_Natural Gas_HVAC - Demand Controlled Ventilation_A_Achievable Economic TRC Potential | F9 | Industrial | Petroleum | Existing | Space Heating | Natural Gas | HVAC - Demand Controlled Ventilation | A | Incremental Winter Peak Savings (MW) | Achievable Economic TRC Potential | 0 | 0 | 0 | 0 | 0 | 0 | 0 | 0 | 0 | 0 | 0 | 0 | 0 | 0 | 0 | 0 | 0 | 0 | 0 | 0 | 0 | 0 | 0 | 0 | 0 | 0 | 0 | 0 | 0 | 0 | 0
F10_Industrial_Petroleum_Existing_Space Heating_Natural Gas_HVAC - Demand Controlled Ventilation_A_Achievable Economic TRC Potential | F10 | Industrial | Petroleum | Existing | Space Heating | Natural Gas | HVAC - Demand Controlled Ventilation | A | Cumulative Energy Savings (MWh or mTherms) | Achievable Economic TRC Potential | 0 | 0 | 0 | 0 | 0 | 0 | 0 | 0 | 0 | 0 | 0 | 0 | 0 | 0 | 0 | 0 | 0 | 0 | 0 | 0 | 0 | 0 | 0 | 0 | 0 | 0 | 0 | 0 | 0 | 0 | 0
F11_Industrial_Petroleum_Existing_Space Heating_Natural Gas_HVAC - Demand Controlled Ventilation_A_Achievable Economic TRC Potential | F11 | Industrial | Petroleum | Existing | Space Heating | Natural Gas | HVAC - Demand Controlled Ventilation | A | Cumulative Summer Peak Savings (MW) | Achievable Economic TRC Potential | 0 | 0 | 0 | 0 | 0 | 0 | 0 | 0 | 0 | 0 | 0 | 0 | 0 | 0 | 0 | 0 | 0 | 0 | 0 | 0 | 0 | 0 | 0 | 0 | 0 | 0 | 0 | 0 | 0 | 0 | 0
F12_Industrial_Petroleum_Existing_Space Heating_Natural Gas_HVAC - Demand Controlled Ventilation_A_Achievable Economic TRC Potential | F12 | Industrial | Petroleum | Existing | Space Heating | Natural Gas | HVAC - Demand Controlled Ventilation | A | Cumulative Winter Peak Savings (MW) | Achievable Economic TRC Potential | 0 | 0 | 0 | 0 | 0 | 0 | 0 | 0 | 0 | 0 | 0 | 0 | 0 | 0 | 0 | 0 | 0 | 0 | 0 | 0 | 0 | 0 | 0 | 0 | 0 | 0 | 0 | 0 | 0 | 0 | 0
F13_Industrial_Petroleum_Existing_Space Heating_Natural Gas_HVAC - Demand Controlled Ventilation_A_Achievable Economic TRC Potential | F13 | Industrial | Petroleum | Existing | Space Heating | Natural Gas | HVAC - Demand Controlled Ventilation | A | Purchases (Incremental) | Achievable Economic TRC Potential | 0 | 0 | 0 | 0 | 0 | 0 | 0 | 0 | 0 | 0 | 0 | 0 | 0 | 0 | 0 | 0 | 0 | 0 | 0 | 0 | 0 | 0 | 0 | 0 | 0 | 0 | 0 | 0 | 0 | 0 | 0
F14_Industrial_Petroleum_Existing_Space Heating_Natural Gas_HVAC - Demand Controlled Ventilation_A_Achievable Economic TRC Potential | F14 | Industrial | Petroleum | Existing | Space Heating | Natural Gas | HVAC - Demand Controlled Ventilation | A | Purchases (Cumulative) | Achievable Economic TRC Potential | 0 | 0 | 0 | 0 | 0 | 0 | 0 | 0 | 0 | 0 | 0 | 0 | 0 | 0 | 0 | 0 | 0 | 0 | 0 | 0 | 0 | 0 | 0 | 0 | 0 | 0 | 0 | 0 | 0 | 0 | 0
F1_Industrial_Petroleum_Existing_Space Heating_Natural Gas_Gas Boiler - Stack Economizer_A_Achievable Economic TRC Potential | F1 | Industrial | Petroleum | Existing | Space Heating | Natural Gas | Gas Boiler - Stack Economizer | A | Original Unit Energy Savings (kWh or therms) | Achievable Economic TRC Potential | 0 | 0 | 0 | 0 | 0 | 104.7788 | 104.0688 | 103.3633 | 102.6541 | 101.9469 | 101.2596 | 100.5791 | 99.9059 | 99.2404 | 98.5359 | 97.8894 | 97.2501 | 96.6214 | 96.0019 | 95.381 | 94.7814 | 94.1573 | 93.5549 | 92.9713 | 92.384 | 91.8481 | 91.3591 | 90.9128 | 90.5054 | 90.1337 | 89.7944
F2_Industrial_Petroleum_Existing_Space Heating_Natural Gas_Gas Boiler - Stack Economizer_A_Achievable Economic TRC Potential | F2 | Industrial | Petroleum | Existing | Space Heating | Natural Gas | Gas Boiler - Stack Economizer | A | Original Unit Summer Peak Savings (kW) | Achievable Economic TRC Potential | 0 | 0 | 0 | 0 | 0 | 0 | 0 | 0 | 0 | 0 | 0 | 0 | 0 | 0 | 0 | 0 | 0 | 0 | 0 | 0 | 0 | 0 | 0 | 0 | 0 | 0 | 0 | 0 | 0 | 0 | 0
F3_Industrial_Petroleum_Existing_Space Heating_Natural Gas_Gas Boiler - Stack Economizer_A_Achievable Economic TRC Potential | F3 | Industrial | Petroleum | Existing | Space Heating | Natural Gas | Gas Boiler - Stack Economizer | A | Original Unit Winter Peak Savings (kW) | Achievable Economic TRC Potential | 0 | 0 | 0 | 0 | 0 | 0 | 0 | 0 | 0 | 0 | 0 | 0 | 0 | 0 | 0 | 0 | 0 | 0 | 0 | 0 | 0 | 0 | 0 | 0 | 0 | 0 | 0 | 0 | 0 | 0 | 0
F4_Industrial_Petroleum_Existing_Space Heating_Natural Gas_Gas Boiler - Stack Economizer_A_Achievable Economic TRC Potential | F4 | Industrial | Petroleum | Existing | Space Heating | Natural Gas | Gas Boiler - Stack Economizer | A | Standalone Impact on Baseline Energy (%) | Achievable Economic TRC Potential | 0% | 0% | 0% | 0% | 0% | 0.01712% | 0.03432% | 0.05187% | 0.06934% | 0.08693% | 0.1041% | 0.1174% | 0.1282% | 0.1389% | 0.1453% | 0.1523% | 0.1568% | 0.1613% | 0.1657% | 0.1679% | 0.1706% | 0.1716% | 0.1725% | 0.1734% | 0.0017421 | 0.0017499 | 0.0017574 | 0.0017645 | 0 | 0 | 0
F5_Industrial_Petroleum_Existing_Space Heating_Natural Gas_Gas Boiler - Stack Economizer_A_Achievable Economic TRC Potential | F5 | Industrial | Petroleum | Existing | Space Heating | Natural Gas | Gas Boiler - Stack Economizer | A | Standalone Impact on Baseline Summer Peak (%) | Achievable Economic TRC Potential | 0% | 0% | 0% | 0% | 0% | 0% | 0% | 0% | 0% | 0% | 0% | 0% | 0% | 0% | 0% | 0% | 0% | 0% | 0% | 0% | 0% | 0% | 0% | 0% | 0 | 0 | 0 | 0 | 0 | 0 | 0
F6_Industrial_Petroleum_Existing_Space Heating_Natural Gas_Gas Boiler - Stack Economizer_A_Achievable Economic TRC Potential | F6 | Industrial | Petroleum | Existing | Space Heating | Natural Gas | Gas Boiler - Stack Economizer | A | Standalone Impact on Baseline Winter Peak (%) | Achievable Economic TRC Potential | 0% | 0% | 0% | 0% | 0% | 0% | 0% | 0% | 0% | 0% | 0% | 0% | 0% | 0% | 0% | 0% | 0% | 0% | 0% | 0% | 0% | 0% | 0% | 0% | 0 | 0 | 0 | 0 | 0 | 0 | 0
F7_Industrial_Petroleum_Existing_Space Heating_Natural Gas_Gas Boiler - Stack Economizer_A_Achievable Economic TRC Potential | F7 | Industrial | Petroleum | Existing | Space Heating | Natural Gas | Gas Boiler - Stack Economizer | A | Incremental Energy Savings (MWh or mTherms) | Achievable Economic TRC Potential | 0 | 0 | 0 | 0 | 0 | 0.00074771 | 0.00074224 | 0.00073286 | 0.00072822 | 0.0007238 | 0.00063882 | 0.00050623 | 0.00040146 | 0.00031396 | 0.00025034 | 0.00019706 | 0.00015664 | 0.00012387 | 9.7585e-05 | 7.7655e-05 | 6.1478e-05 | 4.1495e-07 | 1.4671e-07 | 4.9534e-08 | 1.6e-08 | 1.3482e-08 | 1.3374e-08 | 1.3276e-08 | 1.3188e-08 | 1.3109e-08 | 1.3037e-08
F8_Industrial_Petroleum_Existing_Space Heating_Natural Gas_Gas Boiler - Stack Economizer_A_Achievable Economic TRC Potential | F8 | Industrial | Petroleum | Existing | Space Heating | Natural Gas | Gas Boiler - Stack Economizer | A | Incremental Summer Peak Savings (MW) | Achievable Economic TRC Potential | 0 | 0 | 0 | 0 | 0 | 0 | 0 | 0 | 0 | 0 | 0 | 0 | 0 | 0 | 0 | 0 | 0 | 0 | 0 | 0 | 0 | 0 | 0 | 0 | 0 | 0 | 0 | 0 | 0 | 0 | 0
F9_Industrial_Petroleum_Existing_Space Heating_Natural Gas_Gas Boiler - Stack Economizer_A_Achievable Economic TRC Potential | F9 | Industrial | Petroleum | Existing | Space Heating | Natural Gas | Gas Boiler - Stack Economizer | A | Incremental Winter Peak Savings (MW) | Achievable Economic TRC Potential | 0 | 0 | 0 | 0 | 0 | 0 | 0 | 0 | 0 | 0 | 0 | 0 | 0 | 0 | 0 | 0 | 0 | 0 | 0 | 0 | 0 | 0 | 0 | 0 | 0 | 0 | 0 | 0 | 0 | 0 | 0
F10_Industrial_Petroleum_Existing_Space Heating_Natural Gas_Gas Boiler - Stack Economizer_A_Achievable Economic TRC Potential | F10 | Industrial | Petroleum | Existing | Space Heating | Natural Gas | Gas Boiler - Stack Economizer | A | Cumulative Energy Savings (MWh or mTherms) | Achievable Economic TRC Potential | 0 | 0 | 0 | 0 | 0 | 0.00074771 | 0.0014849 | 0.0022077 | 0.0029208 | 0.0036244 | 0.0042388 | 0.0047166 | 0.0050864 | 0.0053665 | 0.0055788 | 0.0057392 | 0.0058584 | 0.0059444 | 0.0060038 | 0.0060427 | 0.0060662 | 0.0060266 | 0.0059882 | 0.0059509 | 0.0059133 | 0.0058791 | 0.0058478 | 0.0058192 | 0.0057932 | 0.0057694 | 0.0057477
F11_Industrial_Petroleum_Existing_Space Heating_Natural Gas_Gas Boiler - Stack Economizer_A_Achievable Economic TRC Potential | F11 | Industrial | Petroleum | Existing | Space Heating | Natural Gas | Gas Boiler - Stack Economizer | A | Cumulative Summer Peak Savings (MW) | Achievable Economic TRC Potential | 0 | 0 | 0 | 0 | 0 | 0 | 0 | 0 | 0 | 0 | 0 | 0 | 0 | 0 | 0 | 0 | 0 | 0 | 0 | 0 | 0 | 0 | 0 | 0 | 0 | 0 | 0 | 0 | 0 | 0 | 0
F12_Industrial_Petroleum_Existing_Space Heating_Natural Gas_Gas Boiler - Stack Economizer_A_Achievable Economic TRC Potential | F12 | Industrial | Petroleum | Existing | Space Heating | Natural Gas | Gas Boiler - Stack Economizer | A | Cumulative Winter Peak Savings (MW) | Achievable Economic TRC Potential | 0 | 0 | 0 | 0 | 0 | 0 | 0 | 0 | 0 | 0 | 0 | 0 | 0 | 0 | 0 | 0 | 0 | 0 | 0 | 0 | 0 | 0 | 0 | 0 | 0 | 0 | 0 | 0 | 0 | 0 | 0
F13_Industrial_Petroleum_Existing_Space Heating_Natural Gas_Gas Boiler - Stack Economizer_A_Achievable Economic TRC Potential | F13 | Industrial | Petroleum | Existing | Space Heating | Natural Gas | Gas Boiler - Stack Economizer | A | Purchases (Incremental) | Achievable Economic TRC Potential | 0 | 0 | 0 | 0 | 0 | 0.0071361 | 0.0071322 | 0.0070901 | 0.007094 | 0.0070998 | 0.0063087 | 0.0050332 | 0.0040184 | 0.0031636 | 0.0025406 | 0.0020131 | 0.0016107 | 0.001282 | 0.0010165 | 0.00081416 | 0.00064863 | 4.407e-06 | 1.5682e-06 | 5.3279e-07 | 1.7319e-07 | 1.4678e-07 | 1.4639e-07 | 1.4604e-07 | 1.4572e-07 | 1.4543e-07 | 1.4519e-07
F14_Industrial_Petroleum_Existing_Space Heating_Natural Gas_Gas Boiler - Stack Economizer_A_Achievable Economic TRC Potential | F14 | Industrial | Petroleum | Existing | Space Heating | Natural Gas | Gas Boiler - Stack Economizer | A | Purchases (Cumulative) | Achievable Economic TRC Potential | 0 | 0 | 0 | 0 | 0 | 0.0071361 | 0.014268 | 0.021358 | 0.028452 | 0.035552 | 0.041861 | 0.046894 | 0.050912 | 0.054076 | 0.056617 | 0.05863 | 0.06024 | 0.061522 | 0.062539 | 0.063353 | 0.064002 | 0.064006 | 0.064008 | 0.064008 | 0.064008 | 0.064008 | 0.064009 | 0.064009 | 0.064009 | 0.064009 | 0.064009
F1_Industrial_Petroleum_Existing_Process_Natural Gas_Gas Boiler - Stack Economizer_A_Achievable Economic TRC Potential | F1 | Industrial | Petroleum | Existing | Process | Natural Gas | Gas Boiler - Stack Economizer | A | Original Unit Energy Savings (kWh or therms) | Achievable Economic TRC Potential | 0 | 0 | 0 | 0 | 0 | 702.6725 | 702.6725 | 702.6725 | 702.6725 | 702.6725 | 702.6725 | 702.6725 | 702.6725 | 702.6725 | 702.6725 | 702.6725 | 702.6725 | 702.6725 | 702.6725 | 702.6725 | 702.6725 | 702.6725 | 702.6725 | 702.6725 | 702.6725 | 702.6725 | 702.6725 | 702.6725 | 702.6725 | 702.6725 | 702.6725
F2_Industrial_Petroleum_Existing_Process_Natural Gas_Gas Boiler - Stack Economizer_A_Achievable Economic TRC Potential | F2 | Industrial | Petroleum | Existing | Process | Natural Gas | Gas Boiler - Stack Economizer | A | Original Unit Summer Peak Savings (kW) | Achievable Economic TRC Potential | 0 | 0 | 0 | 0 | 0 | 0 | 0 | 0 | 0 | 0 | 0 | 0 | 0 | 0 | 0 | 0 | 0 | 0 | 0 | 0 | 0 | 0 | 0 | 0 | 0 | 0 | 0 | 0 | 0 | 0 | 0
F3_Industrial_Petroleum_Existing_Process_Natural Gas_Gas Boiler - Stack Economizer_A_Achievable Economic TRC Potential | F3 | Industrial | Petroleum | Existing | Process | Natural Gas | Gas Boiler - Stack Economizer | A | Original Unit Winter Peak Savings (kW) | Achievable Economic TRC Potential | 0 | 0 | 0 | 0 | 0 | 0 | 0 | 0 | 0 | 0 | 0 | 0 | 0 | 0 | 0 | 0 | 0 | 0 | 0 | 0 | 0 | 0 | 0 | 0 | 0 | 0 | 0 | 0 | 0 | 0 | 0
F4_Industrial_Petroleum_Existing_Process_Natural Gas_Gas Boiler - Stack Economizer_A_Achievable Economic TRC Potential | F4 | Industrial | Petroleum | Existing | Process | Natural Gas | Gas Boiler - Stack Economizer | A | Standalone Impact on Baseline Energy (%) | Achievable Economic TRC Potential | 0% | 0% | 0% | 0% | 0% | 0.03653% | 0.07307% | 0.11% | 0.1465% | 0.1829% | 0.2181% | 0.245% | 0.2666% | 0.2877% | 0.3001% | 0.3137% | 0.3223% | 0.3308% | 0.3393% | 0.3433% | 0.3483% | 0.3497% | 0.351% | 0.3522% | 0.0035328 | 0.0035431 | 0.0035526 | 0.0035612 | 0 | 0 | 0
F5_Industrial_Petroleum_Existing_Process_Natural Gas_Gas Boiler - Stack Economizer_A_Achievable Economic TRC Potential | F5 | Industrial | Petroleum | Existing | Process | Natural Gas | Gas Boiler - Stack Economizer | A | Standalone Impact on Baseline Summer Peak (%) | Achievable Economic TRC Potential | 0% | 0% | 0% | 0% | 0% | 0% | 0% | 0% | 0% | 0% | 0% | 0% | 0% | 0% | 0% | 0% | 0% | 0% | 0% | 0% | 0% | 0% | 0% | 0% | 0 | 0 | 0 | 0 | 0 | 0 | 0
F6_Industrial_Petroleum_Existing_Process_Natural Gas_Gas Boiler - Stack Economizer_A_Achievable Economic TRC Potential | F6 | Industrial | Petroleum | Existing | Process | Natural Gas | Gas Boiler - Stack Economizer | A | Standalone Impact on Baseline Winter Peak (%) | Achievable Economic TRC Potential | 0% | 0% | 0% | 0% | 0% | 0% | 0% | 0% | 0% | 0% | 0% | 0% | 0% | 0% | 0% | 0% | 0% | 0% | 0% | 0% | 0% | 0% | 0% | 0% | 0 | 0 | 0 | 0 | 0 | 0 | 0
F7_Industrial_Petroleum_Existing_Process_Natural Gas_Gas Boiler - Stack Economizer_A_Achievable Economic TRC Potential | F7 | Industrial | Petroleum | Existing | Process | Natural Gas | Gas Boiler - Stack Economizer | A | Incremental Energy Savings (MWh or mTherms) | Achievable Economic TRC Potential | 0 | 0 | 0 | 0 | 0 | 0.3982 | 0.39798 | 0.39564 | 0.39585 | 0.39618 | 0.35203 | 0.28086 | 0.22423 | 0.17653 | 0.14177 | 0.11233 | 0.089877 | 0.07154 | 0.056722 | 0.045431 | 0.036194 | 0.00024591 | 8.7506e-05 | 2.973e-05 | 9.6641e-06 | 8.1906e-06 | 8.1688e-06 | 8.149e-06 | 8.1312e-06 | 8.1154e-06 | 8.1016e-06
F8_Industrial_Petroleum_Existing_Process_Natural Gas_Gas Boiler - Stack Economizer_A_Achievable Economic TRC Potential | F8 | Industrial | Petroleum | Existing | Process | Natural Gas | Gas Boiler - Stack Economizer | A | Incremental Summer Peak Savings (MW) | Achievable Economic TRC Potential | 0 | 0 | 0 | 0 | 0 | 0 | 0 | 0 | 0 | 0 | 0 | 0 | 0 | 0 | 0 | 0 | 0 | 0 | 0 | 0 | 0 | 0 | 0 | 0 | 0 | 0 | 0 | 0 | 0 | 0 | 0
F9_Industrial_Petroleum_Existing_Process_Natural Gas_Gas Boiler - Stack Economizer_A_Achievable Economic TRC Potential | F9 | Industrial | Petroleum | Existing | Process | Natural Gas | Gas Boiler - Stack Economizer | A | Incremental Winter Peak Savings (MW) | Achievable Economic TRC Potential | 0 | 0 | 0 | 0 | 0 | 0 | 0 | 0 | 0 | 0 | 0 | 0 | 0 | 0 | 0 | 0 | 0 | 0 | 0 | 0 | 0 | 0 | 0 | 0 | 0 | 0 | 0 | 0 | 0 | 0 | 0
F10_Industrial_Petroleum_Existing_Process_Natural Gas_Gas Boiler - Stack Economizer_A_Achievable Economic TRC Potential | F10 | Industrial | Petroleum | Existing | Process | Natural Gas | Gas Boiler - Stack Economizer | A | Cumulative Energy Savings (MWh or mTherms) | Achievable Economic TRC Potential | 0 | 0 | 0 | 0 | 0 | 0.3982 | 0.79619 | 1.1918 | 1.5877 | 1.9839 | 2.3359 | 2.6167 | 2.841 | 3.0175 | 3.1593 | 3.2716 | 3.3615 | 3.433 | 3.4897 | 3.5352 | 3.5714 | 3.5716 | 3.5717 | 3.5717 | 3.5717 | 3.5718 | 3.5718 | 3.5718 | 3.5718 | 3.5718 | 3.5718
F11_Industrial_Petroleum_Existing_Process_Natural Gas_Gas Boiler - Stack Economizer_A_Achievable Economic TRC Potential | F11 | Industrial | Petroleum | Existing | Process | Natural Gas | Gas Boiler - Stack Economizer | A | Cumulative Summer Peak Savings (MW) | Achievable Economic TRC Potential | 0 | 0 | 0 | 0 | 0 | 0 | 0 | 0 | 0 | 0 | 0 | 0 | 0 | 0 | 0 | 0 | 0 | 0 | 0 | 0 | 0 | 0 | 0 | 0 | 0 | 0 | 0 | 0 | 0 | 0 | 0
F12_Industrial_Petroleum_Existing_Process_Natural Gas_Gas Boiler - Stack Economizer_A_Achievable Economic TRC Potential | F12 | Industrial | Petroleum | Existing | Process | Natural Gas | Gas Boiler - Stack Economizer | A | Cumulative Winter Peak Savings (MW) | Achievable Economic TRC Potential | 0 | 0 | 0 | 0 | 0 | 0 | 0 | 0 | 0 | 0 | 0 | 0 | 0 | 0 | 0 | 0 | 0 | 0 | 0 | 0 | 0 | 0 | 0 | 0 | 0 | 0 | 0 | 0 | 0 | 0 | 0
F13_Industrial_Petroleum_Existing_Process_Natural Gas_Gas Boiler - Stack Economizer_A_Achievable Economic TRC Potential | F13 | Industrial | Petroleum | Existing | Process | Natural Gas | Gas Boiler - Stack Economizer | A | Purchases (Incremental) | Achievable Economic TRC Potential | 0 | 0 | 0 | 0 | 0 | 0.5667 | 0.56639 | 0.56305 | 0.56335 | 0.56382 | 0.50099 | 0.3997 | 0.31911 | 0.25123 | 0.20175 | 0.15986 | 0.12791 | 0.10181 | 0.080723 | 0.064655 | 0.05151 | 0.00034997 | 0.00012453 | 4.231e-05 | 1.3753e-05 | 1.1656e-05 | 1.1625e-05 | 1.1597e-05 | 1.1572e-05 | 1.1549e-05 | 1.153e-05
F14_Industrial_Petroleum_Existing_Process_Natural Gas_Gas Boiler - Stack Economizer_A_Achievable Economic TRC Potential | F14 | Industrial | Petroleum | Existing | Process | Natural Gas | Gas Boiler - Stack Economizer | A | Purchases (Cumulative) | Achievable Economic TRC Potential | 0 | 0 | 0 | 0 | 0 | 0.5667 | 1.1331 | 1.6961 | 2.2595 | 2.8233 | 3.3243 | 3.724 | 4.0431 | 4.2943 | 4.4961 | 4.656 | 4.7839 | 4.8857 | 4.9664 | 5.0311 | 5.0826 | 5.0829 | 5.083 | 5.0831 | 5.0831 | 5.0831 | 5.0831 | 5.0831 | 5.0831 | 5.0831 | 5.0832
F1_Industrial_Petroleum_Existing_Space Heating_Natural Gas_Gas Furnace Tube Inserts_A_Achievable Economic TRC Potential | F1 | Industrial | Petroleum | Existing | Space Heating | Natural Gas | Gas Furnace Tube Inserts | A | Original Unit Energy Savings (kWh or therms) | Achievable Economic TRC Potential | 0 | 0 | 0 | 0 | 0 | 0.086193 | 0.085415 | 0.084425 | 0.083421 | 0.082413 | 0.081426 | 0.080448 | 0.079527 | 0.07866 | 0.077786 | 0.077021 | 0.0763 | 0.075622 | 0.074985 | 0.07434 | 0.073715 | 0.073094 | 0.072454 | 0.071839 | 0.071247 | 0.070693 | 0.070173 | 0.069687 | 0.069231 | 0.068805 | 0.068405
F2_Industrial_Petroleum_Existing_Space Heating_Natural Gas_Gas Furnace Tube Inserts_A_Achievable Economic TRC Potential | F2 | Industrial | Petroleum | Existing | Space Heating | Natural Gas | Gas Furnace Tube Inserts | A | Original Unit Summer Peak Savings (kW) | Achievable Economic TRC Potential | 0 | 0 | 0 | 0 | 0 | 0 | 0 | 0 | 0 | 0 | 0 | 0 | 0 | 0 | 0 | 0 | 0 | 0 | 0 | 0 | 0 | 0 | 0 | 0 | 0 | 0 | 0 | 0 | 0 | 0 | 0
F3_Industrial_Petroleum_Existing_Space Heating_Natural Gas_Gas Furnace Tube Inserts_A_Achievable Economic TRC Potential | F3 | Industrial | Petroleum | Existing | Space Heating | Natural Gas | Gas Furnace Tube Inserts | A | Original Unit Winter Peak Savings (kW) | Achievable Economic TRC Potential | 0 | 0 | 0 | 0 | 0 | 0 | 0 | 0 | 0 | 0 | 0 | 0 | 0 | 0 | 0 | 0 | 0 | 0 | 0 | 0 | 0 | 0 | 0 | 0 | 0 | 0 | 0 | 0 | 0 | 0 | 0
F4_Industrial_Petroleum_Existing_Space Heating_Natural Gas_Gas Furnace Tube Inserts_A_Achievable Economic TRC Potential | F4 | Industrial | Petroleum | Existing | Space Heating | Natural Gas | Gas Furnace Tube Inserts | A | Standalone Impact on Baseline Energy (%) | Achievable Economic TRC Potential | 0% | 0% | 0% | 0% | 0% | 0% | 0% | 0% | 0% | 0% | 0% | 0% | 0% | 0% | 0% | 0% | 0% | 0% | 0% | 0% | 0% | 0% | 0% | 0% | 0 | 0 | 0 | 0 | 0 | 0 | 0
F5_Industrial_Petroleum_Existing_Space Heating_Natural Gas_Gas Furnace Tube Inserts_A_Achievable Economic TRC Potential | F5 | Industrial | Petroleum | Existing | Space Heating | Natural Gas | Gas Furnace Tube Inserts | A | Standalone Impact on Baseline Summer Peak (%) | Achievable Economic TRC Potential | 0% | 0% | 0% | 0% | 0% | 0% | 0% | 0% | 0% | 0% | 0% | 0% | 0% | 0% | 0% | 0% | 0% | 0% | 0% | 0% | 0% | 0% | 0% | 0% | 0 | 0 | 0 | 0 | 0 | 0 | 0
F6_Industrial_Petroleum_Existing_Space Heating_Natural Gas_Gas Furnace Tube Inserts_A_Achievable Economic TRC Potential | F6 | Industrial | Petroleum | Existing | Space Heating | Natural Gas | Gas Furnace Tube Inserts | A | Standalone Impact on Baseline Winter Peak (%) | Achievable Economic TRC Potential | 0% | 0% | 0% | 0% | 0% | 0% | 0% | 0% | 0% | 0% | 0% | 0% | 0% | 0% | 0% | 0% | 0% | 0% | 0% | 0% | 0% | 0% | 0% | 0% | 0 | 0 | 0 | 0 | 0 | 0 | 0
F7_Industrial_Petroleum_Existing_Space Heating_Natural Gas_Gas Furnace Tube Inserts_A_Achievable Economic TRC Potential | F7 | Industrial | Petroleum | Existing | Space Heating | Natural Gas | Gas Furnace Tube Inserts | A | Incremental Energy Savings (MWh or mTherms) | Achievable Economic TRC Potential | 0 | 0 | 0 | 0 | 0 | 0 | 0 | 0 | 0 | 0 | 0 | 0 | 0 | 0 | 0 | 0 | 0 | 0 | 0 | 0 | 0 | 0 | 0 | 0 | 0 | 0 | 0 | 0 | 0 | 0 | 0
F8_Industrial_Petroleum_Existing_Space Heating_Natural Gas_Gas Furnace Tube Inserts_A_Achievable Economic TRC Potential | F8 | Industrial | Petroleum | Existing | Space Heating | Natural Gas | Gas Furnace Tube Inserts | A | Incremental Summer Peak Savings (MW) | Achievable Economic TRC Potential | 0 | 0 | 0 | 0 | 0 | 0 | 0 | 0 | 0 | 0 | 0 | 0 | 0 | 0 | 0 | 0 | 0 | 0 | 0 | 0 | 0 | 0 | 0 | 0 | 0 | 0 | 0 | 0 | 0 | 0 | 0
F9_Industrial_Petroleum_Existing_Space Heating_Natural Gas_Gas Furnace Tube Inserts_A_Achievable Economic TRC Potential | F9 | Industrial | Petroleum | Existing | Space Heating | Natural Gas | Gas Furnace Tube Inserts | A | Incremental Winter Peak Savings (MW) | Achievable Economic TRC Potential | 0 | 0 | 0 | 0 | 0 | 0 | 0 | 0 | 0 | 0 | 0 | 0 | 0 | 0 | 0 | 0 | 0 | 0 | 0 | 0 | 0 | 0 | 0 | 0 | 0 | 0 | 0 | 0 | 0 | 0 | 0
F10_Industrial_Petroleum_Existing_Space Heating_Natural Gas_Gas Furnace Tube Inserts_A_Achievable Economic TRC Potential | F10 | Industrial | Petroleum | Existing | Space Heating | Natural Gas | Gas Furnace Tube Inserts | A | Cumulative Energy Savings (MWh or mTherms) | Achievable Economic TRC Potential | 0 | 0 | 0 | 0 | 0 | 0 | 0 | 0 | 0 | 0 | 0 | 0 | 0 | 0 | 0 | 0 | 0 | 0 | 0 | 0 | 0 | 0 | 0 | 0 | 0 | 0 | 0 | 0 | 0 | 0 | 0
F11_Industrial_Petroleum_Existing_Space Heating_Natural Gas_Gas Furnace Tube Inserts_A_Achievable Economic TRC Potential | F11 | Industrial | Petroleum | Existing | Space Heating | Natural Gas | Gas Furnace Tube Inserts | A | Cumulative Summer Peak Savings (MW) | Achievable Economic TRC Potential | 0 | 0 | 0 | 0 | 0 | 0 | 0 | 0 | 0 | 0 | 0 | 0 | 0 | 0 | 0 | 0 | 0 | 0 | 0 | 0 | 0 | 0 | 0 | 0 | 0 | 0 | 0 | 0 | 0 | 0 | 0
F12_Industrial_Petroleum_Existing_Space Heating_Natural Gas_Gas Furnace Tube Inserts_A_Achievable Economic TRC Potential | F12 | Industrial | Petroleum | Existing | Space Heating | Natural Gas | Gas Furnace Tube Inserts | A | Cumulative Winter Peak Savings (MW) | Achievable Economic TRC Potential | 0 | 0 | 0 | 0 | 0 | 0 | 0 | 0 | 0 | 0 | 0 | 0 | 0 | 0 | 0 | 0 | 0 | 0 | 0 | 0 | 0 | 0 | 0 | 0 | 0 | 0 | 0 | 0 | 0 | 0 | 0
F13_Industrial_Petroleum_Existing_Space Heating_Natural Gas_Gas Furnace Tube Inserts_A_Achievable Economic TRC Potential | F13 | Industrial | Petroleum | Existing | Space Heating | Natural Gas | Gas Furnace Tube Inserts | A | Purchases (Incremental) | Achievable Economic TRC Potential | 0 | 0 | 0 | 0 | 0 | 0 | 0 | 0 | 0 | 0 | 0 | 0 | 0 | 0 | 0 | 0 | 0 | 0 | 0 | 0 | 0 | 0 | 0 | 0 | 0 | 0 | 0 | 0 | 0 | 0 | 0
F14_Industrial_Petroleum_Existing_Space Heating_Natural Gas_Gas Furnace Tube Inserts_A_Achievable Economic TRC Potential | F14 | Industrial | Petroleum | Existing | Space Heating | Natural Gas | Gas Furnace Tube Inserts | A | Purchases (Cumulative) | Achievable Economic TRC Potential | 0 | 0 | 0 | 0 | 0 | 0 | 0 | 0 | 0 | 0 | 0 | 0 | 0 | 0 | 0 | 0 | 0 | 0 | 0 | 0 | 0 | 0 | 0 | 0 | 0 | 0 | 0 | 0 | 0 | 0 | 0
F1_Industrial_Petroleum_Existing_Space Heating_Natural Gas_Space Heating - Heat Recovery Ventilator_A_Achievable Economic TRC Potential | F1 | Industrial | Petroleum | Existing | Space Heating | Natural Gas | Space Heating - Heat Recovery Ventilator | A | Original Unit Energy Savings (kWh or therms) | Achievable Economic TRC Potential | 0 | 0 | 0 | 0 | 0 | 0.013032 | 0.012921 | 0.012784 | 0.012645 | 0.012507 | 0.012371 | 0.012236 | 0.012109 | 0.011988 | 0.011865 | 0.011757 | 0.011654 | 0.011557 | 0.011464 | 0.011371 | 0.011281 | 0.01119 | 0.011098 | 0.011009 | 0.010923 | 0.010843 | 0.010768 | 0.010699 | 0 | 0 | 0
F2_Industrial_Petroleum_Existing_Space Heating_Natural Gas_Space Heating - Heat Recovery Ventilator_A_Achievable Economic TRC Potential | F2 | Industrial | Petroleum | Existing | Space Heating | Natural Gas | Space Heating - Heat Recovery Ventilator | A | Original Unit Summer Peak Savings (kW) | Achievable Economic TRC Potential | 0 | 0 | 0 | 0 | 0 | 0 | 0 | 0 | 0 | 0 | 0 | 0 | 0 | 0 | 0 | 0 | 0 | 0 | 0 | 0 | 0 | 0 | 0 | 0 | 0 | 0 | 0 | 0 | 0 | 0 | 0
F3_Industrial_Petroleum_Existing_Space Heating_Natural Gas_Space Heating - Heat Recovery Ventilator_A_Achievable Economic TRC Potential | F3 | Industrial | Petroleum | Existing | Space Heating | Natural Gas | Space Heating - Heat Recovery Ventilator | A | Original Unit Winter Peak Savings (kW) | Achievable Economic TRC Potential | 0 | 0 | 0 | 0 | 0 | 0 | 0 | 0 | 0 | 0 | 0 | 0 | 0 | 0 | 0 | 0 | 0 | 0 | 0 | 0 | 0 | 0 | 0 | 0 | 0 | 0 | 0 | 0 | 0 | 0 | 0
F4_Industrial_Petroleum_Existing_Space Heating_Natural Gas_Space Heating - Heat Recovery Ventilator_A_Achievable Economic TRC Potential | F4 | Industrial | Petroleum | Existing | Space Heating | Natural Gas | Space Heating - Heat Recovery Ventilator | A | Standalone Impact on Baseline Energy (%) | Achievable Economic TRC Potential | 0% | 0% | 0% | 0% | 0% | 0% | 0% | 0% | 0% | 0% | 0% | 0% | 0% | 0% | 0% | 0% | 0% | 0% | 0% | 0% | 0% | 0% | 0% | 0% | 0 | 0 | 0 | 0 | 0 | 0 | 0
F5_Industrial_Petroleum_Existing_Space Heating_Natural Gas_Space Heating - Heat Recovery Ventilator_A_Achievable Economic TRC Potential | F5 | Industrial | Petroleum | Existing | Space Heating | Natural Gas | Space Heating - Heat Recovery Ventilator | A | Standalone Impact on Baseline Summer Peak (%) | Achievable Economic TRC Potential | 0% | 0% | 0% | 0% | 0% | 0% | 0% | 0% | 0% | 0% | 0% | 0% | 0% | 0% | 0% | 0% | 0% | 0% | 0% | 0% | 0% | 0% | 0% | 0% | 0 | 0 | 0 | 0 | 0 | 0 | 0
F6_Industrial_Petroleum_Existing_Space Heating_Natural Gas_Space Heating - Heat Recovery Ventilator_A_Achievable Economic TRC Potential | F6 | Industrial | Petroleum | Existing | Space Heating | Natural Gas | Space Heating - Heat Recovery Ventilator | A | Standalone Impact on Baseline Winter Peak (%) | Achievable Economic TRC Potential | 0% | 0% | 0% | 0% | 0% | 0% | 0% | 0% | 0% | 0% | 0% | 0% | 0% | 0% | 0% | 0% | 0% | 0% | 0% | 0% | 0% | 0% | 0% | 0% | 0 | 0 | 0 | 0 | 0 | 0 | 0
F7_Industrial_Petroleum_Existing_Space Heating_Natural Gas_Space Heating - Heat Recovery Ventilator_A_Achievable Economic TRC Potential | F7 | Industrial | Petroleum | Existing | Space Heating | Natural Gas | Space Heating - Heat Recovery Ventilator | A | Incremental Energy Savings (MWh or mTherms) | Achievable Economic TRC Potential | 0 | 0 | 0 | 0 | 0 | 0 | 0 | 0 | 0 | 0 | 0 | 0 | 0 | 0 | 0 | 0 | 0 | 0 | 0 | 0 | 0 | 0 | 0 | 0 | 0 | 0 | 0 | 0 | 0 | 0 | 0
F8_Industrial_Petroleum_Existing_Space Heating_Natural Gas_Space Heating - Heat Recovery Ventilator_A_Achievable Economic TRC Potential | F8 | Industrial | Petroleum | Existing | Space Heating | Natural Gas | Space Heating - Heat Recovery Ventilator | A | Incremental Summer Peak Savings (MW) | Achievable Economic TRC Potential | 0 | 0 | 0 | 0 | 0 | 0 | 0 | 0 | 0 | 0 | 0 | 0 | 0 | 0 | 0 | 0 | 0 | 0 | 0 | 0 | 0 | 0 | 0 | 0 | 0 | 0 | 0 | 0 | 0 | 0 | 0
F9_Industrial_Petroleum_Existing_Space Heating_Natural Gas_Space Heating - Heat Recovery Ventilator_A_Achievable Economic TRC Potential | F9 | Industrial | Petroleum | Existing | Space Heating | Natural Gas | Space Heating - Heat Recovery Ventilator | A | Incremental Winter Peak Savings (MW) | Achievable Economic TRC Potential | 0 | 0 | 0 | 0 | 0 | 0 | 0 | 0 | 0 | 0 | 0 | 0 | 0 | 0 | 0 | 0 | 0 | 0 | 0 | 0 | 0 | 0 | 0 | 0 | 0 | 0 | 0 | 0 | 0 | 0 | 0
F10_Industrial_Petroleum_Existing_Space Heating_Natural Gas_Space Heating - Heat Recovery Ventilator_A_Achievable Economic TRC Potential | F10 | Industrial | Petroleum | Existing | Space Heating | Natural Gas | Space Heating - Heat Recovery Ventilator | A | Cumulative Energy Savings (MWh or mTherms) | Achievable Economic TRC Potential | 0 | 0 | 0 | 0 | 0 | 0 | 0 | 0 | 0 | 0 | 0 | 0 | 0 | 0 | 0 | 0 | 0 | 0 | 0 | 0 | 0 | 0 | 0 | 0 | 0 | 0 | 0 | 0 | 0 | 0 | 0
F11_Industrial_Petroleum_Existing_Space Heating_Natural Gas_Space Heating - Heat Recovery Ventilator_A_Achievable Economic TRC Potential | F11 | Industrial | Petroleum | Existing | Space Heating | Natural Gas | Space Heating - Heat Recovery Ventilator | A | Cumulative Summer Peak Savings (MW) | Achievable Economic TRC Potential | 0 | 0 | 0 | 0 | 0 | 0 | 0 | 0 | 0 | 0 | 0 | 0 | 0 | 0 | 0 | 0 | 0 | 0 | 0 | 0 | 0 | 0 | 0 | 0 | 0 | 0 | 0 | 0 | 0 | 0 | 0
F12_Industrial_Petroleum_Existing_Space Heating_Natural Gas_Space Heating - Heat Recovery Ventilator_A_Achievable Economic TRC Potential | F12 | Industrial | Petroleum | Existing | Space Heating | Natural Gas | Space Heating - Heat Recovery Ventilator | A | Cumulative Winter Peak Savings (MW) | Achievable Economic TRC Potential | 0 | 0 | 0 | 0 | 0 | 0 | 0 | 0 | 0 | 0 | 0 | 0 | 0 | 0 | 0 | 0 | 0 | 0 | 0 | 0 | 0 | 0 | 0 | 0 | 0 | 0 | 0 | 0 | 0 | 0 | 0
F13_Industrial_Petroleum_Existing_Space Heating_Natural Gas_Space Heating - Heat Recovery Ventilator_A_Achievable Economic TRC Potential | F13 | Industrial | Petroleum | Existing | Space Heating | Natural Gas | Space Heating - Heat Recovery Ventilator | A | Purchases (Incremental) | Achievable Economic TRC Potential | 0 | 0 | 0 | 0 | 0 | 0 | 0 | 0 | 0 | 0 | 0 | 0 | 0 | 0 | 0 | 0 | 0 | 0 | 0 | 0 | 0 | 0 | 0 | 0 | 0 | 0 | 0 | 0 | 0 | 0 | 0
F14_Industrial_Petroleum_Existing_Space Heating_Natural Gas_Space Heating - Heat Recovery Ventilator_A_Achievable Economic TRC Potential | F14 | Industrial | Petroleum | Existing | Space Heating | Natural Gas | Space Heating - Heat Recovery Ventilator | A | Purchases (Cumulative) | Achievable Economic TRC Potential | 0 | 0 | 0 | 0 | 0 | 0 | 0 | 0 | 0 | 0 | 0 | 0 | 0 | 0 | 0 | 0 | 0 | 0 | 0 | 0 | 0 | 0 | 0 | 0 | 0 | 0 | 0 | 0 | 0 | 0 | 0
F1_Industrial_Petroleum_Existing_Space Heating_Natural Gas_Thermostat - Programmable_A_Achievable Economic TRC Potential | F1 | Industrial | Petroleum | Existing | Space Heating | Natural Gas | Thermostat - Programmable | A | Original Unit Energy Savings (kWh or therms) | Achievable Economic TRC Potential | 0 | 0 | 0 | 0 | 0 | 0.0064741 | 0.0064188 | 0.0063509 | 0.0062821 | 0.0062131 | 0.0061456 | 0.0060788 | 0.0060154 | 0.0059554 | 0.0058943 | 0.0058406 | 0.0057895 | 0.0057411 | 0.0056953 | 0.0056489 | 0.0056041 | 0.0055591 | 0.0055133 | 0.0054693 | 0.0054265 | 0.0053867 | 0.0053495 | 0.0053149 | 0 | 0 | 0
F2_Industrial_Petroleum_Existing_Space Heating_Natural Gas_Thermostat - Programmable_A_Achievable Economic TRC Potential | F2 | Industrial | Petroleum | Existing | Space Heating | Natural Gas | Thermostat - Programmable | A | Original Unit Summer Peak Savings (kW) | Achievable Economic TRC Potential | 0 | 0 | 0 | 0 | 0 | 0 | 0 | 0 | 0 | 0 | 0 | 0 | 0 | 0 | 0 | 0 | 0 | 0 | 0 | 0 | 0 | 0 | 0 | 0 | 0 | 0 | 0 | 0 | 0 | 0 | 0
F3_Industrial_Petroleum_Existing_Space Heating_Natural Gas_Thermostat - Programmable_A_Achievable Economic TRC Potential | F3 | Industrial | Petroleum | Existing | Space Heating | Natural Gas | Thermostat - Programmable | A | Original Unit Winter Peak Savings (kW) | Achievable Economic TRC Potential | 0 | 0 | 0 | 0 | 0 | 0 | 0 | 0 | 0 | 0 | 0 | 0 | 0 | 0 | 0 | 0 | 0 | 0 | 0 | 0 | 0 | 0 | 0 | 0 | 0 | 0 | 0 | 0 | 0 | 0 | 0
F4_Industrial_Petroleum_Existing_Space Heating_Natural Gas_Thermostat - Programmable_A_Achievable Economic TRC Potential | F4 | Industrial | Petroleum | Existing | Space Heating | Natural Gas | Thermostat - Programmable | A | Standalone Impact on Baseline Energy (%) | Achievable Economic TRC Potential | 0% | 0% | 0% | 0% | 0% | 0% | 0% | 0% | 0% | 0% | 0% | 0% | 0% | 0% | 0% | 0% | 0% | 0% | 0% | 0% | 0% | 0% | 0% | 0% | 0 | 0 | 0 | 0 | 0 | 0 | 0
F5_Industrial_Petroleum_Existing_Space Heating_Natural Gas_Thermostat - Programmable_A_Achievable Economic TRC Potential | F5 | Industrial | Petroleum | Existing | Space Heating | Natural Gas | Thermostat - Programmable | A | Standalone Impact on Baseline Summer Peak (%) | Achievable Economic TRC Potential | 0% | 0% | 0% | 0% | 0% | 0% | 0% | 0% | 0% | 0% | 0% | 0% | 0% | 0% | 0% | 0% | 0% | 0% | 0% | 0% | 0% | 0% | 0% | 0% | 0 | 0 | 0 | 0 | 0 | 0 | 0
F6_Industrial_Petroleum_Existing_Space Heating_Natural Gas_Thermostat - Programmable_A_Achievable Economic TRC Potential | F6 | Industrial | Petroleum | Existing | Space Heating | Natural Gas | Thermostat - Programmable | A | Standalone Impact on Baseline Winter Peak (%) | Achievable Economic TRC Potential | 0% | 0% | 0% | 0% | 0% | 0% | 0% | 0% | 0% | 0% | 0% | 0% | 0% | 0% | 0% | 0% | 0% | 0% | 0% | 0% | 0% | 0% | 0% | 0% | 0 | 0 | 0 | 0 | 0 | 0 | 0
F7_Industrial_Petroleum_Existing_Space Heating_Natural Gas_Thermostat - Programmable_A_Achievable Economic TRC Potential | F7 | Industrial | Petroleum | Existing | Space Heating | Natural Gas | Thermostat - Programmable | A | Incremental Energy Savings (MWh or mTherms) | Achievable Economic TRC Potential | 0 | 0 | 0 | 0 | 0 | 0 | 0 | 0 | 0 | 0 | 0 | 0 | 0 | 0 | 0 | 0 | 0 | 0 | 0 | 0 | 0 | 0 | 0 | 0 | 0 | 0 | 0 | 0 | 0 | 0 | 0
F8_Industrial_Petroleum_Existing_Space Heating_Natural Gas_Thermostat - Programmable_A_Achievable Economic TRC Potential | F8 | Industrial | Petroleum | Existing | Space Heating | Natural Gas | Thermostat - Programmable | A | Incremental Summer Peak Savings (MW) | Achievable Economic TRC Potential | 0 | 0 | 0 | 0 | 0 | 0 | 0 | 0 | 0 | 0 | 0 | 0 | 0 | 0 | 0 | 0 | 0 | 0 | 0 | 0 | 0 | 0 | 0 | 0 | 0 | 0 | 0 | 0 | 0 | 0 | 0
F9_Industrial_Petroleum_Existing_Space Heating_Natural Gas_Thermostat - Programmable_A_Achievable Economic TRC Potential | F9 | Industrial | Petroleum | Existing | Space Heating | Natural Gas | Thermostat - Programmable | A | Incremental Winter Peak Savings (MW) | Achievable Economic TRC Potential | 0 | 0 | 0 | 0 | 0 | 0 | 0 | 0 | 0 | 0 | 0 | 0 | 0 | 0 | 0 | 0 | 0 | 0 | 0 | 0 | 0 | 0 | 0 | 0 | 0 | 0 | 0 | 0 | 0 | 0 | 0
F10_Industrial_Petroleum_Existing_Space Heating_Natural Gas_Thermostat - Programmable_A_Achievable Economic TRC Potential | F10 | Industrial | Petroleum | Existing | Space Heating | Natural Gas | Thermostat - Programmable | A | Cumulative Energy Savings (MWh or mTherms) | Achievable Economic TRC Potential | 0 | 0 | 0 | 0 | 0 | 0 | 0 | 0 | 0 | 0 | 0 | 0 | 0 | 0 | 0 | 0 | 0 | 0 | 0 | 0 | 0 | 0 | 0 | 0 | 0 | 0 | 0 | 0 | 0 | 0 | 0
F11_Industrial_Petroleum_Existing_Space Heating_Natural Gas_Thermostat - Programmable_A_Achievable Economic TRC Potential | F11 | Industrial | Petroleum | Existing | Space Heating | Natural Gas | Thermostat - Programmable | A | Cumulative Summer Peak Savings (MW) | Achievable Economic TRC Potential | 0 | 0 | 0 | 0 | 0 | 0 | 0 | 0 | 0 | 0 | 0 | 0 | 0 | 0 | 0 | 0 | 0 | 0 | 0 | 0 | 0 | 0 | 0 | 0 | 0 | 0 | 0 | 0 | 0 | 0 | 0
F12_Industrial_Petroleum_Existing_Space Heating_Natural Gas_Thermostat - Programmable_A_Achievable Economic TRC Potential | F12 | Industrial | Petroleum | Existing | Space Heating | Natural Gas | Thermostat - Programmable | A | Cumulative Winter Peak Savings (MW) | Achievable Economic TRC Potential | 0 | 0 | 0 | 0 | 0 | 0 | 0 | 0 | 0 | 0 | 0 | 0 | 0 | 0 | 0 | 0 | 0 | 0 | 0 | 0 | 0 | 0 | 0 | 0 | 0 | 0 | 0 | 0 | 0 | 0 | 0
F13_Industrial_Petroleum_Existing_Space Heating_Natural Gas_Thermostat - Programmable_A_Achievable Economic TRC Potential | F13 | Industrial | Petroleum | Existing | Space Heating | Natural Gas | Thermostat - Programmable | A | Purchases (Incremental) | Achievable Economic TRC Potential | 0 | 0 | 0 | 0 | 0 | 0 | 0 | 0 | 0 | 0 | 0 | 0 | 0 | 0 | 0 | 0 | 0 | 0 | 0 | 0 | 0 | 0 | 0 | 0 | 0 | 0 | 0 | 0 | 0 | 0 | 0
F14_Industrial_Petroleum_Existing_Space Heating_Natural Gas_Thermostat - Programmable_A_Achievable Economic TRC Potential | F14 | Industrial | Petroleum | Existing | Space Heating | Natural Gas | Thermostat - Programmable | A | Purchases (Cumulative) | Achievable Economic TRC Potential | 0 | 0 | 0 | 0 | 0 | 0 | 0 | 0 | 0 | 0 | 0 | 0 | 0 | 0 | 0 | 0 | 0 | 0 | 0 | 0 | 0 | 0 | 0 | 0 | 0 | 0 | 0 | 0 | 0 | 0 | 0
F1_Industrial_Petroleum_Existing_Space Heating_Natural Gas_ENERGY STAR Connected Thermostat_A_Achievable Economic TRC Potential | F1 | Industrial | Petroleum | Existing | Space Heating | Natural Gas | ENERGY STAR Connected Thermostat | A | Original Unit Energy Savings (kWh or therms) | Achievable Economic TRC Potential | 0 | 0 | 0 | 0 | 0 | 0.01524 | 0.01511 | 0.01495 | 0.014788 | 0.014626 | 0.014467 | 0.01431 | 0.01416 | 0.014019 | 0.013875 | 0.013749 | 0.013628 | 0.013515 | 0.013407 | 0.013298 | 0.013192 | 0.013086 | 0.012978 | 0.012875 | 0.012774 | 0.01268 | 0.012593 | 0.012511 | 0 | 0 | 0
F2_Industrial_Petroleum_Existing_Space Heating_Natural Gas_ENERGY STAR Connected Thermostat_A_Achievable Economic TRC Potential | F2 | Industrial | Petroleum | Existing | Space Heating | Natural Gas | ENERGY STAR Connected Thermostat | A | Original Unit Summer Peak Savings (kW) | Achievable Economic TRC Potential | 0 | 0 | 0 | 0 | 0 | 0 | 0 | 0 | 0 | 0 | 0 | 0 | 0 | 0 | 0 | 0 | 0 | 0 | 0 | 0 | 0 | 0 | 0 | 0 | 0 | 0 | 0 | 0 | 0 | 0 | 0
F3_Industrial_Petroleum_Existing_Space Heating_Natural Gas_ENERGY STAR Connected Thermostat_A_Achievable Economic TRC Potential | F3 | Industrial | Petroleum | Existing | Space Heating | Natural Gas | ENERGY STAR Connected Thermostat | A | Original Unit Winter Peak Savings (kW) | Achievable Economic TRC Potential | 0 | 0 | 0 | 0 | 0 | 0 | 0 | 0 | 0 | 0 | 0 | 0 | 0 | 0 | 0 | 0 | 0 | 0 | 0 | 0 | 0 | 0 | 0 | 0 | 0 | 0 | 0 | 0 | 0 | 0 | 0
F4_Industrial_Petroleum_Existing_Space Heating_Natural Gas_ENERGY STAR Connected Thermostat_A_Achievable Economic TRC Potential | F4 | Industrial | Petroleum | Existing | Space Heating | Natural Gas | ENERGY STAR Connected Thermostat | A | Standalone Impact on Baseline Energy (%) | Achievable Economic TRC Potential | 0% | 0% | 0% | 0% | 0% | 0% | 0% | 0% | 0% | 0% | 0% | 0% | 0% | 0% | 0% | 0% | 0% | 0% | 0% | 0% | 0% | 0% | 0% | 0% | 0 | 0 | 0 | 0 | 0 | 0 | 0
F5_Industrial_Petroleum_Existing_Space Heating_Natural Gas_ENERGY STAR Connected Thermostat_A_Achievable Economic TRC Potential | F5 | Industrial | Petroleum | Existing | Space Heating | Natural Gas | ENERGY STAR Connected Thermostat | A | Standalone Impact on Baseline Summer Peak (%) | Achievable Economic TRC Potential | 0% | 0% | 0% | 0% | 0% | 0% | 0% | 0% | 0% | 0% | 0% | 0% | 0% | 0% | 0% | 0% | 0% | 0% | 0% | 0% | 0% | 0% | 0% | 0% | 0 | 0 | 0 | 0 | 0 | 0 | 0
F6_Industrial_Petroleum_Existing_Space Heating_Natural Gas_ENERGY STAR Connected Thermostat_A_Achievable Economic TRC Potential | F6 | Industrial | Petroleum | Existing | Space Heating | Natural Gas | ENERGY STAR Connected Thermostat | A | Standalone Impact on Baseline Winter Peak (%) | Achievable Economic TRC Potential | 0% | 0% | 0% | 0% | 0% | 0% | 0% | 0% | 0% | 0% | 0% | 0% | 0% | 0% | 0% | 0% | 0% | 0% | 0% | 0% | 0% | 0% | 0% | 0% | 0 | 0 | 0 | 0 | 0 | 0 | 0
F7_Industrial_Petroleum_Existing_Space Heating_Natural Gas_ENERGY STAR Connected Thermostat_A_Achievable Economic TRC Potential | F7 | Industrial | Petroleum | Existing | Space Heating | Natural Gas | ENERGY STAR Connected Thermostat | A | Incremental Energy Savings (MWh or mTherms) | Achievable Economic TRC Potential | 0 | 0 | 0 | 0 | 0 | 0 | 0 | 0 | 0 | 0 | 0 | 0 | 0 | 0 | 0 | 0 | 0 | 0 | 0 | 0 | 0 | 0 | 0 | 0 | 0 | 0 | 0 | 0 | 0 | 0 | 0
F8_Industrial_Petroleum_Existing_Space Heating_Natural Gas_ENERGY STAR Connected Thermostat_A_Achievable Economic TRC Potential | F8 | Industrial | Petroleum | Existing | Space Heating | Natural Gas | ENERGY STAR Connected Thermostat | A | Incremental Summer Peak Savings (MW) | Achievable Economic TRC Potential | 0 | 0 | 0 | 0 | 0 | 0 | 0 | 0 | 0 | 0 | 0 | 0 | 0 | 0 | 0 | 0 | 0 | 0 | 0 | 0 | 0 | 0 | 0 | 0 | 0 | 0 | 0 | 0 | 0 | 0 | 0
F9_Industrial_Petroleum_Existing_Space Heating_Natural Gas_ENERGY STAR Connected Thermostat_A_Achievable Economic TRC Potential | F9 | Industrial | Petroleum | Existing | Space Heating | Natural Gas | ENERGY STAR Connected Thermostat | A | Incremental Winter Peak Savings (MW) | Achievable Economic TRC Potential | 0 | 0 | 0 | 0 | 0 | 0 | 0 | 0 | 0 | 0 | 0 | 0 | 0 | 0 | 0 | 0 | 0 | 0 | 0 | 0 | 0 | 0 | 0 | 0 | 0 | 0 | 0 | 0 | 0 | 0 | 0
F10_Industrial_Petroleum_Existing_Space Heating_Natural Gas_ENERGY STAR Connected Thermostat_A_Achievable Economic TRC Potential | F10 | Industrial | Petroleum | Existing | Space Heating | Natural Gas | ENERGY STAR Connected Thermostat | A | Cumulative Energy Savings (MWh or mTherms) | Achievable Economic TRC Potential | 0 | 0 | 0 | 0 | 0 | 0 | 0 | 0 | 0 | 0 | 0 | 0 | 0 | 0 | 0 | 0 | 0 | 0 | 0 | 0 | 0 | 0 | 0 | 0 | 0 | 0 | 0 | 0 | 0 | 0 | 0
F11_Industrial_Petroleum_Existing_Space Heating_Natural Gas_ENERGY STAR Connected Thermostat_A_Achievable Economic TRC Potential | F11 | Industrial | Petroleum | Existing | Space Heating | Natural Gas | ENERGY STAR Connected Thermostat | A | Cumulative Summer Peak Savings (MW) | Achievable Economic TRC Potential | 0 | 0 | 0 | 0 | 0 | 0 | 0 | 0 | 0 | 0 | 0 | 0 | 0 | 0 | 0 | 0 | 0 | 0 | 0 | 0 | 0 | 0 | 0 | 0 | 0 | 0 | 0 | 0 | 0 | 0 | 0
F12_Industrial_Petroleum_Existing_Space Heating_Natural Gas_ENERGY STAR Connected Thermostat_A_Achievable Economic TRC Potential | F12 | Industrial | Petroleum | Existing | Space Heating | Natural Gas | ENERGY STAR Connected Thermostat | A | Cumulative Winter Peak Savings (MW) | Achievable Economic TRC Potential | 0 | 0 | 0 | 0 | 0 | 0 | 0 | 0 | 0 | 0 | 0 | 0 | 0 | 0 | 0 | 0 | 0 | 0 | 0 | 0 | 0 | 0 | 0 | 0 | 0 | 0 | 0 | 0 | 0 | 0 | 0
F13_Industrial_Petroleum_Existing_Space Heating_Natural Gas_ENERGY STAR Connected Thermostat_A_Achievable Economic TRC Potential | F13 | Industrial | Petroleum | Existing | Space Heating | Natural Gas | ENERGY STAR Connected Thermostat | A | Purchases (Incremental) | Achievable Economic TRC Potential | 0 | 0 | 0 | 0 | 0 | 0 | 0 | 0 | 0 | 0 | 0 | 0 | 0 | 0 | 0 | 0 | 0 | 0 | 0 | 0 | 0 | 0 | 0 | 0 | 0 | 0 | 0 | 0 | 0 | 0 | 0
F14_Industrial_Petroleum_Existing_Space Heating_Natural Gas_ENERGY STAR Connected Thermostat_A_Achievable Economic TRC Potential | F14 | Industrial | Petroleum | Existing | Space Heating | Natural Gas | ENERGY STAR Connected Thermostat | A | Purchases (Cumulative) | Achievable Economic TRC Potential | 0 | 0 | 0 | 0 | 0 | 0 | 0 | 0 | 0 | 0 | 0 | 0 | 0 | 0 | 0 | 0 | 0 | 0 | 0 | 0 | 0 | 0 | 0 | 0 | 0 | 0 | 0 | 0 | 0 | 0 | 0
F1_Industrial_Petroleum_Existing_Space Heating_Natural Gas_Destratification Fans (HVLS)_A_Achievable Economic TRC Potential | F1 | Industrial | Petroleum | Existing | Space Heating | Natural Gas | Destratification Fans (HVLS) | A | Original Unit Energy Savings (kWh or therms) | Achievable Economic TRC Potential | 0 | 0 | 0 | 0 | 0 | 0.01524 | 0.01511 | 0.01495 | 0.014788 | 0.014626 | 0.014467 | 0.01431 | 0.01416 | 0.014019 | 0.013875 | 0.013749 | 0.013628 | 0.013515 | 0.013407 | 0.013298 | 0.013192 | 0.013086 | 0.012978 | 0.012875 | 0.012774 | 0.01268 | 0.012593 | 0.012511 | 0 | 0 | 0
F2_Industrial_Petroleum_Existing_Space Heating_Natural Gas_Destratification Fans (HVLS)_A_Achievable Economic TRC Potential | F2 | Industrial | Petroleum | Existing | Space Heating | Natural Gas | Destratification Fans (HVLS) | A | Original Unit Summer Peak Savings (kW) | Achievable Economic TRC Potential | 0 | 0 | 0 | 0 | 0 | 0 | 0 | 0 | 0 | 0 | 0 | 0 | 0 | 0 | 0 | 0 | 0 | 0 | 0 | 0 | 0 | 0 | 0 | 0 | 0 | 0 | 0 | 0 | 0 | 0 | 0
F3_Industrial_Petroleum_Existing_Space Heating_Natural Gas_Destratification Fans (HVLS)_A_Achievable Economic TRC Potential | F3 | Industrial | Petroleum | Existing | Space Heating | Natural Gas | Destratification Fans (HVLS) | A | Original Unit Winter Peak Savings (kW) | Achievable Economic TRC Potential | 0 | 0 | 0 | 0 | 0 | 0 | 0 | 0 | 0 | 0 | 0 | 0 | 0 | 0 | 0 | 0 | 0 | 0 | 0 | 0 | 0 | 0 | 0 | 0 | 0 | 0 | 0 | 0 | 0 | 0 | 0
F4_Industrial_Petroleum_Existing_Space Heating_Natural Gas_Destratification Fans (HVLS)_A_Achievable Economic TRC Potential | F4 | Industrial | Petroleum | Existing | Space Heating | Natural Gas | Destratification Fans (HVLS) | A | Standalone Impact on Baseline Energy (%) | Achievable Economic TRC Potential | 0% | 0% | 0% | 0% | 0% | 0% | 0% | 0% | 0% | 0% | 0% | 0% | 0% | 0% | 0% | 0% | 0% | 0% | 0% | 0% | 0% | 0% | 0% | 0% | 0 | 0 | 0 | 0 | 0 | 0 | 0
F5_Industrial_Petroleum_Existing_Space Heating_Natural Gas_Destratification Fans (HVLS)_A_Achievable Economic TRC Potential | F5 | Industrial | Petroleum | Existing | Space Heating | Natural Gas | Destratification Fans (HVLS) | A | Standalone Impact on Baseline Summer Peak (%) | Achievable Economic TRC Potential | 0% | 0% | 0% | 0% | 0% | 0% | 0% | 0% | 0% | 0% | 0% | 0% | 0% | 0% | 0% | 0% | 0% | 0% | 0% | 0% | 0% | 0% | 0% | 0% | 0 | 0 | 0 | 0 | 0 | 0 | 0
F6_Industrial_Petroleum_Existing_Space Heating_Natural Gas_Destratification Fans (HVLS)_A_Achievable Economic TRC Potential | F6 | Industrial | Petroleum | Existing | Space Heating | Natural Gas | Destratification Fans (HVLS) | A | Standalone Impact on Baseline Winter Peak (%) | Achievable Economic TRC Potential | 0% | 0% | 0% | 0% | 0% | 0% | 0% | 0% | 0% | 0% | 0% | 0% | 0% | 0% | 0% | 0% | 0% | 0% | 0% | 0% | 0% | 0% | 0% | 0% | 0 | 0 | 0 | 0 | 0 | 0 | 0
F7_Industrial_Petroleum_Existing_Space Heating_Natural Gas_Destratification Fans (HVLS)_A_Achievable Economic TRC Potential | F7 | Industrial | Petroleum | Existing | Space Heating | Natural Gas | Destratification Fans (HVLS) | A | Incremental Energy Savings (MWh or mTherms) | Achievable Economic TRC Potential | 0 | 0 | 0 | 0 | 0 | 0 | 0 | 0 | 0 | 0 | 0 | 0 | 0 | 0 | 0 | 0 | 0 | 0 | 0 | 0 | 0 | 0 | 0 | 0 | 0 | 0 | 0 | 0 | 0 | 0 | 0
F8_Industrial_Petroleum_Existing_Space Heating_Natural Gas_Destratification Fans (HVLS)_A_Achievable Economic TRC Potential | F8 | Industrial | Petroleum | Existing | Space Heating | Natural Gas | Destratification Fans (HVLS) | A | Incremental Summer Peak Savings (MW) | Achievable Economic TRC Potential | 0 | 0 | 0 | 0 | 0 | 0 | 0 | 0 | 0 | 0 | 0 | 0 | 0 | 0 | 0 | 0 | 0 | 0 | 0 | 0 | 0 | 0 | 0 | 0 | 0 | 0 | 0 | 0 | 0 | 0 | 0
F9_Industrial_Petroleum_Existing_Space Heating_Natural Gas_Destratification Fans (HVLS)_A_Achievable Economic TRC Potential | F9 | Industrial | Petroleum | Existing | Space Heating | Natural Gas | Destratification Fans (HVLS) | A | Incremental Winter Peak Savings (MW) | Achievable Economic TRC Potential | 0 | 0 | 0 | 0 | 0 | 0 | 0 | 0 | 0 | 0 | 0 | 0 | 0 | 0 | 0 | 0 | 0 | 0 | 0 | 0 | 0 | 0 | 0 | 0 | 0 | 0 | 0 | 0 | 0 | 0 | 0
F10_Industrial_Petroleum_Existing_Space Heating_Natural Gas_Destratification Fans (HVLS)_A_Achievable Economic TRC Potential | F10 | Industrial | Petroleum | Existing | Space Heating | Natural Gas | Destratification Fans (HVLS) | A | Cumulative Energy Savings (MWh or mTherms) | Achievable Economic TRC Potential | 0 | 0 | 0 | 0 | 0 | 0 | 0 | 0 | 0 | 0 | 0 | 0 | 0 | 0 | 0 | 0 | 0 | 0 | 0 | 0 | 0 | 0 | 0 | 0 | 0 | 0 | 0 | 0 | 0 | 0 | 0
F11_Industrial_Petroleum_Existing_Space Heating_Natural Gas_Destratification Fans (HVLS)_A_Achievable Economic TRC Potential | F11 | Industrial | Petroleum | Existing | Space Heating | Natural Gas | Destratification Fans (HVLS) | A | Cumulative Summer Peak Savings (MW) | Achievable Economic TRC Potential | 0 | 0 | 0 | 0 | 0 | 0 | 0 | 0 | 0 | 0 | 0 | 0 | 0 | 0 | 0 | 0 | 0 | 0 | 0 | 0 | 0 | 0 | 0 | 0 | 0 | 0 | 0 | 0 | 0 | 0 | 0
F12_Industrial_Petroleum_Existing_Space Heating_Natural Gas_Destratification Fans (HVLS)_A_Achievable Economic TRC Potential | F12 | Industrial | Petroleum | Existing | Space Heating | Natural Gas | Destratification Fans (HVLS) | A | Cumulative Winter Peak Savings (MW) | Achievable Economic TRC Potential | 0 | 0 | 0 | 0 | 0 | 0 | 0 | 0 | 0 | 0 | 0 | 0 | 0 | 0 | 0 | 0 | 0 | 0 | 0 | 0 | 0 | 0 | 0 | 0 | 0 | 0 | 0 | 0 | 0 | 0 | 0
F13_Industrial_Petroleum_Existing_Space Heating_Natural Gas_Destratification Fans (HVLS)_A_Achievable Economic TRC Potential | F13 | Industrial | Petroleum | Existing | Space Heating | Natural Gas | Destratification Fans (HVLS) | A | Purchases (Incremental) | Achievable Economic TRC Potential | 0 | 0 | 0 | 0 | 0 | 0 | 0 | 0 | 0 | 0 | 0 | 0 | 0 | 0 | 0 | 0 | 0 | 0 | 0 | 0 | 0 | 0 | 0 | 0 | 0 | 0 | 0 | 0 | 0 | 0 | 0
F14_Industrial_Petroleum_Existing_Space Heating_Natural Gas_Destratification Fans (HVLS)_A_Achievable Economic TRC Potential | F14 | Industrial | Petroleum | Existing | Space Heating | Natural Gas | Destratification Fans (HVLS) | A | Purchases (Cumulative) | Achievable Economic TRC Potential | 0 | 0 | 0 | 0 | 0 | 0 | 0 | 0 | 0 | 0 | 0 | 0 | 0 | 0 | 0 | 0 | 0 | 0 | 0 | 0 | 0 | 0 | 0 | 0 | 0 | 0 | 0 | 0 | 0 | 0 | 0
F1_Industrial_Petroleum_Existing_Space Heating_Natural Gas_Gas Boiler - Insulate Steam Lines/Condensate Tank_A_Achievable Economic TRC Potential | F1 | Industrial | Petroleum | Existing | Space Heating | Natural Gas | Gas Boiler - Insulate Steam Lines/Condensate Tank | A | Original Unit Energy Savings (kWh or therms) | Achievable Economic TRC Potential | 0 | 0 | 0 | 0 | 0 | 1139.921 | 1132.197 | 1124.5217 | 1116.8058 | 1109.1119 | 1101.6344 | 1094.2311 | 1086.9071 | 1079.6667 | 1072.0029 | 1064.969 | 1058.0143 | 1051.1738 | 1044.434 | 1037.6793 | 1031.1558 | 1024.3664 | 1017.8121 | 1011.4635 | 1005.0743 | 999.244 | 993.9235 | 989.068 | 984.6366 | 980.5921 | 976.9006
F2_Industrial_Petroleum_Existing_Space Heating_Natural Gas_Gas Boiler - Insulate Steam Lines/Condensate Tank_A_Achievable Economic TRC Potential | F2 | Industrial | Petroleum | Existing | Space Heating | Natural Gas | Gas Boiler - Insulate Steam Lines/Condensate Tank | A | Original Unit Summer Peak Savings (kW) | Achievable Economic TRC Potential | 0 | 0 | 0 | 0 | 0 | 0 | 0 | 0 | 0 | 0 | 0 | 0 | 0 | 0 | 0 | 0 | 0 | 0 | 0 | 0 | 0 | 0 | 0 | 0 | 0 | 0 | 0 | 0 | 0 | 0 | 0
F3_Industrial_Petroleum_Existing_Space Heating_Natural Gas_Gas Boiler - Insulate Steam Lines/Condensate Tank_A_Achievable Economic TRC Potential | F3 | Industrial | Petroleum | Existing | Space Heating | Natural Gas | Gas Boiler - Insulate Steam Lines/Condensate Tank | A | Original Unit Winter Peak Savings (kW) | Achievable Economic TRC Potential | 0 | 0 | 0 | 0 | 0 | 0 | 0 | 0 | 0 | 0 | 0 | 0 | 0 | 0 | 0 | 0 | 0 | 0 | 0 | 0 | 0 | 0 | 0 | 0 | 0 | 0 | 0 | 0 | 0 | 0 | 0
F4_Industrial_Petroleum_Existing_Space Heating_Natural Gas_Gas Boiler - Insulate Steam Lines/Condensate Tank_A_Achievable Economic TRC Potential | F4 | Industrial | Petroleum | Existing | Space Heating | Natural Gas | Gas Boiler - Insulate Steam Lines/Condensate Tank | A | Standalone Impact on Baseline Energy (%) | Achievable Economic TRC Potential | 0% | 0% | 0% | 0% | 0% | 0.01065% | 0.02133% | 0.03225% | 0.04311% | 0.05404% | 0.0658% | 0.07715% | 0.08852% | 0.1012% | 0.1121% | 0.1245% | 0.1358% | 0.1479% | 0.1605% | 0.1717% | 0.1838% | 0.196% | 0.2082% | 0.2205% | 0.0023269 | 0.0023373 | 0.0023473 | 0.0023567 | 0 | 0 | 0
F5_Industrial_Petroleum_Existing_Space Heating_Natural Gas_Gas Boiler - Insulate Steam Lines/Condensate Tank_A_Achievable Economic TRC Potential | F5 | Industrial | Petroleum | Existing | Space Heating | Natural Gas | Gas Boiler - Insulate Steam Lines/Condensate Tank | A | Standalone Impact on Baseline Summer Peak (%) | Achievable Economic TRC Potential | 0% | 0% | 0% | 0% | 0% | 0% | 0% | 0% | 0% | 0% | 0% | 0% | 0% | 0% | 0% | 0% | 0% | 0% | 0% | 0% | 0% | 0% | 0% | 0% | 0 | 0 | 0 | 0 | 0 | 0 | 0
F6_Industrial_Petroleum_Existing_Space Heating_Natural Gas_Gas Boiler - Insulate Steam Lines/Condensate Tank_A_Achievable Economic TRC Potential | F6 | Industrial | Petroleum | Existing | Space Heating | Natural Gas | Gas Boiler - Insulate Steam Lines/Condensate Tank | A | Standalone Impact on Baseline Winter Peak (%) | Achievable Economic TRC Potential | 0% | 0% | 0% | 0% | 0% | 0% | 0% | 0% | 0% | 0% | 0% | 0% | 0% | 0% | 0% | 0% | 0% | 0% | 0% | 0% | 0% | 0% | 0% | 0% | 0 | 0 | 0 | 0 | 0 | 0 | 0
F7_Industrial_Petroleum_Existing_Space Heating_Natural Gas_Gas Boiler - Insulate Steam Lines/Condensate Tank_A_Achievable Economic TRC Potential | F7 | Industrial | Petroleum | Existing | Space Heating | Natural Gas | Gas Boiler - Insulate Steam Lines/Condensate Tank | A | Incremental Energy Savings (MWh or mTherms) | Achievable Economic TRC Potential | 0 | 0 | 0 | 0 | 0 | 0.00046484 | 0.00046143 | 0.0004556 | 0.00045272 | 0.00044997 | 0.00044126 | 0.0004371 | 0.00043329 | 0.00042357 | 0.00042217 | 0.0004154 | 0.00041274 | 0.00040801 | 0.00040178 | 0.00039965 | 0.0003955 | 0.00039137 | 0.00038744 | 0.00038372 | 0.00038009 | 0 | 0 | 0 | 0 | 0 | 0
F8_Industrial_Petroleum_Existing_Space Heating_Natural Gas_Gas Boiler - Insulate Steam Lines/Condensate Tank_A_Achievable Economic TRC Potential | F8 | Industrial | Petroleum | Existing | Space Heating | Natural Gas | Gas Boiler - Insulate Steam Lines/Condensate Tank | A | Incremental Summer Peak Savings (MW) | Achievable Economic TRC Potential | 0 | 0 | 0 | 0 | 0 | 0 | 0 | 0 | 0 | 0 | 0 | 0 | 0 | 0 | 0 | 0 | 0 | 0 | 0 | 0 | 0 | 0 | 0 | 0 | 0 | 0 | 0 | 0 | 0 | 0 | 0
F9_Industrial_Petroleum_Existing_Space Heating_Natural Gas_Gas Boiler - Insulate Steam Lines/Condensate Tank_A_Achievable Economic TRC Potential | F9 | Industrial | Petroleum | Existing | Space Heating | Natural Gas | Gas Boiler - Insulate Steam Lines/Condensate Tank | A | Incremental Winter Peak Savings (MW) | Achievable Economic TRC Potential | 0 | 0 | 0 | 0 | 0 | 0 | 0 | 0 | 0 | 0 | 0 | 0 | 0 | 0 | 0 | 0 | 0 | 0 | 0 | 0 | 0 | 0 | 0 | 0 | 0 | 0 | 0 | 0 | 0 | 0 | 0
F10_Industrial_Petroleum_Existing_Space Heating_Natural Gas_Gas Boiler - Insulate Steam Lines/Condensate Tank_A_Achievable Economic TRC Potential | F10 | Industrial | Petroleum | Existing | Space Heating | Natural Gas | Gas Boiler - Insulate Steam Lines/Condensate Tank | A | Cumulative Energy Savings (MWh or mTherms) | Achievable Economic TRC Potential | 0 | 0 | 0 | 0 | 0 | 0.00046484 | 0.00092312 | 0.0013725 | 0.0018158 | 0.0022532 | 0.0026793 | 0.0030984 | 0.0035109 | 0.0039111 | 0.0043055 | 0.0046927 | 0.0050748 | 0.00545 | 0.0058168 | 0.0061789 | 0.0065355 | 0.0068838 | 0.0072272 | 0.0075659 | 0.0078982 | 0.0078524 | 0.0078106 | 0.0077724 | 0.0077376 | 0.0077058 | 0.0076768
F11_Industrial_Petroleum_Existing_Space Heating_Natural Gas_Gas Boiler - Insulate Steam Lines/Condensate Tank_A_Achievable Economic TRC Potential | F11 | Industrial | Petroleum | Existing | Space Heating | Natural Gas | Gas Boiler - Insulate Steam Lines/Condensate Tank | A | Cumulative Summer Peak Savings (MW) | Achievable Economic TRC Potential | 0 | 0 | 0 | 0 | 0 | 0 | 0 | 0 | 0 | 0 | 0 | 0 | 0 | 0 | 0 | 0 | 0 | 0 | 0 | 0 | 0 | 0 | 0 | 0 | 0 | 0 | 0 | 0 | 0 | 0 | 0
F12_Industrial_Petroleum_Existing_Space Heating_Natural Gas_Gas Boiler - Insulate Steam Lines/Condensate Tank_A_Achievable Economic TRC Potential | F12 | Industrial | Petroleum | Existing | Space Heating | Natural Gas | Gas Boiler - Insulate Steam Lines/Condensate Tank | A | Cumulative Winter Peak Savings (MW) | Achievable Economic TRC Potential | 0 | 0 | 0 | 0 | 0 | 0 | 0 | 0 | 0 | 0 | 0 | 0 | 0 | 0 | 0 | 0 | 0 | 0 | 0 | 0 | 0 | 0 | 0 | 0 | 0 | 0 | 0 | 0 | 0 | 0 | 0
F13_Industrial_Petroleum_Existing_Space Heating_Natural Gas_Gas Boiler - Insulate Steam Lines/Condensate Tank_A_Achievable Economic TRC Potential | F13 | Industrial | Petroleum | Existing | Space Heating | Natural Gas | Gas Boiler - Insulate Steam Lines/Condensate Tank | A | Purchases (Incremental) | Achievable Economic TRC Potential | 0 | 0 | 0 | 0 | 0 | 0.00040778 | 0.00040755 | 0.00040515 | 0.00040537 | 0.00040571 | 0.00040055 | 0.00039946 | 0.00039865 | 0.00039232 | 0.00039382 | 0.00039006 | 0.00039011 | 0.00038815 | 0.00038468 | 0.00038514 | 0.00038355 | 0.00038206 | 0.00038066 | 0.00037937 | 0.00037817 | 0 | 0 | 0 | 0 | 0 | 0
F14_Industrial_Petroleum_Existing_Space Heating_Natural Gas_Gas Boiler - Insulate Steam Lines/Condensate Tank_A_Achievable Economic TRC Potential | F14 | Industrial | Petroleum | Existing | Space Heating | Natural Gas | Gas Boiler - Insulate Steam Lines/Condensate Tank | A | Purchases (Cumulative) | Achievable Economic TRC Potential | 0 | 0 | 0 | 0 | 0 | 0.00040778 | 0.00081533 | 0.0012205 | 0.0016259 | 0.0020316 | 0.0024321 | 0.0028316 | 0.0032302 | 0.0036225 | 0.0040164 | 0.0044064 | 0.0047965 | 0.0051847 | 0.0055694 | 0.0059545 | 0.006338 | 0.0067201 | 0.0071008 | 0.0074801 | 0.0078583 | 0.0078583 | 0.0078583 | 0.0078583 | 0.0078583 | 0.0078583 | 0.0078583
F1_Industrial_Petroleum_Existing_Process_Natural Gas_Gas Boiler - Insulate Steam Lines/Condensate Tank_A_Achievable Economic TRC Potential | F1 | Industrial | Petroleum | Existing | Process | Natural Gas | Gas Boiler - Insulate Steam Lines/Condensate Tank | A | Original Unit Energy Savings (kWh or therms) | Achievable Economic TRC Potential | 0 | 0 | 0 | 0 | 0 | 5813.0737 | 5813.0737 | 5813.0737 | 5813.0737 | 5813.0737 | 5813.0737 | 5813.0737 | 5813.0737 | 5813.0737 | 5813.0737 | 5813.0737 | 5813.0737 | 5813.0737 | 5813.0737 | 5813.0737 | 5813.0737 | 5813.0737 | 5813.0737 | 5813.0737 | 5813.0737 | 5813.0737 | 5813.0737 | 5813.0737 | 5813.0737 | 5813.0737 | 5813.0737
F2_Industrial_Petroleum_Existing_Process_Natural Gas_Gas Boiler - Insulate Steam Lines/Condensate Tank_A_Achievable Economic TRC Potential | F2 | Industrial | Petroleum | Existing | Process | Natural Gas | Gas Boiler - Insulate Steam Lines/Condensate Tank | A | Original Unit Summer Peak Savings (kW) | Achievable Economic TRC Potential | 0 | 0 | 0 | 0 | 0 | 0 | 0 | 0 | 0 | 0 | 0 | 0 | 0 | 0 | 0 | 0 | 0 | 0 | 0 | 0 | 0 | 0 | 0 | 0 | 0 | 0 | 0 | 0 | 0 | 0 | 0
F3_Industrial_Petroleum_Existing_Process_Natural Gas_Gas Boiler - Insulate Steam Lines/Condensate Tank_A_Achievable Economic TRC Potential | F3 | Industrial | Petroleum | Existing | Process | Natural Gas | Gas Boiler - Insulate Steam Lines/Condensate Tank | A | Original Unit Winter Peak Savings (kW) | Achievable Economic TRC Potential | 0 | 0 | 0 | 0 | 0 | 0 | 0 | 0 | 0 | 0 | 0 | 0 | 0 | 0 | 0 | 0 | 0 | 0 | 0 | 0 | 0 | 0 | 0 | 0 | 0 | 0 | 0 | 0 | 0 | 0 | 0
F4_Industrial_Petroleum_Existing_Process_Natural Gas_Gas Boiler - Insulate Steam Lines/Condensate Tank_A_Achievable Economic TRC Potential | F4 | Industrial | Petroleum | Existing | Process | Natural Gas | Gas Boiler - Insulate Steam Lines/Condensate Tank | A | Standalone Impact on Baseline Energy (%) | Achievable Economic TRC Potential | 0% | 0% | 0% | 0% | 0% | 0.01727% | 0.03454% | 0.05202% | 0.06926% | 0.08647% | 0.1048% | 0.1224% | 0.1399% | 0.1594% | 0.1761% | 0.1951% | 0.2123% | 0.2306% | 0.25% | 0.267% | 0.2853% | 0.3037% | 0.3221% | 0.3405% | 0.0035881 | 0.0035985 | 0.0036081 | 0.0036169 | 0 | 0 | 0
F5_Industrial_Petroleum_Existing_Process_Natural Gas_Gas Boiler - Insulate Steam Lines/Condensate Tank_A_Achievable Economic TRC Potential | F5 | Industrial | Petroleum | Existing | Process | Natural Gas | Gas Boiler - Insulate Steam Lines/Condensate Tank | A | Standalone Impact on Baseline Summer Peak (%) | Achievable Economic TRC Potential | 0% | 0% | 0% | 0% | 0% | 0% | 0% | 0% | 0% | 0% | 0% | 0% | 0% | 0% | 0% | 0% | 0% | 0% | 0% | 0% | 0% | 0% | 0% | 0% | 0 | 0 | 0 | 0 | 0 | 0 | 0
F6_Industrial_Petroleum_Existing_Process_Natural Gas_Gas Boiler - Insulate Steam Lines/Condensate Tank_A_Achievable Economic TRC Potential | F6 | Industrial | Petroleum | Existing | Process | Natural Gas | Gas Boiler - Insulate Steam Lines/Condensate Tank | A | Standalone Impact on Baseline Winter Peak (%) | Achievable Economic TRC Potential | 0% | 0% | 0% | 0% | 0% | 0% | 0% | 0% | 0% | 0% | 0% | 0% | 0% | 0% | 0% | 0% | 0% | 0% | 0% | 0% | 0% | 0% | 0% | 0% | 0 | 0 | 0 | 0 | 0 | 0 | 0
F7_Industrial_Petroleum_Existing_Process_Natural Gas_Gas Boiler - Insulate Steam Lines/Condensate Tank_A_Achievable Economic TRC Potential | F7 | Industrial | Petroleum | Existing | Process | Natural Gas | Gas Boiler - Insulate Steam Lines/Condensate Tank | A | Incremental Energy Savings (MWh or mTherms) | Achievable Economic TRC Potential | 0 | 0 | 0 | 0 | 0 | 0.18824 | 0.18814 | 0.18703 | 0.18713 | 0.18729 | 0.18491 | 0.1844 | 0.18403 | 0.18111 | 0.1818 | 0.18006 | 0.18009 | 0.17918 | 0.17758 | 0.17779 | 0.17706 | 0.17637 | 0.17573 | 0.17513 | 0.17458 | 0 | 0 | 0 | 0 | 0 | 0
F8_Industrial_Petroleum_Existing_Process_Natural Gas_Gas Boiler - Insulate Steam Lines/Condensate Tank_A_Achievable Economic TRC Potential | F8 | Industrial | Petroleum | Existing | Process | Natural Gas | Gas Boiler - Insulate Steam Lines/Condensate Tank | A | Incremental Summer Peak Savings (MW) | Achievable Economic TRC Potential | 0 | 0 | 0 | 0 | 0 | 0 | 0 | 0 | 0 | 0 | 0 | 0 | 0 | 0 | 0 | 0 | 0 | 0 | 0 | 0 | 0 | 0 | 0 | 0 | 0 | 0 | 0 | 0 | 0 | 0 | 0
F9_Industrial_Petroleum_Existing_Process_Natural Gas_Gas Boiler - Insulate Steam Lines/Condensate Tank_A_Achievable Economic TRC Potential | F9 | Industrial | Petroleum | Existing | Process | Natural Gas | Gas Boiler - Insulate Steam Lines/Condensate Tank | A | Incremental Winter Peak Savings (MW) | Achievable Economic TRC Potential | 0 | 0 | 0 | 0 | 0 | 0 | 0 | 0 | 0 | 0 | 0 | 0 | 0 | 0 | 0 | 0 | 0 | 0 | 0 | 0 | 0 | 0 | 0 | 0 | 0 | 0 | 0 | 0 | 0 | 0 | 0
F10_Industrial_Petroleum_Existing_Process_Natural Gas_Gas Boiler - Insulate Steam Lines/Condensate Tank_A_Achievable Economic TRC Potential | F10 | Industrial | Petroleum | Existing | Process | Natural Gas | Gas Boiler - Insulate Steam Lines/Condensate Tank | A | Cumulative Energy Savings (MWh or mTherms) | Achievable Economic TRC Potential | 0 | 0 | 0 | 0 | 0 | 0.18824 | 0.37638 | 0.56342 | 0.75055 | 0.93784 | 1.1227 | 1.3071 | 1.4912 | 1.6723 | 1.8541 | 2.0341 | 2.2142 | 2.3934 | 2.571 | 2.7488 | 2.9259 | 3.1022 | 3.2779 | 3.4531 | 3.6277 | 3.6277 | 3.6277 | 3.6277 | 3.6277 | 3.6277 | 3.6277
F11_Industrial_Petroleum_Existing_Process_Natural Gas_Gas Boiler - Insulate Steam Lines/Condensate Tank_A_Achievable Economic TRC Potential | F11 | Industrial | Petroleum | Existing | Process | Natural Gas | Gas Boiler - Insulate Steam Lines/Condensate Tank | A | Cumulative Summer Peak Savings (MW) | Achievable Economic TRC Potential | 0 | 0 | 0 | 0 | 0 | 0 | 0 | 0 | 0 | 0 | 0 | 0 | 0 | 0 | 0 | 0 | 0 | 0 | 0 | 0 | 0 | 0 | 0 | 0 | 0 | 0 | 0 | 0 | 0 | 0 | 0
F12_Industrial_Petroleum_Existing_Process_Natural Gas_Gas Boiler - Insulate Steam Lines/Condensate Tank_A_Achievable Economic TRC Potential | F12 | Industrial | Petroleum | Existing | Process | Natural Gas | Gas Boiler - Insulate Steam Lines/Condensate Tank | A | Cumulative Winter Peak Savings (MW) | Achievable Economic TRC Potential | 0 | 0 | 0 | 0 | 0 | 0 | 0 | 0 | 0 | 0 | 0 | 0 | 0 | 0 | 0 | 0 | 0 | 0 | 0 | 0 | 0 | 0 | 0 | 0 | 0 | 0 | 0 | 0 | 0 | 0 | 0
F13_Industrial_Petroleum_Existing_Process_Natural Gas_Gas Boiler - Insulate Steam Lines/Condensate Tank_A_Achievable Economic TRC Potential | F13 | Industrial | Petroleum | Existing | Process | Natural Gas | Gas Boiler - Insulate Steam Lines/Condensate Tank | A | Purchases (Incremental) | Achievable Economic TRC Potential | 0 | 0 | 0 | 0 | 0 | 0.032383 | 0.032365 | 0.032174 | 0.032192 | 0.032218 | 0.031809 | 0.031722 | 0.031658 | 0.031155 | 0.031274 | 0.030976 | 0.03098 | 0.030824 | 0.030549 | 0.030585 | 0.030459 | 0.03034 | 0.03023 | 0.030127 | 0.030032 | 0 | 0 | 0 | 0 | 0 | 0
F14_Industrial_Petroleum_Existing_Process_Natural Gas_Gas Boiler - Insulate Steam Lines/Condensate Tank_A_Achievable Economic TRC Potential | F14 | Industrial | Petroleum | Existing | Process | Natural Gas | Gas Boiler - Insulate Steam Lines/Condensate Tank | A | Purchases (Cumulative) | Achievable Economic TRC Potential | 0 | 0 | 0 | 0 | 0 | 0.032383 | 0.064748 | 0.096922 | 0.12911 | 0.16133 | 0.19314 | 0.22486 | 0.25652 | 0.28768 | 0.31895 | 0.34993 | 0.38091 | 0.41173 | 0.44228 | 0.47286 | 0.50332 | 0.53366 | 0.56389 | 0.59402 | 0.62405 | 0.62405 | 0.62405 | 0.62405 | 0.62405 | 0.62405 | 0.62405
F1_Industrial_Petroleum_Existing_Space Heating_Natural Gas_Gas Boiler - Insulate Hot Water Lines_A_Achievable Economic TRC Potential | F1 | Industrial | Petroleum | Existing | Space Heating | Natural Gas | Gas Boiler - Insulate Hot Water Lines | A | Original Unit Energy Savings (kWh or therms) | Achievable Economic TRC Potential | 0 | 0 | 0 | 0 | 0 | 1288.4693 | 1279.7387 | 1271.0632 | 1262.3418 | 1253.6453 | 1245.1934 | 1236.8253 | 1228.5468 | 1220.363 | 1211.7004 | 1203.7499 | 1195.8889 | 1188.157 | 1180.5389 | 1172.9039 | 1165.5304 | 1157.8562 | 1150.4477 | 1143.2719 | 1136.0501 | 1129.46 | 1123.4461 | 1117.9579 | 1112.949 | 1108.3775 | 1104.205
F2_Industrial_Petroleum_Existing_Space Heating_Natural Gas_Gas Boiler - Insulate Hot Water Lines_A_Achievable Economic TRC Potential | F2 | Industrial | Petroleum | Existing | Space Heating | Natural Gas | Gas Boiler - Insulate Hot Water Lines | A | Original Unit Summer Peak Savings (kW) | Achievable Economic TRC Potential | 0 | 0 | 0 | 0 | 0 | 0 | 0 | 0 | 0 | 0 | 0 | 0 | 0 | 0 | 0 | 0 | 0 | 0 | 0 | 0 | 0 | 0 | 0 | 0 | 0 | 0 | 0 | 0 | 0 | 0 | 0
F3_Industrial_Petroleum_Existing_Space Heating_Natural Gas_Gas Boiler - Insulate Hot Water Lines_A_Achievable Economic TRC Potential | F3 | Industrial | Petroleum | Existing | Space Heating | Natural Gas | Gas Boiler - Insulate Hot Water Lines | A | Original Unit Winter Peak Savings (kW) | Achievable Economic TRC Potential | 0 | 0 | 0 | 0 | 0 | 0 | 0 | 0 | 0 | 0 | 0 | 0 | 0 | 0 | 0 | 0 | 0 | 0 | 0 | 0 | 0 | 0 | 0 | 0 | 0 | 0 | 0 | 0 | 0 | 0 | 0
F4_Industrial_Petroleum_Existing_Space Heating_Natural Gas_Gas Boiler - Insulate Hot Water Lines_A_Achievable Economic TRC Potential | F4 | Industrial | Petroleum | Existing | Space Heating | Natural Gas | Gas Boiler - Insulate Hot Water Lines | A | Standalone Impact on Baseline Energy (%) | Achievable Economic TRC Potential | 0% | 0% | 0% | 0% | 0% | 0.02406% | 0.04823% | 0.0729% | 0.09745% | 0.1222% | 0.1488% | 0.1744% | 0.2001% | 0.2288% | 0.2535% | 0.2815% | 0.3071% | 0.3343% | 0.3629% | 0.3882% | 0.4156% | 0.443% | 0.4707% | 0.4984% | 0.0052602 | 0.0052838 | 0.0053063 | 0.0053277 | 0 | 0 | 0
F5_Industrial_Petroleum_Existing_Space Heating_Natural Gas_Gas Boiler - Insulate Hot Water Lines_A_Achievable Economic TRC Potential | F5 | Industrial | Petroleum | Existing | Space Heating | Natural Gas | Gas Boiler - Insulate Hot Water Lines | A | Standalone Impact on Baseline Summer Peak (%) | Achievable Economic TRC Potential | 0% | 0% | 0% | 0% | 0% | 0% | 0% | 0% | 0% | 0% | 0% | 0% | 0% | 0% | 0% | 0% | 0% | 0% | 0% | 0% | 0% | 0% | 0% | 0% | 0 | 0 | 0 | 0 | 0 | 0 | 0
F6_Industrial_Petroleum_Existing_Space Heating_Natural Gas_Gas Boiler - Insulate Hot Water Lines_A_Achievable Economic TRC Potential | F6 | Industrial | Petroleum | Existing | Space Heating | Natural Gas | Gas Boiler - Insulate Hot Water Lines | A | Standalone Impact on Baseline Winter Peak (%) | Achievable Economic TRC Potential | 0% | 0% | 0% | 0% | 0% | 0% | 0% | 0% | 0% | 0% | 0% | 0% | 0% | 0% | 0% | 0% | 0% | 0% | 0% | 0% | 0% | 0% | 0% | 0% | 0 | 0 | 0 | 0 | 0 | 0 | 0
F7_Industrial_Petroleum_Existing_Space Heating_Natural Gas_Gas Boiler - Insulate Hot Water Lines_A_Achievable Economic TRC Potential | F7 | Industrial | Petroleum | Existing | Space Heating | Natural Gas | Gas Boiler - Insulate Hot Water Lines | A | Incremental Energy Savings (MWh or mTherms) | Achievable Economic TRC Potential | 0 | 0 | 0 | 0 | 0 | 0.0010508 | 0.0010431 | 0.0010299 | 0.0010234 | 0.0010172 | 0.00099753 | 0.00098812 | 0.00097951 | 0.00095754 | 0.00095437 | 0.00093907 | 0.00093306 | 0.00092236 | 0.00090827 | 0.00090347 | 0.00089407 | 0.00088473 | 0.00087587 | 0.00086745 | 0.00085925 | 0 | 0 | 0 | 0 | 0 | 0
F8_Industrial_Petroleum_Existing_Space Heating_Natural Gas_Gas Boiler - Insulate Hot Water Lines_A_Achievable Economic TRC Potential | F8 | Industrial | Petroleum | Existing | Space Heating | Natural Gas | Gas Boiler - Insulate Hot Water Lines | A | Incremental Summer Peak Savings (MW) | Achievable Economic TRC Potential | 0 | 0 | 0 | 0 | 0 | 0 | 0 | 0 | 0 | 0 | 0 | 0 | 0 | 0 | 0 | 0 | 0 | 0 | 0 | 0 | 0 | 0 | 0 | 0 | 0 | 0 | 0 | 0 | 0 | 0 | 0
F9_Industrial_Petroleum_Existing_Space Heating_Natural Gas_Gas Boiler - Insulate Hot Water Lines_A_Achievable Economic TRC Potential | F9 | Industrial | Petroleum | Existing | Space Heating | Natural Gas | Gas Boiler - Insulate Hot Water Lines | A | Incremental Winter Peak Savings (MW) | Achievable Economic TRC Potential | 0 | 0 | 0 | 0 | 0 | 0 | 0 | 0 | 0 | 0 | 0 | 0 | 0 | 0 | 0 | 0 | 0 | 0 | 0 | 0 | 0 | 0 | 0 | 0 | 0 | 0 | 0 | 0 | 0 | 0 | 0
F10_Industrial_Petroleum_Existing_Space Heating_Natural Gas_Gas Boiler - Insulate Hot Water Lines_A_Achievable Economic TRC Potential | F10 | Industrial | Petroleum | Existing | Space Heating | Natural Gas | Gas Boiler - Insulate Hot Water Lines | A | Cumulative Energy Savings (MWh or mTherms) | Achievable Economic TRC Potential | 0 | 0 | 0 | 0 | 0 | 0.0010508 | 0.0020868 | 0.0031026 | 0.0041048 | 0.0050937 | 0.0060569 | 0.0070043 | 0.007937 | 0.0088416 | 0.0097332 | 0.010608 | 0.011472 | 0.01232 | 0.01315 | 0.013968 | 0.014774 | 0.015562 | 0.016338 | 0.017104 | 0.017855 | 0.017751 | 0.017657 | 0.017571 | 0.017492 | 0.01742 | 0.017354
F11_Industrial_Petroleum_Existing_Space Heating_Natural Gas_Gas Boiler - Insulate Hot Water Lines_A_Achievable Economic TRC Potential | F11 | Industrial | Petroleum | Existing | Space Heating | Natural Gas | Gas Boiler - Insulate Hot Water Lines | A | Cumulative Summer Peak Savings (MW) | Achievable Economic TRC Potential | 0 | 0 | 0 | 0 | 0 | 0 | 0 | 0 | 0 | 0 | 0 | 0 | 0 | 0 | 0 | 0 | 0 | 0 | 0 | 0 | 0 | 0 | 0 | 0 | 0 | 0 | 0 | 0 | 0 | 0 | 0
F12_Industrial_Petroleum_Existing_Space Heating_Natural Gas_Gas Boiler - Insulate Hot Water Lines_A_Achievable Economic TRC Potential | F12 | Industrial | Petroleum | Existing | Space Heating | Natural Gas | Gas Boiler - Insulate Hot Water Lines | A | Cumulative Winter Peak Savings (MW) | Achievable Economic TRC Potential | 0 | 0 | 0 | 0 | 0 | 0 | 0 | 0 | 0 | 0 | 0 | 0 | 0 | 0 | 0 | 0 | 0 | 0 | 0 | 0 | 0 | 0 | 0 | 0 | 0 | 0 | 0 | 0 | 0 | 0 | 0
F13_Industrial_Petroleum_Existing_Space Heating_Natural Gas_Gas Boiler - Insulate Hot Water Lines_A_Achievable Economic TRC Potential | F13 | Industrial | Petroleum | Existing | Space Heating | Natural Gas | Gas Boiler - Insulate Hot Water Lines | A | Purchases (Incremental) | Achievable Economic TRC Potential | 0 | 0 | 0 | 0 | 0 | 0.00081556 | 0.00081511 | 0.0008103 | 0.00081074 | 0.00081141 | 0.00080111 | 0.00079892 | 0.0007973 | 0.00078463 | 0.00078763 | 0.00078012 | 0.00078022 | 0.00077629 | 0.00076937 | 0.00077028 | 0.0007671 | 0.00076411 | 0.00076133 | 0.00075874 | 0.00075635 | 0 | 0 | 0 | 0 | 0 | 0
F14_Industrial_Petroleum_Existing_Space Heating_Natural Gas_Gas Boiler - Insulate Hot Water Lines_A_Achievable Economic TRC Potential | F14 | Industrial | Petroleum | Existing | Space Heating | Natural Gas | Gas Boiler - Insulate Hot Water Lines | A | Purchases (Cumulative) | Achievable Economic TRC Potential | 0 | 0 | 0 | 0 | 0 | 0.00081556 | 0.0016307 | 0.002441 | 0.0032517 | 0.0040631 | 0.0048642 | 0.0056631 | 0.0064604 | 0.0072451 | 0.0080327 | 0.0088128 | 0.009593 | 0.010369 | 0.011139 | 0.011909 | 0.012676 | 0.01344 | 0.014202 | 0.01496 | 0.015717 | 0.015717 | 0.015717 | 0.015717 | 0.015717 | 0.015717 | 0.015717
F1_Industrial_Petroleum_Existing_Process_Natural Gas_Gas Boiler - Insulate Hot Water Lines_A_Achievable Economic TRC Potential | F1 | Industrial | Petroleum | Existing | Process | Natural Gas | Gas Boiler - Insulate Hot Water Lines | A | Original Unit Energy Savings (kWh or therms) | Achievable Economic TRC Potential | 0 | 0 | 0 | 0 | 0 | 6570.6015 | 6570.6015 | 6570.6015 | 6570.6015 | 6570.6015 | 6570.6015 | 6570.6015 | 6570.6015 | 6570.6015 | 6570.6015 | 6570.6015 | 6570.6015 | 6570.6015 | 6570.6015 | 6570.6015 | 6570.6015 | 6570.6015 | 6570.6015 | 6570.6015 | 6570.6015 | 6570.6015 | 6570.6015 | 6570.6015 | 6570.6015 | 6570.6015 | 6570.6015
F2_Industrial_Petroleum_Existing_Process_Natural Gas_Gas Boiler - Insulate Hot Water Lines_A_Achievable Economic TRC Potential | F2 | Industrial | Petroleum | Existing | Process | Natural Gas | Gas Boiler - Insulate Hot Water Lines | A | Original Unit Summer Peak Savings (kW) | Achievable Economic TRC Potential | 0 | 0 | 0 | 0 | 0 | 0 | 0 | 0 | 0 | 0 | 0 | 0 | 0 | 0 | 0 | 0 | 0 | 0 | 0 | 0 | 0 | 0 | 0 | 0 | 0 | 0 | 0 | 0 | 0 | 0 | 0
F3_Industrial_Petroleum_Existing_Process_Natural Gas_Gas Boiler - Insulate Hot Water Lines_A_Achievable Economic TRC Potential | F3 | Industrial | Petroleum | Existing | Process | Natural Gas | Gas Boiler - Insulate Hot Water Lines | A | Original Unit Winter Peak Savings (kW) | Achievable Economic TRC Potential | 0 | 0 | 0 | 0 | 0 | 0 | 0 | 0 | 0 | 0 | 0 | 0 | 0 | 0 | 0 | 0 | 0 | 0 | 0 | 0 | 0 | 0 | 0 | 0 | 0 | 0 | 0 | 0 | 0 | 0 | 0
F4_Industrial_Petroleum_Existing_Process_Natural Gas_Gas Boiler - Insulate Hot Water Lines_A_Achievable Economic TRC Potential | F4 | Industrial | Petroleum | Existing | Process | Natural Gas | Gas Boiler - Insulate Hot Water Lines | A | Standalone Impact on Baseline Energy (%) | Achievable Economic TRC Potential | 0% | 0% | 0% | 0% | 0% | 0.03903% | 0.07809% | 0.1176% | 0.1566% | 0.1955% | 0.237% | 0.2767% | 0.3163% | 0.3604% | 0.3981% | 0.441% | 0.4799% | 0.5214% | 0.5651% | 0.6035% | 0.645% | 0.6866% | 0.7281% | 0.7697% | 0.0081113 | 0.0081349 | 0.0081567 | 0.0081765 | 0 | 0 | 0
F5_Industrial_Petroleum_Existing_Process_Natural Gas_Gas Boiler - Insulate Hot Water Lines_A_Achievable Economic TRC Potential | F5 | Industrial | Petroleum | Existing | Process | Natural Gas | Gas Boiler - Insulate Hot Water Lines | A | Standalone Impact on Baseline Summer Peak (%) | Achievable Economic TRC Potential | 0% | 0% | 0% | 0% | 0% | 0% | 0% | 0% | 0% | 0% | 0% | 0% | 0% | 0% | 0% | 0% | 0% | 0% | 0% | 0% | 0% | 0% | 0% | 0% | 0 | 0 | 0 | 0 | 0 | 0 | 0
F6_Industrial_Petroleum_Existing_Process_Natural Gas_Gas Boiler - Insulate Hot Water Lines_A_Achievable Economic TRC Potential | F6 | Industrial | Petroleum | Existing | Process | Natural Gas | Gas Boiler - Insulate Hot Water Lines | A | Standalone Impact on Baseline Winter Peak (%) | Achievable Economic TRC Potential | 0% | 0% | 0% | 0% | 0% | 0% | 0% | 0% | 0% | 0% | 0% | 0% | 0% | 0% | 0% | 0% | 0% | 0% | 0% | 0% | 0% | 0% | 0% | 0% | 0 | 0 | 0 | 0 | 0 | 0 | 0
F7_Industrial_Petroleum_Existing_Process_Natural Gas_Gas Boiler - Insulate Hot Water Lines_A_Achievable Economic TRC Potential | F7 | Industrial | Petroleum | Existing | Process | Natural Gas | Gas Boiler - Insulate Hot Water Lines | A | Incremental Energy Savings (MWh or mTherms) | Achievable Economic TRC Potential | 0 | 0 | 0 | 0 | 0 | 0.42555 | 0.42532 | 0.42281 | 0.42304 | 0.42339 | 0.41801 | 0.41687 | 0.41602 | 0.40942 | 0.41098 | 0.40706 | 0.40711 | 0.40506 | 0.40145 | 0.40193 | 0.40026 | 0.39871 | 0.39725 | 0.3959 | 0.39466 | 0 | 0 | 0 | 0 | 0 | 0
F8_Industrial_Petroleum_Existing_Process_Natural Gas_Gas Boiler - Insulate Hot Water Lines_A_Achievable Economic TRC Potential | F8 | Industrial | Petroleum | Existing | Process | Natural Gas | Gas Boiler - Insulate Hot Water Lines | A | Incremental Summer Peak Savings (MW) | Achievable Economic TRC Potential | 0 | 0 | 0 | 0 | 0 | 0 | 0 | 0 | 0 | 0 | 0 | 0 | 0 | 0 | 0 | 0 | 0 | 0 | 0 | 0 | 0 | 0 | 0 | 0 | 0 | 0 | 0 | 0 | 0 | 0 | 0
F9_Industrial_Petroleum_Existing_Process_Natural Gas_Gas Boiler - Insulate Hot Water Lines_A_Achievable Economic TRC Potential | F9 | Industrial | Petroleum | Existing | Process | Natural Gas | Gas Boiler - Insulate Hot Water Lines | A | Incremental Winter Peak Savings (MW) | Achievable Economic TRC Potential | 0 | 0 | 0 | 0 | 0 | 0 | 0 | 0 | 0 | 0 | 0 | 0 | 0 | 0 | 0 | 0 | 0 | 0 | 0 | 0 | 0 | 0 | 0 | 0 | 0 | 0 | 0 | 0 | 0 | 0 | 0
F10_Industrial_Petroleum_Existing_Process_Natural Gas_Gas Boiler - Insulate Hot Water Lines_A_Achievable Economic TRC Potential | F10 | Industrial | Petroleum | Existing | Process | Natural Gas | Gas Boiler - Insulate Hot Water Lines | A | Cumulative Energy Savings (MWh or mTherms) | Achievable Economic TRC Potential | 0 | 0 | 0 | 0 | 0 | 0.42555 | 0.85087 | 1.2737 | 1.6967 | 2.1201 | 2.5381 | 2.955 | 3.371 | 3.7804 | 4.1914 | 4.5985 | 5.0056 | 5.4106 | 5.8121 | 6.214 | 6.6143 | 7.013 | 7.4102 | 7.8061 | 8.2008 | 8.2008 | 8.2008 | 8.2008 | 8.2008 | 8.2008 | 8.2008
F11_Industrial_Petroleum_Existing_Process_Natural Gas_Gas Boiler - Insulate Hot Water Lines_A_Achievable Economic TRC Potential | F11 | Industrial | Petroleum | Existing | Process | Natural Gas | Gas Boiler - Insulate Hot Water Lines | A | Cumulative Summer Peak Savings (MW) | Achievable Economic TRC Potential | 0 | 0 | 0 | 0 | 0 | 0 | 0 | 0 | 0 | 0 | 0 | 0 | 0 | 0 | 0 | 0 | 0 | 0 | 0 | 0 | 0 | 0 | 0 | 0 | 0 | 0 | 0 | 0 | 0 | 0 | 0
F12_Industrial_Petroleum_Existing_Process_Natural Gas_Gas Boiler - Insulate Hot Water Lines_A_Achievable Economic TRC Potential | F12 | Industrial | Petroleum | Existing | Process | Natural Gas | Gas Boiler - Insulate Hot Water Lines | A | Cumulative Winter Peak Savings (MW) | Achievable Economic TRC Potential | 0 | 0 | 0 | 0 | 0 | 0 | 0 | 0 | 0 | 0 | 0 | 0 | 0 | 0 | 0 | 0 | 0 | 0 | 0 | 0 | 0 | 0 | 0 | 0 | 0 | 0 | 0 | 0 | 0 | 0 | 0
F13_Industrial_Petroleum_Existing_Process_Natural Gas_Gas Boiler - Insulate Hot Water Lines_A_Achievable Economic TRC Potential | F13 | Industrial | Petroleum | Existing | Process | Natural Gas | Gas Boiler - Insulate Hot Water Lines | A | Purchases (Incremental) | Achievable Economic TRC Potential | 0 | 0 | 0 | 0 | 0 | 0.064766 | 0.06473 | 0.064348 | 0.064383 | 0.064437 | 0.063618 | 0.063444 | 0.063316 | 0.06231 | 0.062548 | 0.061952 | 0.06196 | 0.061648 | 0.061098 | 0.06117 | 0.060917 | 0.06068 | 0.060459 | 0.060254 | 0.060064 | 0 | 0 | 0 | 0 | 0 | 0
F14_Industrial_Petroleum_Existing_Process_Natural Gas_Gas Boiler - Insulate Hot Water Lines_A_Achievable Economic TRC Potential | F14 | Industrial | Petroleum | Existing | Process | Natural Gas | Gas Boiler - Insulate Hot Water Lines | A | Purchases (Cumulative) | Achievable Economic TRC Potential | 0 | 0 | 0 | 0 | 0 | 0.064766 | 0.1295 | 0.19384 | 0.25823 | 0.32266 | 0.38628 | 0.44973 | 0.51304 | 0.57535 | 0.6379 | 0.69985 | 0.76181 | 0.82346 | 0.88456 | 0.94573 | 1.0066 | 1.0673 | 1.1278 | 1.188 | 1.2481 | 1.2481 | 1.2481 | 1.2481 | 1.2481 | 1.2481 | 1.2481
F1_Industrial_Petroleum_Existing_Process_Natural Gas_Process - Insulate Heated Process Fluids_A_Achievable Economic TRC Potential | F1 | Industrial | Petroleum | Existing | Process | Natural Gas | Process - Insulate Heated Process Fluids | A | Original Unit Energy Savings (kWh or therms) | Achievable Economic TRC Potential | 0 | 0 | 0 | 0 | 0 | 11059.7224 | 11059.7224 | 11059.7224 | 11059.7224 | 11059.7224 | 11059.7224 | 11059.7224 | 11059.7224 | 11059.7224 | 11059.7224 | 11059.7224 | 11059.7224 | 11059.7224 | 11059.7224 | 11059.7224 | 11059.7224 | 11059.7224 | 11059.7224 | 11059.7224 | 11059.7224 | 11059.7224 | 11059.7224 | 11059.7224 | 11059.7224 | 11059.7224 | 11059.7224
F2_Industrial_Petroleum_Existing_Process_Natural Gas_Process - Insulate Heated Process Fluids_A_Achievable Economic TRC Potential | F2 | Industrial | Petroleum | Existing | Process | Natural Gas | Process - Insulate Heated Process Fluids | A | Original Unit Summer Peak Savings (kW) | Achievable Economic TRC Potential | 0 | 0 | 0 | 0 | 0 | 0 | 0 | 0 | 0 | 0 | 0 | 0 | 0 | 0 | 0 | 0 | 0 | 0 | 0 | 0 | 0 | 0 | 0 | 0 | 0 | 0 | 0 | 0 | 0 | 0 | 0
F3_Industrial_Petroleum_Existing_Process_Natural Gas_Process - Insulate Heated Process Fluids_A_Achievable Economic TRC Potential | F3 | Industrial | Petroleum | Existing | Process | Natural Gas | Process - Insulate Heated Process Fluids | A | Original Unit Winter Peak Savings (kW) | Achievable Economic TRC Potential | 0 | 0 | 0 | 0 | 0 | 0 | 0 | 0 | 0 | 0 | 0 | 0 | 0 | 0 | 0 | 0 | 0 | 0 | 0 | 0 | 0 | 0 | 0 | 0 | 0 | 0 | 0 | 0 | 0 | 0 | 0
F4_Industrial_Petroleum_Existing_Process_Natural Gas_Process - Insulate Heated Process Fluids_A_Achievable Economic TRC Potential | F4 | Industrial | Petroleum | Existing | Process | Natural Gas | Process - Insulate Heated Process Fluids | A | Standalone Impact on Baseline Energy (%) | Achievable Economic TRC Potential | 0% | 0% | 0% | 0% | 0% | 0.07186% | 0.1438% | 0.2165% | 0.2882% | 0.3599% | 0.4292% | 0.4821% | 0.5245% | 0.566% | 0.5904% | 0.6172% | 0.6341% | 0.6509% | 0.6676% | 0.6755% | 0.6852% | 0.688% | 0.6905% | 0.6929% | 0.0069505 | 0.0069708 | 0.0069894 | 0.0070064 | 0 | 0 | 0
F5_Industrial_Petroleum_Existing_Process_Natural Gas_Process - Insulate Heated Process Fluids_A_Achievable Economic TRC Potential | F5 | Industrial | Petroleum | Existing | Process | Natural Gas | Process - Insulate Heated Process Fluids | A | Standalone Impact on Baseline Summer Peak (%) | Achievable Economic TRC Potential | 0% | 0% | 0% | 0% | 0% | 0% | 0% | 0% | 0% | 0% | 0% | 0% | 0% | 0% | 0% | 0% | 0% | 0% | 0% | 0% | 0% | 0% | 0% | 0% | 0 | 0 | 0 | 0 | 0 | 0 | 0
F6_Industrial_Petroleum_Existing_Process_Natural Gas_Process - Insulate Heated Process Fluids_A_Achievable Economic TRC Potential | F6 | Industrial | Petroleum | Existing | Process | Natural Gas | Process - Insulate Heated Process Fluids | A | Standalone Impact on Baseline Winter Peak (%) | Achievable Economic TRC Potential | 0% | 0% | 0% | 0% | 0% | 0% | 0% | 0% | 0% | 0% | 0% | 0% | 0% | 0% | 0% | 0% | 0% | 0% | 0% | 0% | 0% | 0% | 0% | 0% | 0 | 0 | 0 | 0 | 0 | 0 | 0
F7_Industrial_Petroleum_Existing_Process_Natural Gas_Process - Insulate Heated Process Fluids_A_Achievable Economic TRC Potential | F7 | Industrial | Petroleum | Existing | Process | Natural Gas | Process - Insulate Heated Process Fluids | A | Incremental Energy Savings (MWh or mTherms) | Achievable Economic TRC Potential | 0 | 0 | 0 | 0 | 0 | 0.78344 | 0.78301 | 0.77839 | 0.77881 | 0.77946 | 0.6926 | 0.55257 | 0.44116 | 0.34732 | 0.27892 | 0.22101 | 0.17683 | 0.14075 | 0.1116 | 0.089383 | 0.07121 | 0.00048382 | 0.00017216 | 5.8493e-05 | 1.9014e-05 | 1.6114e-05 | 1.6072e-05 | 1.6033e-05 | 1.5998e-05 | 1.5967e-05 | 1.5939e-05
F8_Industrial_Petroleum_Existing_Process_Natural Gas_Process - Insulate Heated Process Fluids_A_Achievable Economic TRC Potential | F8 | Industrial | Petroleum | Existing | Process | Natural Gas | Process - Insulate Heated Process Fluids | A | Incremental Summer Peak Savings (MW) | Achievable Economic TRC Potential | 0 | 0 | 0 | 0 | 0 | 0 | 0 | 0 | 0 | 0 | 0 | 0 | 0 | 0 | 0 | 0 | 0 | 0 | 0 | 0 | 0 | 0 | 0 | 0 | 0 | 0 | 0 | 0 | 0 | 0 | 0
F9_Industrial_Petroleum_Existing_Process_Natural Gas_Process - Insulate Heated Process Fluids_A_Achievable Economic TRC Potential | F9 | Industrial | Petroleum | Existing | Process | Natural Gas | Process - Insulate Heated Process Fluids | A | Incremental Winter Peak Savings (MW) | Achievable Economic TRC Potential | 0 | 0 | 0 | 0 | 0 | 0 | 0 | 0 | 0 | 0 | 0 | 0 | 0 | 0 | 0 | 0 | 0 | 0 | 0 | 0 | 0 | 0 | 0 | 0 | 0 | 0 | 0 | 0 | 0 | 0 | 0
F10_Industrial_Petroleum_Existing_Process_Natural Gas_Process - Insulate Heated Process Fluids_A_Achievable Economic TRC Potential | F10 | Industrial | Petroleum | Existing | Process | Natural Gas | Process - Insulate Heated Process Fluids | A | Cumulative Energy Savings (MWh or mTherms) | Achievable Economic TRC Potential | 0 | 0 | 0 | 0 | 0 | 0.78344 | 1.5665 | 2.3448 | 3.1237 | 3.9031 | 4.5957 | 5.1483 | 5.5894 | 5.9368 | 6.2157 | 6.4367 | 6.6135 | 6.7543 | 6.8659 | 6.9553 | 7.0265 | 7.0269 | 7.0271 | 7.0272 | 7.0272 | 7.0272 | 7.0272 | 7.0272 | 7.0273 | 7.0273 | 7.0273
F11_Industrial_Petroleum_Existing_Process_Natural Gas_Process - Insulate Heated Process Fluids_A_Achievable Economic TRC Potential | F11 | Industrial | Petroleum | Existing | Process | Natural Gas | Process - Insulate Heated Process Fluids | A | Cumulative Summer Peak Savings (MW) | Achievable Economic TRC Potential | 0 | 0 | 0 | 0 | 0 | 0 | 0 | 0 | 0 | 0 | 0 | 0 | 0 | 0 | 0 | 0 | 0 | 0 | 0 | 0 | 0 | 0 | 0 | 0 | 0 | 0 | 0 | 0 | 0 | 0 | 0
F12_Industrial_Petroleum_Existing_Process_Natural Gas_Process - Insulate Heated Process Fluids_A_Achievable Economic TRC Potential | F12 | Industrial | Petroleum | Existing | Process | Natural Gas | Process - Insulate Heated Process Fluids | A | Cumulative Winter Peak Savings (MW) | Achievable Economic TRC Potential | 0 | 0 | 0 | 0 | 0 | 0 | 0 | 0 | 0 | 0 | 0 | 0 | 0 | 0 | 0 | 0 | 0 | 0 | 0 | 0 | 0 | 0 | 0 | 0 | 0 | 0 | 0 | 0 | 0 | 0 | 0
F13_Industrial_Petroleum_Existing_Process_Natural Gas_Process - Insulate Heated Process Fluids_A_Achievable Economic TRC Potential | F13 | Industrial | Petroleum | Existing | Process | Natural Gas | Process - Insulate Heated Process Fluids | A | Purchases (Incremental) | Achievable Economic TRC Potential | 0 | 0 | 0 | 0 | 0 | 0.070837 | 0.070798 | 0.070381 | 0.070419 | 0.070477 | 0.062624 | 0.049962 | 0.039889 | 0.031404 | 0.025219 | 0.019983 | 0.015988 | 0.012726 | 0.01009 | 0.0080818 | 0.0064387 | 4.3746e-05 | 1.5567e-05 | 5.2888e-06 | 1.7192e-06 | 1.457e-06 | 1.4532e-06 | 1.4496e-06 | 1.4465e-06 | 1.4437e-06 | 1.4412e-06
F14_Industrial_Petroleum_Existing_Process_Natural Gas_Process - Insulate Heated Process Fluids_A_Achievable Economic TRC Potential | F14 | Industrial | Petroleum | Existing | Process | Natural Gas | Process - Insulate Heated Process Fluids | A | Purchases (Cumulative) | Achievable Economic TRC Potential | 0 | 0 | 0 | 0 | 0 | 0.070837 | 0.14164 | 0.21202 | 0.28244 | 0.35291 | 0.41554 | 0.4655 | 0.50539 | 0.53679 | 0.56201 | 0.58199 | 0.59798 | 0.61071 | 0.6208 | 0.62888 | 0.63532 | 0.63536 | 0.63538 | 0.63538 | 0.63539 | 0.63539 | 0.63539 | 0.63539 | 0.63539 | 0.63539 | 0.6354
F1_Industrial_Petroleum_Existing_Process_Natural Gas_Process Heat Recovery_A_Achievable Economic TRC Potential | F1 | Industrial | Petroleum | Existing | Process | Natural Gas | Process Heat Recovery | A | Original Unit Energy Savings (kWh or therms) | Achievable Economic TRC Potential | 0 | 0 | 0 | 0 | 0 | 33.7751 | 33.7751 | 33.7751 | 33.7751 | 33.7751 | 33.7751 | 33.7751 | 33.7751 | 33.7751 | 33.7751 | 33.7751 | 33.7751 | 33.7751 | 33.7751 | 33.7751 | 33.7751 | 33.7751 | 33.7751 | 33.7751 | 33.7751 | 33.7751 | 33.7751 | 33.7751 | 0 | 0 | 0
F2_Industrial_Petroleum_Existing_Process_Natural Gas_Process Heat Recovery_A_Achievable Economic TRC Potential | F2 | Industrial | Petroleum | Existing | Process | Natural Gas | Process Heat Recovery | A | Original Unit Summer Peak Savings (kW) | Achievable Economic TRC Potential | 0 | 0 | 0 | 0 | 0 | 0 | 0 | 0 | 0 | 0 | 0 | 0 | 0 | 0 | 0 | 0 | 0 | 0 | 0 | 0 | 0 | 0 | 0 | 0 | 0 | 0 | 0 | 0 | 0 | 0 | 0
F3_Industrial_Petroleum_Existing_Process_Natural Gas_Process Heat Recovery_A_Achievable Economic TRC Potential | F3 | Industrial | Petroleum | Existing | Process | Natural Gas | Process Heat Recovery | A | Original Unit Winter Peak Savings (kW) | Achievable Economic TRC Potential | 0 | 0 | 0 | 0 | 0 | 0 | 0 | 0 | 0 | 0 | 0 | 0 | 0 | 0 | 0 | 0 | 0 | 0 | 0 | 0 | 0 | 0 | 0 | 0 | 0 | 0 | 0 | 0 | 0 | 0 | 0
F4_Industrial_Petroleum_Existing_Process_Natural Gas_Process Heat Recovery_A_Achievable Economic TRC Potential | F4 | Industrial | Petroleum | Existing | Process | Natural Gas | Process Heat Recovery | A | Standalone Impact on Baseline Energy (%) | Achievable Economic TRC Potential | 0% | 0% | 0% | 0% | 0% | 0% | 0% | 0% | 0% | 0% | 0% | 0% | 0% | 0% | 0% | 0% | 0% | 0% | 0% | 0% | 0% | 0% | 0% | 0% | 0 | 0 | 0 | 0 | 0 | 0 | 0
F5_Industrial_Petroleum_Existing_Process_Natural Gas_Process Heat Recovery_A_Achievable Economic TRC Potential | F5 | Industrial | Petroleum | Existing | Process | Natural Gas | Process Heat Recovery | A | Standalone Impact on Baseline Summer Peak (%) | Achievable Economic TRC Potential | 0% | 0% | 0% | 0% | 0% | 0% | 0% | 0% | 0% | 0% | 0% | 0% | 0% | 0% | 0% | 0% | 0% | 0% | 0% | 0% | 0% | 0% | 0% | 0% | 0 | 0 | 0 | 0 | 0 | 0 | 0
F6_Industrial_Petroleum_Existing_Process_Natural Gas_Process Heat Recovery_A_Achievable Economic TRC Potential | F6 | Industrial | Petroleum | Existing | Process | Natural Gas | Process Heat Recovery | A | Standalone Impact on Baseline Winter Peak (%) | Achievable Economic TRC Potential | 0% | 0% | 0% | 0% | 0% | 0% | 0% | 0% | 0% | 0% | 0% | 0% | 0% | 0% | 0% | 0% | 0% | 0% | 0% | 0% | 0% | 0% | 0% | 0% | 0 | 0 | 0 | 0 | 0 | 0 | 0
F7_Industrial_Petroleum_Existing_Process_Natural Gas_Process Heat Recovery_A_Achievable Economic TRC Potential | F7 | Industrial | Petroleum | Existing | Process | Natural Gas | Process Heat Recovery | A | Incremental Energy Savings (MWh or mTherms) | Achievable Economic TRC Potential | 0 | 0 | 0 | 0 | 0 | 0 | 0 | 0 | 0 | 0 | 0 | 0 | 0 | 0 | 0 | 0 | 0 | 0 | 0 | 0 | 0 | 0 | 0 | 0 | 0 | 0 | 0 | 0 | 0 | 0 | 0
F8_Industrial_Petroleum_Existing_Process_Natural Gas_Process Heat Recovery_A_Achievable Economic TRC Potential | F8 | Industrial | Petroleum | Existing | Process | Natural Gas | Process Heat Recovery | A | Incremental Summer Peak Savings (MW) | Achievable Economic TRC Potential | 0 | 0 | 0 | 0 | 0 | 0 | 0 | 0 | 0 | 0 | 0 | 0 | 0 | 0 | 0 | 0 | 0 | 0 | 0 | 0 | 0 | 0 | 0 | 0 | 0 | 0 | 0 | 0 | 0 | 0 | 0
F9_Industrial_Petroleum_Existing_Process_Natural Gas_Process Heat Recovery_A_Achievable Economic TRC Potential | F9 | Industrial | Petroleum | Existing | Process | Natural Gas | Process Heat Recovery | A | Incremental Winter Peak Savings (MW) | Achievable Economic TRC Potential | 0 | 0 | 0 | 0 | 0 | 0 | 0 | 0 | 0 | 0 | 0 | 0 | 0 | 0 | 0 | 0 | 0 | 0 | 0 | 0 | 0 | 0 | 0 | 0 | 0 | 0 | 0 | 0 | 0 | 0 | 0
F10_Industrial_Petroleum_Existing_Process_Natural Gas_Process Heat Recovery_A_Achievable Economic TRC Potential | F10 | Industrial | Petroleum | Existing | Process | Natural Gas | Process Heat Recovery | A | Cumulative Energy Savings (MWh or mTherms) | Achievable Economic TRC Potential | 0 | 0 | 0 | 0 | 0 | 0 | 0 | 0 | 0 | 0 | 0 | 0 | 0 | 0 | 0 | 0 | 0 | 0 | 0 | 0 | 0 | 0 | 0 | 0 | 0 | 0 | 0 | 0 | 0 | 0 | 0
F11_Industrial_Petroleum_Existing_Process_Natural Gas_Process Heat Recovery_A_Achievable Economic TRC Potential | F11 | Industrial | Petroleum | Existing | Process | Natural Gas | Process Heat Recovery | A | Cumulative Summer Peak Savings (MW) | Achievable Economic TRC Potential | 0 | 0 | 0 | 0 | 0 | 0 | 0 | 0 | 0 | 0 | 0 | 0 | 0 | 0 | 0 | 0 | 0 | 0 | 0 | 0 | 0 | 0 | 0 | 0 | 0 | 0 | 0 | 0 | 0 | 0 | 0
F12_Industrial_Petroleum_Existing_Process_Natural Gas_Process Heat Recovery_A_Achievable Economic TRC Potential | F12 | Industrial | Petroleum | Existing | Process | Natural Gas | Process Heat Recovery | A | Cumulative Winter Peak Savings (MW) | Achievable Economic TRC Potential | 0 | 0 | 0 | 0 | 0 | 0 | 0 | 0 | 0 | 0 | 0 | 0 | 0 | 0 | 0 | 0 | 0 | 0 | 0 | 0 | 0 | 0 | 0 | 0 | 0 | 0 | 0 | 0 | 0 | 0 | 0
F13_Industrial_Petroleum_Existing_Process_Natural Gas_Process Heat Recovery_A_Achievable Economic TRC Potential | F13 | Industrial | Petroleum | Existing | Process | Natural Gas | Process Heat Recovery | A | Purchases (Incremental) | Achievable Economic TRC Potential | 0 | 0 | 0 | 0 | 0 | 0 | 0 | 0 | 0 | 0 | 0 | 0 | 0 | 0 | 0 | 0 | 0 | 0 | 0 | 0 | 0 | 0 | 0 | 0 | 0 | 0 | 0 | 0 | 0 | 0 | 0
F14_Industrial_Petroleum_Existing_Process_Natural Gas_Process Heat Recovery_A_Achievable Economic TRC Potential | F14 | Industrial | Petroleum | Existing | Process | Natural Gas | Process Heat Recovery | A | Purchases (Cumulative) | Achievable Economic TRC Potential | 0 | 0 | 0 | 0 | 0 | 0 | 0 | 0 | 0 | 0 | 0 | 0 | 0 | 0 | 0 | 0 | 0 | 0 | 0 | 0 | 0 | 0 | 0 | 0 | 0 | 0 | 0 | 0 | 0 | 0 | 0
F1_Industrial_Petroleum_Existing_Space Heating_Natural Gas_Building Automation System_A_Achievable Economic TRC Potential | F1 | Industrial | Petroleum | Existing | Space Heating | Natural Gas | Building Automation System | A | Original Unit Energy Savings (kWh or therms) | Achievable Economic TRC Potential | 0 | 0 | 0 | 0 | 0 | 0.01524 | 0.01511 | 0.01495 | 0.014788 | 0.014626 | 0.014467 | 0.01431 | 0.01416 | 0.014019 | 0.013875 | 0.013749 | 0.013628 | 0.013515 | 0.013407 | 0.013298 | 0.013192 | 0.013086 | 0.012978 | 0.012875 | 0.012774 | 0.01268 | 0.012593 | 0.012511 | 0 | 0 | 0
F2_Industrial_Petroleum_Existing_Space Heating_Natural Gas_Building Automation System_A_Achievable Economic TRC Potential | F2 | Industrial | Petroleum | Existing | Space Heating | Natural Gas | Building Automation System | A | Original Unit Summer Peak Savings (kW) | Achievable Economic TRC Potential | 0 | 0 | 0 | 0 | 0 | 0 | 0 | 0 | 0 | 0 | 0 | 0 | 0 | 0 | 0 | 0 | 0 | 0 | 0 | 0 | 0 | 0 | 0 | 0 | 0 | 0 | 0 | 0 | 0 | 0 | 0
F3_Industrial_Petroleum_Existing_Space Heating_Natural Gas_Building Automation System_A_Achievable Economic TRC Potential | F3 | Industrial | Petroleum | Existing | Space Heating | Natural Gas | Building Automation System | A | Original Unit Winter Peak Savings (kW) | Achievable Economic TRC Potential | 0 | 0 | 0 | 0 | 0 | 0 | 0 | 0 | 0 | 0 | 0 | 0 | 0 | 0 | 0 | 0 | 0 | 0 | 0 | 0 | 0 | 0 | 0 | 0 | 0 | 0 | 0 | 0 | 0 | 0 | 0
F4_Industrial_Petroleum_Existing_Space Heating_Natural Gas_Building Automation System_A_Achievable Economic TRC Potential | F4 | Industrial | Petroleum | Existing | Space Heating | Natural Gas | Building Automation System | A | Standalone Impact on Baseline Energy (%) | Achievable Economic TRC Potential | 0% | 0% | 0% | 0% | 0% | 0.01308% | 0.03923% | 0.08588% | 0.1613% | 0.2758% | 0.4435% | 0.668% | 0.9588% | 1.332% | 1.749% | 2.24% | 2.743% | 3.263% | 3.77% | 4.184% | 4.549% | 4.832% | 5.033% | 5.167% | 0.052602 | 0.052755 | 0.052896 | 0.053025 | 0 | 0 | 0
F5_Industrial_Petroleum_Existing_Space Heating_Natural Gas_Building Automation System_A_Achievable Economic TRC Potential | F5 | Industrial | Petroleum | Existing | Space Heating | Natural Gas | Building Automation System | A | Standalone Impact on Baseline Summer Peak (%) | Achievable Economic TRC Potential | 0% | 0% | 0% | 0% | 0% | 0% | 0% | 0% | 0% | 0% | 0% | 0% | 0% | 0% | 0% | 0% | 0% | 0% | 0% | 0% | 0% | 0% | 0% | 0% | 0 | 0 | 0 | 0 | 0 | 0 | 0
F6_Industrial_Petroleum_Existing_Space Heating_Natural Gas_Building Automation System_A_Achievable Economic TRC Potential | F6 | Industrial | Petroleum | Existing | Space Heating | Natural Gas | Building Automation System | A | Standalone Impact on Baseline Winter Peak (%) | Achievable Economic TRC Potential | 0% | 0% | 0% | 0% | 0% | 0% | 0% | 0% | 0% | 0% | 0% | 0% | 0% | 0% | 0% | 0% | 0% | 0% | 0% | 0% | 0% | 0% | 0% | 0% | 0 | 0 | 0 | 0 | 0 | 0 | 0
F7_Industrial_Petroleum_Existing_Space Heating_Natural Gas_Building Automation System_A_Achievable Economic TRC Potential | F7 | Industrial | Petroleum | Existing | Space Heating | Natural Gas | Building Automation System | A | Incremental Energy Savings (MWh or mTherms) | Achievable Economic TRC Potential | 0 | 0 | 0 | 0 | 0 | 0.00057108 | 0.0011312 | 0.0019755 | 0.0031803 | 0.0047782 | 0.0066832 | 0.0089674 | 0.01148 | 0.013834 | 0.016209 | 0.017847 | 0.018822 | 0.018649 | 0.017284 | 0.01509 | 0.012329 | 0.0093163 | 0.0063733 | 0.0040256 | 0.0025966 | 0 | 0 | 0 | 0 | 0 | 0
F8_Industrial_Petroleum_Existing_Space Heating_Natural Gas_Building Automation System_A_Achievable Economic TRC Potential | F8 | Industrial | Petroleum | Existing | Space Heating | Natural Gas | Building Automation System | A | Incremental Summer Peak Savings (MW) | Achievable Economic TRC Potential | 0 | 0 | 0 | 0 | 0 | 0 | 0 | 0 | 0 | 0 | 0 | 0 | 0 | 0 | 0 | 0 | 0 | 0 | 0 | 0 | 0 | 0 | 0 | 0 | 0 | 0 | 0 | 0 | 0 | 0 | 0
F9_Industrial_Petroleum_Existing_Space Heating_Natural Gas_Building Automation System_A_Achievable Economic TRC Potential | F9 | Industrial | Petroleum | Existing | Space Heating | Natural Gas | Building Automation System | A | Incremental Winter Peak Savings (MW) | Achievable Economic TRC Potential | 0 | 0 | 0 | 0 | 0 | 0 | 0 | 0 | 0 | 0 | 0 | 0 | 0 | 0 | 0 | 0 | 0 | 0 | 0 | 0 | 0 | 0 | 0 | 0 | 0 | 0 | 0 | 0 | 0 | 0 | 0
F10_Industrial_Petroleum_Existing_Space Heating_Natural Gas_Building Automation System_A_Achievable Economic TRC Potential | F10 | Industrial | Petroleum | Existing | Space Heating | Natural Gas | Building Automation System | A | Cumulative Energy Savings (MWh or mTherms) | Achievable Economic TRC Potential | 0 | 0 | 0 | 0 | 0 | 0.00057108 | 0.0016974 | 0.0036549 | 0.0067956 | 0.011499 | 0.018058 | 0.026828 | 0.038029 | 0.051484 | 0.067165 | 0.0844 | 0.10248 | 0.12028 | 0.1366 | 0.15058 | 0.16171 | 0.16973 | 0.17471 | 0.17734 | 0.17855 | 0.17724 | 0.17601 | 0.17487 | 0 | 0 | 0
F11_Industrial_Petroleum_Existing_Space Heating_Natural Gas_Building Automation System_A_Achievable Economic TRC Potential | F11 | Industrial | Petroleum | Existing | Space Heating | Natural Gas | Building Automation System | A | Cumulative Summer Peak Savings (MW) | Achievable Economic TRC Potential | 0 | 0 | 0 | 0 | 0 | 0 | 0 | 0 | 0 | 0 | 0 | 0 | 0 | 0 | 0 | 0 | 0 | 0 | 0 | 0 | 0 | 0 | 0 | 0 | 0 | 0 | 0 | 0 | 0 | 0 | 0
F12_Industrial_Petroleum_Existing_Space Heating_Natural Gas_Building Automation System_A_Achievable Economic TRC Potential | F12 | Industrial | Petroleum | Existing | Space Heating | Natural Gas | Building Automation System | A | Cumulative Winter Peak Savings (MW) | Achievable Economic TRC Potential | 0 | 0 | 0 | 0 | 0 | 0 | 0 | 0 | 0 | 0 | 0 | 0 | 0 | 0 | 0 | 0 | 0 | 0 | 0 | 0 | 0 | 0 | 0 | 0 | 0 | 0 | 0 | 0 | 0 | 0 | 0
F13_Industrial_Petroleum_Existing_Space Heating_Natural Gas_Building Automation System_A_Achievable Economic TRC Potential | F13 | Industrial | Petroleum | Existing | Space Heating | Natural Gas | Building Automation System | A | Purchases (Incremental) | Achievable Economic TRC Potential | 0 | 0 | 0 | 0 | 0 | 37.4721 | 74.8631 | 132.1389 | 215.0582 | 326.6983 | 461.9599 | 626.6751 | 810.7478 | 986.8318 | 1168.1522 | 1298.0927 | 1381.1054 | 1379.8912 | 1289.1773 | 1134.8178 | 934.601 | 711.9152 | 491.0685 | 312.672 | 203.2735 | 0 | 0 | 0 | 0 | 0 | 0
F14_Industrial_Petroleum_Existing_Space Heating_Natural Gas_Building Automation System_A_Achievable Economic TRC Potential | F14 | Industrial | Petroleum | Existing | Space Heating | Natural Gas | Building Automation System | A | Purchases (Cumulative) | Achievable Economic TRC Potential | 0 | 0 | 0 | 0 | 0 | 37.4721 | 112.3351 | 244.474 | 459.5323 | 786.2305 | 1248.1904 | 1874.8655 | 2685.6133 | 3672.4451 | 4840.5973 | 6138.69 | 7519.7955 | 8899.6867 | 10188.8639 | 11323.6818 | 12258.2827 | 12970.1979 | 13461.2664 | 13773.9384 | 13977.2119 | 13977.2119 | 13977.2119 | 13977.2119 | 13977.2119 | 13977.2119 | 13977.2119
F1_Industrial_Petroleum_Existing_Space Heating_Natural Gas_Steam System Efficiency Improvements_A_Achievable Economic TRC Potential | F1 | Industrial | Petroleum | Existing | Space Heating | Natural Gas | Steam System Efficiency Improvements | A | Original Unit Energy Savings (kWh or therms) | Achievable Economic TRC Potential | 0 | 0 | 0 | 0 | 0 | 0.13779 | 0.13686 | 0.13593 | 0.135 | 0.13407 | 0.13317 | 0.13227 | 0.13139 | 0.13051 | 0.12958 | 0.12873 | 0.12789 | 0.12707 | 0.12625 | 0.12544 | 0.12465 | 0.12383 | 0.12303 | 0.12227 | 0.12149 | 0.12079 | 0.12015 | 0.11956 | 0.11902 | 0.11854 | 0.11809
F2_Industrial_Petroleum_Existing_Space Heating_Natural Gas_Steam System Efficiency Improvements_A_Achievable Economic TRC Potential | F2 | Industrial | Petroleum | Existing | Space Heating | Natural Gas | Steam System Efficiency Improvements | A | Original Unit Summer Peak Savings (kW) | Achievable Economic TRC Potential | 0 | 0 | 0 | 0 | 0 | 0 | 0 | 0 | 0 | 0 | 0 | 0 | 0 | 0 | 0 | 0 | 0 | 0 | 0 | 0 | 0 | 0 | 0 | 0 | 0 | 0 | 0 | 0 | 0 | 0 | 0
F3_Industrial_Petroleum_Existing_Space Heating_Natural Gas_Steam System Efficiency Improvements_A_Achievable Economic TRC Potential | F3 | Industrial | Petroleum | Existing | Space Heating | Natural Gas | Steam System Efficiency Improvements | A | Original Unit Winter Peak Savings (kW) | Achievable Economic TRC Potential | 0 | 0 | 0 | 0 | 0 | 0 | 0 | 0 | 0 | 0 | 0 | 0 | 0 | 0 | 0 | 0 | 0 | 0 | 0 | 0 | 0 | 0 | 0 | 0 | 0 | 0 | 0 | 0 | 0 | 0 | 0
F4_Industrial_Petroleum_Existing_Space Heating_Natural Gas_Steam System Efficiency Improvements_A_Achievable Economic TRC Potential | F4 | Industrial | Petroleum | Existing | Space Heating | Natural Gas | Steam System Efficiency Improvements | A | Standalone Impact on Baseline Energy (%) | Achievable Economic TRC Potential | 0% | 0% | 0% | 0% | 0% | 0.001719% | 0.005164% | 0.01135% | 0.02141% | 0.03675% | 0.05933% | 0.08974% | 0.1293% | 0.1803% | 0.2375% | 0.3048% | 0.3742% | 0.4459% | 0.5159% | 0.5737% | 0.6247% | 0.6645% | 0.6934% | 0.7132% | 0.0072714 | 0.0073039 | 0.007335 | 0.0073646 | 0 | 0 | 0
F5_Industrial_Petroleum_Existing_Space Heating_Natural Gas_Steam System Efficiency Improvements_A_Achievable Economic TRC Potential | F5 | Industrial | Petroleum | Existing | Space Heating | Natural Gas | Steam System Efficiency Improvements | A | Standalone Impact on Baseline Summer Peak (%) | Achievable Economic TRC Potential | 0% | 0% | 0% | 0% | 0% | 0% | 0% | 0% | 0% | 0% | 0% | 0% | 0% | 0% | 0% | 0% | 0% | 0% | 0% | 0% | 0% | 0% | 0% | 0% | 0 | 0 | 0 | 0 | 0 | 0 | 0
F6_Industrial_Petroleum_Existing_Space Heating_Natural Gas_Steam System Efficiency Improvements_A_Achievable Economic TRC Potential | F6 | Industrial | Petroleum | Existing | Space Heating | Natural Gas | Steam System Efficiency Improvements | A | Standalone Impact on Baseline Winter Peak (%) | Achievable Economic TRC Potential | 0% | 0% | 0% | 0% | 0% | 0% | 0% | 0% | 0% | 0% | 0% | 0% | 0% | 0% | 0% | 0% | 0% | 0% | 0% | 0% | 0% | 0% | 0% | 0% | 0 | 0 | 0 | 0 | 0 | 0 | 0
F7_Industrial_Petroleum_Existing_Space Heating_Natural Gas_Steam System Efficiency Improvements_A_Achievable Economic TRC Potential | F7 | Industrial | Petroleum | Existing | Space Heating | Natural Gas | Steam System Efficiency Improvements | A | Incremental Energy Savings (MWh or mTherms) | Achievable Economic TRC Potential | 0 | 0 | 0 | 0 | 0 | 7.5046e-05 | 0.00014891 | 0.00026106 | 0.00042197 | 0.00063661 | 0.00089411 | 0.0012048 | 0.0015482 | 0.0018719 | 0.0022001 | 0.0024288 | 0.0025672 | 0.0025484 | 0.0023656 | 0.0020689 | 0.0016932 | 0.0012812 | 0.00087813 | 0.00055563 | 0.00035894 | 0 | 0 | 0 | 0 | 0 | 0
F8_Industrial_Petroleum_Existing_Space Heating_Natural Gas_Steam System Efficiency Improvements_A_Achievable Economic TRC Potential | F8 | Industrial | Petroleum | Existing | Space Heating | Natural Gas | Steam System Efficiency Improvements | A | Incremental Summer Peak Savings (MW) | Achievable Economic TRC Potential | 0 | 0 | 0 | 0 | 0 | 0 | 0 | 0 | 0 | 0 | 0 | 0 | 0 | 0 | 0 | 0 | 0 | 0 | 0 | 0 | 0 | 0 | 0 | 0 | 0 | 0 | 0 | 0 | 0 | 0 | 0
F9_Industrial_Petroleum_Existing_Space Heating_Natural Gas_Steam System Efficiency Improvements_A_Achievable Economic TRC Potential | F9 | Industrial | Petroleum | Existing | Space Heating | Natural Gas | Steam System Efficiency Improvements | A | Incremental Winter Peak Savings (MW) | Achievable Economic TRC Potential | 0 | 0 | 0 | 0 | 0 | 0 | 0 | 0 | 0 | 0 | 0 | 0 | 0 | 0 | 0 | 0 | 0 | 0 | 0 | 0 | 0 | 0 | 0 | 0 | 0 | 0 | 0 | 0 | 0 | 0 | 0
F10_Industrial_Petroleum_Existing_Space Heating_Natural Gas_Steam System Efficiency Improvements_A_Achievable Economic TRC Potential | F10 | Industrial | Petroleum | Existing | Space Heating | Natural Gas | Steam System Efficiency Improvements | A | Cumulative Energy Savings (MWh or mTherms) | Achievable Economic TRC Potential | 0 | 0 | 0 | 0 | 0 | 7.5046e-05 | 0.00022345 | 0.000483 | 0.00090166 | 0.0015321 | 0.0024158 | 0.0036044 | 0.0051284 | 0.0069662 | 0.0091168 | 0.011486 | 0.013978 | 0.016436 | 0.018696 | 0.020644 | 0.022208 | 0.023343 | 0.024071 | 0.024477 | 0.024681 | 0.024538 | 0.024407 | 0.024288 | 0.024179 | 0.02408 | 0.023989
F11_Industrial_Petroleum_Existing_Space Heating_Natural Gas_Steam System Efficiency Improvements_A_Achievable Economic TRC Potential | F11 | Industrial | Petroleum | Existing | Space Heating | Natural Gas | Steam System Efficiency Improvements | A | Cumulative Summer Peak Savings (MW) | Achievable Economic TRC Potential | 0 | 0 | 0 | 0 | 0 | 0 | 0 | 0 | 0 | 0 | 0 | 0 | 0 | 0 | 0 | 0 | 0 | 0 | 0 | 0 | 0 | 0 | 0 | 0 | 0 | 0 | 0 | 0 | 0 | 0 | 0
F12_Industrial_Petroleum_Existing_Space Heating_Natural Gas_Steam System Efficiency Improvements_A_Achievable Economic TRC Potential | F12 | Industrial | Petroleum | Existing | Space Heating | Natural Gas | Steam System Efficiency Improvements | A | Cumulative Winter Peak Savings (MW) | Achievable Economic TRC Potential | 0 | 0 | 0 | 0 | 0 | 0 | 0 | 0 | 0 | 0 | 0 | 0 | 0 | 0 | 0 | 0 | 0 | 0 | 0 | 0 | 0 | 0 | 0 | 0 | 0 | 0 | 0 | 0 | 0 | 0 | 0
F13_Industrial_Petroleum_Existing_Space Heating_Natural Gas_Steam System Efficiency Improvements_A_Achievable Economic TRC Potential | F13 | Industrial | Petroleum | Existing | Space Heating | Natural Gas | Steam System Efficiency Improvements | A | Purchases (Incremental) | Achievable Economic TRC Potential | 0 | 0 | 0 | 0 | 0 | 0.54462 | 1.0881 | 1.9205 | 3.1257 | 4.7483 | 6.7142 | 9.1082 | 11.7835 | 14.3428 | 16.9781 | 18.8667 | 20.0732 | 20.0555 | 18.7371 | 16.4936 | 13.5836 | 10.3471 | 7.1373 | 4.5444 | 2.9544 | 0 | 0 | 0 | 0 | 0 | 0
F14_Industrial_Petroleum_Existing_Space Heating_Natural Gas_Steam System Efficiency Improvements_A_Achievable Economic TRC Potential | F14 | Industrial | Petroleum | Existing | Space Heating | Natural Gas | Steam System Efficiency Improvements | A | Purchases (Cumulative) | Achievable Economic TRC Potential | 0 | 0 | 0 | 0 | 0 | 0.54462 | 1.6327 | 3.5532 | 6.6789 | 11.4272 | 18.1414 | 27.2496 | 39.0331 | 53.3758 | 70.3539 | 89.2206 | 109.2938 | 129.3493 | 148.0864 | 164.58 | 178.1636 | 188.5107 | 195.648 | 200.1924 | 203.1468 | 203.1468 | 203.1468 | 203.1468 | 203.1468 | 203.1468 | 203.1468
F1_Industrial_Petroleum_Existing_Process_Natural Gas_Steam System Efficiency Improvements_A_Achievable Economic TRC Potential | F1 | Industrial | Petroleum | Existing | Process | Natural Gas | Steam System Efficiency Improvements | A | Original Unit Energy Savings (kWh or therms) | Achievable Economic TRC Potential | 0 | 0 | 0 | 0 | 0 | 0.70269 | 0.70269 | 0.70269 | 0.70269 | 0.70269 | 0.70269 | 0.70269 | 0.70269 | 0.70269 | 0.70269 | 0.70269 | 0.70269 | 0.70269 | 0.70269 | 0.70269 | 0.70269 | 0.70269 | 0.70269 | 0.70269 | 0.70269 | 0.70269 | 0.70269 | 0.70269 | 0.70269 | 0.70269 | 0.70269
F2_Industrial_Petroleum_Existing_Process_Natural Gas_Steam System Efficiency Improvements_A_Achievable Economic TRC Potential | F2 | Industrial | Petroleum | Existing | Process | Natural Gas | Steam System Efficiency Improvements | A | Original Unit Summer Peak Savings (kW) | Achievable Economic TRC Potential | 0 | 0 | 0 | 0 | 0 | 0 | 0 | 0 | 0 | 0 | 0 | 0 | 0 | 0 | 0 | 0 | 0 | 0 | 0 | 0 | 0 | 0 | 0 | 0 | 0 | 0 | 0 | 0 | 0 | 0 | 0
F3_Industrial_Petroleum_Existing_Process_Natural Gas_Steam System Efficiency Improvements_A_Achievable Economic TRC Potential | F3 | Industrial | Petroleum | Existing | Process | Natural Gas | Steam System Efficiency Improvements | A | Original Unit Winter Peak Savings (kW) | Achievable Economic TRC Potential | 0 | 0 | 0 | 0 | 0 | 0 | 0 | 0 | 0 | 0 | 0 | 0 | 0 | 0 | 0 | 0 | 0 | 0 | 0 | 0 | 0 | 0 | 0 | 0 | 0 | 0 | 0 | 0 | 0 | 0 | 0
F4_Industrial_Petroleum_Existing_Process_Natural Gas_Steam System Efficiency Improvements_A_Achievable Economic TRC Potential | F4 | Industrial | Petroleum | Existing | Process | Natural Gas | Steam System Efficiency Improvements | A | Standalone Impact on Baseline Energy (%) | Achievable Economic TRC Potential | 0% | 0% | 0% | 0% | 0% | 0% | 0% | 0% | 0% | 0% | 0% | 0% | 0% | 0% | 0% | 0% | 0% | 0% | 0% | 0% | 0% | 0% | 0% | 0% | 0 | 0 | 0 | 0 | 0 | 0 | 0
F5_Industrial_Petroleum_Existing_Process_Natural Gas_Steam System Efficiency Improvements_A_Achievable Economic TRC Potential | F5 | Industrial | Petroleum | Existing | Process | Natural Gas | Steam System Efficiency Improvements | A | Standalone Impact on Baseline Summer Peak (%) | Achievable Economic TRC Potential | 0% | 0% | 0% | 0% | 0% | 0% | 0% | 0% | 0% | 0% | 0% | 0% | 0% | 0% | 0% | 0% | 0% | 0% | 0% | 0% | 0% | 0% | 0% | 0% | 0 | 0 | 0 | 0 | 0 | 0 | 0
F6_Industrial_Petroleum_Existing_Process_Natural Gas_Steam System Efficiency Improvements_A_Achievable Economic TRC Potential | F6 | Industrial | Petroleum | Existing | Process | Natural Gas | Steam System Efficiency Improvements | A | Standalone Impact on Baseline Winter Peak (%) | Achievable Economic TRC Potential | 0% | 0% | 0% | 0% | 0% | 0% | 0% | 0% | 0% | 0% | 0% | 0% | 0% | 0% | 0% | 0% | 0% | 0% | 0% | 0% | 0% | 0% | 0% | 0% | 0 | 0 | 0 | 0 | 0 | 0 | 0
F7_Industrial_Petroleum_Existing_Process_Natural Gas_Steam System Efficiency Improvements_A_Achievable Economic TRC Potential | F7 | Industrial | Petroleum | Existing | Process | Natural Gas | Steam System Efficiency Improvements | A | Incremental Energy Savings (MWh or mTherms) | Achievable Economic TRC Potential | 0 | 0 | 0 | 0 | 0 | 0 | 0 | 0 | 0 | 0 | 0 | 0 | 0 | 0 | 0 | 0 | 0 | 0 | 0 | 0 | 0 | 0 | 0 | 0 | 0 | 0 | 0 | 0 | 0 | 0 | 0
F8_Industrial_Petroleum_Existing_Process_Natural Gas_Steam System Efficiency Improvements_A_Achievable Economic TRC Potential | F8 | Industrial | Petroleum | Existing | Process | Natural Gas | Steam System Efficiency Improvements | A | Incremental Summer Peak Savings (MW) | Achievable Economic TRC Potential | 0 | 0 | 0 | 0 | 0 | 0 | 0 | 0 | 0 | 0 | 0 | 0 | 0 | 0 | 0 | 0 | 0 | 0 | 0 | 0 | 0 | 0 | 0 | 0 | 0 | 0 | 0 | 0 | 0 | 0 | 0
F9_Industrial_Petroleum_Existing_Process_Natural Gas_Steam System Efficiency Improvements_A_Achievable Economic TRC Potential | F9 | Industrial | Petroleum | Existing | Process | Natural Gas | Steam System Efficiency Improvements | A | Incremental Winter Peak Savings (MW) | Achievable Economic TRC Potential | 0 | 0 | 0 | 0 | 0 | 0 | 0 | 0 | 0 | 0 | 0 | 0 | 0 | 0 | 0 | 0 | 0 | 0 | 0 | 0 | 0 | 0 | 0 | 0 | 0 | 0 | 0 | 0 | 0 | 0 | 0
F10_Industrial_Petroleum_Existing_Process_Natural Gas_Steam System Efficiency Improvements_A_Achievable Economic TRC Potential | F10 | Industrial | Petroleum | Existing | Process | Natural Gas | Steam System Efficiency Improvements | A | Cumulative Energy Savings (MWh or mTherms) | Achievable Economic TRC Potential | 0 | 0 | 0 | 0 | 0 | 0 | 0 | 0 | 0 | 0 | 0 | 0 | 0 | 0 | 0 | 0 | 0 | 0 | 0 | 0 | 0 | 0 | 0 | 0 | 0 | 0 | 0 | 0 | 0 | 0 | 0
F11_Industrial_Petroleum_Existing_Process_Natural Gas_Steam System Efficiency Improvements_A_Achievable Economic TRC Potential | F11 | Industrial | Petroleum | Existing | Process | Natural Gas | Steam System Efficiency Improvements | A | Cumulative Summer Peak Savings (MW) | Achievable Economic TRC Potential | 0 | 0 | 0 | 0 | 0 | 0 | 0 | 0 | 0 | 0 | 0 | 0 | 0 | 0 | 0 | 0 | 0 | 0 | 0 | 0 | 0 | 0 | 0 | 0 | 0 | 0 | 0 | 0 | 0 | 0 | 0
F12_Industrial_Petroleum_Existing_Process_Natural Gas_Steam System Efficiency Improvements_A_Achievable Economic TRC Potential | F12 | Industrial | Petroleum | Existing | Process | Natural Gas | Steam System Efficiency Improvements | A | Cumulative Winter Peak Savings (MW) | Achievable Economic TRC Potential | 0 | 0 | 0 | 0 | 0 | 0 | 0 | 0 | 0 | 0 | 0 | 0 | 0 | 0 | 0 | 0 | 0 | 0 | 0 | 0 | 0 | 0 | 0 | 0 | 0 | 0 | 0 | 0 | 0 | 0 | 0
F13_Industrial_Petroleum_Existing_Process_Natural Gas_Steam System Efficiency Improvements_A_Achievable Economic TRC Potential | F13 | Industrial | Petroleum | Existing | Process | Natural Gas | Steam System Efficiency Improvements | A | Purchases (Incremental) | Achievable Economic TRC Potential | 0 | 0 | 0 | 0 | 0 | 0 | 0 | 0 | 0 | 0 | 0 | 0 | 0 | 0 | 0 | 0 | 0 | 0 | 0 | 0 | 0 | 0 | 0 | 0 | 0 | 0 | 0 | 0 | 0 | 0 | 0
F14_Industrial_Petroleum_Existing_Process_Natural Gas_Steam System Efficiency Improvements_A_Achievable Economic TRC Potential | F14 | Industrial | Petroleum | Existing | Process | Natural Gas | Steam System Efficiency Improvements | A | Purchases (Cumulative) | Achievable Economic TRC Potential | 0 | 0 | 0 | 0 | 0 | 0 | 0 | 0 | 0 | 0 | 0 | 0 | 0 | 0 | 0 | 0 | 0 | 0 | 0 | 0 | 0 | 0 | 0 | 0 | 0 | 0 | 0 | 0 | 0 | 0 | 0
F1_Industrial_Petroleum_Existing_Space Heating_Natural Gas_Strategic Energy Management_A_Achievable Economic TRC Potential | F1 | Industrial | Petroleum | Existing | Space Heating | Natural Gas | Strategic Energy Management | A | Original Unit Energy Savings (kWh or therms) | Achievable Economic TRC Potential | 0 | 0 | 0 | 0 | 0 | 797.696 | 790.8736 | 782.5113 | 774.0348 | 765.5326 | 757.2223 | 748.9827 | 741.1753 | 733.7761 | 726.2571 | 719.6328 | 713.3358 | 707.3789 | 701.728 | 696.022 | 690.4959 | 684.9555 | 679.3114 | 673.8821 | 668.6165 | 663.7073 | 659.1297 | 654.8605 | 0 | 0 | 0
F2_Industrial_Petroleum_Existing_Space Heating_Natural Gas_Strategic Energy Management_A_Achievable Economic TRC Potential | F2 | Industrial | Petroleum | Existing | Space Heating | Natural Gas | Strategic Energy Management | A | Original Unit Summer Peak Savings (kW) | Achievable Economic TRC Potential | 0 | 0 | 0 | 0 | 0 | 0 | 0 | 0 | 0 | 0 | 0 | 0 | 0 | 0 | 0 | 0 | 0 | 0 | 0 | 0 | 0 | 0 | 0 | 0 | 0 | 0 | 0 | 0 | 0 | 0 | 0
F3_Industrial_Petroleum_Existing_Space Heating_Natural Gas_Strategic Energy Management_A_Achievable Economic TRC Potential | F3 | Industrial | Petroleum | Existing | Space Heating | Natural Gas | Strategic Energy Management | A | Original Unit Winter Peak Savings (kW) | Achievable Economic TRC Potential | 0 | 0 | 0 | 0 | 0 | 0 | 0 | 0 | 0 | 0 | 0 | 0 | 0 | 0 | 0 | 0 | 0 | 0 | 0 | 0 | 0 | 0 | 0 | 0 | 0 | 0 | 0 | 0 | 0 | 0 | 0
F4_Industrial_Petroleum_Existing_Space Heating_Natural Gas_Strategic Energy Management_A_Achievable Economic TRC Potential | F4 | Industrial | Petroleum | Existing | Space Heating | Natural Gas | Strategic Energy Management | A | Standalone Impact on Baseline Energy (%) | Achievable Economic TRC Potential | 0% | 0% | 0% | 0% | 0% | 0.08224% | 0.1645% | 0.2477% | 0.3298% | 0.4118% | 0.4993% | 0.5829% | 0.6664% | 0.7594% | 0.8387% | 0.929% | 1.011% | 1.098% | 1.191% | 1.271% | 1.359% | 1.447% | 1.534% | 1.621% | 0.017089 | 0.017138 | 0.017184 | 0.017226 | 0 | 0 | 0
F5_Industrial_Petroleum_Existing_Space Heating_Natural Gas_Strategic Energy Management_A_Achievable Economic TRC Potential | F5 | Industrial | Petroleum | Existing | Space Heating | Natural Gas | Strategic Energy Management | A | Standalone Impact on Baseline Summer Peak (%) | Achievable Economic TRC Potential | 0% | 0% | 0% | 0% | 0% | 0% | 0% | 0% | 0% | 0% | 0% | 0% | 0% | 0% | 0% | 0% | 0% | 0% | 0% | 0% | 0% | 0% | 0% | 0% | 0 | 0 | 0 | 0 | 0 | 0 | 0
F6_Industrial_Petroleum_Existing_Space Heating_Natural Gas_Strategic Energy Management_A_Achievable Economic TRC Potential | F6 | Industrial | Petroleum | Existing | Space Heating | Natural Gas | Strategic Energy Management | A | Standalone Impact on Baseline Winter Peak (%) | Achievable Economic TRC Potential | 0% | 0% | 0% | 0% | 0% | 0% | 0% | 0% | 0% | 0% | 0% | 0% | 0% | 0% | 0% | 0% | 0% | 0% | 0% | 0% | 0% | 0% | 0% | 0% | 0 | 0 | 0 | 0 | 0 | 0 | 0
F7_Industrial_Petroleum_Existing_Space Heating_Natural Gas_Strategic Energy Management_A_Achievable Economic TRC Potential | F7 | Industrial | Petroleum | Existing | Space Heating | Natural Gas | Strategic Energy Management | A | Incremental Energy Savings (MWh or mTherms) | Achievable Economic TRC Potential | 0 | 0 | 0 | 0 | 0 | 0.003591 | 0.0035583 | 0.0034999 | 0.0034639 | 0.0034287 | 0.0033484 | 0.0033029 | 0.0032618 | 0.003178 | 0.0031574 | 0.0030988 | 0.0030721 | 0.0030311 | 0.0029801 | 0.0029593 | 0.0029237 | 0.002889 | 0.0028547 | 0.0028223 | 0.0027914 | 0 | 0 | 0 | 0 | 0 | 0
F8_Industrial_Petroleum_Existing_Space Heating_Natural Gas_Strategic Energy Management_A_Achievable Economic TRC Potential | F8 | Industrial | Petroleum | Existing | Space Heating | Natural Gas | Strategic Energy Management | A | Incremental Summer Peak Savings (MW) | Achievable Economic TRC Potential | 0 | 0 | 0 | 0 | 0 | 0 | 0 | 0 | 0 | 0 | 0 | 0 | 0 | 0 | 0 | 0 | 0 | 0 | 0 | 0 | 0 | 0 | 0 | 0 | 0 | 0 | 0 | 0 | 0 | 0 | 0
F9_Industrial_Petroleum_Existing_Space Heating_Natural Gas_Strategic Energy Management_A_Achievable Economic TRC Potential | F9 | Industrial | Petroleum | Existing | Space Heating | Natural Gas | Strategic Energy Management | A | Incremental Winter Peak Savings (MW) | Achievable Economic TRC Potential | 0 | 0 | 0 | 0 | 0 | 0 | 0 | 0 | 0 | 0 | 0 | 0 | 0 | 0 | 0 | 0 | 0 | 0 | 0 | 0 | 0 | 0 | 0 | 0 | 0 | 0 | 0 | 0 | 0 | 0 | 0
F10_Industrial_Petroleum_Existing_Space Heating_Natural Gas_Strategic Energy Management_A_Achievable Economic TRC Potential | F10 | Industrial | Petroleum | Existing | Space Heating | Natural Gas | Strategic Energy Management | A | Cumulative Energy Savings (MWh or mTherms) | Achievable Economic TRC Potential | 0 | 0 | 0 | 0 | 0 | 0.003591 | 0.0071186 | 0.010543 | 0.013893 | 0.017169 | 0.020331 | 0.023413 | 0.02643 | 0.029345 | 0.032201 | 0.035006 | 0.037772 | 0.040488 | 0.043144 | 0.045753 | 0.048313 | 0.050815 | 0.053251 | 0.055647 | 0.058004 | 0.057578 | 0.057181 | 0.056811 | 0 | 0 | 0
F11_Industrial_Petroleum_Existing_Space Heating_Natural Gas_Strategic Energy Management_A_Achievable Economic TRC Potential | F11 | Industrial | Petroleum | Existing | Space Heating | Natural Gas | Strategic Energy Management | A | Cumulative Summer Peak Savings (MW) | Achievable Economic TRC Potential | 0 | 0 | 0 | 0 | 0 | 0 | 0 | 0 | 0 | 0 | 0 | 0 | 0 | 0 | 0 | 0 | 0 | 0 | 0 | 0 | 0 | 0 | 0 | 0 | 0 | 0 | 0 | 0 | 0 | 0 | 0
F12_Industrial_Petroleum_Existing_Space Heating_Natural Gas_Strategic Energy Management_A_Achievable Economic TRC Potential | F12 | Industrial | Petroleum | Existing | Space Heating | Natural Gas | Strategic Energy Management | A | Cumulative Winter Peak Savings (MW) | Achievable Economic TRC Potential | 0 | 0 | 0 | 0 | 0 | 0 | 0 | 0 | 0 | 0 | 0 | 0 | 0 | 0 | 0 | 0 | 0 | 0 | 0 | 0 | 0 | 0 | 0 | 0 | 0 | 0 | 0 | 0 | 0 | 0 | 0
F13_Industrial_Petroleum_Existing_Space Heating_Natural Gas_Strategic Energy Management_A_Achievable Economic TRC Potential | F13 | Industrial | Petroleum | Existing | Space Heating | Natural Gas | Strategic Energy Management | A | Purchases (Incremental) | Achievable Economic TRC Potential | 0 | 0 | 0 | 0 | 0 | 0.0045017 | 0.0044992 | 0.0044727 | 0.0044751 | 0.0044788 | 0.0044219 | 0.0044098 | 0.0044009 | 0.004331 | 0.0043475 | 0.0043061 | 0.0043066 | 0.004285 | 0.0042467 | 0.0042518 | 0.0042342 | 0.0042177 | 0.0042024 | 0.0041881 | 0.0041749 | 0 | 0 | 0 | 0 | 0 | 0
F14_Industrial_Petroleum_Existing_Space Heating_Natural Gas_Strategic Energy Management_A_Achievable Economic TRC Potential | F14 | Industrial | Petroleum | Existing | Space Heating | Natural Gas | Strategic Energy Management | A | Purchases (Cumulative) | Achievable Economic TRC Potential | 0 | 0 | 0 | 0 | 0 | 0.0045017 | 0.0090009 | 0.013474 | 0.017949 | 0.022428 | 0.026849 | 0.031259 | 0.03566 | 0.039991 | 0.044339 | 0.048645 | 0.052951 | 0.057236 | 0.061483 | 0.065735 | 0.069969 | 0.074187 | 0.078389 | 0.082577 | 0.086752 | 0.086752 | 0.086752 | 0.086752 | 0.086752 | 0.086752 | 0.086752
F1_Industrial_Petroleum_Existing_Process_Natural Gas_Strategic Energy Management_A_Achievable Economic TRC Potential | F1 | Industrial | Petroleum | Existing | Process | Natural Gas | Strategic Energy Management | A | Original Unit Energy Savings (kWh or therms) | Achievable Economic TRC Potential | 0 | 0 | 0 | 0 | 0 | 769.0432 | 769.0432 | 769.0432 | 769.0432 | 769.0432 | 769.0432 | 769.0432 | 769.0432 | 769.0432 | 769.0432 | 769.0432 | 769.0432 | 769.0432 | 769.0432 | 769.0432 | 769.0432 | 769.0432 | 769.0432 | 769.0432 | 769.0432 | 769.0432 | 769.0432 | 769.0432 | 0 | 0 | 0
F2_Industrial_Petroleum_Existing_Process_Natural Gas_Strategic Energy Management_A_Achievable Economic TRC Potential | F2 | Industrial | Petroleum | Existing | Process | Natural Gas | Strategic Energy Management | A | Original Unit Summer Peak Savings (kW) | Achievable Economic TRC Potential | 0 | 0 | 0 | 0 | 0 | 0 | 0 | 0 | 0 | 0 | 0 | 0 | 0 | 0 | 0 | 0 | 0 | 0 | 0 | 0 | 0 | 0 | 0 | 0 | 0 | 0 | 0 | 0 | 0 | 0 | 0
F3_Industrial_Petroleum_Existing_Process_Natural Gas_Strategic Energy Management_A_Achievable Economic TRC Potential | F3 | Industrial | Petroleum | Existing | Process | Natural Gas | Strategic Energy Management | A | Original Unit Winter Peak Savings (kW) | Achievable Economic TRC Potential | 0 | 0 | 0 | 0 | 0 | 0 | 0 | 0 | 0 | 0 | 0 | 0 | 0 | 0 | 0 | 0 | 0 | 0 | 0 | 0 | 0 | 0 | 0 | 0 | 0 | 0 | 0 | 0 | 0 | 0 | 0
F4_Industrial_Petroleum_Existing_Process_Natural Gas_Strategic Energy Management_A_Achievable Economic TRC Potential | F4 | Industrial | Petroleum | Existing | Process | Natural Gas | Strategic Energy Management | A | Standalone Impact on Baseline Energy (%) | Achievable Economic TRC Potential | 0% | 0% | 0% | 0% | 0% | 0.08224% | 0.1645% | 0.2477% | 0.3298% | 0.4118% | 0.4993% | 0.5829% | 0.6664% | 0.7594% | 0.8387% | 0.929% | 1.011% | 1.098% | 1.191% | 1.271% | 1.359% | 1.447% | 1.534% | 1.621% | 0.017089 | 0.017138 | 0.017184 | 0.017226 | 0 | 0 | 0
F5_Industrial_Petroleum_Existing_Process_Natural Gas_Strategic Energy Management_A_Achievable Economic TRC Potential | F5 | Industrial | Petroleum | Existing | Process | Natural Gas | Strategic Energy Management | A | Standalone Impact on Baseline Summer Peak (%) | Achievable Economic TRC Potential | 0% | 0% | 0% | 0% | 0% | 0% | 0% | 0% | 0% | 0% | 0% | 0% | 0% | 0% | 0% | 0% | 0% | 0% | 0% | 0% | 0% | 0% | 0% | 0% | 0 | 0 | 0 | 0 | 0 | 0 | 0
F6_Industrial_Petroleum_Existing_Process_Natural Gas_Strategic Energy Management_A_Achievable Economic TRC Potential | F6 | Industrial | Petroleum | Existing | Process | Natural Gas | Strategic Energy Management | A | Standalone Impact on Baseline Winter Peak (%) | Achievable Economic TRC Potential | 0% | 0% | 0% | 0% | 0% | 0% | 0% | 0% | 0% | 0% | 0% | 0% | 0% | 0% | 0% | 0% | 0% | 0% | 0% | 0% | 0% | 0% | 0% | 0% | 0 | 0 | 0 | 0 | 0 | 0 | 0
F7_Industrial_Petroleum_Existing_Process_Natural Gas_Strategic Energy Management_A_Achievable Economic TRC Potential | F7 | Industrial | Petroleum | Existing | Process | Natural Gas | Strategic Energy Management | A | Incremental Energy Savings (MWh or mTherms) | Achievable Economic TRC Potential | 0 | 0 | 0 | 0 | 0 | 0.89654 | 0.89605 | 0.89076 | 0.89124 | 0.89198 | 0.88065 | 0.87825 | 0.87646 | 0.86255 | 0.86584 | 0.85758 | 0.85769 | 0.85338 | 0.84576 | 0.84677 | 0.84326 | 0.83998 | 0.83692 | 0.83408 | 0.83145 | 0 | 0 | 0 | 0 | 0 | 0
F8_Industrial_Petroleum_Existing_Process_Natural Gas_Strategic Energy Management_A_Achievable Economic TRC Potential | F8 | Industrial | Petroleum | Existing | Process | Natural Gas | Strategic Energy Management | A | Incremental Summer Peak Savings (MW) | Achievable Economic TRC Potential | 0 | 0 | 0 | 0 | 0 | 0 | 0 | 0 | 0 | 0 | 0 | 0 | 0 | 0 | 0 | 0 | 0 | 0 | 0 | 0 | 0 | 0 | 0 | 0 | 0 | 0 | 0 | 0 | 0 | 0 | 0
F9_Industrial_Petroleum_Existing_Process_Natural Gas_Strategic Energy Management_A_Achievable Economic TRC Potential | F9 | Industrial | Petroleum | Existing | Process | Natural Gas | Strategic Energy Management | A | Incremental Winter Peak Savings (MW) | Achievable Economic TRC Potential | 0 | 0 | 0 | 0 | 0 | 0 | 0 | 0 | 0 | 0 | 0 | 0 | 0 | 0 | 0 | 0 | 0 | 0 | 0 | 0 | 0 | 0 | 0 | 0 | 0 | 0 | 0 | 0 | 0 | 0 | 0
F10_Industrial_Petroleum_Existing_Process_Natural Gas_Strategic Energy Management_A_Achievable Economic TRC Potential | F10 | Industrial | Petroleum | Existing | Process | Natural Gas | Strategic Energy Management | A | Cumulative Energy Savings (MWh or mTherms) | Achievable Economic TRC Potential | 0 | 0 | 0 | 0 | 0 | 0.89654 | 1.7926 | 2.6833 | 3.5746 | 4.4666 | 5.3472 | 6.2255 | 7.1019 | 7.9645 | 8.8303 | 9.6879 | 10.5456 | 11.399 | 12.2447 | 13.0915 | 13.9348 | 14.7748 | 15.6117 | 16.4458 | 17.2772 | 17.2772 | 17.2772 | 17.2772 | 0 | 0 | 0
F11_Industrial_Petroleum_Existing_Process_Natural Gas_Strategic Energy Management_A_Achievable Economic TRC Potential | F11 | Industrial | Petroleum | Existing | Process | Natural Gas | Strategic Energy Management | A | Cumulative Summer Peak Savings (MW) | Achievable Economic TRC Potential | 0 | 0 | 0 | 0 | 0 | 0 | 0 | 0 | 0 | 0 | 0 | 0 | 0 | 0 | 0 | 0 | 0 | 0 | 0 | 0 | 0 | 0 | 0 | 0 | 0 | 0 | 0 | 0 | 0 | 0 | 0
F12_Industrial_Petroleum_Existing_Process_Natural Gas_Strategic Energy Management_A_Achievable Economic TRC Potential | F12 | Industrial | Petroleum | Existing | Process | Natural Gas | Strategic Energy Management | A | Cumulative Winter Peak Savings (MW) | Achievable Economic TRC Potential | 0 | 0 | 0 | 0 | 0 | 0 | 0 | 0 | 0 | 0 | 0 | 0 | 0 | 0 | 0 | 0 | 0 | 0 | 0 | 0 | 0 | 0 | 0 | 0 | 0 | 0 | 0 | 0 | 0 | 0 | 0
F13_Industrial_Petroleum_Existing_Process_Natural Gas_Strategic Energy Management_A_Achievable Economic TRC Potential | F13 | Industrial | Petroleum | Existing | Process | Natural Gas | Strategic Energy Management | A | Purchases (Incremental) | Achievable Economic TRC Potential | 0 | 0 | 0 | 0 | 0 | 1.1658 | 1.1651 | 1.1583 | 1.1589 | 1.1599 | 1.1451 | 1.142 | 1.1397 | 1.1216 | 1.1259 | 1.1151 | 1.1153 | 1.1097 | 1.0998 | 1.1011 | 1.0965 | 1.0922 | 1.0883 | 1.0846 | 1.0811 | 0 | 0 | 0 | 0 | 0 | 0
F14_Industrial_Petroleum_Existing_Process_Natural Gas_Strategic Energy Management_A_Achievable Economic TRC Potential | F14 | Industrial | Petroleum | Existing | Process | Natural Gas | Strategic Energy Management | A | Purchases (Cumulative) | Achievable Economic TRC Potential | 0 | 0 | 0 | 0 | 0 | 1.1658 | 2.3309 | 3.4892 | 4.6481 | 5.808 | 6.9531 | 8.0951 | 9.2348 | 10.3563 | 11.4822 | 12.5973 | 13.7126 | 14.8223 | 15.922 | 17.0231 | 18.1196 | 19.2119 | 20.3001 | 21.3847 | 22.4658 | 22.4658 | 22.4658 | 22.4658 | 22.4658 | 22.4658 | 22.4658
F1_Industrial_Petroleum_Existing_Miscellaneous_Natural Gas_Strategic Energy Management_A_Achievable Economic TRC Potential | F1 | Industrial | Petroleum | Existing | Miscellaneous | Natural Gas | Strategic Energy Management | A | Original Unit Energy Savings (kWh or therms) | Achievable Economic TRC Potential | 0 | 0 | 0 | 0 | 0 | 160.7723 | 160.7723 | 160.7723 | 160.7723 | 160.7723 | 160.7723 | 160.7723 | 160.7723 | 160.7723 | 160.7723 | 160.7723 | 160.7723 | 160.7723 | 160.7723 | 160.7723 | 160.7723 | 160.7723 | 160.7723 | 160.7723 | 160.7723 | 160.7723 | 160.7723 | 160.7723 | 0 | 0 | 0
F2_Industrial_Petroleum_Existing_Miscellaneous_Natural Gas_Strategic Energy Management_A_Achievable Economic TRC Potential | F2 | Industrial | Petroleum | Existing | Miscellaneous | Natural Gas | Strategic Energy Management | A | Original Unit Summer Peak Savings (kW) | Achievable Economic TRC Potential | 0 | 0 | 0 | 0 | 0 | 0 | 0 | 0 | 0 | 0 | 0 | 0 | 0 | 0 | 0 | 0 | 0 | 0 | 0 | 0 | 0 | 0 | 0 | 0 | 0 | 0 | 0 | 0 | 0 | 0 | 0
F3_Industrial_Petroleum_Existing_Miscellaneous_Natural Gas_Strategic Energy Management_A_Achievable Economic TRC Potential | F3 | Industrial | Petroleum | Existing | Miscellaneous | Natural Gas | Strategic Energy Management | A | Original Unit Winter Peak Savings (kW) | Achievable Economic TRC Potential | 0 | 0 | 0 | 0 | 0 | 0 | 0 | 0 | 0 | 0 | 0 | 0 | 0 | 0 | 0 | 0 | 0 | 0 | 0 | 0 | 0 | 0 | 0 | 0 | 0 | 0 | 0 | 0 | 0 | 0 | 0
F4_Industrial_Petroleum_Existing_Miscellaneous_Natural Gas_Strategic Energy Management_A_Achievable Economic TRC Potential | F4 | Industrial | Petroleum | Existing | Miscellaneous | Natural Gas | Strategic Energy Management | A | Standalone Impact on Baseline Energy (%) | Achievable Economic TRC Potential | 0% | 0% | 0% | 0% | 0% | 0.08224% | 0.1645% | 0.2477% | 0.3298% | 0.4118% | 0.4993% | 0.5829% | 0.6664% | 0.7594% | 0.8387% | 0.929% | 1.011% | 1.098% | 1.191% | 1.271% | 1.359% | 1.447% | 1.534% | 1.621% | 0.017089 | 0.017138 | 0.017184 | 0.017226 | 0 | 0 | 0
F5_Industrial_Petroleum_Existing_Miscellaneous_Natural Gas_Strategic Energy Management_A_Achievable Economic TRC Potential | F5 | Industrial | Petroleum | Existing | Miscellaneous | Natural Gas | Strategic Energy Management | A | Standalone Impact on Baseline Summer Peak (%) | Achievable Economic TRC Potential | 0% | 0% | 0% | 0% | 0% | 0% | 0% | 0% | 0% | 0% | 0% | 0% | 0% | 0% | 0% | 0% | 0% | 0% | 0% | 0% | 0% | 0% | 0% | 0% | 0 | 0 | 0 | 0 | 0 | 0 | 0
F6_Industrial_Petroleum_Existing_Miscellaneous_Natural Gas_Strategic Energy Management_A_Achievable Economic TRC Potential | F6 | Industrial | Petroleum | Existing | Miscellaneous | Natural Gas | Strategic Energy Management | A | Standalone Impact on Baseline Winter Peak (%) | Achievable Economic TRC Potential | 0% | 0% | 0% | 0% | 0% | 0% | 0% | 0% | 0% | 0% | 0% | 0% | 0% | 0% | 0% | 0% | 0% | 0% | 0% | 0% | 0% | 0% | 0% | 0% | 0 | 0 | 0 | 0 | 0 | 0 | 0
F7_Industrial_Petroleum_Existing_Miscellaneous_Natural Gas_Strategic Energy Management_A_Achievable Economic TRC Potential | F7 | Industrial | Petroleum | Existing | Miscellaneous | Natural Gas | Strategic Energy Management | A | Incremental Energy Savings (MWh or mTherms) | Achievable Economic TRC Potential | 0 | 0 | 0 | 0 | 0 | 0.046856 | 0.046831 | 0.046555 | 0.04658 | 0.046618 | 0.046026 | 0.0459 | 0.045807 | 0.04508 | 0.045252 | 0.04482 | 0.044826 | 0.044601 | 0.044203 | 0.044255 | 0.044072 | 0.043901 | 0.043741 | 0.043592 | 0.043455 | 0 | 0 | 0 | 0 | 0 | 0
F8_Industrial_Petroleum_Existing_Miscellaneous_Natural Gas_Strategic Energy Management_A_Achievable Economic TRC Potential | F8 | Industrial | Petroleum | Existing | Miscellaneous | Natural Gas | Strategic Energy Management | A | Incremental Summer Peak Savings (MW) | Achievable Economic TRC Potential | 0 | 0 | 0 | 0 | 0 | 0 | 0 | 0 | 0 | 0 | 0 | 0 | 0 | 0 | 0 | 0 | 0 | 0 | 0 | 0 | 0 | 0 | 0 | 0 | 0 | 0 | 0 | 0 | 0 | 0 | 0
F9_Industrial_Petroleum_Existing_Miscellaneous_Natural Gas_Strategic Energy Management_A_Achievable Economic TRC Potential | F9 | Industrial | Petroleum | Existing | Miscellaneous | Natural Gas | Strategic Energy Management | A | Incremental Winter Peak Savings (MW) | Achievable Economic TRC Potential | 0 | 0 | 0 | 0 | 0 | 0 | 0 | 0 | 0 | 0 | 0 | 0 | 0 | 0 | 0 | 0 | 0 | 0 | 0 | 0 | 0 | 0 | 0 | 0 | 0 | 0 | 0 | 0 | 0 | 0 | 0
F10_Industrial_Petroleum_Existing_Miscellaneous_Natural Gas_Strategic Energy Management_A_Achievable Economic TRC Potential | F10 | Industrial | Petroleum | Existing | Miscellaneous | Natural Gas | Strategic Energy Management | A | Cumulative Energy Savings (MWh or mTherms) | Achievable Economic TRC Potential | 0 | 0 | 0 | 0 | 0 | 0.046856 | 0.093687 | 0.14024 | 0.18682 | 0.23344 | 0.27947 | 0.32537 | 0.37117 | 0.41625 | 0.46151 | 0.50633 | 0.55115 | 0.59575 | 0.63996 | 0.68421 | 0.72828 | 0.77218 | 0.81592 | 0.85952 | 0.90297 | 0.90297 | 0.90297 | 0.90297 | 0 | 0 | 0
F11_Industrial_Petroleum_Existing_Miscellaneous_Natural Gas_Strategic Energy Management_A_Achievable Economic TRC Potential | F11 | Industrial | Petroleum | Existing | Miscellaneous | Natural Gas | Strategic Energy Management | A | Cumulative Summer Peak Savings (MW) | Achievable Economic TRC Potential | 0 | 0 | 0 | 0 | 0 | 0 | 0 | 0 | 0 | 0 | 0 | 0 | 0 | 0 | 0 | 0 | 0 | 0 | 0 | 0 | 0 | 0 | 0 | 0 | 0 | 0 | 0 | 0 | 0 | 0 | 0
F12_Industrial_Petroleum_Existing_Miscellaneous_Natural Gas_Strategic Energy Management_A_Achievable Economic TRC Potential | F12 | Industrial | Petroleum | Existing | Miscellaneous | Natural Gas | Strategic Energy Management | A | Cumulative Winter Peak Savings (MW) | Achievable Economic TRC Potential | 0 | 0 | 0 | 0 | 0 | 0 | 0 | 0 | 0 | 0 | 0 | 0 | 0 | 0 | 0 | 0 | 0 | 0 | 0 | 0 | 0 | 0 | 0 | 0 | 0 | 0 | 0 | 0 | 0 | 0 | 0
F13_Industrial_Petroleum_Existing_Miscellaneous_Natural Gas_Strategic Energy Management_A_Achievable Economic TRC Potential | F13 | Industrial | Petroleum | Existing | Miscellaneous | Natural Gas | Strategic Energy Management | A | Purchases (Incremental) | Achievable Economic TRC Potential | 0 | 0 | 0 | 0 | 0 | 0.29145 | 0.29129 | 0.28957 | 0.28972 | 0.28996 | 0.28628 | 0.2855 | 0.28492 | 0.2804 | 0.28147 | 0.27878 | 0.27882 | 0.27741 | 0.27494 | 0.27527 | 0.27413 | 0.27306 | 0.27207 | 0.27114 | 0.27029 | 0 | 0 | 0 | 0 | 0 | 0
F14_Industrial_Petroleum_Existing_Miscellaneous_Natural Gas_Strategic Energy Management_A_Achievable Economic TRC Potential | F14 | Industrial | Petroleum | Existing | Miscellaneous | Natural Gas | Strategic Energy Management | A | Purchases (Cumulative) | Achievable Economic TRC Potential | 0 | 0 | 0 | 0 | 0 | 0.29145 | 0.58273 | 0.8723 | 1.162 | 1.452 | 1.7383 | 2.0238 | 2.3087 | 2.5891 | 2.8706 | 3.1493 | 3.4282 | 3.7056 | 3.9805 | 4.2558 | 4.5299 | 4.803 | 5.075 | 5.3462 | 5.6165 | 5.6165 | 5.6165 | 5.6165 | 5.6165 | 5.6165 | 5.6165
F1_Industrial_Petroleum_Existing_Space Heating_Natural Gas_Commissioning_A_Achievable Economic TRC Potential | F1 | Industrial | Petroleum | Existing | Space Heating | Natural Gas | Commissioning | A | Original Unit Energy Savings (kWh or therms) | Achievable Economic TRC Potential | 0 | 0 | 0 | 0 | 0 | 17.1925 | 17.0454 | 16.8652 | 16.6825 | 16.4993 | 16.3201 | 16.1426 | 15.9743 | 15.8148 | 15.6528 | 15.51 | 15.3743 | 15.2459 | 15.1241 | 15.0011 | 14.882 | 14.7626 | 14.641 | 14.5239 | 14.4105 | 14.3047 | 14.206 | 14.114 | 0 | 0 | 0
F2_Industrial_Petroleum_Existing_Space Heating_Natural Gas_Commissioning_A_Achievable Economic TRC Potential | F2 | Industrial | Petroleum | Existing | Space Heating | Natural Gas | Commissioning | A | Original Unit Summer Peak Savings (kW) | Achievable Economic TRC Potential | 0 | 0 | 0 | 0 | 0 | 0 | 0 | 0 | 0 | 0 | 0 | 0 | 0 | 0 | 0 | 0 | 0 | 0 | 0 | 0 | 0 | 0 | 0 | 0 | 0 | 0 | 0 | 0 | 0 | 0 | 0
F3_Industrial_Petroleum_Existing_Space Heating_Natural Gas_Commissioning_A_Achievable Economic TRC Potential | F3 | Industrial | Petroleum | Existing | Space Heating | Natural Gas | Commissioning | A | Original Unit Winter Peak Savings (kW) | Achievable Economic TRC Potential | 0 | 0 | 0 | 0 | 0 | 0 | 0 | 0 | 0 | 0 | 0 | 0 | 0 | 0 | 0 | 0 | 0 | 0 | 0 | 0 | 0 | 0 | 0 | 0 | 0 | 0 | 0 | 0 | 0 | 0 | 0
F4_Industrial_Petroleum_Existing_Space Heating_Natural Gas_Commissioning_A_Achievable Economic TRC Potential | F4 | Industrial | Petroleum | Existing | Space Heating | Natural Gas | Commissioning | A | Standalone Impact on Baseline Energy (%) | Achievable Economic TRC Potential | 0% | 0% | 0% | 0% | 0% | 0% | 0% | 0% | 0% | 0% | 0% | 0% | 0% | 0% | 0% | 0% | 0% | 0% | 0% | 0% | 0% | 0% | 0% | 0% | 0 | 0 | 0 | 0 | 0 | 0 | 0
F5_Industrial_Petroleum_Existing_Space Heating_Natural Gas_Commissioning_A_Achievable Economic TRC Potential | F5 | Industrial | Petroleum | Existing | Space Heating | Natural Gas | Commissioning | A | Standalone Impact on Baseline Summer Peak (%) | Achievable Economic TRC Potential | 0% | 0% | 0% | 0% | 0% | 0% | 0% | 0% | 0% | 0% | 0% | 0% | 0% | 0% | 0% | 0% | 0% | 0% | 0% | 0% | 0% | 0% | 0% | 0% | 0 | 0 | 0 | 0 | 0 | 0 | 0
F6_Industrial_Petroleum_Existing_Space Heating_Natural Gas_Commissioning_A_Achievable Economic TRC Potential | F6 | Industrial | Petroleum | Existing | Space Heating | Natural Gas | Commissioning | A | Standalone Impact on Baseline Winter Peak (%) | Achievable Economic TRC Potential | 0% | 0% | 0% | 0% | 0% | 0% | 0% | 0% | 0% | 0% | 0% | 0% | 0% | 0% | 0% | 0% | 0% | 0% | 0% | 0% | 0% | 0% | 0% | 0% | 0 | 0 | 0 | 0 | 0 | 0 | 0
F7_Industrial_Petroleum_Existing_Space Heating_Natural Gas_Commissioning_A_Achievable Economic TRC Potential | F7 | Industrial | Petroleum | Existing | Space Heating | Natural Gas | Commissioning | A | Incremental Energy Savings (MWh or mTherms) | Achievable Economic TRC Potential | 0 | 0 | 0 | 0 | 0 | 0 | 0 | 0 | 0 | 0 | 0 | 0 | 0 | 0 | 0 | 0 | 0 | 0 | 0 | 0 | 0 | 0 | 0 | 0 | 0 | 0 | 0 | 0 | 0 | 0 | 0
F8_Industrial_Petroleum_Existing_Space Heating_Natural Gas_Commissioning_A_Achievable Economic TRC Potential | F8 | Industrial | Petroleum | Existing | Space Heating | Natural Gas | Commissioning | A | Incremental Summer Peak Savings (MW) | Achievable Economic TRC Potential | 0 | 0 | 0 | 0 | 0 | 0 | 0 | 0 | 0 | 0 | 0 | 0 | 0 | 0 | 0 | 0 | 0 | 0 | 0 | 0 | 0 | 0 | 0 | 0 | 0 | 0 | 0 | 0 | 0 | 0 | 0
F9_Industrial_Petroleum_Existing_Space Heating_Natural Gas_Commissioning_A_Achievable Economic TRC Potential | F9 | Industrial | Petroleum | Existing | Space Heating | Natural Gas | Commissioning | A | Incremental Winter Peak Savings (MW) | Achievable Economic TRC Potential | 0 | 0 | 0 | 0 | 0 | 0 | 0 | 0 | 0 | 0 | 0 | 0 | 0 | 0 | 0 | 0 | 0 | 0 | 0 | 0 | 0 | 0 | 0 | 0 | 0 | 0 | 0 | 0 | 0 | 0 | 0
F10_Industrial_Petroleum_Existing_Space Heating_Natural Gas_Commissioning_A_Achievable Economic TRC Potential | F10 | Industrial | Petroleum | Existing | Space Heating | Natural Gas | Commissioning | A | Cumulative Energy Savings (MWh or mTherms) | Achievable Economic TRC Potential | 0 | 0 | 0 | 0 | 0 | 0 | 0 | 0 | 0 | 0 | 0 | 0 | 0 | 0 | 0 | 0 | 0 | 0 | 0 | 0 | 0 | 0 | 0 | 0 | 0 | 0 | 0 | 0 | 0 | 0 | 0
F11_Industrial_Petroleum_Existing_Space Heating_Natural Gas_Commissioning_A_Achievable Economic TRC Potential | F11 | Industrial | Petroleum | Existing | Space Heating | Natural Gas | Commissioning | A | Cumulative Summer Peak Savings (MW) | Achievable Economic TRC Potential | 0 | 0 | 0 | 0 | 0 | 0 | 0 | 0 | 0 | 0 | 0 | 0 | 0 | 0 | 0 | 0 | 0 | 0 | 0 | 0 | 0 | 0 | 0 | 0 | 0 | 0 | 0 | 0 | 0 | 0 | 0
F12_Industrial_Petroleum_Existing_Space Heating_Natural Gas_Commissioning_A_Achievable Economic TRC Potential | F12 | Industrial | Petroleum | Existing | Space Heating | Natural Gas | Commissioning | A | Cumulative Winter Peak Savings (MW) | Achievable Economic TRC Potential | 0 | 0 | 0 | 0 | 0 | 0 | 0 | 0 | 0 | 0 | 0 | 0 | 0 | 0 | 0 | 0 | 0 | 0 | 0 | 0 | 0 | 0 | 0 | 0 | 0 | 0 | 0 | 0 | 0 | 0 | 0
F13_Industrial_Petroleum_Existing_Space Heating_Natural Gas_Commissioning_A_Achievable Economic TRC Potential | F13 | Industrial | Petroleum | Existing | Space Heating | Natural Gas | Commissioning | A | Purchases (Incremental) | Achievable Economic TRC Potential | 0 | 0 | 0 | 0 | 0 | 0 | 0 | 0 | 0 | 0 | 0 | 0 | 0 | 0 | 0 | 0 | 0 | 0 | 0 | 0 | 0 | 0 | 0 | 0 | 0 | 0 | 0 | 0 | 0 | 0 | 0
F14_Industrial_Petroleum_Existing_Space Heating_Natural Gas_Commissioning_A_Achievable Economic TRC Potential | F14 | Industrial | Petroleum | Existing | Space Heating | Natural Gas | Commissioning | A | Purchases (Cumulative) | Achievable Economic TRC Potential | 0 | 0 | 0 | 0 | 0 | 0 | 0 | 0 | 0 | 0 | 0 | 0 | 0 | 0 | 0 | 0 | 0 | 0 | 0 | 0 | 0 | 0 | 0 | 0 | 0 | 0 | 0 | 0 | 0 | 0 | 0
F1_Industrial_Petroleum_Existing_Process_Natural Gas_Commissioning_A_Achievable Economic TRC Potential | F1 | Industrial | Petroleum | Existing | Process | Natural Gas | Commissioning | A | Original Unit Energy Savings (kWh or therms) | Achievable Economic TRC Potential | 0 | 0 | 0 | 0 | 0 | 4292.3343 | 4292.3343 | 4292.3343 | 4292.3343 | 4292.3343 | 4292.3343 | 4292.3343 | 4292.3343 | 4292.3343 | 4292.3343 | 4292.3343 | 4292.3343 | 4292.3343 | 4292.3343 | 4292.3343 | 4292.3343 | 4292.3343 | 4292.3343 | 4292.3343 | 4292.3343 | 4292.3343 | 4292.3343 | 4292.3343 | 0 | 0 | 0
F2_Industrial_Petroleum_Existing_Process_Natural Gas_Commissioning_A_Achievable Economic TRC Potential | F2 | Industrial | Petroleum | Existing | Process | Natural Gas | Commissioning | A | Original Unit Summer Peak Savings (kW) | Achievable Economic TRC Potential | 0 | 0 | 0 | 0 | 0 | 0 | 0 | 0 | 0 | 0 | 0 | 0 | 0 | 0 | 0 | 0 | 0 | 0 | 0 | 0 | 0 | 0 | 0 | 0 | 0 | 0 | 0 | 0 | 0 | 0 | 0
F3_Industrial_Petroleum_Existing_Process_Natural Gas_Commissioning_A_Achievable Economic TRC Potential | F3 | Industrial | Petroleum | Existing | Process | Natural Gas | Commissioning | A | Original Unit Winter Peak Savings (kW) | Achievable Economic TRC Potential | 0 | 0 | 0 | 0 | 0 | 0 | 0 | 0 | 0 | 0 | 0 | 0 | 0 | 0 | 0 | 0 | 0 | 0 | 0 | 0 | 0 | 0 | 0 | 0 | 0 | 0 | 0 | 0 | 0 | 0 | 0
F4_Industrial_Petroleum_Existing_Process_Natural Gas_Commissioning_A_Achievable Economic TRC Potential | F4 | Industrial | Petroleum | Existing | Process | Natural Gas | Commissioning | A | Standalone Impact on Baseline Energy (%) | Achievable Economic TRC Potential | 0% | 0% | 0% | 0% | 0% | 0% | 0% | 0% | 0% | 0% | 0% | 0% | 0% | 0% | 0% | 0% | 0% | 0% | 0% | 0% | 0% | 0% | 0% | 0% | 0 | 0 | 0 | 0 | 0 | 0 | 0
F5_Industrial_Petroleum_Existing_Process_Natural Gas_Commissioning_A_Achievable Economic TRC Potential | F5 | Industrial | Petroleum | Existing | Process | Natural Gas | Commissioning | A | Standalone Impact on Baseline Summer Peak (%) | Achievable Economic TRC Potential | 0% | 0% | 0% | 0% | 0% | 0% | 0% | 0% | 0% | 0% | 0% | 0% | 0% | 0% | 0% | 0% | 0% | 0% | 0% | 0% | 0% | 0% | 0% | 0% | 0 | 0 | 0 | 0 | 0 | 0 | 0
F6_Industrial_Petroleum_Existing_Process_Natural Gas_Commissioning_A_Achievable Economic TRC Potential | F6 | Industrial | Petroleum | Existing | Process | Natural Gas | Commissioning | A | Standalone Impact on Baseline Winter Peak (%) | Achievable Economic TRC Potential | 0% | 0% | 0% | 0% | 0% | 0% | 0% | 0% | 0% | 0% | 0% | 0% | 0% | 0% | 0% | 0% | 0% | 0% | 0% | 0% | 0% | 0% | 0% | 0% | 0 | 0 | 0 | 0 | 0 | 0 | 0
F7_Industrial_Petroleum_Existing_Process_Natural Gas_Commissioning_A_Achievable Economic TRC Potential | F7 | Industrial | Petroleum | Existing | Process | Natural Gas | Commissioning | A | Incremental Energy Savings (MWh or mTherms) | Achievable Economic TRC Potential | 0 | 0 | 0 | 0 | 0 | 0 | 0 | 0 | 0 | 0 | 0 | 0 | 0 | 0 | 0 | 0 | 0 | 0 | 0 | 0 | 0 | 0 | 0 | 0 | 0 | 0 | 0 | 0 | 0 | 0 | 0
F8_Industrial_Petroleum_Existing_Process_Natural Gas_Commissioning_A_Achievable Economic TRC Potential | F8 | Industrial | Petroleum | Existing | Process | Natural Gas | Commissioning | A | Incremental Summer Peak Savings (MW) | Achievable Economic TRC Potential | 0 | 0 | 0 | 0 | 0 | 0 | 0 | 0 | 0 | 0 | 0 | 0 | 0 | 0 | 0 | 0 | 0 | 0 | 0 | 0 | 0 | 0 | 0 | 0 | 0 | 0 | 0 | 0 | 0 | 0 | 0
F9_Industrial_Petroleum_Existing_Process_Natural Gas_Commissioning_A_Achievable Economic TRC Potential | F9 | Industrial | Petroleum | Existing | Process | Natural Gas | Commissioning | A | Incremental Winter Peak Savings (MW) | Achievable Economic TRC Potential | 0 | 0 | 0 | 0 | 0 | 0 | 0 | 0 | 0 | 0 | 0 | 0 | 0 | 0 | 0 | 0 | 0 | 0 | 0 | 0 | 0 | 0 | 0 | 0 | 0 | 0 | 0 | 0 | 0 | 0 | 0
F10_Industrial_Petroleum_Existing_Process_Natural Gas_Commissioning_A_Achievable Economic TRC Potential | F10 | Industrial | Petroleum | Existing | Process | Natural Gas | Commissioning | A | Cumulative Energy Savings (MWh or mTherms) | Achievable Economic TRC Potential | 0 | 0 | 0 | 0 | 0 | 0 | 0 | 0 | 0 | 0 | 0 | 0 | 0 | 0 | 0 | 0 | 0 | 0 | 0 | 0 | 0 | 0 | 0 | 0 | 0 | 0 | 0 | 0 | 0 | 0 | 0
F11_Industrial_Petroleum_Existing_Process_Natural Gas_Commissioning_A_Achievable Economic TRC Potential | F11 | Industrial | Petroleum | Existing | Process | Natural Gas | Commissioning | A | Cumulative Summer Peak Savings (MW) | Achievable Economic TRC Potential | 0 | 0 | 0 | 0 | 0 | 0 | 0 | 0 | 0 | 0 | 0 | 0 | 0 | 0 | 0 | 0 | 0 | 0 | 0 | 0 | 0 | 0 | 0 | 0 | 0 | 0 | 0 | 0 | 0 | 0 | 0
F12_Industrial_Petroleum_Existing_Process_Natural Gas_Commissioning_A_Achievable Economic TRC Potential | F12 | Industrial | Petroleum | Existing | Process | Natural Gas | Commissioning | A | Cumulative Winter Peak Savings (MW) | Achievable Economic TRC Potential | 0 | 0 | 0 | 0 | 0 | 0 | 0 | 0 | 0 | 0 | 0 | 0 | 0 | 0 | 0 | 0 | 0 | 0 | 0 | 0 | 0 | 0 | 0 | 0 | 0 | 0 | 0 | 0 | 0 | 0 | 0
F13_Industrial_Petroleum_Existing_Process_Natural Gas_Commissioning_A_Achievable Economic TRC Potential | F13 | Industrial | Petroleum | Existing | Process | Natural Gas | Commissioning | A | Purchases (Incremental) | Achievable Economic TRC Potential | 0 | 0 | 0 | 0 | 0 | 0 | 0 | 0 | 0 | 0 | 0 | 0 | 0 | 0 | 0 | 0 | 0 | 0 | 0 | 0 | 0 | 0 | 0 | 0 | 0 | 0 | 0 | 0 | 0 | 0 | 0
F14_Industrial_Petroleum_Existing_Process_Natural Gas_Commissioning_A_Achievable Economic TRC Potential | F14 | Industrial | Petroleum | Existing | Process | Natural Gas | Commissioning | A | Purchases (Cumulative) | Achievable Economic TRC Potential | 0 | 0 | 0 | 0 | 0 | 0 | 0 | 0 | 0 | 0 | 0 | 0 | 0 | 0 | 0 | 0 | 0 | 0 | 0 | 0 | 0 | 0 | 0 | 0 | 0 | 0 | 0 | 0 | 0 | 0 | 0
F1_Industrial_Petroleum_Existing_Space Heating_Natural Gas_Retrocommissioning_A_Achievable Economic TRC Potential | F1 | Industrial | Petroleum | Existing | Space Heating | Natural Gas | Retrocommissioning | A | Original Unit Energy Savings (kWh or therms) | Achievable Economic TRC Potential | 0 | 0 | 0 | 0 | 0 | 2.3879 | 2.3675 | 2.3425 | 2.3171 | 2.2916 | 2.2668 | 2.2421 | 2.2187 | 2.1966 | 2.1741 | 2.1542 | 2.1354 | 2.1175 | 2.1006 | 2.0836 | 2.067 | 2.0504 | 2.0335 | 2.0173 | 2.0015 | 1.9868 | 1.9731 | 1.9603 | 0 | 0 | 0
F2_Industrial_Petroleum_Existing_Space Heating_Natural Gas_Retrocommissioning_A_Achievable Economic TRC Potential | F2 | Industrial | Petroleum | Existing | Space Heating | Natural Gas | Retrocommissioning | A | Original Unit Summer Peak Savings (kW) | Achievable Economic TRC Potential | 0 | 0 | 0 | 0 | 0 | 0 | 0 | 0 | 0 | 0 | 0 | 0 | 0 | 0 | 0 | 0 | 0 | 0 | 0 | 0 | 0 | 0 | 0 | 0 | 0 | 0 | 0 | 0 | 0 | 0 | 0
F3_Industrial_Petroleum_Existing_Space Heating_Natural Gas_Retrocommissioning_A_Achievable Economic TRC Potential | F3 | Industrial | Petroleum | Existing | Space Heating | Natural Gas | Retrocommissioning | A | Original Unit Winter Peak Savings (kW) | Achievable Economic TRC Potential | 0 | 0 | 0 | 0 | 0 | 0 | 0 | 0 | 0 | 0 | 0 | 0 | 0 | 0 | 0 | 0 | 0 | 0 | 0 | 0 | 0 | 0 | 0 | 0 | 0 | 0 | 0 | 0 | 0 | 0 | 0
F4_Industrial_Petroleum_Existing_Space Heating_Natural Gas_Retrocommissioning_A_Achievable Economic TRC Potential | F4 | Industrial | Petroleum | Existing | Space Heating | Natural Gas | Retrocommissioning | A | Standalone Impact on Baseline Energy (%) | Achievable Economic TRC Potential | 0% | 0% | 0% | 0% | 0% | 0.0124% | 0.0248% | 0.03734% | 0.04972% | 0.06207% | 0.07527% | 0.08787% | 0.1004% | 0.1145% | 0.1264% | 0.14% | 0.1524% | 0.1656% | 0.1795% | 0.1917% | 0.2048% | 0.218% | 0.2312% | 0.2444% | 0.0025759 | 0.0025834 | 0.0025903 | 0.0025966 | 0 | 0 | 0
F5_Industrial_Petroleum_Existing_Space Heating_Natural Gas_Retrocommissioning_A_Achievable Economic TRC Potential | F5 | Industrial | Petroleum | Existing | Space Heating | Natural Gas | Retrocommissioning | A | Standalone Impact on Baseline Summer Peak (%) | Achievable Economic TRC Potential | 0% | 0% | 0% | 0% | 0% | 0% | 0% | 0% | 0% | 0% | 0% | 0% | 0% | 0% | 0% | 0% | 0% | 0% | 0% | 0% | 0% | 0% | 0% | 0% | 0 | 0 | 0 | 0 | 0 | 0 | 0
F6_Industrial_Petroleum_Existing_Space Heating_Natural Gas_Retrocommissioning_A_Achievable Economic TRC Potential | F6 | Industrial | Petroleum | Existing | Space Heating | Natural Gas | Retrocommissioning | A | Standalone Impact on Baseline Winter Peak (%) | Achievable Economic TRC Potential | 0% | 0% | 0% | 0% | 0% | 0% | 0% | 0% | 0% | 0% | 0% | 0% | 0% | 0% | 0% | 0% | 0% | 0% | 0% | 0% | 0% | 0% | 0% | 0% | 0 | 0 | 0 | 0 | 0 | 0 | 0
F7_Industrial_Petroleum_Existing_Space Heating_Natural Gas_Retrocommissioning_A_Achievable Economic TRC Potential | F7 | Industrial | Petroleum | Existing | Space Heating | Natural Gas | Retrocommissioning | A | Incremental Energy Savings (MWh or mTherms) | Achievable Economic TRC Potential | 0 | 0 | 0 | 0 | 0 | 0.00054129 | 0.00053637 | 0.00052757 | 0.00052213 | 0.00051683 | 0.00050472 | 0.00049787 | 0.00049168 | 0.00047904 | 0.00047594 | 0.0004671 | 0.00046308 | 0.0004569 | 0.0004492 | 0.00044608 | 0.00044071 | 0.00043547 | 0.00043031 | 0.00042542 | 0.00042076 | 0 | 0 | 0 | 0 | 0 | 0
F8_Industrial_Petroleum_Existing_Space Heating_Natural Gas_Retrocommissioning_A_Achievable Economic TRC Potential | F8 | Industrial | Petroleum | Existing | Space Heating | Natural Gas | Retrocommissioning | A | Incremental Summer Peak Savings (MW) | Achievable Economic TRC Potential | 0 | 0 | 0 | 0 | 0 | 0 | 0 | 0 | 0 | 0 | 0 | 0 | 0 | 0 | 0 | 0 | 0 | 0 | 0 | 0 | 0 | 0 | 0 | 0 | 0 | 0 | 0 | 0 | 0 | 0 | 0
F9_Industrial_Petroleum_Existing_Space Heating_Natural Gas_Retrocommissioning_A_Achievable Economic TRC Potential | F9 | Industrial | Petroleum | Existing | Space Heating | Natural Gas | Retrocommissioning | A | Incremental Winter Peak Savings (MW) | Achievable Economic TRC Potential | 0 | 0 | 0 | 0 | 0 | 0 | 0 | 0 | 0 | 0 | 0 | 0 | 0 | 0 | 0 | 0 | 0 | 0 | 0 | 0 | 0 | 0 | 0 | 0 | 0 | 0 | 0 | 0 | 0 | 0 | 0
F10_Industrial_Petroleum_Existing_Space Heating_Natural Gas_Retrocommissioning_A_Achievable Economic TRC Potential | F10 | Industrial | Petroleum | Existing | Space Heating | Natural Gas | Retrocommissioning | A | Cumulative Energy Savings (MWh or mTherms) | Achievable Economic TRC Potential | 0 | 0 | 0 | 0 | 0 | 0.00054129 | 0.001073 | 0.0015893 | 0.0020942 | 0.002588 | 0.0030646 | 0.0035291 | 0.003984 | 0.0044233 | 0.0048539 | 0.0052767 | 0.0056937 | 0.006103 | 0.0065035 | 0.0068967 | 0.0072826 | 0.0076596 | 0.0080268 | 0.0083881 | 0.0087433 | 0.0086791 | 0.0086193 | 0.0085634 | 0 | 0 | 0
F11_Industrial_Petroleum_Existing_Space Heating_Natural Gas_Retrocommissioning_A_Achievable Economic TRC Potential | F11 | Industrial | Petroleum | Existing | Space Heating | Natural Gas | Retrocommissioning | A | Cumulative Summer Peak Savings (MW) | Achievable Economic TRC Potential | 0 | 0 | 0 | 0 | 0 | 0 | 0 | 0 | 0 | 0 | 0 | 0 | 0 | 0 | 0 | 0 | 0 | 0 | 0 | 0 | 0 | 0 | 0 | 0 | 0 | 0 | 0 | 0 | 0 | 0 | 0
F12_Industrial_Petroleum_Existing_Space Heating_Natural Gas_Retrocommissioning_A_Achievable Economic TRC Potential | F12 | Industrial | Petroleum | Existing | Space Heating | Natural Gas | Retrocommissioning | A | Cumulative Winter Peak Savings (MW) | Achievable Economic TRC Potential | 0 | 0 | 0 | 0 | 0 | 0 | 0 | 0 | 0 | 0 | 0 | 0 | 0 | 0 | 0 | 0 | 0 | 0 | 0 | 0 | 0 | 0 | 0 | 0 | 0 | 0 | 0 | 0 | 0 | 0 | 0
F13_Industrial_Petroleum_Existing_Space Heating_Natural Gas_Retrocommissioning_A_Achievable Economic TRC Potential | F13 | Industrial | Petroleum | Existing | Space Heating | Natural Gas | Retrocommissioning | A | Purchases (Incremental) | Achievable Economic TRC Potential | 0 | 0 | 0 | 0 | 0 | 0.22668 | 0.22656 | 0.22522 | 0.22534 | 0.22553 | 0.22266 | 0.22206 | 0.2216 | 0.21809 | 0.21892 | 0.21683 | 0.21686 | 0.21577 | 0.21384 | 0.2141 | 0.21321 | 0.21238 | 0.21161 | 0.21089 | 0.21022 | 0 | 0 | 0 | 0 | 0 | 0
F14_Industrial_Petroleum_Existing_Space Heating_Natural Gas_Retrocommissioning_A_Achievable Economic TRC Potential | F14 | Industrial | Petroleum | Existing | Space Heating | Natural Gas | Retrocommissioning | A | Purchases (Cumulative) | Achievable Economic TRC Potential | 0 | 0 | 0 | 0 | 0 | 0.22668 | 0.45324 | 0.67846 | 0.9038 | 1.1293 | 1.352 | 1.574 | 1.7956 | 2.0137 | 2.2327 | 2.4495 | 2.6663 | 2.8821 | 3.096 | 3.31 | 3.5233 | 3.7356 | 3.9472 | 4.1581 | 4.3684 | 4.3684 | 4.3684 | 4.3684 | 4.3684 | 4.3684 | 4.3684
F1_Industrial_Petroleum_Existing_Process_Natural Gas_Retrocommissioning_A_Achievable Economic TRC Potential | F1 | Industrial | Petroleum | Existing | Process | Natural Gas | Retrocommissioning | A | Original Unit Energy Savings (kWh or therms) | Achievable Economic TRC Potential | 0 | 0 | 0 | 0 | 0 | 0 | 0 | 0 | 0 | 0 | 0 | 0 | 0 | 0 | 0 | 0 | 0 | 0 | 0 | 0 | 0 | 0 | 0 | 0 | 0 | 0 | 0 | 0 | 0 | 0 | 0
F2_Industrial_Petroleum_Existing_Process_Natural Gas_Retrocommissioning_A_Achievable Economic TRC Potential | F2 | Industrial | Petroleum | Existing | Process | Natural Gas | Retrocommissioning | A | Original Unit Summer Peak Savings (kW) | Achievable Economic TRC Potential | 0 | 0 | 0 | 0 | 0 | 0 | 0 | 0 | 0 | 0 | 0 | 0 | 0 | 0 | 0 | 0 | 0 | 0 | 0 | 0 | 0 | 0 | 0 | 0 | 0 | 0 | 0 | 0 | 0 | 0 | 0
F3_Industrial_Petroleum_Existing_Process_Natural Gas_Retrocommissioning_A_Achievable Economic TRC Potential | F3 | Industrial | Petroleum | Existing | Process | Natural Gas | Retrocommissioning | A | Original Unit Winter Peak Savings (kW) | Achievable Economic TRC Potential | 0 | 0 | 0 | 0 | 0 | 0 | 0 | 0 | 0 | 0 | 0 | 0 | 0 | 0 | 0 | 0 | 0 | 0 | 0 | 0 | 0 | 0 | 0 | 0 | 0 | 0 | 0 | 0 | 0 | 0 | 0
F4_Industrial_Petroleum_Existing_Process_Natural Gas_Retrocommissioning_A_Achievable Economic TRC Potential | F4 | Industrial | Petroleum | Existing | Process | Natural Gas | Retrocommissioning | A | Standalone Impact on Baseline Energy (%) | Achievable Economic TRC Potential | 0% | 0% | 0% | 0% | 0% | 0% | 0% | 0% | 0% | 0% | 0% | 0% | 0% | 0% | 0% | 0% | 0% | 0% | 0% | 0% | 0% | 0% | 0% | 0% | 0 | 0 | 0 | 0 | 0 | 0 | 0
F5_Industrial_Petroleum_Existing_Process_Natural Gas_Retrocommissioning_A_Achievable Economic TRC Potential | F5 | Industrial | Petroleum | Existing | Process | Natural Gas | Retrocommissioning | A | Standalone Impact on Baseline Summer Peak (%) | Achievable Economic TRC Potential | 0% | 0% | 0% | 0% | 0% | 0% | 0% | 0% | 0% | 0% | 0% | 0% | 0% | 0% | 0% | 0% | 0% | 0% | 0% | 0% | 0% | 0% | 0% | 0% | 0 | 0 | 0 | 0 | 0 | 0 | 0
F6_Industrial_Petroleum_Existing_Process_Natural Gas_Retrocommissioning_A_Achievable Economic TRC Potential | F6 | Industrial | Petroleum | Existing | Process | Natural Gas | Retrocommissioning | A | Standalone Impact on Baseline Winter Peak (%) | Achievable Economic TRC Potential | 0% | 0% | 0% | 0% | 0% | 0% | 0% | 0% | 0% | 0% | 0% | 0% | 0% | 0% | 0% | 0% | 0% | 0% | 0% | 0% | 0% | 0% | 0% | 0% | 0 | 0 | 0 | 0 | 0 | 0 | 0
F7_Industrial_Petroleum_Existing_Process_Natural Gas_Retrocommissioning_A_Achievable Economic TRC Potential | F7 | Industrial | Petroleum | Existing | Process | Natural Gas | Retrocommissioning | A | Incremental Energy Savings (MWh or mTherms) | Achievable Economic TRC Potential | 0 | 0 | 0 | 0 | 0 | 0 | 0 | 0 | 0 | 0 | 0 | 0 | 0 | 0 | 0 | 0 | 0 | 0 | 0 | 0 | 0 | 0 | 0 | 0 | 0 | 0 | 0 | 0 | 0 | 0 | 0
F8_Industrial_Petroleum_Existing_Process_Natural Gas_Retrocommissioning_A_Achievable Economic TRC Potential | F8 | Industrial | Petroleum | Existing | Process | Natural Gas | Retrocommissioning | A | Incremental Summer Peak Savings (MW) | Achievable Economic TRC Potential | 0 | 0 | 0 | 0 | 0 | 0 | 0 | 0 | 0 | 0 | 0 | 0 | 0 | 0 | 0 | 0 | 0 | 0 | 0 | 0 | 0 | 0 | 0 | 0 | 0 | 0 | 0 | 0 | 0 | 0 | 0
F9_Industrial_Petroleum_Existing_Process_Natural Gas_Retrocommissioning_A_Achievable Economic TRC Potential | F9 | Industrial | Petroleum | Existing | Process | Natural Gas | Retrocommissioning | A | Incremental Winter Peak Savings (MW) | Achievable Economic TRC Potential | 0 | 0 | 0 | 0 | 0 | 0 | 0 | 0 | 0 | 0 | 0 | 0 | 0 | 0 | 0 | 0 | 0 | 0 | 0 | 0 | 0 | 0 | 0 | 0 | 0 | 0 | 0 | 0 | 0 | 0 | 0
F10_Industrial_Petroleum_Existing_Process_Natural Gas_Retrocommissioning_A_Achievable Economic TRC Potential | F10 | Industrial | Petroleum | Existing | Process | Natural Gas | Retrocommissioning | A | Cumulative Energy Savings (MWh or mTherms) | Achievable Economic TRC Potential | 0 | 0 | 0 | 0 | 0 | 0 | 0 | 0 | 0 | 0 | 0 | 0 | 0 | 0 | 0 | 0 | 0 | 0 | 0 | 0 | 0 | 0 | 0 | 0 | 0 | 0 | 0 | 0 | 0 | 0 | 0
F11_Industrial_Petroleum_Existing_Process_Natural Gas_Retrocommissioning_A_Achievable Economic TRC Potential | F11 | Industrial | Petroleum | Existing | Process | Natural Gas | Retrocommissioning | A | Cumulative Summer Peak Savings (MW) | Achievable Economic TRC Potential | 0 | 0 | 0 | 0 | 0 | 0 | 0 | 0 | 0 | 0 | 0 | 0 | 0 | 0 | 0 | 0 | 0 | 0 | 0 | 0 | 0 | 0 | 0 | 0 | 0 | 0 | 0 | 0 | 0 | 0 | 0
F12_Industrial_Petroleum_Existing_Process_Natural Gas_Retrocommissioning_A_Achievable Economic TRC Potential | F12 | Industrial | Petroleum | Existing | Process | Natural Gas | Retrocommissioning | A | Cumulative Winter Peak Savings (MW) | Achievable Economic TRC Potential | 0 | 0 | 0 | 0 | 0 | 0 | 0 | 0 | 0 | 0 | 0 | 0 | 0 | 0 | 0 | 0 | 0 | 0 | 0 | 0 | 0 | 0 | 0 | 0 | 0 | 0 | 0 | 0 | 0 | 0 | 0
F13_Industrial_Petroleum_Existing_Process_Natural Gas_Retrocommissioning_A_Achievable Economic TRC Potential | F13 | Industrial | Petroleum | Existing | Process | Natural Gas | Retrocommissioning | A | Purchases (Incremental) | Achievable Economic TRC Potential | 0 | 0 | 0 | 0 | 0 | 0.22668 | 0.22656 | 0.22522 | 0.22534 | 0.22553 | 0.22266 | 0.22206 | 0.2216 | 0.21809 | 0.21892 | 0.21683 | 0.21686 | 0.21577 | 0.21384 | 0.2141 | 0.21321 | 0.21238 | 0.21161 | 0.21089 | 0.21022 | 0 | 0 | 0 | 0 | 0 | 0
F14_Industrial_Petroleum_Existing_Process_Natural Gas_Retrocommissioning_A_Achievable Economic TRC Potential | F14 | Industrial | Petroleum | Existing | Process | Natural Gas | Retrocommissioning | A | Purchases (Cumulative) | Achievable Economic TRC Potential | 0 | 0 | 0 | 0 | 0 | 0.22668 | 0.45324 | 0.67846 | 0.9038 | 1.1293 | 1.352 | 1.574 | 1.7956 | 2.0137 | 2.2327 | 2.4495 | 2.6663 | 2.8821 | 3.096 | 3.31 | 3.5233 | 3.7356 | 3.9472 | 4.1581 | 4.3684 | 4.3684 | 4.3684 | 4.3684 | 4.3684 | 4.3684 | 4.3684
F1_Industrial_Petroleum_New_Space Heating_Natural Gas_Insulation - Roof/Ceiling_A_Achievable Economic TRC Potential | F1 | Industrial | Petroleum | New | Space Heating | Natural Gas | Insulation - Roof/Ceiling | A | Original Unit Energy Savings (kWh or therms) | Achievable Economic TRC Potential | 0 | 0 | 0 | 0 | 0 | 0 | 0 | 0 | 0 | 0 | 0 | 0 | 0 | 0 | 0 | 0 | 0 | 0 | 0 | 0 | 0 | 0 | 0 | 0 | 0 | 0 | 0 | 0 | 0 | 0 | 0
F2_Industrial_Petroleum_New_Space Heating_Natural Gas_Insulation - Roof/Ceiling_A_Achievable Economic TRC Potential | F2 | Industrial | Petroleum | New | Space Heating | Natural Gas | Insulation - Roof/Ceiling | A | Original Unit Summer Peak Savings (kW) | Achievable Economic TRC Potential | 0 | 0 | 0 | 0 | 0 | 0 | 0 | 0 | 0 | 0 | 0 | 0 | 0 | 0 | 0 | 0 | 0 | 0 | 0 | 0 | 0 | 0 | 0 | 0 | 0 | 0 | 0 | 0 | 0 | 0 | 0
F3_Industrial_Petroleum_New_Space Heating_Natural Gas_Insulation - Roof/Ceiling_A_Achievable Economic TRC Potential | F3 | Industrial | Petroleum | New | Space Heating | Natural Gas | Insulation - Roof/Ceiling | A | Original Unit Winter Peak Savings (kW) | Achievable Economic TRC Potential | 0 | 0 | 0 | 0 | 0 | 0 | 0 | 0 | 0 | 0 | 0 | 0 | 0 | 0 | 0 | 0 | 0 | 0 | 0 | 0 | 0 | 0 | 0 | 0 | 0 | 0 | 0 | 0 | 0 | 0 | 0
F4_Industrial_Petroleum_New_Space Heating_Natural Gas_Insulation - Roof/Ceiling_A_Achievable Economic TRC Potential | F4 | Industrial | Petroleum | New | Space Heating | Natural Gas | Insulation - Roof/Ceiling | A | Standalone Impact on Baseline Energy (%) | Achievable Economic TRC Potential | 0% | 0% | 0% | 0% | 0% | 0% | 0% | 0% | 0% | 0% | 0% | 0% | 0% | 0% | 0% | 0% | 0% | 0% | 0% | 0% | 0% | 0% | 0% | 0% | 0 | 0 | 0 | 0 | 0 | 0 | 0
F5_Industrial_Petroleum_New_Space Heating_Natural Gas_Insulation - Roof/Ceiling_A_Achievable Economic TRC Potential | F5 | Industrial | Petroleum | New | Space Heating | Natural Gas | Insulation - Roof/Ceiling | A | Standalone Impact on Baseline Summer Peak (%) | Achievable Economic TRC Potential | 0% | 0% | 0% | 0% | 0% | 0% | 0% | 0% | 0% | 0% | 0% | 0% | 0% | 0% | 0% | 0% | 0% | 0% | 0% | 0% | 0% | 0% | 0% | 0% | 0 | 0 | 0 | 0 | 0 | 0 | 0
F6_Industrial_Petroleum_New_Space Heating_Natural Gas_Insulation - Roof/Ceiling_A_Achievable Economic TRC Potential | F6 | Industrial | Petroleum | New | Space Heating | Natural Gas | Insulation - Roof/Ceiling | A | Standalone Impact on Baseline Winter Peak (%) | Achievable Economic TRC Potential | 0% | 0% | 0% | 0% | 0% | 0% | 0% | 0% | 0% | 0% | 0% | 0% | 0% | 0% | 0% | 0% | 0% | 0% | 0% | 0% | 0% | 0% | 0% | 0% | 0 | 0 | 0 | 0 | 0 | 0 | 0
F7_Industrial_Petroleum_New_Space Heating_Natural Gas_Insulation - Roof/Ceiling_A_Achievable Economic TRC Potential | F7 | Industrial | Petroleum | New | Space Heating | Natural Gas | Insulation - Roof/Ceiling | A | Incremental Energy Savings (MWh or mTherms) | Achievable Economic TRC Potential | 0 | 0 | 0 | 0 | 0 | 0 | 0 | 0 | 0 | 0 | 0 | 0 | 0 | 0 | 0 | 0 | 0 | 0 | 0 | 0 | 0 | 0 | 0 | 0 | 0 | 0 | 0 | 0 | 0 | 0 | 0
F8_Industrial_Petroleum_New_Space Heating_Natural Gas_Insulation - Roof/Ceiling_A_Achievable Economic TRC Potential | F8 | Industrial | Petroleum | New | Space Heating | Natural Gas | Insulation - Roof/Ceiling | A | Incremental Summer Peak Savings (MW) | Achievable Economic TRC Potential | 0 | 0 | 0 | 0 | 0 | 0 | 0 | 0 | 0 | 0 | 0 | 0 | 0 | 0 | 0 | 0 | 0 | 0 | 0 | 0 | 0 | 0 | 0 | 0 | 0 | 0 | 0 | 0 | 0 | 0 | 0
F9_Industrial_Petroleum_New_Space Heating_Natural Gas_Insulation - Roof/Ceiling_A_Achievable Economic TRC Potential | F9 | Industrial | Petroleum | New | Space Heating | Natural Gas | Insulation - Roof/Ceiling | A | Incremental Winter Peak Savings (MW) | Achievable Economic TRC Potential | 0 | 0 | 0 | 0 | 0 | 0 | 0 | 0 | 0 | 0 | 0 | 0 | 0 | 0 | 0 | 0 | 0 | 0 | 0 | 0 | 0 | 0 | 0 | 0 | 0 | 0 | 0 | 0 | 0 | 0 | 0
F10_Industrial_Petroleum_New_Space Heating_Natural Gas_Insulation - Roof/Ceiling_A_Achievable Economic TRC Potential | F10 | Industrial | Petroleum | New | Space Heating | Natural Gas | Insulation - Roof/Ceiling | A | Cumulative Energy Savings (MWh or mTherms) | Achievable Economic TRC Potential | 0 | 0 | 0 | 0 | 0 | 0 | 0 | 0 | 0 | 0 | 0 | 0 | 0 | 0 | 0 | 0 | 0 | 0 | 0 | 0 | 0 | 0 | 0 | 0 | 0 | 0 | 0 | 0 | 0 | 0 | 0
F11_Industrial_Petroleum_New_Space Heating_Natural Gas_Insulation - Roof/Ceiling_A_Achievable Economic TRC Potential | F11 | Industrial | Petroleum | New | Space Heating | Natural Gas | Insulation - Roof/Ceiling | A | Cumulative Summer Peak Savings (MW) | Achievable Economic TRC Potential | 0 | 0 | 0 | 0 | 0 | 0 | 0 | 0 | 0 | 0 | 0 | 0 | 0 | 0 | 0 | 0 | 0 | 0 | 0 | 0 | 0 | 0 | 0 | 0 | 0 | 0 | 0 | 0 | 0 | 0 | 0
F12_Industrial_Petroleum_New_Space Heating_Natural Gas_Insulation - Roof/Ceiling_A_Achievable Economic TRC Potential | F12 | Industrial | Petroleum | New | Space Heating | Natural Gas | Insulation - Roof/Ceiling | A | Cumulative Winter Peak Savings (MW) | Achievable Economic TRC Potential | 0 | 0 | 0 | 0 | 0 | 0 | 0 | 0 | 0 | 0 | 0 | 0 | 0 | 0 | 0 | 0 | 0 | 0 | 0 | 0 | 0 | 0 | 0 | 0 | 0 | 0 | 0 | 0 | 0 | 0 | 0
F13_Industrial_Petroleum_New_Space Heating_Natural Gas_Insulation - Roof/Ceiling_A_Achievable Economic TRC Potential | F13 | Industrial | Petroleum | New | Space Heating | Natural Gas | Insulation - Roof/Ceiling | A | Purchases (Incremental) | Achievable Economic TRC Potential | 0 | 0 | 0 | 0 | 0 | 0 | 0 | 0 | 0 | 0 | 0 | 0 | 0 | 0 | 0 | 0 | 0 | 0 | 0 | 0 | 0 | 0 | 0 | 0 | 0 | 0 | 0 | 0 | 0 | 0 | 0
F14_Industrial_Petroleum_New_Space Heating_Natural Gas_Insulation - Roof/Ceiling_A_Achievable Economic TRC Potential | F14 | Industrial | Petroleum | New | Space Heating | Natural Gas | Insulation - Roof/Ceiling | A | Purchases (Cumulative) | Achievable Economic TRC Potential | 0 | 0 | 0 | 0 | 0 | 0 | 0 | 0 | 0 | 0 | 0 | 0 | 0 | 0 | 0 | 0 | 0 | 0 | 0 | 0 | 0 | 0 | 0 | 0 | 0 | 0 | 0 | 0 | 0 | 0 | 0
F1_Industrial_Petroleum_New_Space Heating_Natural Gas_Insulation - Wall Cavity_A_Achievable Economic TRC Potential | F1 | Industrial | Petroleum | New | Space Heating | Natural Gas | Insulation - Wall Cavity | A | Original Unit Energy Savings (kWh or therms) | Achievable Economic TRC Potential | 0 | 0 | 0 | 0 | 0 | 0 | 0 | 0 | 0 | 0 | 0 | 0 | 0 | 0 | 0 | 0 | 0 | 0 | 0 | 0 | 0 | 0 | 0 | 0 | 0 | 0 | 0 | 0 | 0 | 0 | 0
F2_Industrial_Petroleum_New_Space Heating_Natural Gas_Insulation - Wall Cavity_A_Achievable Economic TRC Potential | F2 | Industrial | Petroleum | New | Space Heating | Natural Gas | Insulation - Wall Cavity | A | Original Unit Summer Peak Savings (kW) | Achievable Economic TRC Potential | 0 | 0 | 0 | 0 | 0 | 0 | 0 | 0 | 0 | 0 | 0 | 0 | 0 | 0 | 0 | 0 | 0 | 0 | 0 | 0 | 0 | 0 | 0 | 0 | 0 | 0 | 0 | 0 | 0 | 0 | 0
F3_Industrial_Petroleum_New_Space Heating_Natural Gas_Insulation - Wall Cavity_A_Achievable Economic TRC Potential | F3 | Industrial | Petroleum | New | Space Heating | Natural Gas | Insulation - Wall Cavity | A | Original Unit Winter Peak Savings (kW) | Achievable Economic TRC Potential | 0 | 0 | 0 | 0 | 0 | 0 | 0 | 0 | 0 | 0 | 0 | 0 | 0 | 0 | 0 | 0 | 0 | 0 | 0 | 0 | 0 | 0 | 0 | 0 | 0 | 0 | 0 | 0 | 0 | 0 | 0
F4_Industrial_Petroleum_New_Space Heating_Natural Gas_Insulation - Wall Cavity_A_Achievable Economic TRC Potential | F4 | Industrial | Petroleum | New | Space Heating | Natural Gas | Insulation - Wall Cavity | A | Standalone Impact on Baseline Energy (%) | Achievable Economic TRC Potential | 0% | 0% | 0% | 0% | 0% | 0% | 0% | 0% | 0% | 0% | 0% | 0% | 0% | 0% | 0% | 0% | 0% | 0% | 0% | 0% | 0% | 0% | 0% | 0% | 0 | 0 | 0 | 0 | 0 | 0 | 0
F5_Industrial_Petroleum_New_Space Heating_Natural Gas_Insulation - Wall Cavity_A_Achievable Economic TRC Potential | F5 | Industrial | Petroleum | New | Space Heating | Natural Gas | Insulation - Wall Cavity | A | Standalone Impact on Baseline Summer Peak (%) | Achievable Economic TRC Potential | 0% | 0% | 0% | 0% | 0% | 0% | 0% | 0% | 0% | 0% | 0% | 0% | 0% | 0% | 0% | 0% | 0% | 0% | 0% | 0% | 0% | 0% | 0% | 0% | 0 | 0 | 0 | 0 | 0 | 0 | 0
F6_Industrial_Petroleum_New_Space Heating_Natural Gas_Insulation - Wall Cavity_A_Achievable Economic TRC Potential | F6 | Industrial | Petroleum | New | Space Heating | Natural Gas | Insulation - Wall Cavity | A | Standalone Impact on Baseline Winter Peak (%) | Achievable Economic TRC Potential | 0% | 0% | 0% | 0% | 0% | 0% | 0% | 0% | 0% | 0% | 0% | 0% | 0% | 0% | 0% | 0% | 0% | 0% | 0% | 0% | 0% | 0% | 0% | 0% | 0 | 0 | 0 | 0 | 0 | 0 | 0
F7_Industrial_Petroleum_New_Space Heating_Natural Gas_Insulation - Wall Cavity_A_Achievable Economic TRC Potential | F7 | Industrial | Petroleum | New | Space Heating | Natural Gas | Insulation - Wall Cavity | A | Incremental Energy Savings (MWh or mTherms) | Achievable Economic TRC Potential | 0 | 0 | 0 | 0 | 0 | 0 | 0 | 0 | 0 | 0 | 0 | 0 | 0 | 0 | 0 | 0 | 0 | 0 | 0 | 0 | 0 | 0 | 0 | 0 | 0 | 0 | 0 | 0 | 0 | 0 | 0
F8_Industrial_Petroleum_New_Space Heating_Natural Gas_Insulation - Wall Cavity_A_Achievable Economic TRC Potential | F8 | Industrial | Petroleum | New | Space Heating | Natural Gas | Insulation - Wall Cavity | A | Incremental Summer Peak Savings (MW) | Achievable Economic TRC Potential | 0 | 0 | 0 | 0 | 0 | 0 | 0 | 0 | 0 | 0 | 0 | 0 | 0 | 0 | 0 | 0 | 0 | 0 | 0 | 0 | 0 | 0 | 0 | 0 | 0 | 0 | 0 | 0 | 0 | 0 | 0
F9_Industrial_Petroleum_New_Space Heating_Natural Gas_Insulation - Wall Cavity_A_Achievable Economic TRC Potential | F9 | Industrial | Petroleum | New | Space Heating | Natural Gas | Insulation - Wall Cavity | A | Incremental Winter Peak Savings (MW) | Achievable Economic TRC Potential | 0 | 0 | 0 | 0 | 0 | 0 | 0 | 0 | 0 | 0 | 0 | 0 | 0 | 0 | 0 | 0 | 0 | 0 | 0 | 0 | 0 | 0 | 0 | 0 | 0 | 0 | 0 | 0 | 0 | 0 | 0
F10_Industrial_Petroleum_New_Space Heating_Natural Gas_Insulation - Wall Cavity_A_Achievable Economic TRC Potential | F10 | Industrial | Petroleum | New | Space Heating | Natural Gas | Insulation - Wall Cavity | A | Cumulative Energy Savings (MWh or mTherms) | Achievable Economic TRC Potential | 0 | 0 | 0 | 0 | 0 | 0 | 0 | 0 | 0 | 0 | 0 | 0 | 0 | 0 | 0 | 0 | 0 | 0 | 0 | 0 | 0 | 0 | 0 | 0 | 0 | 0 | 0 | 0 | 0 | 0 | 0
F11_Industrial_Petroleum_New_Space Heating_Natural Gas_Insulation - Wall Cavity_A_Achievable Economic TRC Potential | F11 | Industrial | Petroleum | New | Space Heating | Natural Gas | Insulation - Wall Cavity | A | Cumulative Summer Peak Savings (MW) | Achievable Economic TRC Potential | 0 | 0 | 0 | 0 | 0 | 0 | 0 | 0 | 0 | 0 | 0 | 0 | 0 | 0 | 0 | 0 | 0 | 0 | 0 | 0 | 0 | 0 | 0 | 0 | 0 | 0 | 0 | 0 | 0 | 0 | 0
F12_Industrial_Petroleum_New_Space Heating_Natural Gas_Insulation - Wall Cavity_A_Achievable Economic TRC Potential | F12 | Industrial | Petroleum | New | Space Heating | Natural Gas | Insulation - Wall Cavity | A | Cumulative Winter Peak Savings (MW) | Achievable Economic TRC Potential | 0 | 0 | 0 | 0 | 0 | 0 | 0 | 0 | 0 | 0 | 0 | 0 | 0 | 0 | 0 | 0 | 0 | 0 | 0 | 0 | 0 | 0 | 0 | 0 | 0 | 0 | 0 | 0 | 0 | 0 | 0
F13_Industrial_Petroleum_New_Space Heating_Natural Gas_Insulation - Wall Cavity_A_Achievable Economic TRC Potential | F13 | Industrial | Petroleum | New | Space Heating | Natural Gas | Insulation - Wall Cavity | A | Purchases (Incremental) | Achievable Economic TRC Potential | 0 | 0 | 0 | 0 | 0 | 0 | 0 | 0 | 0 | 0 | 0 | 0 | 0 | 0 | 0 | 0 | 0 | 0 | 0 | 0 | 0 | 0 | 0 | 0 | 0 | 0 | 0 | 0 | 0 | 0 | 0
F14_Industrial_Petroleum_New_Space Heating_Natural Gas_Insulation - Wall Cavity_A_Achievable Economic TRC Potential | F14 | Industrial | Petroleum | New | Space Heating | Natural Gas | Insulation - Wall Cavity | A | Purchases (Cumulative) | Achievable Economic TRC Potential | 0 | 0 | 0 | 0 | 0 | 0 | 0 | 0 | 0 | 0 | 0 | 0 | 0 | 0 | 0 | 0 | 0 | 0 | 0 | 0 | 0 | 0 | 0 | 0 | 0 | 0 | 0 | 0 | 0 | 0 | 0
F1_Industrial_Petroleum_New_Space Heating_Natural Gas_Insulation - Ducting_A_Achievable Economic TRC Potential | F1 | Industrial | Petroleum | New | Space Heating | Natural Gas | Insulation - Ducting | A | Original Unit Energy Savings (kWh or therms) | Achievable Economic TRC Potential | 0 | 0 | 0 | 0 | 0 | 0 | 0 | 0 | 0 | 0 | 0 | 0 | 0 | 0 | 0 | 0 | 0 | 0 | 0 | 0 | 0 | 0 | 0 | 0 | 0 | 0 | 0 | 0 | 0 | 0 | 0
F2_Industrial_Petroleum_New_Space Heating_Natural Gas_Insulation - Ducting_A_Achievable Economic TRC Potential | F2 | Industrial | Petroleum | New | Space Heating | Natural Gas | Insulation - Ducting | A | Original Unit Summer Peak Savings (kW) | Achievable Economic TRC Potential | 0 | 0 | 0 | 0 | 0 | 0 | 0 | 0 | 0 | 0 | 0 | 0 | 0 | 0 | 0 | 0 | 0 | 0 | 0 | 0 | 0 | 0 | 0 | 0 | 0 | 0 | 0 | 0 | 0 | 0 | 0
F3_Industrial_Petroleum_New_Space Heating_Natural Gas_Insulation - Ducting_A_Achievable Economic TRC Potential | F3 | Industrial | Petroleum | New | Space Heating | Natural Gas | Insulation - Ducting | A | Original Unit Winter Peak Savings (kW) | Achievable Economic TRC Potential | 0 | 0 | 0 | 0 | 0 | 0 | 0 | 0 | 0 | 0 | 0 | 0 | 0 | 0 | 0 | 0 | 0 | 0 | 0 | 0 | 0 | 0 | 0 | 0 | 0 | 0 | 0 | 0 | 0 | 0 | 0
F4_Industrial_Petroleum_New_Space Heating_Natural Gas_Insulation - Ducting_A_Achievable Economic TRC Potential | F4 | Industrial | Petroleum | New | Space Heating | Natural Gas | Insulation - Ducting | A | Standalone Impact on Baseline Energy (%) | Achievable Economic TRC Potential | 0% | 0% | 0% | 0% | 0% | 0% | 0% | 0% | 0% | 0% | 0% | 0% | 0% | 0% | 0% | 0% | 0% | 0% | 0% | 0% | 0% | 0% | 0% | 0% | 0 | 0 | 0 | 0 | 0 | 0 | 0
F5_Industrial_Petroleum_New_Space Heating_Natural Gas_Insulation - Ducting_A_Achievable Economic TRC Potential | F5 | Industrial | Petroleum | New | Space Heating | Natural Gas | Insulation - Ducting | A | Standalone Impact on Baseline Summer Peak (%) | Achievable Economic TRC Potential | 0% | 0% | 0% | 0% | 0% | 0% | 0% | 0% | 0% | 0% | 0% | 0% | 0% | 0% | 0% | 0% | 0% | 0% | 0% | 0% | 0% | 0% | 0% | 0% | 0 | 0 | 0 | 0 | 0 | 0 | 0
F6_Industrial_Petroleum_New_Space Heating_Natural Gas_Insulation - Ducting_A_Achievable Economic TRC Potential | F6 | Industrial | Petroleum | New | Space Heating | Natural Gas | Insulation - Ducting | A | Standalone Impact on Baseline Winter Peak (%) | Achievable Economic TRC Potential | 0% | 0% | 0% | 0% | 0% | 0% | 0% | 0% | 0% | 0% | 0% | 0% | 0% | 0% | 0% | 0% | 0% | 0% | 0% | 0% | 0% | 0% | 0% | 0% | 0 | 0 | 0 | 0 | 0 | 0 | 0
F7_Industrial_Petroleum_New_Space Heating_Natural Gas_Insulation - Ducting_A_Achievable Economic TRC Potential | F7 | Industrial | Petroleum | New | Space Heating | Natural Gas | Insulation - Ducting | A | Incremental Energy Savings (MWh or mTherms) | Achievable Economic TRC Potential | 0 | 0 | 0 | 0 | 0 | 0 | 0 | 0 | 0 | 0 | 0 | 0 | 0 | 0 | 0 | 0 | 0 | 0 | 0 | 0 | 0 | 0 | 0 | 0 | 0 | 0 | 0 | 0 | 0 | 0 | 0
F8_Industrial_Petroleum_New_Space Heating_Natural Gas_Insulation - Ducting_A_Achievable Economic TRC Potential | F8 | Industrial | Petroleum | New | Space Heating | Natural Gas | Insulation - Ducting | A | Incremental Summer Peak Savings (MW) | Achievable Economic TRC Potential | 0 | 0 | 0 | 0 | 0 | 0 | 0 | 0 | 0 | 0 | 0 | 0 | 0 | 0 | 0 | 0 | 0 | 0 | 0 | 0 | 0 | 0 | 0 | 0 | 0 | 0 | 0 | 0 | 0 | 0 | 0
F9_Industrial_Petroleum_New_Space Heating_Natural Gas_Insulation - Ducting_A_Achievable Economic TRC Potential | F9 | Industrial | Petroleum | New | Space Heating | Natural Gas | Insulation - Ducting | A | Incremental Winter Peak Savings (MW) | Achievable Economic TRC Potential | 0 | 0 | 0 | 0 | 0 | 0 | 0 | 0 | 0 | 0 | 0 | 0 | 0 | 0 | 0 | 0 | 0 | 0 | 0 | 0 | 0 | 0 | 0 | 0 | 0 | 0 | 0 | 0 | 0 | 0 | 0
F10_Industrial_Petroleum_New_Space Heating_Natural Gas_Insulation - Ducting_A_Achievable Economic TRC Potential | F10 | Industrial | Petroleum | New | Space Heating | Natural Gas | Insulation - Ducting | A | Cumulative Energy Savings (MWh or mTherms) | Achievable Economic TRC Potential | 0 | 0 | 0 | 0 | 0 | 0 | 0 | 0 | 0 | 0 | 0 | 0 | 0 | 0 | 0 | 0 | 0 | 0 | 0 | 0 | 0 | 0 | 0 | 0 | 0 | 0 | 0 | 0 | 0 | 0 | 0
F11_Industrial_Petroleum_New_Space Heating_Natural Gas_Insulation - Ducting_A_Achievable Economic TRC Potential | F11 | Industrial | Petroleum | New | Space Heating | Natural Gas | Insulation - Ducting | A | Cumulative Summer Peak Savings (MW) | Achievable Economic TRC Potential | 0 | 0 | 0 | 0 | 0 | 0 | 0 | 0 | 0 | 0 | 0 | 0 | 0 | 0 | 0 | 0 | 0 | 0 | 0 | 0 | 0 | 0 | 0 | 0 | 0 | 0 | 0 | 0 | 0 | 0 | 0
F12_Industrial_Petroleum_New_Space Heating_Natural Gas_Insulation - Ducting_A_Achievable Economic TRC Potential | F12 | Industrial | Petroleum | New | Space Heating | Natural Gas | Insulation - Ducting | A | Cumulative Winter Peak Savings (MW) | Achievable Economic TRC Potential | 0 | 0 | 0 | 0 | 0 | 0 | 0 | 0 | 0 | 0 | 0 | 0 | 0 | 0 | 0 | 0 | 0 | 0 | 0 | 0 | 0 | 0 | 0 | 0 | 0 | 0 | 0 | 0 | 0 | 0 | 0
F13_Industrial_Petroleum_New_Space Heating_Natural Gas_Insulation - Ducting_A_Achievable Economic TRC Potential | F13 | Industrial | Petroleum | New | Space Heating | Natural Gas | Insulation - Ducting | A | Purchases (Incremental) | Achievable Economic TRC Potential | 0 | 0 | 0 | 0 | 0 | 0 | 0 | 0 | 0 | 0 | 0 | 0 | 0 | 0 | 0 | 0 | 0 | 0 | 0 | 0 | 0 | 0 | 0 | 0 | 0 | 0 | 0 | 0 | 0 | 0 | 0
F14_Industrial_Petroleum_New_Space Heating_Natural Gas_Insulation - Ducting_A_Achievable Economic TRC Potential | F14 | Industrial | Petroleum | New | Space Heating | Natural Gas | Insulation - Ducting | A | Purchases (Cumulative) | Achievable Economic TRC Potential | 0 | 0 | 0 | 0 | 0 | 0 | 0 | 0 | 0 | 0 | 0 | 0 | 0 | 0 | 0 | 0 | 0 | 0 | 0 | 0 | 0 | 0 | 0 | 0 | 0 | 0 | 0 | 0 | 0 | 0 | 0
F1_Industrial_Petroleum_New_Space Heating_Natural Gas_HVAC - Duct Repair and Sealing_A_Achievable Economic TRC Potential | F1 | Industrial | Petroleum | New | Space Heating | Natural Gas | HVAC - Duct Repair and Sealing | A | Original Unit Energy Savings (kWh or therms) | Achievable Economic TRC Potential | 0 | 0 | 0 | 0 | 0 | 0 | 0 | 0 | 0 | 0 | 0 | 0 | 0 | 0 | 0 | 0 | 0 | 0 | 0 | 0 | 0 | 0 | 0 | 0 | 0 | 0 | 0 | 0 | 0 | 0 | 0
F2_Industrial_Petroleum_New_Space Heating_Natural Gas_HVAC - Duct Repair and Sealing_A_Achievable Economic TRC Potential | F2 | Industrial | Petroleum | New | Space Heating | Natural Gas | HVAC - Duct Repair and Sealing | A | Original Unit Summer Peak Savings (kW) | Achievable Economic TRC Potential | 0 | 0 | 0 | 0 | 0 | 0 | 0 | 0 | 0 | 0 | 0 | 0 | 0 | 0 | 0 | 0 | 0 | 0 | 0 | 0 | 0 | 0 | 0 | 0 | 0 | 0 | 0 | 0 | 0 | 0 | 0
F3_Industrial_Petroleum_New_Space Heating_Natural Gas_HVAC - Duct Repair and Sealing_A_Achievable Economic TRC Potential | F3 | Industrial | Petroleum | New | Space Heating | Natural Gas | HVAC - Duct Repair and Sealing | A | Original Unit Winter Peak Savings (kW) | Achievable Economic TRC Potential | 0 | 0 | 0 | 0 | 0 | 0 | 0 | 0 | 0 | 0 | 0 | 0 | 0 | 0 | 0 | 0 | 0 | 0 | 0 | 0 | 0 | 0 | 0 | 0 | 0 | 0 | 0 | 0 | 0 | 0 | 0
F4_Industrial_Petroleum_New_Space Heating_Natural Gas_HVAC - Duct Repair and Sealing_A_Achievable Economic TRC Potential | F4 | Industrial | Petroleum | New | Space Heating | Natural Gas | HVAC - Duct Repair and Sealing | A | Standalone Impact on Baseline Energy (%) | Achievable Economic TRC Potential | 0% | 0% | 0% | 0% | 0% | 0% | 0% | 0% | 0% | 0% | 0% | 0% | 0% | 0% | 0% | 0% | 0% | 0% | 0% | 0% | 0% | 0% | 0% | 0% | 0 | 0 | 0 | 0 | 0 | 0 | 0
F5_Industrial_Petroleum_New_Space Heating_Natural Gas_HVAC - Duct Repair and Sealing_A_Achievable Economic TRC Potential | F5 | Industrial | Petroleum | New | Space Heating | Natural Gas | HVAC - Duct Repair and Sealing | A | Standalone Impact on Baseline Summer Peak (%) | Achievable Economic TRC Potential | 0% | 0% | 0% | 0% | 0% | 0% | 0% | 0% | 0% | 0% | 0% | 0% | 0% | 0% | 0% | 0% | 0% | 0% | 0% | 0% | 0% | 0% | 0% | 0% | 0 | 0 | 0 | 0 | 0 | 0 | 0
F6_Industrial_Petroleum_New_Space Heating_Natural Gas_HVAC - Duct Repair and Sealing_A_Achievable Economic TRC Potential | F6 | Industrial | Petroleum | New | Space Heating | Natural Gas | HVAC - Duct Repair and Sealing | A | Standalone Impact on Baseline Winter Peak (%) | Achievable Economic TRC Potential | 0% | 0% | 0% | 0% | 0% | 0% | 0% | 0% | 0% | 0% | 0% | 0% | 0% | 0% | 0% | 0% | 0% | 0% | 0% | 0% | 0% | 0% | 0% | 0% | 0 | 0 | 0 | 0 | 0 | 0 | 0
F7_Industrial_Petroleum_New_Space Heating_Natural Gas_HVAC - Duct Repair and Sealing_A_Achievable Economic TRC Potential | F7 | Industrial | Petroleum | New | Space Heating | Natural Gas | HVAC - Duct Repair and Sealing | A | Incremental Energy Savings (MWh or mTherms) | Achievable Economic TRC Potential | 0 | 0 | 0 | 0 | 0 | 0 | 0 | 0 | 0 | 0 | 0 | 0 | 0 | 0 | 0 | 0 | 0 | 0 | 0 | 0 | 0 | 0 | 0 | 0 | 0 | 0 | 0 | 0 | 0 | 0 | 0
F8_Industrial_Petroleum_New_Space Heating_Natural Gas_HVAC - Duct Repair and Sealing_A_Achievable Economic TRC Potential | F8 | Industrial | Petroleum | New | Space Heating | Natural Gas | HVAC - Duct Repair and Sealing | A | Incremental Summer Peak Savings (MW) | Achievable Economic TRC Potential | 0 | 0 | 0 | 0 | 0 | 0 | 0 | 0 | 0 | 0 | 0 | 0 | 0 | 0 | 0 | 0 | 0 | 0 | 0 | 0 | 0 | 0 | 0 | 0 | 0 | 0 | 0 | 0 | 0 | 0 | 0
F9_Industrial_Petroleum_New_Space Heating_Natural Gas_HVAC - Duct Repair and Sealing_A_Achievable Economic TRC Potential | F9 | Industrial | Petroleum | New | Space Heating | Natural Gas | HVAC - Duct Repair and Sealing | A | Incremental Winter Peak Savings (MW) | Achievable Economic TRC Potential | 0 | 0 | 0 | 0 | 0 | 0 | 0 | 0 | 0 | 0 | 0 | 0 | 0 | 0 | 0 | 0 | 0 | 0 | 0 | 0 | 0 | 0 | 0 | 0 | 0 | 0 | 0 | 0 | 0 | 0 | 0
F10_Industrial_Petroleum_New_Space Heating_Natural Gas_HVAC - Duct Repair and Sealing_A_Achievable Economic TRC Potential | F10 | Industrial | Petroleum | New | Space Heating | Natural Gas | HVAC - Duct Repair and Sealing | A | Cumulative Energy Savings (MWh or mTherms) | Achievable Economic TRC Potential | 0 | 0 | 0 | 0 | 0 | 0 | 0 | 0 | 0 | 0 | 0 | 0 | 0 | 0 | 0 | 0 | 0 | 0 | 0 | 0 | 0 | 0 | 0 | 0 | 0 | 0 | 0 | 0 | 0 | 0 | 0
F11_Industrial_Petroleum_New_Space Heating_Natural Gas_HVAC - Duct Repair and Sealing_A_Achievable Economic TRC Potential | F11 | Industrial | Petroleum | New | Space Heating | Natural Gas | HVAC - Duct Repair and Sealing | A | Cumulative Summer Peak Savings (MW) | Achievable Economic TRC Potential | 0 | 0 | 0 | 0 | 0 | 0 | 0 | 0 | 0 | 0 | 0 | 0 | 0 | 0 | 0 | 0 | 0 | 0 | 0 | 0 | 0 | 0 | 0 | 0 | 0 | 0 | 0 | 0 | 0 | 0 | 0
F12_Industrial_Petroleum_New_Space Heating_Natural Gas_HVAC - Duct Repair and Sealing_A_Achievable Economic TRC Potential | F12 | Industrial | Petroleum | New | Space Heating | Natural Gas | HVAC - Duct Repair and Sealing | A | Cumulative Winter Peak Savings (MW) | Achievable Economic TRC Potential | 0 | 0 | 0 | 0 | 0 | 0 | 0 | 0 | 0 | 0 | 0 | 0 | 0 | 0 | 0 | 0 | 0 | 0 | 0 | 0 | 0 | 0 | 0 | 0 | 0 | 0 | 0 | 0 | 0 | 0 | 0
F13_Industrial_Petroleum_New_Space Heating_Natural Gas_HVAC - Duct Repair and Sealing_A_Achievable Economic TRC Potential | F13 | Industrial | Petroleum | New | Space Heating | Natural Gas | HVAC - Duct Repair and Sealing | A | Purchases (Incremental) | Achievable Economic TRC Potential | 0 | 0 | 0 | 0 | 0 | 0 | 0 | 0 | 0 | 0 | 0 | 0 | 0 | 0 | 0 | 0 | 0 | 0 | 0 | 0 | 0 | 0 | 0 | 0 | 0 | 0 | 0 | 0 | 0 | 0 | 0
F14_Industrial_Petroleum_New_Space Heating_Natural Gas_HVAC - Duct Repair and Sealing_A_Achievable Economic TRC Potential | F14 | Industrial | Petroleum | New | Space Heating | Natural Gas | HVAC - Duct Repair and Sealing | A | Purchases (Cumulative) | Achievable Economic TRC Potential | 0 | 0 | 0 | 0 | 0 | 0 | 0 | 0 | 0 | 0 | 0 | 0 | 0 | 0 | 0 | 0 | 0 | 0 | 0 | 0 | 0 | 0 | 0 | 0 | 0 | 0 | 0 | 0 | 0 | 0 | 0
F1_Industrial_Petroleum_New_Space Heating_Natural Gas_Windows - High Efficiency_A_Achievable Economic TRC Potential | F1 | Industrial | Petroleum | New | Space Heating | Natural Gas | Windows - High Efficiency | A | Original Unit Energy Savings (kWh or therms) | Achievable Economic TRC Potential | 0 | 0 | 0 | 0 | 0 | 0 | 0 | 0 | 0 | 0 | 0 | 0 | 0 | 0 | 0 | 0 | 0 | 0 | 0 | 0 | 0 | 0 | 0 | 0 | 0 | 0 | 0 | 0 | 0 | 0 | 0
F2_Industrial_Petroleum_New_Space Heating_Natural Gas_Windows - High Efficiency_A_Achievable Economic TRC Potential | F2 | Industrial | Petroleum | New | Space Heating | Natural Gas | Windows - High Efficiency | A | Original Unit Summer Peak Savings (kW) | Achievable Economic TRC Potential | 0 | 0 | 0 | 0 | 0 | 0 | 0 | 0 | 0 | 0 | 0 | 0 | 0 | 0 | 0 | 0 | 0 | 0 | 0 | 0 | 0 | 0 | 0 | 0 | 0 | 0 | 0 | 0 | 0 | 0 | 0
F3_Industrial_Petroleum_New_Space Heating_Natural Gas_Windows - High Efficiency_A_Achievable Economic TRC Potential | F3 | Industrial | Petroleum | New | Space Heating | Natural Gas | Windows - High Efficiency | A | Original Unit Winter Peak Savings (kW) | Achievable Economic TRC Potential | 0 | 0 | 0 | 0 | 0 | 0 | 0 | 0 | 0 | 0 | 0 | 0 | 0 | 0 | 0 | 0 | 0 | 0 | 0 | 0 | 0 | 0 | 0 | 0 | 0 | 0 | 0 | 0 | 0 | 0 | 0
F4_Industrial_Petroleum_New_Space Heating_Natural Gas_Windows - High Efficiency_A_Achievable Economic TRC Potential | F4 | Industrial | Petroleum | New | Space Heating | Natural Gas | Windows - High Efficiency | A | Standalone Impact on Baseline Energy (%) | Achievable Economic TRC Potential | 0% | 0% | 0% | 0% | 0% | 0% | 0% | 0% | 0% | 0% | 0% | 0% | 0% | 0% | 0% | 0% | 0% | 0% | 0% | 0% | 0% | 0% | 0% | 0% | 0 | 0 | 0 | 0 | 0 | 0 | 0
F5_Industrial_Petroleum_New_Space Heating_Natural Gas_Windows - High Efficiency_A_Achievable Economic TRC Potential | F5 | Industrial | Petroleum | New | Space Heating | Natural Gas | Windows - High Efficiency | A | Standalone Impact on Baseline Summer Peak (%) | Achievable Economic TRC Potential | 0% | 0% | 0% | 0% | 0% | 0% | 0% | 0% | 0% | 0% | 0% | 0% | 0% | 0% | 0% | 0% | 0% | 0% | 0% | 0% | 0% | 0% | 0% | 0% | 0 | 0 | 0 | 0 | 0 | 0 | 0
F6_Industrial_Petroleum_New_Space Heating_Natural Gas_Windows - High Efficiency_A_Achievable Economic TRC Potential | F6 | Industrial | Petroleum | New | Space Heating | Natural Gas | Windows - High Efficiency | A | Standalone Impact on Baseline Winter Peak (%) | Achievable Economic TRC Potential | 0% | 0% | 0% | 0% | 0% | 0% | 0% | 0% | 0% | 0% | 0% | 0% | 0% | 0% | 0% | 0% | 0% | 0% | 0% | 0% | 0% | 0% | 0% | 0% | 0 | 0 | 0 | 0 | 0 | 0 | 0
F7_Industrial_Petroleum_New_Space Heating_Natural Gas_Windows - High Efficiency_A_Achievable Economic TRC Potential | F7 | Industrial | Petroleum | New | Space Heating | Natural Gas | Windows - High Efficiency | A | Incremental Energy Savings (MWh or mTherms) | Achievable Economic TRC Potential | 0 | 0 | 0 | 0 | 0 | 0 | 0 | 0 | 0 | 0 | 0 | 0 | 0 | 0 | 0 | 0 | 0 | 0 | 0 | 0 | 0 | 0 | 0 | 0 | 0 | 0 | 0 | 0 | 0 | 0 | 0
F8_Industrial_Petroleum_New_Space Heating_Natural Gas_Windows - High Efficiency_A_Achievable Economic TRC Potential | F8 | Industrial | Petroleum | New | Space Heating | Natural Gas | Windows - High Efficiency | A | Incremental Summer Peak Savings (MW) | Achievable Economic TRC Potential | 0 | 0 | 0 | 0 | 0 | 0 | 0 | 0 | 0 | 0 | 0 | 0 | 0 | 0 | 0 | 0 | 0 | 0 | 0 | 0 | 0 | 0 | 0 | 0 | 0 | 0 | 0 | 0 | 0 | 0 | 0
F9_Industrial_Petroleum_New_Space Heating_Natural Gas_Windows - High Efficiency_A_Achievable Economic TRC Potential | F9 | Industrial | Petroleum | New | Space Heating | Natural Gas | Windows - High Efficiency | A | Incremental Winter Peak Savings (MW) | Achievable Economic TRC Potential | 0 | 0 | 0 | 0 | 0 | 0 | 0 | 0 | 0 | 0 | 0 | 0 | 0 | 0 | 0 | 0 | 0 | 0 | 0 | 0 | 0 | 0 | 0 | 0 | 0 | 0 | 0 | 0 | 0 | 0 | 0
F10_Industrial_Petroleum_New_Space Heating_Natural Gas_Windows - High Efficiency_A_Achievable Economic TRC Potential | F10 | Industrial | Petroleum | New | Space Heating | Natural Gas | Windows - High Efficiency | A | Cumulative Energy Savings (MWh or mTherms) | Achievable Economic TRC Potential | 0 | 0 | 0 | 0 | 0 | 0 | 0 | 0 | 0 | 0 | 0 | 0 | 0 | 0 | 0 | 0 | 0 | 0 | 0 | 0 | 0 | 0 | 0 | 0 | 0 | 0 | 0 | 0 | 0 | 0 | 0
F11_Industrial_Petroleum_New_Space Heating_Natural Gas_Windows - High Efficiency_A_Achievable Economic TRC Potential | F11 | Industrial | Petroleum | New | Space Heating | Natural Gas | Windows - High Efficiency | A | Cumulative Summer Peak Savings (MW) | Achievable Economic TRC Potential | 0 | 0 | 0 | 0 | 0 | 0 | 0 | 0 | 0 | 0 | 0 | 0 | 0 | 0 | 0 | 0 | 0 | 0 | 0 | 0 | 0 | 0 | 0 | 0 | 0 | 0 | 0 | 0 | 0 | 0 | 0
F12_Industrial_Petroleum_New_Space Heating_Natural Gas_Windows - High Efficiency_A_Achievable Economic TRC Potential | F12 | Industrial | Petroleum | New | Space Heating | Natural Gas | Windows - High Efficiency | A | Cumulative Winter Peak Savings (MW) | Achievable Economic TRC Potential | 0 | 0 | 0 | 0 | 0 | 0 | 0 | 0 | 0 | 0 | 0 | 0 | 0 | 0 | 0 | 0 | 0 | 0 | 0 | 0 | 0 | 0 | 0 | 0 | 0 | 0 | 0 | 0 | 0 | 0 | 0
F13_Industrial_Petroleum_New_Space Heating_Natural Gas_Windows - High Efficiency_A_Achievable Economic TRC Potential | F13 | Industrial | Petroleum | New | Space Heating | Natural Gas | Windows - High Efficiency | A | Purchases (Incremental) | Achievable Economic TRC Potential | 0 | 0 | 0 | 0 | 0 | 0 | 0 | 0 | 0 | 0 | 0 | 0 | 0 | 0 | 0 | 0 | 0 | 0 | 0 | 0 | 0 | 0 | 0 | 0 | 0 | 0 | 0 | 0 | 0 | 0 | 0
F14_Industrial_Petroleum_New_Space Heating_Natural Gas_Windows - High Efficiency_A_Achievable Economic TRC Potential | F14 | Industrial | Petroleum | New | Space Heating | Natural Gas | Windows - High Efficiency | A | Purchases (Cumulative) | Achievable Economic TRC Potential | 0 | 0 | 0 | 0 | 0 | 0 | 0 | 0 | 0 | 0 | 0 | 0 | 0 | 0 | 0 | 0 | 0 | 0 | 0 | 0 | 0 | 0 | 0 | 0 | 0 | 0 | 0 | 0 | 0 | 0 | 0
F1_Industrial_Petroleum_New_Space Heating_Natural Gas_Gas Boiler - Maintenance_A_Achievable Economic TRC Potential | F1 | Industrial | Petroleum | New | Space Heating | Natural Gas | Gas Boiler - Maintenance | A | Original Unit Energy Savings (kWh or therms) | Achievable Economic TRC Potential | 0 | 0 | 0 | 0 | 0 | 0 | 0 | 0 | 0 | 0 | 0 | 0 | 0 | 0 | 0 | 0 | 0 | 0 | 0 | 0 | 0 | 0 | 0 | 0 | 0 | 0 | 0 | 0 | 0 | 0 | 0
F2_Industrial_Petroleum_New_Space Heating_Natural Gas_Gas Boiler - Maintenance_A_Achievable Economic TRC Potential | F2 | Industrial | Petroleum | New | Space Heating | Natural Gas | Gas Boiler - Maintenance | A | Original Unit Summer Peak Savings (kW) | Achievable Economic TRC Potential | 0 | 0 | 0 | 0 | 0 | 0 | 0 | 0 | 0 | 0 | 0 | 0 | 0 | 0 | 0 | 0 | 0 | 0 | 0 | 0 | 0 | 0 | 0 | 0 | 0 | 0 | 0 | 0 | 0 | 0 | 0
F3_Industrial_Petroleum_New_Space Heating_Natural Gas_Gas Boiler - Maintenance_A_Achievable Economic TRC Potential | F3 | Industrial | Petroleum | New | Space Heating | Natural Gas | Gas Boiler - Maintenance | A | Original Unit Winter Peak Savings (kW) | Achievable Economic TRC Potential | 0 | 0 | 0 | 0 | 0 | 0 | 0 | 0 | 0 | 0 | 0 | 0 | 0 | 0 | 0 | 0 | 0 | 0 | 0 | 0 | 0 | 0 | 0 | 0 | 0 | 0 | 0 | 0 | 0 | 0 | 0
F4_Industrial_Petroleum_New_Space Heating_Natural Gas_Gas Boiler - Maintenance_A_Achievable Economic TRC Potential | F4 | Industrial | Petroleum | New | Space Heating | Natural Gas | Gas Boiler - Maintenance | A | Standalone Impact on Baseline Energy (%) | Achievable Economic TRC Potential | 0% | 0% | 0% | 0% | 0% | 0% | 0% | 0% | 0% | 0% | 0% | 0% | 0% | 0% | 0% | 0% | 0% | 0% | 0% | 0% | 0% | 0% | 0% | 0% | 0 | 0 | 0 | 0 | 0 | 0 | 0
F5_Industrial_Petroleum_New_Space Heating_Natural Gas_Gas Boiler - Maintenance_A_Achievable Economic TRC Potential | F5 | Industrial | Petroleum | New | Space Heating | Natural Gas | Gas Boiler - Maintenance | A | Standalone Impact on Baseline Summer Peak (%) | Achievable Economic TRC Potential | 0% | 0% | 0% | 0% | 0% | 0% | 0% | 0% | 0% | 0% | 0% | 0% | 0% | 0% | 0% | 0% | 0% | 0% | 0% | 0% | 0% | 0% | 0% | 0% | 0 | 0 | 0 | 0 | 0 | 0 | 0
F6_Industrial_Petroleum_New_Space Heating_Natural Gas_Gas Boiler - Maintenance_A_Achievable Economic TRC Potential | F6 | Industrial | Petroleum | New | Space Heating | Natural Gas | Gas Boiler - Maintenance | A | Standalone Impact on Baseline Winter Peak (%) | Achievable Economic TRC Potential | 0% | 0% | 0% | 0% | 0% | 0% | 0% | 0% | 0% | 0% | 0% | 0% | 0% | 0% | 0% | 0% | 0% | 0% | 0% | 0% | 0% | 0% | 0% | 0% | 0 | 0 | 0 | 0 | 0 | 0 | 0
F7_Industrial_Petroleum_New_Space Heating_Natural Gas_Gas Boiler - Maintenance_A_Achievable Economic TRC Potential | F7 | Industrial | Petroleum | New | Space Heating | Natural Gas | Gas Boiler - Maintenance | A | Incremental Energy Savings (MWh or mTherms) | Achievable Economic TRC Potential | 0 | 0 | 0 | 0 | 0 | 0 | 0 | 0 | 0 | 0 | 0 | 0 | 0 | 0 | 0 | 0 | 0 | 0 | 0 | 0 | 0 | 0 | 0 | 0 | 0 | 0 | 0 | 0 | 0 | 0 | 0
F8_Industrial_Petroleum_New_Space Heating_Natural Gas_Gas Boiler - Maintenance_A_Achievable Economic TRC Potential | F8 | Industrial | Petroleum | New | Space Heating | Natural Gas | Gas Boiler - Maintenance | A | Incremental Summer Peak Savings (MW) | Achievable Economic TRC Potential | 0 | 0 | 0 | 0 | 0 | 0 | 0 | 0 | 0 | 0 | 0 | 0 | 0 | 0 | 0 | 0 | 0 | 0 | 0 | 0 | 0 | 0 | 0 | 0 | 0 | 0 | 0 | 0 | 0 | 0 | 0
F9_Industrial_Petroleum_New_Space Heating_Natural Gas_Gas Boiler - Maintenance_A_Achievable Economic TRC Potential | F9 | Industrial | Petroleum | New | Space Heating | Natural Gas | Gas Boiler - Maintenance | A | Incremental Winter Peak Savings (MW) | Achievable Economic TRC Potential | 0 | 0 | 0 | 0 | 0 | 0 | 0 | 0 | 0 | 0 | 0 | 0 | 0 | 0 | 0 | 0 | 0 | 0 | 0 | 0 | 0 | 0 | 0 | 0 | 0 | 0 | 0 | 0 | 0 | 0 | 0
F10_Industrial_Petroleum_New_Space Heating_Natural Gas_Gas Boiler - Maintenance_A_Achievable Economic TRC Potential | F10 | Industrial | Petroleum | New | Space Heating | Natural Gas | Gas Boiler - Maintenance | A | Cumulative Energy Savings (MWh or mTherms) | Achievable Economic TRC Potential | 0 | 0 | 0 | 0 | 0 | 0 | 0 | 0 | 0 | 0 | 0 | 0 | 0 | 0 | 0 | 0 | 0 | 0 | 0 | 0 | 0 | 0 | 0 | 0 | 0 | 0 | 0 | 0 | 0 | 0 | 0
F11_Industrial_Petroleum_New_Space Heating_Natural Gas_Gas Boiler - Maintenance_A_Achievable Economic TRC Potential | F11 | Industrial | Petroleum | New | Space Heating | Natural Gas | Gas Boiler - Maintenance | A | Cumulative Summer Peak Savings (MW) | Achievable Economic TRC Potential | 0 | 0 | 0 | 0 | 0 | 0 | 0 | 0 | 0 | 0 | 0 | 0 | 0 | 0 | 0 | 0 | 0 | 0 | 0 | 0 | 0 | 0 | 0 | 0 | 0 | 0 | 0 | 0 | 0 | 0 | 0
F12_Industrial_Petroleum_New_Space Heating_Natural Gas_Gas Boiler - Maintenance_A_Achievable Economic TRC Potential | F12 | Industrial | Petroleum | New | Space Heating | Natural Gas | Gas Boiler - Maintenance | A | Cumulative Winter Peak Savings (MW) | Achievable Economic TRC Potential | 0 | 0 | 0 | 0 | 0 | 0 | 0 | 0 | 0 | 0 | 0 | 0 | 0 | 0 | 0 | 0 | 0 | 0 | 0 | 0 | 0 | 0 | 0 | 0 | 0 | 0 | 0 | 0 | 0 | 0 | 0
F13_Industrial_Petroleum_New_Space Heating_Natural Gas_Gas Boiler - Maintenance_A_Achievable Economic TRC Potential | F13 | Industrial | Petroleum | New | Space Heating | Natural Gas | Gas Boiler - Maintenance | A | Purchases (Incremental) | Achievable Economic TRC Potential | 0 | 0 | 0 | 0 | 0 | 0 | 0 | 0 | 0 | 0 | 0 | 0 | 0 | 0 | 0 | 0 | 0 | 0 | 0 | 0 | 0 | 0 | 0 | 0 | 0 | 0 | 0 | 0 | 0 | 0 | 0
F14_Industrial_Petroleum_New_Space Heating_Natural Gas_Gas Boiler - Maintenance_A_Achievable Economic TRC Potential | F14 | Industrial | Petroleum | New | Space Heating | Natural Gas | Gas Boiler - Maintenance | A | Purchases (Cumulative) | Achievable Economic TRC Potential | 0 | 0 | 0 | 0 | 0 | 0 | 0 | 0 | 0 | 0 | 0 | 0 | 0 | 0 | 0 | 0 | 0 | 0 | 0 | 0 | 0 | 0 | 0 | 0 | 0 | 0 | 0 | 0 | 0 | 0 | 0
F1_Industrial_Petroleum_New_Process_Natural Gas_Gas Boiler - Maintenance_A_Achievable Economic TRC Potential | F1 | Industrial | Petroleum | New | Process | Natural Gas | Gas Boiler - Maintenance | A | Original Unit Energy Savings (kWh or therms) | Achievable Economic TRC Potential | 0 | 0 | 0 | 0 | 0 | 536.7637 | 536.7637 | 536.7637 | 536.7637 | 536.7637 | 536.7637 | 536.7637 | 536.7637 | 536.7637 | 536.7637 | 536.7637 | 536.7637 | 536.7637 | 536.7637 | 536.7637 | 536.7637 | 536.7637 | 536.7637 | 536.7637 | 536.7637 | 536.7637 | 536.7637 | 536.7637 | 536.7637 | 536.7637 | 536.7637
F2_Industrial_Petroleum_New_Process_Natural Gas_Gas Boiler - Maintenance_A_Achievable Economic TRC Potential | F2 | Industrial | Petroleum | New | Process | Natural Gas | Gas Boiler - Maintenance | A | Original Unit Summer Peak Savings (kW) | Achievable Economic TRC Potential | 0 | 0 | 0 | 0 | 0 | 0 | 0 | 0 | 0 | 0 | 0 | 0 | 0 | 0 | 0 | 0 | 0 | 0 | 0 | 0 | 0 | 0 | 0 | 0 | 0 | 0 | 0 | 0 | 0 | 0 | 0
F3_Industrial_Petroleum_New_Process_Natural Gas_Gas Boiler - Maintenance_A_Achievable Economic TRC Potential | F3 | Industrial | Petroleum | New | Process | Natural Gas | Gas Boiler - Maintenance | A | Original Unit Winter Peak Savings (kW) | Achievable Economic TRC Potential | 0 | 0 | 0 | 0 | 0 | 0 | 0 | 0 | 0 | 0 | 0 | 0 | 0 | 0 | 0 | 0 | 0 | 0 | 0 | 0 | 0 | 0 | 0 | 0 | 0 | 0 | 0 | 0 | 0 | 0 | 0
F4_Industrial_Petroleum_New_Process_Natural Gas_Gas Boiler - Maintenance_A_Achievable Economic TRC Potential | F4 | Industrial | Petroleum | New | Process | Natural Gas | Gas Boiler - Maintenance | A | Standalone Impact on Baseline Energy (%) | Achievable Economic TRC Potential | 0% | 0% | 0% | 0% | 0% | 0.007054% | 0.0109% | 0.01285% | 0.01133% | 0.01013% | 0.009164% | 0.008373% | 0.007709% | 0.007144% | 0.006663% | 0.006242% | 0.005873% | 0.005546% | 0.005255% | 0.004995% | 0.004759% | 0.004546% | 0.004351% | 0.004173% | 4.0099e-05 | 3.8593e-05 | 3.7199e-05 | 3.5906e-05 | 0 | 0 | 0
F5_Industrial_Petroleum_New_Process_Natural Gas_Gas Boiler - Maintenance_A_Achievable Economic TRC Potential | F5 | Industrial | Petroleum | New | Process | Natural Gas | Gas Boiler - Maintenance | A | Standalone Impact on Baseline Summer Peak (%) | Achievable Economic TRC Potential | 0% | 0% | 0% | 0% | 0% | 0% | 0% | 0% | 0% | 0% | 0% | 0% | 0% | 0% | 0% | 0% | 0% | 0% | 0% | 0% | 0% | 0% | 0% | 0% | 0 | 0 | 0 | 0 | 0 | 0 | 0
F6_Industrial_Petroleum_New_Process_Natural Gas_Gas Boiler - Maintenance_A_Achievable Economic TRC Potential | F6 | Industrial | Petroleum | New | Process | Natural Gas | Gas Boiler - Maintenance | A | Standalone Impact on Baseline Winter Peak (%) | Achievable Economic TRC Potential | 0% | 0% | 0% | 0% | 0% | 0% | 0% | 0% | 0% | 0% | 0% | 0% | 0% | 0% | 0% | 0% | 0% | 0% | 0% | 0% | 0% | 0% | 0% | 0% | 0 | 0 | 0 | 0 | 0 | 0 | 0
F7_Industrial_Petroleum_New_Process_Natural Gas_Gas Boiler - Maintenance_A_Achievable Economic TRC Potential | F7 | Industrial | Petroleum | New | Process | Natural Gas | Gas Boiler - Maintenance | A | Incremental Energy Savings (MWh or mTherms) | Achievable Economic TRC Potential | 0 | 0 | 0 | 0 | 0 | 0.0083255 | 0.0069135 | 0.0055318 | 0.0083255 | 0.0069135 | 0.0055318 | 0.0083255 | 0.0069135 | 0.0055318 | 0.0083255 | 0.0069135 | 0.0055318 | 0.0083255 | 0.0069135 | 0.0055318 | 0.0083255 | 0.0069135 | 0.0055318 | 0.0083255 | 0.0069135 | 0.0055318 | 0.0083255 | 0.0069135 | 0.0055318 | 0.0083255 | 0.0069135
F8_Industrial_Petroleum_New_Process_Natural Gas_Gas Boiler - Maintenance_A_Achievable Economic TRC Potential | F8 | Industrial | Petroleum | New | Process | Natural Gas | Gas Boiler - Maintenance | A | Incremental Summer Peak Savings (MW) | Achievable Economic TRC Potential | 0 | 0 | 0 | 0 | 0 | 0 | 0 | 0 | 0 | 0 | 0 | 0 | 0 | 0 | 0 | 0 | 0 | 0 | 0 | 0 | 0 | 0 | 0 | 0 | 0 | 0 | 0 | 0 | 0 | 0 | 0
F9_Industrial_Petroleum_New_Process_Natural Gas_Gas Boiler - Maintenance_A_Achievable Economic TRC Potential | F9 | Industrial | Petroleum | New | Process | Natural Gas | Gas Boiler - Maintenance | A | Incremental Winter Peak Savings (MW) | Achievable Economic TRC Potential | 0 | 0 | 0 | 0 | 0 | 0 | 0 | 0 | 0 | 0 | 0 | 0 | 0 | 0 | 0 | 0 | 0 | 0 | 0 | 0 | 0 | 0 | 0 | 0 | 0 | 0 | 0 | 0 | 0 | 0 | 0
F10_Industrial_Petroleum_New_Process_Natural Gas_Gas Boiler - Maintenance_A_Achievable Economic TRC Potential | F10 | Industrial | Petroleum | New | Process | Natural Gas | Gas Boiler - Maintenance | A | Cumulative Energy Savings (MWh or mTherms) | Achievable Economic TRC Potential | 0 | 0 | 0 | 0 | 0 | 0.0083255 | 0.015239 | 0.020771 | 0.020771 | 0.020771 | 0.020771 | 0.020771 | 0.020771 | 0.020771 | 0.020771 | 0.020771 | 0.020771 | 0.020771 | 0.020771 | 0.020771 | 0.020771 | 0.020771 | 0.020771 | 0.020771 | 0.020771 | 0.020771 | 0.020771 | 0.020771 | 0.020771 | 0.020771 | 0.020771
F11_Industrial_Petroleum_New_Process_Natural Gas_Gas Boiler - Maintenance_A_Achievable Economic TRC Potential | F11 | Industrial | Petroleum | New | Process | Natural Gas | Gas Boiler - Maintenance | A | Cumulative Summer Peak Savings (MW) | Achievable Economic TRC Potential | 0 | 0 | 0 | 0 | 0 | 0 | 0 | 0 | 0 | 0 | 0 | 0 | 0 | 0 | 0 | 0 | 0 | 0 | 0 | 0 | 0 | 0 | 0 | 0 | 0 | 0 | 0 | 0 | 0 | 0 | 0
F12_Industrial_Petroleum_New_Process_Natural Gas_Gas Boiler - Maintenance_A_Achievable Economic TRC Potential | F12 | Industrial | Petroleum | New | Process | Natural Gas | Gas Boiler - Maintenance | A | Cumulative Winter Peak Savings (MW) | Achievable Economic TRC Potential | 0 | 0 | 0 | 0 | 0 | 0 | 0 | 0 | 0 | 0 | 0 | 0 | 0 | 0 | 0 | 0 | 0 | 0 | 0 | 0 | 0 | 0 | 0 | 0 | 0 | 0 | 0 | 0 | 0 | 0 | 0
F13_Industrial_Petroleum_New_Process_Natural Gas_Gas Boiler - Maintenance_A_Achievable Economic TRC Potential | F13 | Industrial | Petroleum | New | Process | Natural Gas | Gas Boiler - Maintenance | A | Purchases (Incremental) | Achievable Economic TRC Potential | 0 | 0 | 0 | 0 | 0 | 0.015511 | 0.01288 | 0.010306 | 0.015511 | 0.01288 | 0.010306 | 0.015511 | 0.01288 | 0.010306 | 0.015511 | 0.01288 | 0.010306 | 0.015511 | 0.01288 | 0.010306 | 0.015511 | 0.01288 | 0.010306 | 0.015511 | 0.01288 | 0.010306 | 0.015511 | 0.01288 | 0.010306 | 0.015511 | 0.01288
F14_Industrial_Petroleum_New_Process_Natural Gas_Gas Boiler - Maintenance_A_Achievable Economic TRC Potential | F14 | Industrial | Petroleum | New | Process | Natural Gas | Gas Boiler - Maintenance | A | Purchases (Cumulative) | Achievable Economic TRC Potential | 0 | 0 | 0 | 0 | 0 | 0.015511 | 0.028391 | 0.038697 | 0.038697 | 0.038697 | 0.038697 | 0.038697 | 0.038697 | 0.038697 | 0.038697 | 0.038697 | 0.038697 | 0.038697 | 0.038697 | 0.038697 | 0.038697 | 0.038697 | 0.038697 | 0.038697 | 0.038697 | 0.038697 | 0.038697 | 0.038697 | 0.038697 | 0.038697 | 0.038697
F1_Industrial_Petroleum_New_Space Heating_Natural Gas_Gas Furnace - Maintenance_A_Achievable Economic TRC Potential | F1 | Industrial | Petroleum | New | Space Heating | Natural Gas | Gas Furnace - Maintenance | A | Original Unit Energy Savings (kWh or therms) | Achievable Economic TRC Potential | 0 | 0 | 0 | 0 | 0 | 0 | 0 | 0 | 0 | 0 | 0 | 0 | 0 | 0 | 0 | 0 | 0 | 0 | 0 | 0 | 0 | 0 | 0 | 0 | 0 | 0 | 0 | 0 | 0 | 0 | 0
F2_Industrial_Petroleum_New_Space Heating_Natural Gas_Gas Furnace - Maintenance_A_Achievable Economic TRC Potential | F2 | Industrial | Petroleum | New | Space Heating | Natural Gas | Gas Furnace - Maintenance | A | Original Unit Summer Peak Savings (kW) | Achievable Economic TRC Potential | 0 | 0 | 0 | 0 | 0 | 0 | 0 | 0 | 0 | 0 | 0 | 0 | 0 | 0 | 0 | 0 | 0 | 0 | 0 | 0 | 0 | 0 | 0 | 0 | 0 | 0 | 0 | 0 | 0 | 0 | 0
F3_Industrial_Petroleum_New_Space Heating_Natural Gas_Gas Furnace - Maintenance_A_Achievable Economic TRC Potential | F3 | Industrial | Petroleum | New | Space Heating | Natural Gas | Gas Furnace - Maintenance | A | Original Unit Winter Peak Savings (kW) | Achievable Economic TRC Potential | 0 | 0 | 0 | 0 | 0 | 0 | 0 | 0 | 0 | 0 | 0 | 0 | 0 | 0 | 0 | 0 | 0 | 0 | 0 | 0 | 0 | 0 | 0 | 0 | 0 | 0 | 0 | 0 | 0 | 0 | 0
F4_Industrial_Petroleum_New_Space Heating_Natural Gas_Gas Furnace - Maintenance_A_Achievable Economic TRC Potential | F4 | Industrial | Petroleum | New | Space Heating | Natural Gas | Gas Furnace - Maintenance | A | Standalone Impact on Baseline Energy (%) | Achievable Economic TRC Potential | 0% | 0% | 0% | 0% | 0% | 0% | 0% | 0% | 0% | 0% | 0% | 0% | 0% | 0% | 0% | 0% | 0% | 0% | 0% | 0% | 0% | 0% | 0% | 0% | 0 | 0 | 0 | 0 | 0 | 0 | 0
F5_Industrial_Petroleum_New_Space Heating_Natural Gas_Gas Furnace - Maintenance_A_Achievable Economic TRC Potential | F5 | Industrial | Petroleum | New | Space Heating | Natural Gas | Gas Furnace - Maintenance | A | Standalone Impact on Baseline Summer Peak (%) | Achievable Economic TRC Potential | 0% | 0% | 0% | 0% | 0% | 0% | 0% | 0% | 0% | 0% | 0% | 0% | 0% | 0% | 0% | 0% | 0% | 0% | 0% | 0% | 0% | 0% | 0% | 0% | 0 | 0 | 0 | 0 | 0 | 0 | 0
F6_Industrial_Petroleum_New_Space Heating_Natural Gas_Gas Furnace - Maintenance_A_Achievable Economic TRC Potential | F6 | Industrial | Petroleum | New | Space Heating | Natural Gas | Gas Furnace - Maintenance | A | Standalone Impact on Baseline Winter Peak (%) | Achievable Economic TRC Potential | 0% | 0% | 0% | 0% | 0% | 0% | 0% | 0% | 0% | 0% | 0% | 0% | 0% | 0% | 0% | 0% | 0% | 0% | 0% | 0% | 0% | 0% | 0% | 0% | 0 | 0 | 0 | 0 | 0 | 0 | 0
F7_Industrial_Petroleum_New_Space Heating_Natural Gas_Gas Furnace - Maintenance_A_Achievable Economic TRC Potential | F7 | Industrial | Petroleum | New | Space Heating | Natural Gas | Gas Furnace - Maintenance | A | Incremental Energy Savings (MWh or mTherms) | Achievable Economic TRC Potential | 0 | 0 | 0 | 0 | 0 | 0 | 0 | 0 | 0 | 0 | 0 | 0 | 0 | 0 | 0 | 0 | 0 | 0 | 0 | 0 | 0 | 0 | 0 | 0 | 0 | 0 | 0 | 0 | 0 | 0 | 0
F8_Industrial_Petroleum_New_Space Heating_Natural Gas_Gas Furnace - Maintenance_A_Achievable Economic TRC Potential | F8 | Industrial | Petroleum | New | Space Heating | Natural Gas | Gas Furnace - Maintenance | A | Incremental Summer Peak Savings (MW) | Achievable Economic TRC Potential | 0 | 0 | 0 | 0 | 0 | 0 | 0 | 0 | 0 | 0 | 0 | 0 | 0 | 0 | 0 | 0 | 0 | 0 | 0 | 0 | 0 | 0 | 0 | 0 | 0 | 0 | 0 | 0 | 0 | 0 | 0
F9_Industrial_Petroleum_New_Space Heating_Natural Gas_Gas Furnace - Maintenance_A_Achievable Economic TRC Potential | F9 | Industrial | Petroleum | New | Space Heating | Natural Gas | Gas Furnace - Maintenance | A | Incremental Winter Peak Savings (MW) | Achievable Economic TRC Potential | 0 | 0 | 0 | 0 | 0 | 0 | 0 | 0 | 0 | 0 | 0 | 0 | 0 | 0 | 0 | 0 | 0 | 0 | 0 | 0 | 0 | 0 | 0 | 0 | 0 | 0 | 0 | 0 | 0 | 0 | 0
F10_Industrial_Petroleum_New_Space Heating_Natural Gas_Gas Furnace - Maintenance_A_Achievable Economic TRC Potential | F10 | Industrial | Petroleum | New | Space Heating | Natural Gas | Gas Furnace - Maintenance | A | Cumulative Energy Savings (MWh or mTherms) | Achievable Economic TRC Potential | 0 | 0 | 0 | 0 | 0 | 0 | 0 | 0 | 0 | 0 | 0 | 0 | 0 | 0 | 0 | 0 | 0 | 0 | 0 | 0 | 0 | 0 | 0 | 0 | 0 | 0 | 0 | 0 | 0 | 0 | 0
F11_Industrial_Petroleum_New_Space Heating_Natural Gas_Gas Furnace - Maintenance_A_Achievable Economic TRC Potential | F11 | Industrial | Petroleum | New | Space Heating | Natural Gas | Gas Furnace - Maintenance | A | Cumulative Summer Peak Savings (MW) | Achievable Economic TRC Potential | 0 | 0 | 0 | 0 | 0 | 0 | 0 | 0 | 0 | 0 | 0 | 0 | 0 | 0 | 0 | 0 | 0 | 0 | 0 | 0 | 0 | 0 | 0 | 0 | 0 | 0 | 0 | 0 | 0 | 0 | 0
F12_Industrial_Petroleum_New_Space Heating_Natural Gas_Gas Furnace - Maintenance_A_Achievable Economic TRC Potential | F12 | Industrial | Petroleum | New | Space Heating | Natural Gas | Gas Furnace - Maintenance | A | Cumulative Winter Peak Savings (MW) | Achievable Economic TRC Potential | 0 | 0 | 0 | 0 | 0 | 0 | 0 | 0 | 0 | 0 | 0 | 0 | 0 | 0 | 0 | 0 | 0 | 0 | 0 | 0 | 0 | 0 | 0 | 0 | 0 | 0 | 0 | 0 | 0 | 0 | 0
F13_Industrial_Petroleum_New_Space Heating_Natural Gas_Gas Furnace - Maintenance_A_Achievable Economic TRC Potential | F13 | Industrial | Petroleum | New | Space Heating | Natural Gas | Gas Furnace - Maintenance | A | Purchases (Incremental) | Achievable Economic TRC Potential | 0 | 0 | 0 | 0 | 0 | 0 | 0 | 0 | 0 | 0 | 0 | 0 | 0 | 0 | 0 | 0 | 0 | 0 | 0 | 0 | 0 | 0 | 0 | 0 | 0 | 0 | 0 | 0 | 0 | 0 | 0
F14_Industrial_Petroleum_New_Space Heating_Natural Gas_Gas Furnace - Maintenance_A_Achievable Economic TRC Potential | F14 | Industrial | Petroleum | New | Space Heating | Natural Gas | Gas Furnace - Maintenance | A | Purchases (Cumulative) | Achievable Economic TRC Potential | 0 | 0 | 0 | 0 | 0 | 0 | 0 | 0 | 0 | 0 | 0 | 0 | 0 | 0 | 0 | 0 | 0 | 0 | 0 | 0 | 0 | 0 | 0 | 0 | 0 | 0 | 0 | 0 | 0 | 0 | 0
F1_Industrial_Petroleum_New_Space Heating_Natural Gas_Gas Boiler - Hot Water Reset_A_Achievable Economic TRC Potential | F1 | Industrial | Petroleum | New | Space Heating | Natural Gas | Gas Boiler - Hot Water Reset | A | Original Unit Energy Savings (kWh or therms) | Achievable Economic TRC Potential | 0 | 0 | 0 | 0 | 0 | 0 | 0 | 0 | 0 | 0 | 0 | 0 | 0 | 0 | 0 | 0 | 0 | 0 | 0 | 0 | 0 | 0 | 0 | 0 | 0 | 0 | 0 | 0 | 0 | 0 | 0
F2_Industrial_Petroleum_New_Space Heating_Natural Gas_Gas Boiler - Hot Water Reset_A_Achievable Economic TRC Potential | F2 | Industrial | Petroleum | New | Space Heating | Natural Gas | Gas Boiler - Hot Water Reset | A | Original Unit Summer Peak Savings (kW) | Achievable Economic TRC Potential | 0 | 0 | 0 | 0 | 0 | 0 | 0 | 0 | 0 | 0 | 0 | 0 | 0 | 0 | 0 | 0 | 0 | 0 | 0 | 0 | 0 | 0 | 0 | 0 | 0 | 0 | 0 | 0 | 0 | 0 | 0
F3_Industrial_Petroleum_New_Space Heating_Natural Gas_Gas Boiler - Hot Water Reset_A_Achievable Economic TRC Potential | F3 | Industrial | Petroleum | New | Space Heating | Natural Gas | Gas Boiler - Hot Water Reset | A | Original Unit Winter Peak Savings (kW) | Achievable Economic TRC Potential | 0 | 0 | 0 | 0 | 0 | 0 | 0 | 0 | 0 | 0 | 0 | 0 | 0 | 0 | 0 | 0 | 0 | 0 | 0 | 0 | 0 | 0 | 0 | 0 | 0 | 0 | 0 | 0 | 0 | 0 | 0
F4_Industrial_Petroleum_New_Space Heating_Natural Gas_Gas Boiler - Hot Water Reset_A_Achievable Economic TRC Potential | F4 | Industrial | Petroleum | New | Space Heating | Natural Gas | Gas Boiler - Hot Water Reset | A | Standalone Impact on Baseline Energy (%) | Achievable Economic TRC Potential | 0% | 0% | 0% | 0% | 0% | 0% | 0% | 0% | 0% | 0% | 0% | 0% | 0% | 0% | 0% | 0% | 0% | 0% | 0% | 0% | 0% | 0% | 0% | 0% | 0 | 0 | 0 | 0 | 0 | 0 | 0
F5_Industrial_Petroleum_New_Space Heating_Natural Gas_Gas Boiler - Hot Water Reset_A_Achievable Economic TRC Potential | F5 | Industrial | Petroleum | New | Space Heating | Natural Gas | Gas Boiler - Hot Water Reset | A | Standalone Impact on Baseline Summer Peak (%) | Achievable Economic TRC Potential | 0% | 0% | 0% | 0% | 0% | 0% | 0% | 0% | 0% | 0% | 0% | 0% | 0% | 0% | 0% | 0% | 0% | 0% | 0% | 0% | 0% | 0% | 0% | 0% | 0 | 0 | 0 | 0 | 0 | 0 | 0
F6_Industrial_Petroleum_New_Space Heating_Natural Gas_Gas Boiler - Hot Water Reset_A_Achievable Economic TRC Potential | F6 | Industrial | Petroleum | New | Space Heating | Natural Gas | Gas Boiler - Hot Water Reset | A | Standalone Impact on Baseline Winter Peak (%) | Achievable Economic TRC Potential | 0% | 0% | 0% | 0% | 0% | 0% | 0% | 0% | 0% | 0% | 0% | 0% | 0% | 0% | 0% | 0% | 0% | 0% | 0% | 0% | 0% | 0% | 0% | 0% | 0 | 0 | 0 | 0 | 0 | 0 | 0
F7_Industrial_Petroleum_New_Space Heating_Natural Gas_Gas Boiler - Hot Water Reset_A_Achievable Economic TRC Potential | F7 | Industrial | Petroleum | New | Space Heating | Natural Gas | Gas Boiler - Hot Water Reset | A | Incremental Energy Savings (MWh or mTherms) | Achievable Economic TRC Potential | 0 | 0 | 0 | 0 | 0 | 0 | 0 | 0 | 0 | 0 | 0 | 0 | 0 | 0 | 0 | 0 | 0 | 0 | 0 | 0 | 0 | 0 | 0 | 0 | 0 | 0 | 0 | 0 | 0 | 0 | 0
F8_Industrial_Petroleum_New_Space Heating_Natural Gas_Gas Boiler - Hot Water Reset_A_Achievable Economic TRC Potential | F8 | Industrial | Petroleum | New | Space Heating | Natural Gas | Gas Boiler - Hot Water Reset | A | Incremental Summer Peak Savings (MW) | Achievable Economic TRC Potential | 0 | 0 | 0 | 0 | 0 | 0 | 0 | 0 | 0 | 0 | 0 | 0 | 0 | 0 | 0 | 0 | 0 | 0 | 0 | 0 | 0 | 0 | 0 | 0 | 0 | 0 | 0 | 0 | 0 | 0 | 0
F9_Industrial_Petroleum_New_Space Heating_Natural Gas_Gas Boiler - Hot Water Reset_A_Achievable Economic TRC Potential | F9 | Industrial | Petroleum | New | Space Heating | Natural Gas | Gas Boiler - Hot Water Reset | A | Incremental Winter Peak Savings (MW) | Achievable Economic TRC Potential | 0 | 0 | 0 | 0 | 0 | 0 | 0 | 0 | 0 | 0 | 0 | 0 | 0 | 0 | 0 | 0 | 0 | 0 | 0 | 0 | 0 | 0 | 0 | 0 | 0 | 0 | 0 | 0 | 0 | 0 | 0
F10_Industrial_Petroleum_New_Space Heating_Natural Gas_Gas Boiler - Hot Water Reset_A_Achievable Economic TRC Potential | F10 | Industrial | Petroleum | New | Space Heating | Natural Gas | Gas Boiler - Hot Water Reset | A | Cumulative Energy Savings (MWh or mTherms) | Achievable Economic TRC Potential | 0 | 0 | 0 | 0 | 0 | 0 | 0 | 0 | 0 | 0 | 0 | 0 | 0 | 0 | 0 | 0 | 0 | 0 | 0 | 0 | 0 | 0 | 0 | 0 | 0 | 0 | 0 | 0 | 0 | 0 | 0
F11_Industrial_Petroleum_New_Space Heating_Natural Gas_Gas Boiler - Hot Water Reset_A_Achievable Economic TRC Potential | F11 | Industrial | Petroleum | New | Space Heating | Natural Gas | Gas Boiler - Hot Water Reset | A | Cumulative Summer Peak Savings (MW) | Achievable Economic TRC Potential | 0 | 0 | 0 | 0 | 0 | 0 | 0 | 0 | 0 | 0 | 0 | 0 | 0 | 0 | 0 | 0 | 0 | 0 | 0 | 0 | 0 | 0 | 0 | 0 | 0 | 0 | 0 | 0 | 0 | 0 | 0
F12_Industrial_Petroleum_New_Space Heating_Natural Gas_Gas Boiler - Hot Water Reset_A_Achievable Economic TRC Potential | F12 | Industrial | Petroleum | New | Space Heating | Natural Gas | Gas Boiler - Hot Water Reset | A | Cumulative Winter Peak Savings (MW) | Achievable Economic TRC Potential | 0 | 0 | 0 | 0 | 0 | 0 | 0 | 0 | 0 | 0 | 0 | 0 | 0 | 0 | 0 | 0 | 0 | 0 | 0 | 0 | 0 | 0 | 0 | 0 | 0 | 0 | 0 | 0 | 0 | 0 | 0
F13_Industrial_Petroleum_New_Space Heating_Natural Gas_Gas Boiler - Hot Water Reset_A_Achievable Economic TRC Potential | F13 | Industrial | Petroleum | New | Space Heating | Natural Gas | Gas Boiler - Hot Water Reset | A | Purchases (Incremental) | Achievable Economic TRC Potential | 0 | 0 | 0 | 0 | 0 | 0 | 0 | 0 | 0 | 0 | 0 | 0 | 0 | 0 | 0 | 0 | 0 | 0 | 0 | 0 | 0 | 0 | 0 | 0 | 0 | 0 | 0 | 0 | 0 | 0 | 0
F14_Industrial_Petroleum_New_Space Heating_Natural Gas_Gas Boiler - Hot Water Reset_A_Achievable Economic TRC Potential | F14 | Industrial | Petroleum | New | Space Heating | Natural Gas | Gas Boiler - Hot Water Reset | A | Purchases (Cumulative) | Achievable Economic TRC Potential | 0 | 0 | 0 | 0 | 0 | 0 | 0 | 0 | 0 | 0 | 0 | 0 | 0 | 0 | 0 | 0 | 0 | 0 | 0 | 0 | 0 | 0 | 0 | 0 | 0 | 0 | 0 | 0 | 0 | 0 | 0
F1_Industrial_Petroleum_New_Process_Natural Gas_Gas Boiler - Hot Water Reset_A_Achievable Economic TRC Potential | F1 | Industrial | Petroleum | New | Process | Natural Gas | Gas Boiler - Hot Water Reset | A | Original Unit Energy Savings (kWh or therms) | Achievable Economic TRC Potential | 0 | 0 | 0 | 0 | 0 | 975.934 | 975.934 | 975.934 | 975.934 | 975.934 | 975.934 | 975.934 | 975.934 | 975.934 | 975.934 | 975.934 | 975.934 | 975.934 | 975.934 | 975.934 | 975.934 | 975.934 | 975.934 | 975.934 | 975.934 | 975.934 | 975.934 | 975.934 | 975.934 | 975.934 | 975.934
F2_Industrial_Petroleum_New_Process_Natural Gas_Gas Boiler - Hot Water Reset_A_Achievable Economic TRC Potential | F2 | Industrial | Petroleum | New | Process | Natural Gas | Gas Boiler - Hot Water Reset | A | Original Unit Summer Peak Savings (kW) | Achievable Economic TRC Potential | 0 | 0 | 0 | 0 | 0 | 0 | 0 | 0 | 0 | 0 | 0 | 0 | 0 | 0 | 0 | 0 | 0 | 0 | 0 | 0 | 0 | 0 | 0 | 0 | 0 | 0 | 0 | 0 | 0 | 0 | 0
F3_Industrial_Petroleum_New_Process_Natural Gas_Gas Boiler - Hot Water Reset_A_Achievable Economic TRC Potential | F3 | Industrial | Petroleum | New | Process | Natural Gas | Gas Boiler - Hot Water Reset | A | Original Unit Winter Peak Savings (kW) | Achievable Economic TRC Potential | 0 | 0 | 0 | 0 | 0 | 0 | 0 | 0 | 0 | 0 | 0 | 0 | 0 | 0 | 0 | 0 | 0 | 0 | 0 | 0 | 0 | 0 | 0 | 0 | 0 | 0 | 0 | 0 | 0 | 0 | 0
F4_Industrial_Petroleum_New_Process_Natural Gas_Gas Boiler - Hot Water Reset_A_Achievable Economic TRC Potential | F4 | Industrial | Petroleum | New | Process | Natural Gas | Gas Boiler - Hot Water Reset | A | Standalone Impact on Baseline Energy (%) | Achievable Economic TRC Potential | 0% | 0% | 0% | 0% | 0% | 0.01247% | 0.02583% | 0.04107% | 0.05796% | 0.07663% | 0.09829% | 0.1216% | 0.1445% | 0.1645% | 0.1797% | 0.1887% | 0.1911% | 0.1883% | 0.1822% | 0.1747% | 0.1671% | 0.1596% | 0.1527% | 0.1465% | 0.0014076 | 0.0013547 | 0.0013058 | 0.0012604 | 0 | 0 | 0
F5_Industrial_Petroleum_New_Process_Natural Gas_Gas Boiler - Hot Water Reset_A_Achievable Economic TRC Potential | F5 | Industrial | Petroleum | New | Process | Natural Gas | Gas Boiler - Hot Water Reset | A | Standalone Impact on Baseline Summer Peak (%) | Achievable Economic TRC Potential | 0% | 0% | 0% | 0% | 0% | 0% | 0% | 0% | 0% | 0% | 0% | 0% | 0% | 0% | 0% | 0% | 0% | 0% | 0% | 0% | 0% | 0% | 0% | 0% | 0 | 0 | 0 | 0 | 0 | 0 | 0
F6_Industrial_Petroleum_New_Process_Natural Gas_Gas Boiler - Hot Water Reset_A_Achievable Economic TRC Potential | F6 | Industrial | Petroleum | New | Process | Natural Gas | Gas Boiler - Hot Water Reset | A | Standalone Impact on Baseline Winter Peak (%) | Achievable Economic TRC Potential | 0% | 0% | 0% | 0% | 0% | 0% | 0% | 0% | 0% | 0% | 0% | 0% | 0% | 0% | 0% | 0% | 0% | 0% | 0% | 0% | 0% | 0% | 0% | 0% | 0 | 0 | 0 | 0 | 0 | 0 | 0
F7_Industrial_Petroleum_New_Process_Natural Gas_Gas Boiler - Hot Water Reset_A_Achievable Economic TRC Potential | F7 | Industrial | Petroleum | New | Process | Natural Gas | Gas Boiler - Hot Water Reset | A | Incremental Energy Savings (MWh or mTherms) | Achievable Economic TRC Potential | 0 | 0 | 0 | 0 | 0 | 0.014713 | 0.021402 | 0.030272 | 0.039851 | 0.05083 | 0.065716 | 0.078904 | 0.087546 | 0.089028 | 0.082048 | 0.067781 | 0.047671 | 0.029312 | 0.014895 | 0.0066299 | 0.0025303 | 0.014713 | 0.021402 | 0.030272 | 0.039851 | 0.05083 | 0.065716 | 0.078904 | 0.087546 | 0.089028 | 0.082048
F8_Industrial_Petroleum_New_Process_Natural Gas_Gas Boiler - Hot Water Reset_A_Achievable Economic TRC Potential | F8 | Industrial | Petroleum | New | Process | Natural Gas | Gas Boiler - Hot Water Reset | A | Incremental Summer Peak Savings (MW) | Achievable Economic TRC Potential | 0 | 0 | 0 | 0 | 0 | 0 | 0 | 0 | 0 | 0 | 0 | 0 | 0 | 0 | 0 | 0 | 0 | 0 | 0 | 0 | 0 | 0 | 0 | 0 | 0 | 0 | 0 | 0 | 0 | 0 | 0
F9_Industrial_Petroleum_New_Process_Natural Gas_Gas Boiler - Hot Water Reset_A_Achievable Economic TRC Potential | F9 | Industrial | Petroleum | New | Process | Natural Gas | Gas Boiler - Hot Water Reset | A | Incremental Winter Peak Savings (MW) | Achievable Economic TRC Potential | 0 | 0 | 0 | 0 | 0 | 0 | 0 | 0 | 0 | 0 | 0 | 0 | 0 | 0 | 0 | 0 | 0 | 0 | 0 | 0 | 0 | 0 | 0 | 0 | 0 | 0 | 0 | 0 | 0 | 0 | 0
F10_Industrial_Petroleum_New_Process_Natural Gas_Gas Boiler - Hot Water Reset_A_Achievable Economic TRC Potential | F10 | Industrial | Petroleum | New | Process | Natural Gas | Gas Boiler - Hot Water Reset | A | Cumulative Energy Savings (MWh or mTherms) | Achievable Economic TRC Potential | 0 | 0 | 0 | 0 | 0 | 0.014713 | 0.036116 | 0.066387 | 0.10624 | 0.15707 | 0.22278 | 0.30169 | 0.38923 | 0.47826 | 0.56031 | 0.62809 | 0.67576 | 0.70507 | 0.71997 | 0.7266 | 0.72913 | 0.72913 | 0.72913 | 0.72913 | 0.72913 | 0.72913 | 0.72913 | 0.72913 | 0.72913 | 0.72913 | 0.72913
F11_Industrial_Petroleum_New_Process_Natural Gas_Gas Boiler - Hot Water Reset_A_Achievable Economic TRC Potential | F11 | Industrial | Petroleum | New | Process | Natural Gas | Gas Boiler - Hot Water Reset | A | Cumulative Summer Peak Savings (MW) | Achievable Economic TRC Potential | 0 | 0 | 0 | 0 | 0 | 0 | 0 | 0 | 0 | 0 | 0 | 0 | 0 | 0 | 0 | 0 | 0 | 0 | 0 | 0 | 0 | 0 | 0 | 0 | 0 | 0 | 0 | 0 | 0 | 0 | 0
F12_Industrial_Petroleum_New_Process_Natural Gas_Gas Boiler - Hot Water Reset_A_Achievable Economic TRC Potential | F12 | Industrial | Petroleum | New | Process | Natural Gas | Gas Boiler - Hot Water Reset | A | Cumulative Winter Peak Savings (MW) | Achievable Economic TRC Potential | 0 | 0 | 0 | 0 | 0 | 0 | 0 | 0 | 0 | 0 | 0 | 0 | 0 | 0 | 0 | 0 | 0 | 0 | 0 | 0 | 0 | 0 | 0 | 0 | 0 | 0 | 0 | 0 | 0 | 0 | 0
F13_Industrial_Petroleum_New_Process_Natural Gas_Gas Boiler - Hot Water Reset_A_Achievable Economic TRC Potential | F13 | Industrial | Petroleum | New | Process | Natural Gas | Gas Boiler - Hot Water Reset | A | Purchases (Incremental) | Achievable Economic TRC Potential | 0 | 0 | 0 | 0 | 0 | 0.015076 | 0.02193 | 0.031018 | 0.040834 | 0.052084 | 0.067337 | 0.080849 | 0.089704 | 0.091223 | 0.084072 | 0.069453 | 0.048846 | 0.030035 | 0.015263 | 0.0067934 | 0.0025927 | 0.015076 | 0.02193 | 0.031018 | 0.040834 | 0.052084 | 0.067337 | 0.080849 | 0.089704 | 0.091223 | 0.084072
F14_Industrial_Petroleum_New_Process_Natural Gas_Gas Boiler - Hot Water Reset_A_Achievable Economic TRC Potential | F14 | Industrial | Petroleum | New | Process | Natural Gas | Gas Boiler - Hot Water Reset | A | Purchases (Cumulative) | Achievable Economic TRC Potential | 0 | 0 | 0 | 0 | 0 | 0.015076 | 0.037006 | 0.068024 | 0.10886 | 0.16094 | 0.22828 | 0.30913 | 0.39883 | 0.49006 | 0.57413 | 0.64358 | 0.69243 | 0.72246 | 0.73772 | 0.74452 | 0.74711 | 0.74711 | 0.74711 | 0.74711 | 0.74711 | 0.74711 | 0.74711 | 0.74711 | 0.74711 | 0.74711 | 0.74711
F1_Industrial_Petroleum_New_Space Heating_Natural Gas_Steam Trap Maintenance_A_Achievable Economic TRC Potential | F1 | Industrial | Petroleum | New | Space Heating | Natural Gas | Steam Trap Maintenance | A | Original Unit Energy Savings (kWh or therms) | Achievable Economic TRC Potential | 0 | 0 | 0 | 0 | 0 | 0 | 0 | 0 | 0 | 0 | 0 | 0 | 0 | 0 | 0 | 0 | 0 | 0 | 0 | 0 | 0 | 0 | 0 | 0 | 0 | 0 | 0 | 0 | 0 | 0 | 0
F2_Industrial_Petroleum_New_Space Heating_Natural Gas_Steam Trap Maintenance_A_Achievable Economic TRC Potential | F2 | Industrial | Petroleum | New | Space Heating | Natural Gas | Steam Trap Maintenance | A | Original Unit Summer Peak Savings (kW) | Achievable Economic TRC Potential | 0 | 0 | 0 | 0 | 0 | 0 | 0 | 0 | 0 | 0 | 0 | 0 | 0 | 0 | 0 | 0 | 0 | 0 | 0 | 0 | 0 | 0 | 0 | 0 | 0 | 0 | 0 | 0 | 0 | 0 | 0
F3_Industrial_Petroleum_New_Space Heating_Natural Gas_Steam Trap Maintenance_A_Achievable Economic TRC Potential | F3 | Industrial | Petroleum | New | Space Heating | Natural Gas | Steam Trap Maintenance | A | Original Unit Winter Peak Savings (kW) | Achievable Economic TRC Potential | 0 | 0 | 0 | 0 | 0 | 0 | 0 | 0 | 0 | 0 | 0 | 0 | 0 | 0 | 0 | 0 | 0 | 0 | 0 | 0 | 0 | 0 | 0 | 0 | 0 | 0 | 0 | 0 | 0 | 0 | 0
F4_Industrial_Petroleum_New_Space Heating_Natural Gas_Steam Trap Maintenance_A_Achievable Economic TRC Potential | F4 | Industrial | Petroleum | New | Space Heating | Natural Gas | Steam Trap Maintenance | A | Standalone Impact on Baseline Energy (%) | Achievable Economic TRC Potential | 0% | 0% | 0% | 0% | 0% | 0% | 0% | 0% | 0% | 0% | 0% | 0% | 0% | 0% | 0% | 0% | 0% | 0% | 0% | 0% | 0% | 0% | 0% | 0% | 0 | 0 | 0 | 0 | 0 | 0 | 0
F5_Industrial_Petroleum_New_Space Heating_Natural Gas_Steam Trap Maintenance_A_Achievable Economic TRC Potential | F5 | Industrial | Petroleum | New | Space Heating | Natural Gas | Steam Trap Maintenance | A | Standalone Impact on Baseline Summer Peak (%) | Achievable Economic TRC Potential | 0% | 0% | 0% | 0% | 0% | 0% | 0% | 0% | 0% | 0% | 0% | 0% | 0% | 0% | 0% | 0% | 0% | 0% | 0% | 0% | 0% | 0% | 0% | 0% | 0 | 0 | 0 | 0 | 0 | 0 | 0
F6_Industrial_Petroleum_New_Space Heating_Natural Gas_Steam Trap Maintenance_A_Achievable Economic TRC Potential | F6 | Industrial | Petroleum | New | Space Heating | Natural Gas | Steam Trap Maintenance | A | Standalone Impact on Baseline Winter Peak (%) | Achievable Economic TRC Potential | 0% | 0% | 0% | 0% | 0% | 0% | 0% | 0% | 0% | 0% | 0% | 0% | 0% | 0% | 0% | 0% | 0% | 0% | 0% | 0% | 0% | 0% | 0% | 0% | 0 | 0 | 0 | 0 | 0 | 0 | 0
F7_Industrial_Petroleum_New_Space Heating_Natural Gas_Steam Trap Maintenance_A_Achievable Economic TRC Potential | F7 | Industrial | Petroleum | New | Space Heating | Natural Gas | Steam Trap Maintenance | A | Incremental Energy Savings (MWh or mTherms) | Achievable Economic TRC Potential | 0 | 0 | 0 | 0 | 0 | 0 | 0 | 0 | 0 | 0 | 0 | 0 | 0 | 0 | 0 | 0 | 0 | 0 | 0 | 0 | 0 | 0 | 0 | 0 | 0 | 0 | 0 | 0 | 0 | 0 | 0
F8_Industrial_Petroleum_New_Space Heating_Natural Gas_Steam Trap Maintenance_A_Achievable Economic TRC Potential | F8 | Industrial | Petroleum | New | Space Heating | Natural Gas | Steam Trap Maintenance | A | Incremental Summer Peak Savings (MW) | Achievable Economic TRC Potential | 0 | 0 | 0 | 0 | 0 | 0 | 0 | 0 | 0 | 0 | 0 | 0 | 0 | 0 | 0 | 0 | 0 | 0 | 0 | 0 | 0 | 0 | 0 | 0 | 0 | 0 | 0 | 0 | 0 | 0 | 0
F9_Industrial_Petroleum_New_Space Heating_Natural Gas_Steam Trap Maintenance_A_Achievable Economic TRC Potential | F9 | Industrial | Petroleum | New | Space Heating | Natural Gas | Steam Trap Maintenance | A | Incremental Winter Peak Savings (MW) | Achievable Economic TRC Potential | 0 | 0 | 0 | 0 | 0 | 0 | 0 | 0 | 0 | 0 | 0 | 0 | 0 | 0 | 0 | 0 | 0 | 0 | 0 | 0 | 0 | 0 | 0 | 0 | 0 | 0 | 0 | 0 | 0 | 0 | 0
F10_Industrial_Petroleum_New_Space Heating_Natural Gas_Steam Trap Maintenance_A_Achievable Economic TRC Potential | F10 | Industrial | Petroleum | New | Space Heating | Natural Gas | Steam Trap Maintenance | A | Cumulative Energy Savings (MWh or mTherms) | Achievable Economic TRC Potential | 0 | 0 | 0 | 0 | 0 | 0 | 0 | 0 | 0 | 0 | 0 | 0 | 0 | 0 | 0 | 0 | 0 | 0 | 0 | 0 | 0 | 0 | 0 | 0 | 0 | 0 | 0 | 0 | 0 | 0 | 0
F11_Industrial_Petroleum_New_Space Heating_Natural Gas_Steam Trap Maintenance_A_Achievable Economic TRC Potential | F11 | Industrial | Petroleum | New | Space Heating | Natural Gas | Steam Trap Maintenance | A | Cumulative Summer Peak Savings (MW) | Achievable Economic TRC Potential | 0 | 0 | 0 | 0 | 0 | 0 | 0 | 0 | 0 | 0 | 0 | 0 | 0 | 0 | 0 | 0 | 0 | 0 | 0 | 0 | 0 | 0 | 0 | 0 | 0 | 0 | 0 | 0 | 0 | 0 | 0
F12_Industrial_Petroleum_New_Space Heating_Natural Gas_Steam Trap Maintenance_A_Achievable Economic TRC Potential | F12 | Industrial | Petroleum | New | Space Heating | Natural Gas | Steam Trap Maintenance | A | Cumulative Winter Peak Savings (MW) | Achievable Economic TRC Potential | 0 | 0 | 0 | 0 | 0 | 0 | 0 | 0 | 0 | 0 | 0 | 0 | 0 | 0 | 0 | 0 | 0 | 0 | 0 | 0 | 0 | 0 | 0 | 0 | 0 | 0 | 0 | 0 | 0 | 0 | 0
F13_Industrial_Petroleum_New_Space Heating_Natural Gas_Steam Trap Maintenance_A_Achievable Economic TRC Potential | F13 | Industrial | Petroleum | New | Space Heating | Natural Gas | Steam Trap Maintenance | A | Purchases (Incremental) | Achievable Economic TRC Potential | 0 | 0 | 0 | 0 | 0 | 0 | 0 | 0 | 0 | 0 | 0 | 0 | 0 | 0 | 0 | 0 | 0 | 0 | 0 | 0 | 0 | 0 | 0 | 0 | 0 | 0 | 0 | 0 | 0 | 0 | 0
F14_Industrial_Petroleum_New_Space Heating_Natural Gas_Steam Trap Maintenance_A_Achievable Economic TRC Potential | F14 | Industrial | Petroleum | New | Space Heating | Natural Gas | Steam Trap Maintenance | A | Purchases (Cumulative) | Achievable Economic TRC Potential | 0 | 0 | 0 | 0 | 0 | 0 | 0 | 0 | 0 | 0 | 0 | 0 | 0 | 0 | 0 | 0 | 0 | 0 | 0 | 0 | 0 | 0 | 0 | 0 | 0 | 0 | 0 | 0 | 0 | 0 | 0
F1_Industrial_Petroleum_New_Process_Natural Gas_Steam Trap Maintenance_A_Achievable Economic TRC Potential | F1 | Industrial | Petroleum | New | Process | Natural Gas | Steam Trap Maintenance | A | Original Unit Energy Savings (kWh or therms) | Achievable Economic TRC Potential | 0 | 0 | 0 | 0 | 0 | 689.554 | 689.554 | 689.554 | 689.554 | 689.554 | 689.554 | 689.554 | 689.554 | 689.554 | 689.554 | 689.554 | 689.554 | 689.554 | 689.554 | 689.554 | 689.554 | 689.554 | 689.554 | 689.554 | 689.554 | 689.554 | 689.554 | 689.554 | 689.554 | 689.554 | 689.554
F2_Industrial_Petroleum_New_Process_Natural Gas_Steam Trap Maintenance_A_Achievable Economic TRC Potential | F2 | Industrial | Petroleum | New | Process | Natural Gas | Steam Trap Maintenance | A | Original Unit Summer Peak Savings (kW) | Achievable Economic TRC Potential | 0 | 0 | 0 | 0 | 0 | 0 | 0 | 0 | 0 | 0 | 0 | 0 | 0 | 0 | 0 | 0 | 0 | 0 | 0 | 0 | 0 | 0 | 0 | 0 | 0 | 0 | 0 | 0 | 0 | 0 | 0
F3_Industrial_Petroleum_New_Process_Natural Gas_Steam Trap Maintenance_A_Achievable Economic TRC Potential | F3 | Industrial | Petroleum | New | Process | Natural Gas | Steam Trap Maintenance | A | Original Unit Winter Peak Savings (kW) | Achievable Economic TRC Potential | 0 | 0 | 0 | 0 | 0 | 0 | 0 | 0 | 0 | 0 | 0 | 0 | 0 | 0 | 0 | 0 | 0 | 0 | 0 | 0 | 0 | 0 | 0 | 0 | 0 | 0 | 0 | 0 | 0 | 0 | 0
F4_Industrial_Petroleum_New_Process_Natural Gas_Steam Trap Maintenance_A_Achievable Economic TRC Potential | F4 | Industrial | Petroleum | New | Process | Natural Gas | Steam Trap Maintenance | A | Standalone Impact on Baseline Energy (%) | Achievable Economic TRC Potential | 0% | 0% | 0% | 0% | 0% | 0% | 0% | 0% | 0% | 0% | 0% | 0% | 0% | 0% | 0% | 0% | 0% | 0% | 0% | 0% | 0% | 0% | 0% | 0% | 0 | 0 | 0 | 0 | 0 | 0 | 0
F5_Industrial_Petroleum_New_Process_Natural Gas_Steam Trap Maintenance_A_Achievable Economic TRC Potential | F5 | Industrial | Petroleum | New | Process | Natural Gas | Steam Trap Maintenance | A | Standalone Impact on Baseline Summer Peak (%) | Achievable Economic TRC Potential | 0% | 0% | 0% | 0% | 0% | 0% | 0% | 0% | 0% | 0% | 0% | 0% | 0% | 0% | 0% | 0% | 0% | 0% | 0% | 0% | 0% | 0% | 0% | 0% | 0 | 0 | 0 | 0 | 0 | 0 | 0
F6_Industrial_Petroleum_New_Process_Natural Gas_Steam Trap Maintenance_A_Achievable Economic TRC Potential | F6 | Industrial | Petroleum | New | Process | Natural Gas | Steam Trap Maintenance | A | Standalone Impact on Baseline Winter Peak (%) | Achievable Economic TRC Potential | 0% | 0% | 0% | 0% | 0% | 0% | 0% | 0% | 0% | 0% | 0% | 0% | 0% | 0% | 0% | 0% | 0% | 0% | 0% | 0% | 0% | 0% | 0% | 0% | 0 | 0 | 0 | 0 | 0 | 0 | 0
F7_Industrial_Petroleum_New_Process_Natural Gas_Steam Trap Maintenance_A_Achievable Economic TRC Potential | F7 | Industrial | Petroleum | New | Process | Natural Gas | Steam Trap Maintenance | A | Incremental Energy Savings (MWh or mTherms) | Achievable Economic TRC Potential | 0 | 0 | 0 | 0 | 0 | 0 | 0 | 0 | 0 | 0 | 0 | 0 | 0 | 0 | 0 | 0 | 0 | 0 | 0 | 0 | 0 | 0 | 0 | 0 | 0 | 0 | 0 | 0 | 0 | 0 | 0
F8_Industrial_Petroleum_New_Process_Natural Gas_Steam Trap Maintenance_A_Achievable Economic TRC Potential | F8 | Industrial | Petroleum | New | Process | Natural Gas | Steam Trap Maintenance | A | Incremental Summer Peak Savings (MW) | Achievable Economic TRC Potential | 0 | 0 | 0 | 0 | 0 | 0 | 0 | 0 | 0 | 0 | 0 | 0 | 0 | 0 | 0 | 0 | 0 | 0 | 0 | 0 | 0 | 0 | 0 | 0 | 0 | 0 | 0 | 0 | 0 | 0 | 0
F9_Industrial_Petroleum_New_Process_Natural Gas_Steam Trap Maintenance_A_Achievable Economic TRC Potential | F9 | Industrial | Petroleum | New | Process | Natural Gas | Steam Trap Maintenance | A | Incremental Winter Peak Savings (MW) | Achievable Economic TRC Potential | 0 | 0 | 0 | 0 | 0 | 0 | 0 | 0 | 0 | 0 | 0 | 0 | 0 | 0 | 0 | 0 | 0 | 0 | 0 | 0 | 0 | 0 | 0 | 0 | 0 | 0 | 0 | 0 | 0 | 0 | 0
F10_Industrial_Petroleum_New_Process_Natural Gas_Steam Trap Maintenance_A_Achievable Economic TRC Potential | F10 | Industrial | Petroleum | New | Process | Natural Gas | Steam Trap Maintenance | A | Cumulative Energy Savings (MWh or mTherms) | Achievable Economic TRC Potential | 0 | 0 | 0 | 0 | 0 | 0 | 0 | 0 | 0 | 0 | 0 | 0 | 0 | 0 | 0 | 0 | 0 | 0 | 0 | 0 | 0 | 0 | 0 | 0 | 0 | 0 | 0 | 0 | 0 | 0 | 0
F11_Industrial_Petroleum_New_Process_Natural Gas_Steam Trap Maintenance_A_Achievable Economic TRC Potential | F11 | Industrial | Petroleum | New | Process | Natural Gas | Steam Trap Maintenance | A | Cumulative Summer Peak Savings (MW) | Achievable Economic TRC Potential | 0 | 0 | 0 | 0 | 0 | 0 | 0 | 0 | 0 | 0 | 0 | 0 | 0 | 0 | 0 | 0 | 0 | 0 | 0 | 0 | 0 | 0 | 0 | 0 | 0 | 0 | 0 | 0 | 0 | 0 | 0
F12_Industrial_Petroleum_New_Process_Natural Gas_Steam Trap Maintenance_A_Achievable Economic TRC Potential | F12 | Industrial | Petroleum | New | Process | Natural Gas | Steam Trap Maintenance | A | Cumulative Winter Peak Savings (MW) | Achievable Economic TRC Potential | 0 | 0 | 0 | 0 | 0 | 0 | 0 | 0 | 0 | 0 | 0 | 0 | 0 | 0 | 0 | 0 | 0 | 0 | 0 | 0 | 0 | 0 | 0 | 0 | 0 | 0 | 0 | 0 | 0 | 0 | 0
F13_Industrial_Petroleum_New_Process_Natural Gas_Steam Trap Maintenance_A_Achievable Economic TRC Potential | F13 | Industrial | Petroleum | New | Process | Natural Gas | Steam Trap Maintenance | A | Purchases (Incremental) | Achievable Economic TRC Potential | 0 | 0 | 0 | 0 | 0 | 0 | 0 | 0 | 0 | 0 | 0 | 0 | 0 | 0 | 0 | 0 | 0 | 0 | 0 | 0 | 0 | 0 | 0 | 0 | 0 | 0 | 0 | 0 | 0 | 0 | 0
F14_Industrial_Petroleum_New_Process_Natural Gas_Steam Trap Maintenance_A_Achievable Economic TRC Potential | F14 | Industrial | Petroleum | New | Process | Natural Gas | Steam Trap Maintenance | A | Purchases (Cumulative) | Achievable Economic TRC Potential | 0 | 0 | 0 | 0 | 0 | 0 | 0 | 0 | 0 | 0 | 0 | 0 | 0 | 0 | 0 | 0 | 0 | 0 | 0 | 0 | 0 | 0 | 0 | 0 | 0 | 0 | 0 | 0 | 0 | 0 | 0
F1_Industrial_Petroleum_New_Space Heating_Natural Gas_Gas Boiler - High Turndown_A_Achievable Economic TRC Potential | F1 | Industrial | Petroleum | New | Space Heating | Natural Gas | Gas Boiler - High Turndown | A | Original Unit Energy Savings (kWh or therms) | Achievable Economic TRC Potential | 0 | 0 | 0 | 0 | 0 | 0 | 0 | 0 | 0 | 0 | 0 | 0 | 0 | 0 | 0 | 0 | 0 | 0 | 0 | 0 | 0 | 0 | 0 | 0 | 0 | 0 | 0 | 0 | 0 | 0 | 0
F2_Industrial_Petroleum_New_Space Heating_Natural Gas_Gas Boiler - High Turndown_A_Achievable Economic TRC Potential | F2 | Industrial | Petroleum | New | Space Heating | Natural Gas | Gas Boiler - High Turndown | A | Original Unit Summer Peak Savings (kW) | Achievable Economic TRC Potential | 0 | 0 | 0 | 0 | 0 | 0 | 0 | 0 | 0 | 0 | 0 | 0 | 0 | 0 | 0 | 0 | 0 | 0 | 0 | 0 | 0 | 0 | 0 | 0 | 0 | 0 | 0 | 0 | 0 | 0 | 0
F3_Industrial_Petroleum_New_Space Heating_Natural Gas_Gas Boiler - High Turndown_A_Achievable Economic TRC Potential | F3 | Industrial | Petroleum | New | Space Heating | Natural Gas | Gas Boiler - High Turndown | A | Original Unit Winter Peak Savings (kW) | Achievable Economic TRC Potential | 0 | 0 | 0 | 0 | 0 | 0 | 0 | 0 | 0 | 0 | 0 | 0 | 0 | 0 | 0 | 0 | 0 | 0 | 0 | 0 | 0 | 0 | 0 | 0 | 0 | 0 | 0 | 0 | 0 | 0 | 0
F4_Industrial_Petroleum_New_Space Heating_Natural Gas_Gas Boiler - High Turndown_A_Achievable Economic TRC Potential | F4 | Industrial | Petroleum | New | Space Heating | Natural Gas | Gas Boiler - High Turndown | A | Standalone Impact on Baseline Energy (%) | Achievable Economic TRC Potential | 0% | 0% | 0% | 0% | 0% | 0% | 0% | 0% | 0% | 0% | 0% | 0% | 0% | 0% | 0% | 0% | 0% | 0% | 0% | 0% | 0% | 0% | 0% | 0% | 0 | 0 | 0 | 0 | 0 | 0 | 0
F5_Industrial_Petroleum_New_Space Heating_Natural Gas_Gas Boiler - High Turndown_A_Achievable Economic TRC Potential | F5 | Industrial | Petroleum | New | Space Heating | Natural Gas | Gas Boiler - High Turndown | A | Standalone Impact on Baseline Summer Peak (%) | Achievable Economic TRC Potential | 0% | 0% | 0% | 0% | 0% | 0% | 0% | 0% | 0% | 0% | 0% | 0% | 0% | 0% | 0% | 0% | 0% | 0% | 0% | 0% | 0% | 0% | 0% | 0% | 0 | 0 | 0 | 0 | 0 | 0 | 0
F6_Industrial_Petroleum_New_Space Heating_Natural Gas_Gas Boiler - High Turndown_A_Achievable Economic TRC Potential | F6 | Industrial | Petroleum | New | Space Heating | Natural Gas | Gas Boiler - High Turndown | A | Standalone Impact on Baseline Winter Peak (%) | Achievable Economic TRC Potential | 0% | 0% | 0% | 0% | 0% | 0% | 0% | 0% | 0% | 0% | 0% | 0% | 0% | 0% | 0% | 0% | 0% | 0% | 0% | 0% | 0% | 0% | 0% | 0% | 0 | 0 | 0 | 0 | 0 | 0 | 0
F7_Industrial_Petroleum_New_Space Heating_Natural Gas_Gas Boiler - High Turndown_A_Achievable Economic TRC Potential | F7 | Industrial | Petroleum | New | Space Heating | Natural Gas | Gas Boiler - High Turndown | A | Incremental Energy Savings (MWh or mTherms) | Achievable Economic TRC Potential | 0 | 0 | 0 | 0 | 0 | 0 | 0 | 0 | 0 | 0 | 0 | 0 | 0 | 0 | 0 | 0 | 0 | 0 | 0 | 0 | 0 | 0 | 0 | 0 | 0 | 0 | 0 | 0 | 0 | 0 | 0
F8_Industrial_Petroleum_New_Space Heating_Natural Gas_Gas Boiler - High Turndown_A_Achievable Economic TRC Potential | F8 | Industrial | Petroleum | New | Space Heating | Natural Gas | Gas Boiler - High Turndown | A | Incremental Summer Peak Savings (MW) | Achievable Economic TRC Potential | 0 | 0 | 0 | 0 | 0 | 0 | 0 | 0 | 0 | 0 | 0 | 0 | 0 | 0 | 0 | 0 | 0 | 0 | 0 | 0 | 0 | 0 | 0 | 0 | 0 | 0 | 0 | 0 | 0 | 0 | 0
F9_Industrial_Petroleum_New_Space Heating_Natural Gas_Gas Boiler - High Turndown_A_Achievable Economic TRC Potential | F9 | Industrial | Petroleum | New | Space Heating | Natural Gas | Gas Boiler - High Turndown | A | Incremental Winter Peak Savings (MW) | Achievable Economic TRC Potential | 0 | 0 | 0 | 0 | 0 | 0 | 0 | 0 | 0 | 0 | 0 | 0 | 0 | 0 | 0 | 0 | 0 | 0 | 0 | 0 | 0 | 0 | 0 | 0 | 0 | 0 | 0 | 0 | 0 | 0 | 0
F10_Industrial_Petroleum_New_Space Heating_Natural Gas_Gas Boiler - High Turndown_A_Achievable Economic TRC Potential | F10 | Industrial | Petroleum | New | Space Heating | Natural Gas | Gas Boiler - High Turndown | A | Cumulative Energy Savings (MWh or mTherms) | Achievable Economic TRC Potential | 0 | 0 | 0 | 0 | 0 | 0 | 0 | 0 | 0 | 0 | 0 | 0 | 0 | 0 | 0 | 0 | 0 | 0 | 0 | 0 | 0 | 0 | 0 | 0 | 0 | 0 | 0 | 0 | 0 | 0 | 0
F11_Industrial_Petroleum_New_Space Heating_Natural Gas_Gas Boiler - High Turndown_A_Achievable Economic TRC Potential | F11 | Industrial | Petroleum | New | Space Heating | Natural Gas | Gas Boiler - High Turndown | A | Cumulative Summer Peak Savings (MW) | Achievable Economic TRC Potential | 0 | 0 | 0 | 0 | 0 | 0 | 0 | 0 | 0 | 0 | 0 | 0 | 0 | 0 | 0 | 0 | 0 | 0 | 0 | 0 | 0 | 0 | 0 | 0 | 0 | 0 | 0 | 0 | 0 | 0 | 0
F12_Industrial_Petroleum_New_Space Heating_Natural Gas_Gas Boiler - High Turndown_A_Achievable Economic TRC Potential | F12 | Industrial | Petroleum | New | Space Heating | Natural Gas | Gas Boiler - High Turndown | A | Cumulative Winter Peak Savings (MW) | Achievable Economic TRC Potential | 0 | 0 | 0 | 0 | 0 | 0 | 0 | 0 | 0 | 0 | 0 | 0 | 0 | 0 | 0 | 0 | 0 | 0 | 0 | 0 | 0 | 0 | 0 | 0 | 0 | 0 | 0 | 0 | 0 | 0 | 0
F13_Industrial_Petroleum_New_Space Heating_Natural Gas_Gas Boiler - High Turndown_A_Achievable Economic TRC Potential | F13 | Industrial | Petroleum | New | Space Heating | Natural Gas | Gas Boiler - High Turndown | A | Purchases (Incremental) | Achievable Economic TRC Potential | 0 | 0 | 0 | 0 | 0 | 0 | 0 | 0 | 0 | 0 | 0 | 0 | 0 | 0 | 0 | 0 | 0 | 0 | 0 | 0 | 0 | 0 | 0 | 0 | 0 | 0 | 0 | 0 | 0 | 0 | 0
F14_Industrial_Petroleum_New_Space Heating_Natural Gas_Gas Boiler - High Turndown_A_Achievable Economic TRC Potential | F14 | Industrial | Petroleum | New | Space Heating | Natural Gas | Gas Boiler - High Turndown | A | Purchases (Cumulative) | Achievable Economic TRC Potential | 0 | 0 | 0 | 0 | 0 | 0 | 0 | 0 | 0 | 0 | 0 | 0 | 0 | 0 | 0 | 0 | 0 | 0 | 0 | 0 | 0 | 0 | 0 | 0 | 0 | 0 | 0 | 0 | 0 | 0 | 0
F1_Industrial_Petroleum_New_Process_Natural Gas_Gas Boiler - High Turndown_A_Achievable Economic TRC Potential | F1 | Industrial | Petroleum | New | Process | Natural Gas | Gas Boiler - High Turndown | A | Original Unit Energy Savings (kWh or therms) | Achievable Economic TRC Potential | 0 | 0 | 0 | 0 | 0 | 731.9505 | 731.9505 | 731.9505 | 731.9505 | 731.9505 | 731.9505 | 731.9505 | 731.9505 | 731.9505 | 731.9505 | 731.9505 | 731.9505 | 731.9505 | 731.9505 | 731.9505 | 731.9505 | 731.9505 | 731.9505 | 731.9505 | 731.9505 | 731.9505 | 731.9505 | 731.9505 | 731.9505 | 731.9505 | 731.9505
F2_Industrial_Petroleum_New_Process_Natural Gas_Gas Boiler - High Turndown_A_Achievable Economic TRC Potential | F2 | Industrial | Petroleum | New | Process | Natural Gas | Gas Boiler - High Turndown | A | Original Unit Summer Peak Savings (kW) | Achievable Economic TRC Potential | 0 | 0 | 0 | 0 | 0 | 0 | 0 | 0 | 0 | 0 | 0 | 0 | 0 | 0 | 0 | 0 | 0 | 0 | 0 | 0 | 0 | 0 | 0 | 0 | 0 | 0 | 0 | 0 | 0 | 0 | 0
F3_Industrial_Petroleum_New_Process_Natural Gas_Gas Boiler - High Turndown_A_Achievable Economic TRC Potential | F3 | Industrial | Petroleum | New | Process | Natural Gas | Gas Boiler - High Turndown | A | Original Unit Winter Peak Savings (kW) | Achievable Economic TRC Potential | 0 | 0 | 0 | 0 | 0 | 0 | 0 | 0 | 0 | 0 | 0 | 0 | 0 | 0 | 0 | 0 | 0 | 0 | 0 | 0 | 0 | 0 | 0 | 0 | 0 | 0 | 0 | 0 | 0 | 0 | 0
F4_Industrial_Petroleum_New_Process_Natural Gas_Gas Boiler - High Turndown_A_Achievable Economic TRC Potential | F4 | Industrial | Petroleum | New | Process | Natural Gas | Gas Boiler - High Turndown | A | Standalone Impact on Baseline Energy (%) | Achievable Economic TRC Potential | 0% | 0% | 0% | 0% | 0% | 0% | 0% | 0% | 0.01427% | 0.02703% | 0.03871% | 0.04963% | 0.05997% | 0.06841% | 0.07408% | 0.07761% | 0.07961% | 0.08044% | 0.08042% | 0.07981% | 0.07874% | 0.07736% | 0.07577% | 0.07267% | 0.00069825 | 0.00067202 | 0.00064775 | 0.00062524 | 0 | 0 | 0
F5_Industrial_Petroleum_New_Process_Natural Gas_Gas Boiler - High Turndown_A_Achievable Economic TRC Potential | F5 | Industrial | Petroleum | New | Process | Natural Gas | Gas Boiler - High Turndown | A | Standalone Impact on Baseline Summer Peak (%) | Achievable Economic TRC Potential | 0% | 0% | 0% | 0% | 0% | 0% | 0% | 0% | 0% | 0% | 0% | 0% | 0% | 0% | 0% | 0% | 0% | 0% | 0% | 0% | 0% | 0% | 0% | 0% | 0 | 0 | 0 | 0 | 0 | 0 | 0
F6_Industrial_Petroleum_New_Process_Natural Gas_Gas Boiler - High Turndown_A_Achievable Economic TRC Potential | F6 | Industrial | Petroleum | New | Process | Natural Gas | Gas Boiler - High Turndown | A | Standalone Impact on Baseline Winter Peak (%) | Achievable Economic TRC Potential | 0% | 0% | 0% | 0% | 0% | 0% | 0% | 0% | 0% | 0% | 0% | 0% | 0% | 0% | 0% | 0% | 0% | 0% | 0% | 0% | 0% | 0% | 0% | 0% | 0 | 0 | 0 | 0 | 0 | 0 | 0
F7_Industrial_Petroleum_New_Process_Natural Gas_Gas Boiler - High Turndown_A_Achievable Economic TRC Potential | F7 | Industrial | Petroleum | New | Process | Natural Gas | Gas Boiler - High Turndown | A | Incremental Energy Savings (MWh or mTherms) | Achievable Economic TRC Potential | 0 | 0 | 0 | 0 | 0 | 0 | 0 | 0 | 0.026152 | 0.029245 | 0.03234 | 0.035396 | 0.038443 | 0.037336 | 0.032024 | 0.02735 | 0.023251 | 0.019698 | 0.016632 | 0.013998 | 0.011753 | 0.009844 | 0.0082273 | 0.026152 | 0.029245 | 0.03234 | 0.035396 | 0.038443 | 0.037336 | 0.032024 | 0.02735
F8_Industrial_Petroleum_New_Process_Natural Gas_Gas Boiler - High Turndown_A_Achievable Economic TRC Potential | F8 | Industrial | Petroleum | New | Process | Natural Gas | Gas Boiler - High Turndown | A | Incremental Summer Peak Savings (MW) | Achievable Economic TRC Potential | 0 | 0 | 0 | 0 | 0 | 0 | 0 | 0 | 0 | 0 | 0 | 0 | 0 | 0 | 0 | 0 | 0 | 0 | 0 | 0 | 0 | 0 | 0 | 0 | 0 | 0 | 0 | 0 | 0 | 0 | 0
F9_Industrial_Petroleum_New_Process_Natural Gas_Gas Boiler - High Turndown_A_Achievable Economic TRC Potential | F9 | Industrial | Petroleum | New | Process | Natural Gas | Gas Boiler - High Turndown | A | Incremental Winter Peak Savings (MW) | Achievable Economic TRC Potential | 0 | 0 | 0 | 0 | 0 | 0 | 0 | 0 | 0 | 0 | 0 | 0 | 0 | 0 | 0 | 0 | 0 | 0 | 0 | 0 | 0 | 0 | 0 | 0 | 0 | 0 | 0 | 0 | 0 | 0 | 0
F10_Industrial_Petroleum_New_Process_Natural Gas_Gas Boiler - High Turndown_A_Achievable Economic TRC Potential | F10 | Industrial | Petroleum | New | Process | Natural Gas | Gas Boiler - High Turndown | A | Cumulative Energy Savings (MWh or mTherms) | Achievable Economic TRC Potential | 0 | 0 | 0 | 0 | 0 | 0 | 0 | 0 | 0.026152 | 0.055397 | 0.087736 | 0.12313 | 0.16158 | 0.19891 | 0.23093 | 0.25828 | 0.28154 | 0.30123 | 0.31786 | 0.33186 | 0.34361 | 0.35346 | 0.36169 | 0.36169 | 0.36169 | 0.36169 | 0.36169 | 0.36169 | 0.36169 | 0.36169 | 0.36169
F11_Industrial_Petroleum_New_Process_Natural Gas_Gas Boiler - High Turndown_A_Achievable Economic TRC Potential | F11 | Industrial | Petroleum | New | Process | Natural Gas | Gas Boiler - High Turndown | A | Cumulative Summer Peak Savings (MW) | Achievable Economic TRC Potential | 0 | 0 | 0 | 0 | 0 | 0 | 0 | 0 | 0 | 0 | 0 | 0 | 0 | 0 | 0 | 0 | 0 | 0 | 0 | 0 | 0 | 0 | 0 | 0 | 0 | 0 | 0 | 0 | 0 | 0 | 0
F12_Industrial_Petroleum_New_Process_Natural Gas_Gas Boiler - High Turndown_A_Achievable Economic TRC Potential | F12 | Industrial | Petroleum | New | Process | Natural Gas | Gas Boiler - High Turndown | A | Cumulative Winter Peak Savings (MW) | Achievable Economic TRC Potential | 0 | 0 | 0 | 0 | 0 | 0 | 0 | 0 | 0 | 0 | 0 | 0 | 0 | 0 | 0 | 0 | 0 | 0 | 0 | 0 | 0 | 0 | 0 | 0 | 0 | 0 | 0 | 0 | 0 | 0 | 0
F13_Industrial_Petroleum_New_Process_Natural Gas_Gas Boiler - High Turndown_A_Achievable Economic TRC Potential | F13 | Industrial | Petroleum | New | Process | Natural Gas | Gas Boiler - High Turndown | A | Purchases (Incremental) | Achievable Economic TRC Potential | 0 | 0 | 0 | 0 | 0 | 0 | 0 | 0 | 0.035729 | 0.039954 | 0.044183 | 0.048358 | 0.052521 | 0.051009 | 0.043751 | 0.037365 | 0.031766 | 0.026911 | 0.022722 | 0.019124 | 0.016057 | 0.013449 | 0.01124 | 0.035729 | 0.039954 | 0.044183 | 0.048358 | 0.052521 | 0.051009 | 0.043751 | 0.037365
F14_Industrial_Petroleum_New_Process_Natural Gas_Gas Boiler - High Turndown_A_Achievable Economic TRC Potential | F14 | Industrial | Petroleum | New | Process | Natural Gas | Gas Boiler - High Turndown | A | Purchases (Cumulative) | Achievable Economic TRC Potential | 0 | 0 | 0 | 0 | 0 | 0 | 0 | 0 | 0.035729 | 0.075684 | 0.11987 | 0.16822 | 0.22075 | 0.27175 | 0.31551 | 0.35287 | 0.38464 | 0.41155 | 0.43427 | 0.45339 | 0.46945 | 0.4829 | 0.49414 | 0.49414 | 0.49414 | 0.49414 | 0.49414 | 0.49414 | 0.49414 | 0.49414 | 0.49414
F1_Industrial_Petroleum_New_Space Heating_Natural Gas_Gas Boiler - Burner Control Optimization_A_Achievable Economic TRC Potential | F1 | Industrial | Petroleum | New | Space Heating | Natural Gas | Gas Boiler - Burner Control Optimization | A | Original Unit Energy Savings (kWh or therms) | Achievable Economic TRC Potential | 0 | 0 | 0 | 0 | 0 | 0 | 0 | 0 | 0 | 0 | 0 | 0 | 0 | 0 | 0 | 0 | 0 | 0 | 0 | 0 | 0 | 0 | 0 | 0 | 0 | 0 | 0 | 0 | 0 | 0 | 0
F2_Industrial_Petroleum_New_Space Heating_Natural Gas_Gas Boiler - Burner Control Optimization_A_Achievable Economic TRC Potential | F2 | Industrial | Petroleum | New | Space Heating | Natural Gas | Gas Boiler - Burner Control Optimization | A | Original Unit Summer Peak Savings (kW) | Achievable Economic TRC Potential | 0 | 0 | 0 | 0 | 0 | 0 | 0 | 0 | 0 | 0 | 0 | 0 | 0 | 0 | 0 | 0 | 0 | 0 | 0 | 0 | 0 | 0 | 0 | 0 | 0 | 0 | 0 | 0 | 0 | 0 | 0
F3_Industrial_Petroleum_New_Space Heating_Natural Gas_Gas Boiler - Burner Control Optimization_A_Achievable Economic TRC Potential | F3 | Industrial | Petroleum | New | Space Heating | Natural Gas | Gas Boiler - Burner Control Optimization | A | Original Unit Winter Peak Savings (kW) | Achievable Economic TRC Potential | 0 | 0 | 0 | 0 | 0 | 0 | 0 | 0 | 0 | 0 | 0 | 0 | 0 | 0 | 0 | 0 | 0 | 0 | 0 | 0 | 0 | 0 | 0 | 0 | 0 | 0 | 0 | 0 | 0 | 0 | 0
F4_Industrial_Petroleum_New_Space Heating_Natural Gas_Gas Boiler - Burner Control Optimization_A_Achievable Economic TRC Potential | F4 | Industrial | Petroleum | New | Space Heating | Natural Gas | Gas Boiler - Burner Control Optimization | A | Standalone Impact on Baseline Energy (%) | Achievable Economic TRC Potential | 0% | 0% | 0% | 0% | 0% | 0% | 0% | 0% | 0% | 0% | 0% | 0% | 0% | 0% | 0% | 0% | 0% | 0% | 0% | 0% | 0% | 0% | 0% | 0% | 0 | 0 | 0 | 0 | 0 | 0 | 0
F5_Industrial_Petroleum_New_Space Heating_Natural Gas_Gas Boiler - Burner Control Optimization_A_Achievable Economic TRC Potential | F5 | Industrial | Petroleum | New | Space Heating | Natural Gas | Gas Boiler - Burner Control Optimization | A | Standalone Impact on Baseline Summer Peak (%) | Achievable Economic TRC Potential | 0% | 0% | 0% | 0% | 0% | 0% | 0% | 0% | 0% | 0% | 0% | 0% | 0% | 0% | 0% | 0% | 0% | 0% | 0% | 0% | 0% | 0% | 0% | 0% | 0 | 0 | 0 | 0 | 0 | 0 | 0
F6_Industrial_Petroleum_New_Space Heating_Natural Gas_Gas Boiler - Burner Control Optimization_A_Achievable Economic TRC Potential | F6 | Industrial | Petroleum | New | Space Heating | Natural Gas | Gas Boiler - Burner Control Optimization | A | Standalone Impact on Baseline Winter Peak (%) | Achievable Economic TRC Potential | 0% | 0% | 0% | 0% | 0% | 0% | 0% | 0% | 0% | 0% | 0% | 0% | 0% | 0% | 0% | 0% | 0% | 0% | 0% | 0% | 0% | 0% | 0% | 0% | 0 | 0 | 0 | 0 | 0 | 0 | 0
F7_Industrial_Petroleum_New_Space Heating_Natural Gas_Gas Boiler - Burner Control Optimization_A_Achievable Economic TRC Potential | F7 | Industrial | Petroleum | New | Space Heating | Natural Gas | Gas Boiler - Burner Control Optimization | A | Incremental Energy Savings (MWh or mTherms) | Achievable Economic TRC Potential | 0 | 0 | 0 | 0 | 0 | 0 | 0 | 0 | 0 | 0 | 0 | 0 | 0 | 0 | 0 | 0 | 0 | 0 | 0 | 0 | 0 | 0 | 0 | 0 | 0 | 0 | 0 | 0 | 0 | 0 | 0
F8_Industrial_Petroleum_New_Space Heating_Natural Gas_Gas Boiler - Burner Control Optimization_A_Achievable Economic TRC Potential | F8 | Industrial | Petroleum | New | Space Heating | Natural Gas | Gas Boiler - Burner Control Optimization | A | Incremental Summer Peak Savings (MW) | Achievable Economic TRC Potential | 0 | 0 | 0 | 0 | 0 | 0 | 0 | 0 | 0 | 0 | 0 | 0 | 0 | 0 | 0 | 0 | 0 | 0 | 0 | 0 | 0 | 0 | 0 | 0 | 0 | 0 | 0 | 0 | 0 | 0 | 0
F9_Industrial_Petroleum_New_Space Heating_Natural Gas_Gas Boiler - Burner Control Optimization_A_Achievable Economic TRC Potential | F9 | Industrial | Petroleum | New | Space Heating | Natural Gas | Gas Boiler - Burner Control Optimization | A | Incremental Winter Peak Savings (MW) | Achievable Economic TRC Potential | 0 | 0 | 0 | 0 | 0 | 0 | 0 | 0 | 0 | 0 | 0 | 0 | 0 | 0 | 0 | 0 | 0 | 0 | 0 | 0 | 0 | 0 | 0 | 0 | 0 | 0 | 0 | 0 | 0 | 0 | 0
F10_Industrial_Petroleum_New_Space Heating_Natural Gas_Gas Boiler - Burner Control Optimization_A_Achievable Economic TRC Potential | F10 | Industrial | Petroleum | New | Space Heating | Natural Gas | Gas Boiler - Burner Control Optimization | A | Cumulative Energy Savings (MWh or mTherms) | Achievable Economic TRC Potential | 0 | 0 | 0 | 0 | 0 | 0 | 0 | 0 | 0 | 0 | 0 | 0 | 0 | 0 | 0 | 0 | 0 | 0 | 0 | 0 | 0 | 0 | 0 | 0 | 0 | 0 | 0 | 0 | 0 | 0 | 0
F11_Industrial_Petroleum_New_Space Heating_Natural Gas_Gas Boiler - Burner Control Optimization_A_Achievable Economic TRC Potential | F11 | Industrial | Petroleum | New | Space Heating | Natural Gas | Gas Boiler - Burner Control Optimization | A | Cumulative Summer Peak Savings (MW) | Achievable Economic TRC Potential | 0 | 0 | 0 | 0 | 0 | 0 | 0 | 0 | 0 | 0 | 0 | 0 | 0 | 0 | 0 | 0 | 0 | 0 | 0 | 0 | 0 | 0 | 0 | 0 | 0 | 0 | 0 | 0 | 0 | 0 | 0
F12_Industrial_Petroleum_New_Space Heating_Natural Gas_Gas Boiler - Burner Control Optimization_A_Achievable Economic TRC Potential | F12 | Industrial | Petroleum | New | Space Heating | Natural Gas | Gas Boiler - Burner Control Optimization | A | Cumulative Winter Peak Savings (MW) | Achievable Economic TRC Potential | 0 | 0 | 0 | 0 | 0 | 0 | 0 | 0 | 0 | 0 | 0 | 0 | 0 | 0 | 0 | 0 | 0 | 0 | 0 | 0 | 0 | 0 | 0 | 0 | 0 | 0 | 0 | 0 | 0 | 0 | 0
F13_Industrial_Petroleum_New_Space Heating_Natural Gas_Gas Boiler - Burner Control Optimization_A_Achievable Economic TRC Potential | F13 | Industrial | Petroleum | New | Space Heating | Natural Gas | Gas Boiler - Burner Control Optimization | A | Purchases (Incremental) | Achievable Economic TRC Potential | 0 | 0 | 0 | 0 | 0 | 0 | 0 | 0 | 0 | 0 | 0 | 0 | 0 | 0 | 0 | 0 | 0 | 0 | 0 | 0 | 0 | 0 | 0 | 0 | 0 | 0 | 0 | 0 | 0 | 0 | 0
F14_Industrial_Petroleum_New_Space Heating_Natural Gas_Gas Boiler - Burner Control Optimization_A_Achievable Economic TRC Potential | F14 | Industrial | Petroleum | New | Space Heating | Natural Gas | Gas Boiler - Burner Control Optimization | A | Purchases (Cumulative) | Achievable Economic TRC Potential | 0 | 0 | 0 | 0 | 0 | 0 | 0 | 0 | 0 | 0 | 0 | 0 | 0 | 0 | 0 | 0 | 0 | 0 | 0 | 0 | 0 | 0 | 0 | 0 | 0 | 0 | 0 | 0 | 0 | 0 | 0
F1_Industrial_Petroleum_New_Process_Natural Gas_Gas Boiler - Burner Control Optimization_A_Achievable Economic TRC Potential | F1 | Industrial | Petroleum | New | Process | Natural Gas | Gas Boiler - Burner Control Optimization | A | Original Unit Energy Savings (kWh or therms) | Achievable Economic TRC Potential | 0 | 0 | 0 | 0 | 0 | 212.2656 | 212.2656 | 212.2656 | 212.2656 | 212.2656 | 212.2656 | 212.2656 | 212.2656 | 212.2656 | 212.2656 | 212.2656 | 212.2656 | 212.2656 | 212.2656 | 212.2656 | 212.2656 | 212.2656 | 212.2656 | 212.2656 | 212.2656 | 212.2656 | 212.2656 | 212.2656 | 212.2656 | 212.2656 | 212.2656
F2_Industrial_Petroleum_New_Process_Natural Gas_Gas Boiler - Burner Control Optimization_A_Achievable Economic TRC Potential | F2 | Industrial | Petroleum | New | Process | Natural Gas | Gas Boiler - Burner Control Optimization | A | Original Unit Summer Peak Savings (kW) | Achievable Economic TRC Potential | 0 | 0 | 0 | 0 | 0 | 0 | 0 | 0 | 0 | 0 | 0 | 0 | 0 | 0 | 0 | 0 | 0 | 0 | 0 | 0 | 0 | 0 | 0 | 0 | 0 | 0 | 0 | 0 | 0 | 0 | 0
F3_Industrial_Petroleum_New_Process_Natural Gas_Gas Boiler - Burner Control Optimization_A_Achievable Economic TRC Potential | F3 | Industrial | Petroleum | New | Process | Natural Gas | Gas Boiler - Burner Control Optimization | A | Original Unit Winter Peak Savings (kW) | Achievable Economic TRC Potential | 0 | 0 | 0 | 0 | 0 | 0 | 0 | 0 | 0 | 0 | 0 | 0 | 0 | 0 | 0 | 0 | 0 | 0 | 0 | 0 | 0 | 0 | 0 | 0 | 0 | 0 | 0 | 0 | 0 | 0 | 0
F4_Industrial_Petroleum_New_Process_Natural Gas_Gas Boiler - Burner Control Optimization_A_Achievable Economic TRC Potential | F4 | Industrial | Petroleum | New | Process | Natural Gas | Gas Boiler - Burner Control Optimization | A | Standalone Impact on Baseline Energy (%) | Achievable Economic TRC Potential | 0% | 0% | 0% | 0% | 0% | 0% | 0% | 0% | 0% | 0% | 0% | 0% | 0% | 0% | 0% | 0% | 0% | 0% | 0% | 0% | 0% | 0% | 0% | 0% | 0 | 0 | 0 | 0 | 0 | 0 | 0
F5_Industrial_Petroleum_New_Process_Natural Gas_Gas Boiler - Burner Control Optimization_A_Achievable Economic TRC Potential | F5 | Industrial | Petroleum | New | Process | Natural Gas | Gas Boiler - Burner Control Optimization | A | Standalone Impact on Baseline Summer Peak (%) | Achievable Economic TRC Potential | 0% | 0% | 0% | 0% | 0% | 0% | 0% | 0% | 0% | 0% | 0% | 0% | 0% | 0% | 0% | 0% | 0% | 0% | 0% | 0% | 0% | 0% | 0% | 0% | 0 | 0 | 0 | 0 | 0 | 0 | 0
F6_Industrial_Petroleum_New_Process_Natural Gas_Gas Boiler - Burner Control Optimization_A_Achievable Economic TRC Potential | F6 | Industrial | Petroleum | New | Process | Natural Gas | Gas Boiler - Burner Control Optimization | A | Standalone Impact on Baseline Winter Peak (%) | Achievable Economic TRC Potential | 0% | 0% | 0% | 0% | 0% | 0% | 0% | 0% | 0% | 0% | 0% | 0% | 0% | 0% | 0% | 0% | 0% | 0% | 0% | 0% | 0% | 0% | 0% | 0% | 0 | 0 | 0 | 0 | 0 | 0 | 0
F7_Industrial_Petroleum_New_Process_Natural Gas_Gas Boiler - Burner Control Optimization_A_Achievable Economic TRC Potential | F7 | Industrial | Petroleum | New | Process | Natural Gas | Gas Boiler - Burner Control Optimization | A | Incremental Energy Savings (MWh or mTherms) | Achievable Economic TRC Potential | 0 | 0 | 0 | 0 | 0 | 0 | 0 | 0 | 0 | 0 | 0 | 0 | 0 | 0 | 0 | 0 | 0 | 0 | 0 | 0 | 0 | 0 | 0 | 0 | 0 | 0 | 0 | 0 | 0 | 0 | 0
F8_Industrial_Petroleum_New_Process_Natural Gas_Gas Boiler - Burner Control Optimization_A_Achievable Economic TRC Potential | F8 | Industrial | Petroleum | New | Process | Natural Gas | Gas Boiler - Burner Control Optimization | A | Incremental Summer Peak Savings (MW) | Achievable Economic TRC Potential | 0 | 0 | 0 | 0 | 0 | 0 | 0 | 0 | 0 | 0 | 0 | 0 | 0 | 0 | 0 | 0 | 0 | 0 | 0 | 0 | 0 | 0 | 0 | 0 | 0 | 0 | 0 | 0 | 0 | 0 | 0
F9_Industrial_Petroleum_New_Process_Natural Gas_Gas Boiler - Burner Control Optimization_A_Achievable Economic TRC Potential | F9 | Industrial | Petroleum | New | Process | Natural Gas | Gas Boiler - Burner Control Optimization | A | Incremental Winter Peak Savings (MW) | Achievable Economic TRC Potential | 0 | 0 | 0 | 0 | 0 | 0 | 0 | 0 | 0 | 0 | 0 | 0 | 0 | 0 | 0 | 0 | 0 | 0 | 0 | 0 | 0 | 0 | 0 | 0 | 0 | 0 | 0 | 0 | 0 | 0 | 0
F10_Industrial_Petroleum_New_Process_Natural Gas_Gas Boiler - Burner Control Optimization_A_Achievable Economic TRC Potential | F10 | Industrial | Petroleum | New | Process | Natural Gas | Gas Boiler - Burner Control Optimization | A | Cumulative Energy Savings (MWh or mTherms) | Achievable Economic TRC Potential | 0 | 0 | 0 | 0 | 0 | 0 | 0 | 0 | 0 | 0 | 0 | 0 | 0 | 0 | 0 | 0 | 0 | 0 | 0 | 0 | 0 | 0 | 0 | 0 | 0 | 0 | 0 | 0 | 0 | 0 | 0
F11_Industrial_Petroleum_New_Process_Natural Gas_Gas Boiler - Burner Control Optimization_A_Achievable Economic TRC Potential | F11 | Industrial | Petroleum | New | Process | Natural Gas | Gas Boiler - Burner Control Optimization | A | Cumulative Summer Peak Savings (MW) | Achievable Economic TRC Potential | 0 | 0 | 0 | 0 | 0 | 0 | 0 | 0 | 0 | 0 | 0 | 0 | 0 | 0 | 0 | 0 | 0 | 0 | 0 | 0 | 0 | 0 | 0 | 0 | 0 | 0 | 0 | 0 | 0 | 0 | 0
F12_Industrial_Petroleum_New_Process_Natural Gas_Gas Boiler - Burner Control Optimization_A_Achievable Economic TRC Potential | F12 | Industrial | Petroleum | New | Process | Natural Gas | Gas Boiler - Burner Control Optimization | A | Cumulative Winter Peak Savings (MW) | Achievable Economic TRC Potential | 0 | 0 | 0 | 0 | 0 | 0 | 0 | 0 | 0 | 0 | 0 | 0 | 0 | 0 | 0 | 0 | 0 | 0 | 0 | 0 | 0 | 0 | 0 | 0 | 0 | 0 | 0 | 0 | 0 | 0 | 0
F13_Industrial_Petroleum_New_Process_Natural Gas_Gas Boiler - Burner Control Optimization_A_Achievable Economic TRC Potential | F13 | Industrial | Petroleum | New | Process | Natural Gas | Gas Boiler - Burner Control Optimization | A | Purchases (Incremental) | Achievable Economic TRC Potential | 0 | 0 | 0 | 0 | 0 | 0 | 0 | 0 | 0 | 0 | 0 | 0 | 0 | 0 | 0 | 0 | 0 | 0 | 0 | 0 | 0 | 0 | 0 | 0 | 0 | 0 | 0 | 0 | 0 | 0 | 0
F14_Industrial_Petroleum_New_Process_Natural Gas_Gas Boiler - Burner Control Optimization_A_Achievable Economic TRC Potential | F14 | Industrial | Petroleum | New | Process | Natural Gas | Gas Boiler - Burner Control Optimization | A | Purchases (Cumulative) | Achievable Economic TRC Potential | 0 | 0 | 0 | 0 | 0 | 0 | 0 | 0 | 0 | 0 | 0 | 0 | 0 | 0 | 0 | 0 | 0 | 0 | 0 | 0 | 0 | 0 | 0 | 0 | 0 | 0 | 0 | 0 | 0 | 0 | 0
F1_Industrial_Petroleum_New_Space Heating_Natural Gas_HVAC - Demand Controlled Ventilation_A_Achievable Economic TRC Potential | F1 | Industrial | Petroleum | New | Space Heating | Natural Gas | HVAC - Demand Controlled Ventilation | A | Original Unit Energy Savings (kWh or therms) | Achievable Economic TRC Potential | 0 | 0 | 0 | 0 | 0 | 0 | 0 | 0 | 0 | 0 | 0 | 0 | 0 | 0 | 0 | 0 | 0 | 0 | 0 | 0 | 0 | 0 | 0 | 0 | 0 | 0 | 0 | 0 | 0 | 0 | 0
F2_Industrial_Petroleum_New_Space Heating_Natural Gas_HVAC - Demand Controlled Ventilation_A_Achievable Economic TRC Potential | F2 | Industrial | Petroleum | New | Space Heating | Natural Gas | HVAC - Demand Controlled Ventilation | A | Original Unit Summer Peak Savings (kW) | Achievable Economic TRC Potential | 0 | 0 | 0 | 0 | 0 | 0 | 0 | 0 | 0 | 0 | 0 | 0 | 0 | 0 | 0 | 0 | 0 | 0 | 0 | 0 | 0 | 0 | 0 | 0 | 0 | 0 | 0 | 0 | 0 | 0 | 0
F3_Industrial_Petroleum_New_Space Heating_Natural Gas_HVAC - Demand Controlled Ventilation_A_Achievable Economic TRC Potential | F3 | Industrial | Petroleum | New | Space Heating | Natural Gas | HVAC - Demand Controlled Ventilation | A | Original Unit Winter Peak Savings (kW) | Achievable Economic TRC Potential | 0 | 0 | 0 | 0 | 0 | 0 | 0 | 0 | 0 | 0 | 0 | 0 | 0 | 0 | 0 | 0 | 0 | 0 | 0 | 0 | 0 | 0 | 0 | 0 | 0 | 0 | 0 | 0 | 0 | 0 | 0
F4_Industrial_Petroleum_New_Space Heating_Natural Gas_HVAC - Demand Controlled Ventilation_A_Achievable Economic TRC Potential | F4 | Industrial | Petroleum | New | Space Heating | Natural Gas | HVAC - Demand Controlled Ventilation | A | Standalone Impact on Baseline Energy (%) | Achievable Economic TRC Potential | 0% | 0% | 0% | 0% | 0% | 0% | 0% | 0% | 0% | 0% | 0% | 0% | 0% | 0% | 0% | 0% | 0% | 0% | 0% | 0% | 0% | 0% | 0% | 0% | 0 | 0 | 0 | 0 | 0 | 0 | 0
F5_Industrial_Petroleum_New_Space Heating_Natural Gas_HVAC - Demand Controlled Ventilation_A_Achievable Economic TRC Potential | F5 | Industrial | Petroleum | New | Space Heating | Natural Gas | HVAC - Demand Controlled Ventilation | A | Standalone Impact on Baseline Summer Peak (%) | Achievable Economic TRC Potential | 0% | 0% | 0% | 0% | 0% | 0% | 0% | 0% | 0% | 0% | 0% | 0% | 0% | 0% | 0% | 0% | 0% | 0% | 0% | 0% | 0% | 0% | 0% | 0% | 0 | 0 | 0 | 0 | 0 | 0 | 0
F6_Industrial_Petroleum_New_Space Heating_Natural Gas_HVAC - Demand Controlled Ventilation_A_Achievable Economic TRC Potential | F6 | Industrial | Petroleum | New | Space Heating | Natural Gas | HVAC - Demand Controlled Ventilation | A | Standalone Impact on Baseline Winter Peak (%) | Achievable Economic TRC Potential | 0% | 0% | 0% | 0% | 0% | 0% | 0% | 0% | 0% | 0% | 0% | 0% | 0% | 0% | 0% | 0% | 0% | 0% | 0% | 0% | 0% | 0% | 0% | 0% | 0 | 0 | 0 | 0 | 0 | 0 | 0
F7_Industrial_Petroleum_New_Space Heating_Natural Gas_HVAC - Demand Controlled Ventilation_A_Achievable Economic TRC Potential | F7 | Industrial | Petroleum | New | Space Heating | Natural Gas | HVAC - Demand Controlled Ventilation | A | Incremental Energy Savings (MWh or mTherms) | Achievable Economic TRC Potential | 0 | 0 | 0 | 0 | 0 | 0 | 0 | 0 | 0 | 0 | 0 | 0 | 0 | 0 | 0 | 0 | 0 | 0 | 0 | 0 | 0 | 0 | 0 | 0 | 0 | 0 | 0 | 0 | 0 | 0 | 0
F8_Industrial_Petroleum_New_Space Heating_Natural Gas_HVAC - Demand Controlled Ventilation_A_Achievable Economic TRC Potential | F8 | Industrial | Petroleum | New | Space Heating | Natural Gas | HVAC - Demand Controlled Ventilation | A | Incremental Summer Peak Savings (MW) | Achievable Economic TRC Potential | 0 | 0 | 0 | 0 | 0 | 0 | 0 | 0 | 0 | 0 | 0 | 0 | 0 | 0 | 0 | 0 | 0 | 0 | 0 | 0 | 0 | 0 | 0 | 0 | 0 | 0 | 0 | 0 | 0 | 0 | 0
F9_Industrial_Petroleum_New_Space Heating_Natural Gas_HVAC - Demand Controlled Ventilation_A_Achievable Economic TRC Potential | F9 | Industrial | Petroleum | New | Space Heating | Natural Gas | HVAC - Demand Controlled Ventilation | A | Incremental Winter Peak Savings (MW) | Achievable Economic TRC Potential | 0 | 0 | 0 | 0 | 0 | 0 | 0 | 0 | 0 | 0 | 0 | 0 | 0 | 0 | 0 | 0 | 0 | 0 | 0 | 0 | 0 | 0 | 0 | 0 | 0 | 0 | 0 | 0 | 0 | 0 | 0
F10_Industrial_Petroleum_New_Space Heating_Natural Gas_HVAC - Demand Controlled Ventilation_A_Achievable Economic TRC Potential | F10 | Industrial | Petroleum | New | Space Heating | Natural Gas | HVAC - Demand Controlled Ventilation | A | Cumulative Energy Savings (MWh or mTherms) | Achievable Economic TRC Potential | 0 | 0 | 0 | 0 | 0 | 0 | 0 | 0 | 0 | 0 | 0 | 0 | 0 | 0 | 0 | 0 | 0 | 0 | 0 | 0 | 0 | 0 | 0 | 0 | 0 | 0 | 0 | 0 | 0 | 0 | 0
F11_Industrial_Petroleum_New_Space Heating_Natural Gas_HVAC - Demand Controlled Ventilation_A_Achievable Economic TRC Potential | F11 | Industrial | Petroleum | New | Space Heating | Natural Gas | HVAC - Demand Controlled Ventilation | A | Cumulative Summer Peak Savings (MW) | Achievable Economic TRC Potential | 0 | 0 | 0 | 0 | 0 | 0 | 0 | 0 | 0 | 0 | 0 | 0 | 0 | 0 | 0 | 0 | 0 | 0 | 0 | 0 | 0 | 0 | 0 | 0 | 0 | 0 | 0 | 0 | 0 | 0 | 0
F12_Industrial_Petroleum_New_Space Heating_Natural Gas_HVAC - Demand Controlled Ventilation_A_Achievable Economic TRC Potential | F12 | Industrial | Petroleum | New | Space Heating | Natural Gas | HVAC - Demand Controlled Ventilation | A | Cumulative Winter Peak Savings (MW) | Achievable Economic TRC Potential | 0 | 0 | 0 | 0 | 0 | 0 | 0 | 0 | 0 | 0 | 0 | 0 | 0 | 0 | 0 | 0 | 0 | 0 | 0 | 0 | 0 | 0 | 0 | 0 | 0 | 0 | 0 | 0 | 0 | 0 | 0
F13_Industrial_Petroleum_New_Space Heating_Natural Gas_HVAC - Demand Controlled Ventilation_A_Achievable Economic TRC Potential | F13 | Industrial | Petroleum | New | Space Heating | Natural Gas | HVAC - Demand Controlled Ventilation | A | Purchases (Incremental) | Achievable Economic TRC Potential | 0 | 0 | 0 | 0 | 0 | 0 | 0 | 0 | 0 | 0 | 0 | 0 | 0 | 0 | 0 | 0 | 0 | 0 | 0 | 0 | 0 | 0 | 0 | 0 | 0 | 0 | 0 | 0 | 0 | 0 | 0
F14_Industrial_Petroleum_New_Space Heating_Natural Gas_HVAC - Demand Controlled Ventilation_A_Achievable Economic TRC Potential | F14 | Industrial | Petroleum | New | Space Heating | Natural Gas | HVAC - Demand Controlled Ventilation | A | Purchases (Cumulative) | Achievable Economic TRC Potential | 0 | 0 | 0 | 0 | 0 | 0 | 0 | 0 | 0 | 0 | 0 | 0 | 0 | 0 | 0 | 0 | 0 | 0 | 0 | 0 | 0 | 0 | 0 | 0 | 0 | 0 | 0 | 0 | 0 | 0 | 0
F1_Industrial_Petroleum_New_Space Heating_Natural Gas_Gas Boiler - Stack Economizer_A_Achievable Economic TRC Potential | F1 | Industrial | Petroleum | New | Space Heating | Natural Gas | Gas Boiler - Stack Economizer | A | Original Unit Energy Savings (kWh or therms) | Achievable Economic TRC Potential | 0 | 0 | 0 | 0 | 0 | 0 | 0 | 0 | 0 | 0 | 0 | 0 | 0 | 0 | 0 | 0 | 0 | 0 | 0 | 0 | 0 | 0 | 0 | 0 | 0 | 0 | 0 | 0 | 0 | 0 | 0
F2_Industrial_Petroleum_New_Space Heating_Natural Gas_Gas Boiler - Stack Economizer_A_Achievable Economic TRC Potential | F2 | Industrial | Petroleum | New | Space Heating | Natural Gas | Gas Boiler - Stack Economizer | A | Original Unit Summer Peak Savings (kW) | Achievable Economic TRC Potential | 0 | 0 | 0 | 0 | 0 | 0 | 0 | 0 | 0 | 0 | 0 | 0 | 0 | 0 | 0 | 0 | 0 | 0 | 0 | 0 | 0 | 0 | 0 | 0 | 0 | 0 | 0 | 0 | 0 | 0 | 0
F3_Industrial_Petroleum_New_Space Heating_Natural Gas_Gas Boiler - Stack Economizer_A_Achievable Economic TRC Potential | F3 | Industrial | Petroleum | New | Space Heating | Natural Gas | Gas Boiler - Stack Economizer | A | Original Unit Winter Peak Savings (kW) | Achievable Economic TRC Potential | 0 | 0 | 0 | 0 | 0 | 0 | 0 | 0 | 0 | 0 | 0 | 0 | 0 | 0 | 0 | 0 | 0 | 0 | 0 | 0 | 0 | 0 | 0 | 0 | 0 | 0 | 0 | 0 | 0 | 0 | 0
F4_Industrial_Petroleum_New_Space Heating_Natural Gas_Gas Boiler - Stack Economizer_A_Achievable Economic TRC Potential | F4 | Industrial | Petroleum | New | Space Heating | Natural Gas | Gas Boiler - Stack Economizer | A | Standalone Impact on Baseline Energy (%) | Achievable Economic TRC Potential | 0% | 0% | 0% | 0% | 0% | 0% | 0% | 0% | 0% | 0% | 0% | 0% | 0% | 0% | 0% | 0% | 0% | 0% | 0% | 0% | 0% | 0% | 0% | 0% | 0 | 0 | 0 | 0 | 0 | 0 | 0
F5_Industrial_Petroleum_New_Space Heating_Natural Gas_Gas Boiler - Stack Economizer_A_Achievable Economic TRC Potential | F5 | Industrial | Petroleum | New | Space Heating | Natural Gas | Gas Boiler - Stack Economizer | A | Standalone Impact on Baseline Summer Peak (%) | Achievable Economic TRC Potential | 0% | 0% | 0% | 0% | 0% | 0% | 0% | 0% | 0% | 0% | 0% | 0% | 0% | 0% | 0% | 0% | 0% | 0% | 0% | 0% | 0% | 0% | 0% | 0% | 0 | 0 | 0 | 0 | 0 | 0 | 0
F6_Industrial_Petroleum_New_Space Heating_Natural Gas_Gas Boiler - Stack Economizer_A_Achievable Economic TRC Potential | F6 | Industrial | Petroleum | New | Space Heating | Natural Gas | Gas Boiler - Stack Economizer | A | Standalone Impact on Baseline Winter Peak (%) | Achievable Economic TRC Potential | 0% | 0% | 0% | 0% | 0% | 0% | 0% | 0% | 0% | 0% | 0% | 0% | 0% | 0% | 0% | 0% | 0% | 0% | 0% | 0% | 0% | 0% | 0% | 0% | 0 | 0 | 0 | 0 | 0 | 0 | 0
F7_Industrial_Petroleum_New_Space Heating_Natural Gas_Gas Boiler - Stack Economizer_A_Achievable Economic TRC Potential | F7 | Industrial | Petroleum | New | Space Heating | Natural Gas | Gas Boiler - Stack Economizer | A | Incremental Energy Savings (MWh or mTherms) | Achievable Economic TRC Potential | 0 | 0 | 0 | 0 | 0 | 0 | 0 | 0 | 0 | 0 | 0 | 0 | 0 | 0 | 0 | 0 | 0 | 0 | 0 | 0 | 0 | 0 | 0 | 0 | 0 | 0 | 0 | 0 | 0 | 0 | 0
F8_Industrial_Petroleum_New_Space Heating_Natural Gas_Gas Boiler - Stack Economizer_A_Achievable Economic TRC Potential | F8 | Industrial | Petroleum | New | Space Heating | Natural Gas | Gas Boiler - Stack Economizer | A | Incremental Summer Peak Savings (MW) | Achievable Economic TRC Potential | 0 | 0 | 0 | 0 | 0 | 0 | 0 | 0 | 0 | 0 | 0 | 0 | 0 | 0 | 0 | 0 | 0 | 0 | 0 | 0 | 0 | 0 | 0 | 0 | 0 | 0 | 0 | 0 | 0 | 0 | 0
F9_Industrial_Petroleum_New_Space Heating_Natural Gas_Gas Boiler - Stack Economizer_A_Achievable Economic TRC Potential | F9 | Industrial | Petroleum | New | Space Heating | Natural Gas | Gas Boiler - Stack Economizer | A | Incremental Winter Peak Savings (MW) | Achievable Economic TRC Potential | 0 | 0 | 0 | 0 | 0 | 0 | 0 | 0 | 0 | 0 | 0 | 0 | 0 | 0 | 0 | 0 | 0 | 0 | 0 | 0 | 0 | 0 | 0 | 0 | 0 | 0 | 0 | 0 | 0 | 0 | 0
F10_Industrial_Petroleum_New_Space Heating_Natural Gas_Gas Boiler - Stack Economizer_A_Achievable Economic TRC Potential | F10 | Industrial | Petroleum | New | Space Heating | Natural Gas | Gas Boiler - Stack Economizer | A | Cumulative Energy Savings (MWh or mTherms) | Achievable Economic TRC Potential | 0 | 0 | 0 | 0 | 0 | 0 | 0 | 0 | 0 | 0 | 0 | 0 | 0 | 0 | 0 | 0 | 0 | 0 | 0 | 0 | 0 | 0 | 0 | 0 | 0 | 0 | 0 | 0 | 0 | 0 | 0
F11_Industrial_Petroleum_New_Space Heating_Natural Gas_Gas Boiler - Stack Economizer_A_Achievable Economic TRC Potential | F11 | Industrial | Petroleum | New | Space Heating | Natural Gas | Gas Boiler - Stack Economizer | A | Cumulative Summer Peak Savings (MW) | Achievable Economic TRC Potential | 0 | 0 | 0 | 0 | 0 | 0 | 0 | 0 | 0 | 0 | 0 | 0 | 0 | 0 | 0 | 0 | 0 | 0 | 0 | 0 | 0 | 0 | 0 | 0 | 0 | 0 | 0 | 0 | 0 | 0 | 0
F12_Industrial_Petroleum_New_Space Heating_Natural Gas_Gas Boiler - Stack Economizer_A_Achievable Economic TRC Potential | F12 | Industrial | Petroleum | New | Space Heating | Natural Gas | Gas Boiler - Stack Economizer | A | Cumulative Winter Peak Savings (MW) | Achievable Economic TRC Potential | 0 | 0 | 0 | 0 | 0 | 0 | 0 | 0 | 0 | 0 | 0 | 0 | 0 | 0 | 0 | 0 | 0 | 0 | 0 | 0 | 0 | 0 | 0 | 0 | 0 | 0 | 0 | 0 | 0 | 0 | 0
F13_Industrial_Petroleum_New_Space Heating_Natural Gas_Gas Boiler - Stack Economizer_A_Achievable Economic TRC Potential | F13 | Industrial | Petroleum | New | Space Heating | Natural Gas | Gas Boiler - Stack Economizer | A | Purchases (Incremental) | Achievable Economic TRC Potential | 0 | 0 | 0 | 0 | 0 | 0 | 0 | 0 | 0 | 0 | 0 | 0 | 0 | 0 | 0 | 0 | 0 | 0 | 0 | 0 | 0 | 0 | 0 | 0 | 0 | 0 | 0 | 0 | 0 | 0 | 0
F14_Industrial_Petroleum_New_Space Heating_Natural Gas_Gas Boiler - Stack Economizer_A_Achievable Economic TRC Potential | F14 | Industrial | Petroleum | New | Space Heating | Natural Gas | Gas Boiler - Stack Economizer | A | Purchases (Cumulative) | Achievable Economic TRC Potential | 0 | 0 | 0 | 0 | 0 | 0 | 0 | 0 | 0 | 0 | 0 | 0 | 0 | 0 | 0 | 0 | 0 | 0 | 0 | 0 | 0 | 0 | 0 | 0 | 0 | 0 | 0 | 0 | 0 | 0 | 0
F1_Industrial_Petroleum_New_Process_Natural Gas_Gas Boiler - Stack Economizer_A_Achievable Economic TRC Potential | F1 | Industrial | Petroleum | New | Process | Natural Gas | Gas Boiler - Stack Economizer | A | Original Unit Energy Savings (kWh or therms) | Achievable Economic TRC Potential | 0 | 0 | 0 | 0 | 0 | 702.6725 | 702.6725 | 702.6725 | 702.6725 | 702.6725 | 702.6725 | 702.6725 | 702.6725 | 702.6725 | 702.6725 | 702.6725 | 702.6725 | 702.6725 | 702.6725 | 702.6725 | 702.6725 | 702.6725 | 702.6725 | 702.6725 | 702.6725 | 702.6725 | 702.6725 | 702.6725 | 702.6725 | 702.6725 | 702.6725
F2_Industrial_Petroleum_New_Process_Natural Gas_Gas Boiler - Stack Economizer_A_Achievable Economic TRC Potential | F2 | Industrial | Petroleum | New | Process | Natural Gas | Gas Boiler - Stack Economizer | A | Original Unit Summer Peak Savings (kW) | Achievable Economic TRC Potential | 0 | 0 | 0 | 0 | 0 | 0 | 0 | 0 | 0 | 0 | 0 | 0 | 0 | 0 | 0 | 0 | 0 | 0 | 0 | 0 | 0 | 0 | 0 | 0 | 0 | 0 | 0 | 0 | 0 | 0 | 0
F3_Industrial_Petroleum_New_Process_Natural Gas_Gas Boiler - Stack Economizer_A_Achievable Economic TRC Potential | F3 | Industrial | Petroleum | New | Process | Natural Gas | Gas Boiler - Stack Economizer | A | Original Unit Winter Peak Savings (kW) | Achievable Economic TRC Potential | 0 | 0 | 0 | 0 | 0 | 0 | 0 | 0 | 0 | 0 | 0 | 0 | 0 | 0 | 0 | 0 | 0 | 0 | 0 | 0 | 0 | 0 | 0 | 0 | 0 | 0 | 0 | 0 | 0 | 0 | 0
F4_Industrial_Petroleum_New_Process_Natural Gas_Gas Boiler - Stack Economizer_A_Achievable Economic TRC Potential | F4 | Industrial | Petroleum | New | Process | Natural Gas | Gas Boiler - Stack Economizer | A | Standalone Impact on Baseline Energy (%) | Achievable Economic TRC Potential | 0% | 0% | 0% | 0% | 0% | 0.03653% | 0.06736% | 0.0948% | 0.1201% | 0.1439% | 0.163% | 0.1753% | 0.1824% | 0.1859% | 0.1868% | 0.1858% | 0.1834% | 0.1801% | 0.1762% | 0.1719% | 0.1638% | 0.1564% | 0.1497% | 0.1436% | 0.0013797 | 0.0013279 | 0.0012799 | 0.0012354 | 0 | 0 | 0
F5_Industrial_Petroleum_New_Process_Natural Gas_Gas Boiler - Stack Economizer_A_Achievable Economic TRC Potential | F5 | Industrial | Petroleum | New | Process | Natural Gas | Gas Boiler - Stack Economizer | A | Standalone Impact on Baseline Summer Peak (%) | Achievable Economic TRC Potential | 0% | 0% | 0% | 0% | 0% | 0% | 0% | 0% | 0% | 0% | 0% | 0% | 0% | 0% | 0% | 0% | 0% | 0% | 0% | 0% | 0% | 0% | 0% | 0% | 0 | 0 | 0 | 0 | 0 | 0 | 0
F6_Industrial_Petroleum_New_Process_Natural Gas_Gas Boiler - Stack Economizer_A_Achievable Economic TRC Potential | F6 | Industrial | Petroleum | New | Process | Natural Gas | Gas Boiler - Stack Economizer | A | Standalone Impact on Baseline Winter Peak (%) | Achievable Economic TRC Potential | 0% | 0% | 0% | 0% | 0% | 0% | 0% | 0% | 0% | 0% | 0% | 0% | 0% | 0% | 0% | 0% | 0% | 0% | 0% | 0% | 0% | 0% | 0% | 0% | 0 | 0 | 0 | 0 | 0 | 0 | 0
F7_Industrial_Petroleum_New_Process_Natural Gas_Gas Boiler - Stack Economizer_A_Achievable Economic TRC Potential | F7 | Industrial | Petroleum | New | Process | Natural Gas | Gas Boiler - Stack Economizer | A | Incremental Energy Savings (MWh or mTherms) | Achievable Economic TRC Potential | 0 | 0 | 0 | 0 | 0 | 0.043113 | 0.051077 | 0.059036 | 0.066949 | 0.074866 | 0.074511 | 0.065241 | 0.056687 | 0.048937 | 0.041974 | 0.035848 | 0.030475 | 0.025818 | 0.021799 | 0.018347 | 0.043113 | 0.051077 | 0.059036 | 0.066949 | 0.074866 | 0.074511 | 0.065241 | 0.056687 | 0.048937 | 0.041974 | 0.035848
F8_Industrial_Petroleum_New_Process_Natural Gas_Gas Boiler - Stack Economizer_A_Achievable Economic TRC Potential | F8 | Industrial | Petroleum | New | Process | Natural Gas | Gas Boiler - Stack Economizer | A | Incremental Summer Peak Savings (MW) | Achievable Economic TRC Potential | 0 | 0 | 0 | 0 | 0 | 0 | 0 | 0 | 0 | 0 | 0 | 0 | 0 | 0 | 0 | 0 | 0 | 0 | 0 | 0 | 0 | 0 | 0 | 0 | 0 | 0 | 0 | 0 | 0 | 0 | 0
F9_Industrial_Petroleum_New_Process_Natural Gas_Gas Boiler - Stack Economizer_A_Achievable Economic TRC Potential | F9 | Industrial | Petroleum | New | Process | Natural Gas | Gas Boiler - Stack Economizer | A | Incremental Winter Peak Savings (MW) | Achievable Economic TRC Potential | 0 | 0 | 0 | 0 | 0 | 0 | 0 | 0 | 0 | 0 | 0 | 0 | 0 | 0 | 0 | 0 | 0 | 0 | 0 | 0 | 0 | 0 | 0 | 0 | 0 | 0 | 0 | 0 | 0 | 0 | 0
F10_Industrial_Petroleum_New_Process_Natural Gas_Gas Boiler - Stack Economizer_A_Achievable Economic TRC Potential | F10 | Industrial | Petroleum | New | Process | Natural Gas | Gas Boiler - Stack Economizer | A | Cumulative Energy Savings (MWh or mTherms) | Achievable Economic TRC Potential | 0 | 0 | 0 | 0 | 0 | 0.043113 | 0.094189 | 0.15323 | 0.22017 | 0.29504 | 0.36955 | 0.43479 | 0.49148 | 0.54042 | 0.58239 | 0.61824 | 0.64871 | 0.67453 | 0.69633 | 0.71468 | 0.71468 | 0.71468 | 0.71468 | 0.71468 | 0.71468 | 0.71468 | 0.71468 | 0.71468 | 0.71468 | 0.71468 | 0.71468
F11_Industrial_Petroleum_New_Process_Natural Gas_Gas Boiler - Stack Economizer_A_Achievable Economic TRC Potential | F11 | Industrial | Petroleum | New | Process | Natural Gas | Gas Boiler - Stack Economizer | A | Cumulative Summer Peak Savings (MW) | Achievable Economic TRC Potential | 0 | 0 | 0 | 0 | 0 | 0 | 0 | 0 | 0 | 0 | 0 | 0 | 0 | 0 | 0 | 0 | 0 | 0 | 0 | 0 | 0 | 0 | 0 | 0 | 0 | 0 | 0 | 0 | 0 | 0 | 0
F12_Industrial_Petroleum_New_Process_Natural Gas_Gas Boiler - Stack Economizer_A_Achievable Economic TRC Potential | F12 | Industrial | Petroleum | New | Process | Natural Gas | Gas Boiler - Stack Economizer | A | Cumulative Winter Peak Savings (MW) | Achievable Economic TRC Potential | 0 | 0 | 0 | 0 | 0 | 0 | 0 | 0 | 0 | 0 | 0 | 0 | 0 | 0 | 0 | 0 | 0 | 0 | 0 | 0 | 0 | 0 | 0 | 0 | 0 | 0 | 0 | 0 | 0 | 0 | 0
F13_Industrial_Petroleum_New_Process_Natural Gas_Gas Boiler - Stack Economizer_A_Achievable Economic TRC Potential | F13 | Industrial | Petroleum | New | Process | Natural Gas | Gas Boiler - Stack Economizer | A | Purchases (Incremental) | Achievable Economic TRC Potential | 0 | 0 | 0 | 0 | 0 | 0.061355 | 0.072689 | 0.084017 | 0.095278 | 0.10654 | 0.10604 | 0.092847 | 0.080673 | 0.069644 | 0.059735 | 0.051016 | 0.043371 | 0.036743 | 0.031023 | 0.02611 | 0.061355 | 0.072689 | 0.084017 | 0.095278 | 0.10654 | 0.10604 | 0.092847 | 0.080673 | 0.069644 | 0.059735 | 0.051016
F14_Industrial_Petroleum_New_Process_Natural Gas_Gas Boiler - Stack Economizer_A_Achievable Economic TRC Potential | F14 | Industrial | Petroleum | New | Process | Natural Gas | Gas Boiler - Stack Economizer | A | Purchases (Cumulative) | Achievable Economic TRC Potential | 0 | 0 | 0 | 0 | 0 | 0.061355 | 0.13404 | 0.21806 | 0.31334 | 0.41988 | 0.52592 | 0.61877 | 0.69944 | 0.76909 | 0.82882 | 0.87984 | 0.92321 | 0.95995 | 0.99098 | 1.0171 | 1.0171 | 1.0171 | 1.0171 | 1.0171 | 1.0171 | 1.0171 | 1.0171 | 1.0171 | 1.0171 | 1.0171 | 1.0171
F1_Industrial_Petroleum_New_Space Heating_Natural Gas_Gas Furnace Tube Inserts_A_Achievable Economic TRC Potential | F1 | Industrial | Petroleum | New | Space Heating | Natural Gas | Gas Furnace Tube Inserts | A | Original Unit Energy Savings (kWh or therms) | Achievable Economic TRC Potential | 0 | 0 | 0 | 0 | 0 | 0 | 0 | 0 | 0 | 0 | 0 | 0 | 0 | 0 | 0 | 0 | 0 | 0 | 0 | 0 | 0 | 0 | 0 | 0 | 0 | 0 | 0 | 0 | 0 | 0 | 0
F2_Industrial_Petroleum_New_Space Heating_Natural Gas_Gas Furnace Tube Inserts_A_Achievable Economic TRC Potential | F2 | Industrial | Petroleum | New | Space Heating | Natural Gas | Gas Furnace Tube Inserts | A | Original Unit Summer Peak Savings (kW) | Achievable Economic TRC Potential | 0 | 0 | 0 | 0 | 0 | 0 | 0 | 0 | 0 | 0 | 0 | 0 | 0 | 0 | 0 | 0 | 0 | 0 | 0 | 0 | 0 | 0 | 0 | 0 | 0 | 0 | 0 | 0 | 0 | 0 | 0
F3_Industrial_Petroleum_New_Space Heating_Natural Gas_Gas Furnace Tube Inserts_A_Achievable Economic TRC Potential | F3 | Industrial | Petroleum | New | Space Heating | Natural Gas | Gas Furnace Tube Inserts | A | Original Unit Winter Peak Savings (kW) | Achievable Economic TRC Potential | 0 | 0 | 0 | 0 | 0 | 0 | 0 | 0 | 0 | 0 | 0 | 0 | 0 | 0 | 0 | 0 | 0 | 0 | 0 | 0 | 0 | 0 | 0 | 0 | 0 | 0 | 0 | 0 | 0 | 0 | 0
F4_Industrial_Petroleum_New_Space Heating_Natural Gas_Gas Furnace Tube Inserts_A_Achievable Economic TRC Potential | F4 | Industrial | Petroleum | New | Space Heating | Natural Gas | Gas Furnace Tube Inserts | A | Standalone Impact on Baseline Energy (%) | Achievable Economic TRC Potential | 0% | 0% | 0% | 0% | 0% | 0% | 0% | 0% | 0% | 0% | 0% | 0% | 0% | 0% | 0% | 0% | 0% | 0% | 0% | 0% | 0% | 0% | 0% | 0% | 0 | 0 | 0 | 0 | 0 | 0 | 0
F5_Industrial_Petroleum_New_Space Heating_Natural Gas_Gas Furnace Tube Inserts_A_Achievable Economic TRC Potential | F5 | Industrial | Petroleum | New | Space Heating | Natural Gas | Gas Furnace Tube Inserts | A | Standalone Impact on Baseline Summer Peak (%) | Achievable Economic TRC Potential | 0% | 0% | 0% | 0% | 0% | 0% | 0% | 0% | 0% | 0% | 0% | 0% | 0% | 0% | 0% | 0% | 0% | 0% | 0% | 0% | 0% | 0% | 0% | 0% | 0 | 0 | 0 | 0 | 0 | 0 | 0
F6_Industrial_Petroleum_New_Space Heating_Natural Gas_Gas Furnace Tube Inserts_A_Achievable Economic TRC Potential | F6 | Industrial | Petroleum | New | Space Heating | Natural Gas | Gas Furnace Tube Inserts | A | Standalone Impact on Baseline Winter Peak (%) | Achievable Economic TRC Potential | 0% | 0% | 0% | 0% | 0% | 0% | 0% | 0% | 0% | 0% | 0% | 0% | 0% | 0% | 0% | 0% | 0% | 0% | 0% | 0% | 0% | 0% | 0% | 0% | 0 | 0 | 0 | 0 | 0 | 0 | 0
F7_Industrial_Petroleum_New_Space Heating_Natural Gas_Gas Furnace Tube Inserts_A_Achievable Economic TRC Potential | F7 | Industrial | Petroleum | New | Space Heating | Natural Gas | Gas Furnace Tube Inserts | A | Incremental Energy Savings (MWh or mTherms) | Achievable Economic TRC Potential | 0 | 0 | 0 | 0 | 0 | 0 | 0 | 0 | 0 | 0 | 0 | 0 | 0 | 0 | 0 | 0 | 0 | 0 | 0 | 0 | 0 | 0 | 0 | 0 | 0 | 0 | 0 | 0 | 0 | 0 | 0
F8_Industrial_Petroleum_New_Space Heating_Natural Gas_Gas Furnace Tube Inserts_A_Achievable Economic TRC Potential | F8 | Industrial | Petroleum | New | Space Heating | Natural Gas | Gas Furnace Tube Inserts | A | Incremental Summer Peak Savings (MW) | Achievable Economic TRC Potential | 0 | 0 | 0 | 0 | 0 | 0 | 0 | 0 | 0 | 0 | 0 | 0 | 0 | 0 | 0 | 0 | 0 | 0 | 0 | 0 | 0 | 0 | 0 | 0 | 0 | 0 | 0 | 0 | 0 | 0 | 0
F9_Industrial_Petroleum_New_Space Heating_Natural Gas_Gas Furnace Tube Inserts_A_Achievable Economic TRC Potential | F9 | Industrial | Petroleum | New | Space Heating | Natural Gas | Gas Furnace Tube Inserts | A | Incremental Winter Peak Savings (MW) | Achievable Economic TRC Potential | 0 | 0 | 0 | 0 | 0 | 0 | 0 | 0 | 0 | 0 | 0 | 0 | 0 | 0 | 0 | 0 | 0 | 0 | 0 | 0 | 0 | 0 | 0 | 0 | 0 | 0 | 0 | 0 | 0 | 0 | 0
F10_Industrial_Petroleum_New_Space Heating_Natural Gas_Gas Furnace Tube Inserts_A_Achievable Economic TRC Potential | F10 | Industrial | Petroleum | New | Space Heating | Natural Gas | Gas Furnace Tube Inserts | A | Cumulative Energy Savings (MWh or mTherms) | Achievable Economic TRC Potential | 0 | 0 | 0 | 0 | 0 | 0 | 0 | 0 | 0 | 0 | 0 | 0 | 0 | 0 | 0 | 0 | 0 | 0 | 0 | 0 | 0 | 0 | 0 | 0 | 0 | 0 | 0 | 0 | 0 | 0 | 0
F11_Industrial_Petroleum_New_Space Heating_Natural Gas_Gas Furnace Tube Inserts_A_Achievable Economic TRC Potential | F11 | Industrial | Petroleum | New | Space Heating | Natural Gas | Gas Furnace Tube Inserts | A | Cumulative Summer Peak Savings (MW) | Achievable Economic TRC Potential | 0 | 0 | 0 | 0 | 0 | 0 | 0 | 0 | 0 | 0 | 0 | 0 | 0 | 0 | 0 | 0 | 0 | 0 | 0 | 0 | 0 | 0 | 0 | 0 | 0 | 0 | 0 | 0 | 0 | 0 | 0
F12_Industrial_Petroleum_New_Space Heating_Natural Gas_Gas Furnace Tube Inserts_A_Achievable Economic TRC Potential | F12 | Industrial | Petroleum | New | Space Heating | Natural Gas | Gas Furnace Tube Inserts | A | Cumulative Winter Peak Savings (MW) | Achievable Economic TRC Potential | 0 | 0 | 0 | 0 | 0 | 0 | 0 | 0 | 0 | 0 | 0 | 0 | 0 | 0 | 0 | 0 | 0 | 0 | 0 | 0 | 0 | 0 | 0 | 0 | 0 | 0 | 0 | 0 | 0 | 0 | 0
F13_Industrial_Petroleum_New_Space Heating_Natural Gas_Gas Furnace Tube Inserts_A_Achievable Economic TRC Potential | F13 | Industrial | Petroleum | New | Space Heating | Natural Gas | Gas Furnace Tube Inserts | A | Purchases (Incremental) | Achievable Economic TRC Potential | 0 | 0 | 0 | 0 | 0 | 0 | 0 | 0 | 0 | 0 | 0 | 0 | 0 | 0 | 0 | 0 | 0 | 0 | 0 | 0 | 0 | 0 | 0 | 0 | 0 | 0 | 0 | 0 | 0 | 0 | 0
F14_Industrial_Petroleum_New_Space Heating_Natural Gas_Gas Furnace Tube Inserts_A_Achievable Economic TRC Potential | F14 | Industrial | Petroleum | New | Space Heating | Natural Gas | Gas Furnace Tube Inserts | A | Purchases (Cumulative) | Achievable Economic TRC Potential | 0 | 0 | 0 | 0 | 0 | 0 | 0 | 0 | 0 | 0 | 0 | 0 | 0 | 0 | 0 | 0 | 0 | 0 | 0 | 0 | 0 | 0 | 0 | 0 | 0 | 0 | 0 | 0 | 0 | 0 | 0
F1_Industrial_Petroleum_New_Space Heating_Natural Gas_Space Heating - Heat Recovery Ventilator_A_Achievable Economic TRC Potential | F1 | Industrial | Petroleum | New | Space Heating | Natural Gas | Space Heating - Heat Recovery Ventilator | A | Original Unit Energy Savings (kWh or therms) | Achievable Economic TRC Potential | 0 | 0 | 0 | 0 | 0 | 0 | 0 | 0 | 0 | 0 | 0 | 0 | 0 | 0 | 0 | 0 | 0 | 0 | 0 | 0 | 0 | 0 | 0 | 0 | 0 | 0 | 0 | 0 | 0 | 0 | 0
F2_Industrial_Petroleum_New_Space Heating_Natural Gas_Space Heating - Heat Recovery Ventilator_A_Achievable Economic TRC Potential | F2 | Industrial | Petroleum | New | Space Heating | Natural Gas | Space Heating - Heat Recovery Ventilator | A | Original Unit Summer Peak Savings (kW) | Achievable Economic TRC Potential | 0 | 0 | 0 | 0 | 0 | 0 | 0 | 0 | 0 | 0 | 0 | 0 | 0 | 0 | 0 | 0 | 0 | 0 | 0 | 0 | 0 | 0 | 0 | 0 | 0 | 0 | 0 | 0 | 0 | 0 | 0
F3_Industrial_Petroleum_New_Space Heating_Natural Gas_Space Heating - Heat Recovery Ventilator_A_Achievable Economic TRC Potential | F3 | Industrial | Petroleum | New | Space Heating | Natural Gas | Space Heating - Heat Recovery Ventilator | A | Original Unit Winter Peak Savings (kW) | Achievable Economic TRC Potential | 0 | 0 | 0 | 0 | 0 | 0 | 0 | 0 | 0 | 0 | 0 | 0 | 0 | 0 | 0 | 0 | 0 | 0 | 0 | 0 | 0 | 0 | 0 | 0 | 0 | 0 | 0 | 0 | 0 | 0 | 0
F4_Industrial_Petroleum_New_Space Heating_Natural Gas_Space Heating - Heat Recovery Ventilator_A_Achievable Economic TRC Potential | F4 | Industrial | Petroleum | New | Space Heating | Natural Gas | Space Heating - Heat Recovery Ventilator | A | Standalone Impact on Baseline Energy (%) | Achievable Economic TRC Potential | 0% | 0% | 0% | 0% | 0% | 0% | 0% | 0% | 0% | 0% | 0% | 0% | 0% | 0% | 0% | 0% | 0% | 0% | 0% | 0% | 0% | 0% | 0% | 0% | 0 | 0 | 0 | 0 | 0 | 0 | 0
F5_Industrial_Petroleum_New_Space Heating_Natural Gas_Space Heating - Heat Recovery Ventilator_A_Achievable Economic TRC Potential | F5 | Industrial | Petroleum | New | Space Heating | Natural Gas | Space Heating - Heat Recovery Ventilator | A | Standalone Impact on Baseline Summer Peak (%) | Achievable Economic TRC Potential | 0% | 0% | 0% | 0% | 0% | 0% | 0% | 0% | 0% | 0% | 0% | 0% | 0% | 0% | 0% | 0% | 0% | 0% | 0% | 0% | 0% | 0% | 0% | 0% | 0 | 0 | 0 | 0 | 0 | 0 | 0
F6_Industrial_Petroleum_New_Space Heating_Natural Gas_Space Heating - Heat Recovery Ventilator_A_Achievable Economic TRC Potential | F6 | Industrial | Petroleum | New | Space Heating | Natural Gas | Space Heating - Heat Recovery Ventilator | A | Standalone Impact on Baseline Winter Peak (%) | Achievable Economic TRC Potential | 0% | 0% | 0% | 0% | 0% | 0% | 0% | 0% | 0% | 0% | 0% | 0% | 0% | 0% | 0% | 0% | 0% | 0% | 0% | 0% | 0% | 0% | 0% | 0% | 0 | 0 | 0 | 0 | 0 | 0 | 0
F7_Industrial_Petroleum_New_Space Heating_Natural Gas_Space Heating - Heat Recovery Ventilator_A_Achievable Economic TRC Potential | F7 | Industrial | Petroleum | New | Space Heating | Natural Gas | Space Heating - Heat Recovery Ventilator | A | Incremental Energy Savings (MWh or mTherms) | Achievable Economic TRC Potential | 0 | 0 | 0 | 0 | 0 | 0 | 0 | 0 | 0 | 0 | 0 | 0 | 0 | 0 | 0 | 0 | 0 | 0 | 0 | 0 | 0 | 0 | 0 | 0 | 0 | 0 | 0 | 0 | 0 | 0 | 0
F8_Industrial_Petroleum_New_Space Heating_Natural Gas_Space Heating - Heat Recovery Ventilator_A_Achievable Economic TRC Potential | F8 | Industrial | Petroleum | New | Space Heating | Natural Gas | Space Heating - Heat Recovery Ventilator | A | Incremental Summer Peak Savings (MW) | Achievable Economic TRC Potential | 0 | 0 | 0 | 0 | 0 | 0 | 0 | 0 | 0 | 0 | 0 | 0 | 0 | 0 | 0 | 0 | 0 | 0 | 0 | 0 | 0 | 0 | 0 | 0 | 0 | 0 | 0 | 0 | 0 | 0 | 0
F9_Industrial_Petroleum_New_Space Heating_Natural Gas_Space Heating - Heat Recovery Ventilator_A_Achievable Economic TRC Potential | F9 | Industrial | Petroleum | New | Space Heating | Natural Gas | Space Heating - Heat Recovery Ventilator | A | Incremental Winter Peak Savings (MW) | Achievable Economic TRC Potential | 0 | 0 | 0 | 0 | 0 | 0 | 0 | 0 | 0 | 0 | 0 | 0 | 0 | 0 | 0 | 0 | 0 | 0 | 0 | 0 | 0 | 0 | 0 | 0 | 0 | 0 | 0 | 0 | 0 | 0 | 0
F10_Industrial_Petroleum_New_Space Heating_Natural Gas_Space Heating - Heat Recovery Ventilator_A_Achievable Economic TRC Potential | F10 | Industrial | Petroleum | New | Space Heating | Natural Gas | Space Heating - Heat Recovery Ventilator | A | Cumulative Energy Savings (MWh or mTherms) | Achievable Economic TRC Potential | 0 | 0 | 0 | 0 | 0 | 0 | 0 | 0 | 0 | 0 | 0 | 0 | 0 | 0 | 0 | 0 | 0 | 0 | 0 | 0 | 0 | 0 | 0 | 0 | 0 | 0 | 0 | 0 | 0 | 0 | 0
F11_Industrial_Petroleum_New_Space Heating_Natural Gas_Space Heating - Heat Recovery Ventilator_A_Achievable Economic TRC Potential | F11 | Industrial | Petroleum | New | Space Heating | Natural Gas | Space Heating - Heat Recovery Ventilator | A | Cumulative Summer Peak Savings (MW) | Achievable Economic TRC Potential | 0 | 0 | 0 | 0 | 0 | 0 | 0 | 0 | 0 | 0 | 0 | 0 | 0 | 0 | 0 | 0 | 0 | 0 | 0 | 0 | 0 | 0 | 0 | 0 | 0 | 0 | 0 | 0 | 0 | 0 | 0
F12_Industrial_Petroleum_New_Space Heating_Natural Gas_Space Heating - Heat Recovery Ventilator_A_Achievable Economic TRC Potential | F12 | Industrial | Petroleum | New | Space Heating | Natural Gas | Space Heating - Heat Recovery Ventilator | A | Cumulative Winter Peak Savings (MW) | Achievable Economic TRC Potential | 0 | 0 | 0 | 0 | 0 | 0 | 0 | 0 | 0 | 0 | 0 | 0 | 0 | 0 | 0 | 0 | 0 | 0 | 0 | 0 | 0 | 0 | 0 | 0 | 0 | 0 | 0 | 0 | 0 | 0 | 0
F13_Industrial_Petroleum_New_Space Heating_Natural Gas_Space Heating - Heat Recovery Ventilator_A_Achievable Economic TRC Potential | F13 | Industrial | Petroleum | New | Space Heating | Natural Gas | Space Heating - Heat Recovery Ventilator | A | Purchases (Incremental) | Achievable Economic TRC Potential | 0 | 0 | 0 | 0 | 0 | 0 | 0 | 0 | 0 | 0 | 0 | 0 | 0 | 0 | 0 | 0 | 0 | 0 | 0 | 0 | 0 | 0 | 0 | 0 | 0 | 0 | 0 | 0 | 0 | 0 | 0
F14_Industrial_Petroleum_New_Space Heating_Natural Gas_Space Heating - Heat Recovery Ventilator_A_Achievable Economic TRC Potential | F14 | Industrial | Petroleum | New | Space Heating | Natural Gas | Space Heating - Heat Recovery Ventilator | A | Purchases (Cumulative) | Achievable Economic TRC Potential | 0 | 0 | 0 | 0 | 0 | 0 | 0 | 0 | 0 | 0 | 0 | 0 | 0 | 0 | 0 | 0 | 0 | 0 | 0 | 0 | 0 | 0 | 0 | 0 | 0 | 0 | 0 | 0 | 0 | 0 | 0
F1_Industrial_Petroleum_New_Space Heating_Natural Gas_Thermostat - Programmable_A_Achievable Economic TRC Potential | F1 | Industrial | Petroleum | New | Space Heating | Natural Gas | Thermostat - Programmable | A | Original Unit Energy Savings (kWh or therms) | Achievable Economic TRC Potential | 0 | 0 | 0 | 0 | 0 | 0 | 0 | 0 | 0 | 0 | 0 | 0 | 0 | 0 | 0 | 0 | 0 | 0 | 0 | 0 | 0 | 0 | 0 | 0 | 0 | 0 | 0 | 0 | 0 | 0 | 0
F2_Industrial_Petroleum_New_Space Heating_Natural Gas_Thermostat - Programmable_A_Achievable Economic TRC Potential | F2 | Industrial | Petroleum | New | Space Heating | Natural Gas | Thermostat - Programmable | A | Original Unit Summer Peak Savings (kW) | Achievable Economic TRC Potential | 0 | 0 | 0 | 0 | 0 | 0 | 0 | 0 | 0 | 0 | 0 | 0 | 0 | 0 | 0 | 0 | 0 | 0 | 0 | 0 | 0 | 0 | 0 | 0 | 0 | 0 | 0 | 0 | 0 | 0 | 0
F3_Industrial_Petroleum_New_Space Heating_Natural Gas_Thermostat - Programmable_A_Achievable Economic TRC Potential | F3 | Industrial | Petroleum | New | Space Heating | Natural Gas | Thermostat - Programmable | A | Original Unit Winter Peak Savings (kW) | Achievable Economic TRC Potential | 0 | 0 | 0 | 0 | 0 | 0 | 0 | 0 | 0 | 0 | 0 | 0 | 0 | 0 | 0 | 0 | 0 | 0 | 0 | 0 | 0 | 0 | 0 | 0 | 0 | 0 | 0 | 0 | 0 | 0 | 0
F4_Industrial_Petroleum_New_Space Heating_Natural Gas_Thermostat - Programmable_A_Achievable Economic TRC Potential | F4 | Industrial | Petroleum | New | Space Heating | Natural Gas | Thermostat - Programmable | A | Standalone Impact on Baseline Energy (%) | Achievable Economic TRC Potential | 0% | 0% | 0% | 0% | 0% | 0% | 0% | 0% | 0% | 0% | 0% | 0% | 0% | 0% | 0% | 0% | 0% | 0% | 0% | 0% | 0% | 0% | 0% | 0% | 0 | 0 | 0 | 0 | 0 | 0 | 0
F5_Industrial_Petroleum_New_Space Heating_Natural Gas_Thermostat - Programmable_A_Achievable Economic TRC Potential | F5 | Industrial | Petroleum | New | Space Heating | Natural Gas | Thermostat - Programmable | A | Standalone Impact on Baseline Summer Peak (%) | Achievable Economic TRC Potential | 0% | 0% | 0% | 0% | 0% | 0% | 0% | 0% | 0% | 0% | 0% | 0% | 0% | 0% | 0% | 0% | 0% | 0% | 0% | 0% | 0% | 0% | 0% | 0% | 0 | 0 | 0 | 0 | 0 | 0 | 0
F6_Industrial_Petroleum_New_Space Heating_Natural Gas_Thermostat - Programmable_A_Achievable Economic TRC Potential | F6 | Industrial | Petroleum | New | Space Heating | Natural Gas | Thermostat - Programmable | A | Standalone Impact on Baseline Winter Peak (%) | Achievable Economic TRC Potential | 0% | 0% | 0% | 0% | 0% | 0% | 0% | 0% | 0% | 0% | 0% | 0% | 0% | 0% | 0% | 0% | 0% | 0% | 0% | 0% | 0% | 0% | 0% | 0% | 0 | 0 | 0 | 0 | 0 | 0 | 0
F7_Industrial_Petroleum_New_Space Heating_Natural Gas_Thermostat - Programmable_A_Achievable Economic TRC Potential | F7 | Industrial | Petroleum | New | Space Heating | Natural Gas | Thermostat - Programmable | A | Incremental Energy Savings (MWh or mTherms) | Achievable Economic TRC Potential | 0 | 0 | 0 | 0 | 0 | 0 | 0 | 0 | 0 | 0 | 0 | 0 | 0 | 0 | 0 | 0 | 0 | 0 | 0 | 0 | 0 | 0 | 0 | 0 | 0 | 0 | 0 | 0 | 0 | 0 | 0
F8_Industrial_Petroleum_New_Space Heating_Natural Gas_Thermostat - Programmable_A_Achievable Economic TRC Potential | F8 | Industrial | Petroleum | New | Space Heating | Natural Gas | Thermostat - Programmable | A | Incremental Summer Peak Savings (MW) | Achievable Economic TRC Potential | 0 | 0 | 0 | 0 | 0 | 0 | 0 | 0 | 0 | 0 | 0 | 0 | 0 | 0 | 0 | 0 | 0 | 0 | 0 | 0 | 0 | 0 | 0 | 0 | 0 | 0 | 0 | 0 | 0 | 0 | 0
F9_Industrial_Petroleum_New_Space Heating_Natural Gas_Thermostat - Programmable_A_Achievable Economic TRC Potential | F9 | Industrial | Petroleum | New | Space Heating | Natural Gas | Thermostat - Programmable | A | Incremental Winter Peak Savings (MW) | Achievable Economic TRC Potential | 0 | 0 | 0 | 0 | 0 | 0 | 0 | 0 | 0 | 0 | 0 | 0 | 0 | 0 | 0 | 0 | 0 | 0 | 0 | 0 | 0 | 0 | 0 | 0 | 0 | 0 | 0 | 0 | 0 | 0 | 0
F10_Industrial_Petroleum_New_Space Heating_Natural Gas_Thermostat - Programmable_A_Achievable Economic TRC Potential | F10 | Industrial | Petroleum | New | Space Heating | Natural Gas | Thermostat - Programmable | A | Cumulative Energy Savings (MWh or mTherms) | Achievable Economic TRC Potential | 0 | 0 | 0 | 0 | 0 | 0 | 0 | 0 | 0 | 0 | 0 | 0 | 0 | 0 | 0 | 0 | 0 | 0 | 0 | 0 | 0 | 0 | 0 | 0 | 0 | 0 | 0 | 0 | 0 | 0 | 0
F11_Industrial_Petroleum_New_Space Heating_Natural Gas_Thermostat - Programmable_A_Achievable Economic TRC Potential | F11 | Industrial | Petroleum | New | Space Heating | Natural Gas | Thermostat - Programmable | A | Cumulative Summer Peak Savings (MW) | Achievable Economic TRC Potential | 0 | 0 | 0 | 0 | 0 | 0 | 0 | 0 | 0 | 0 | 0 | 0 | 0 | 0 | 0 | 0 | 0 | 0 | 0 | 0 | 0 | 0 | 0 | 0 | 0 | 0 | 0 | 0 | 0 | 0 | 0
F12_Industrial_Petroleum_New_Space Heating_Natural Gas_Thermostat - Programmable_A_Achievable Economic TRC Potential | F12 | Industrial | Petroleum | New | Space Heating | Natural Gas | Thermostat - Programmable | A | Cumulative Winter Peak Savings (MW) | Achievable Economic TRC Potential | 0 | 0 | 0 | 0 | 0 | 0 | 0 | 0 | 0 | 0 | 0 | 0 | 0 | 0 | 0 | 0 | 0 | 0 | 0 | 0 | 0 | 0 | 0 | 0 | 0 | 0 | 0 | 0 | 0 | 0 | 0
F13_Industrial_Petroleum_New_Space Heating_Natural Gas_Thermostat - Programmable_A_Achievable Economic TRC Potential | F13 | Industrial | Petroleum | New | Space Heating | Natural Gas | Thermostat - Programmable | A | Purchases (Incremental) | Achievable Economic TRC Potential | 0 | 0 | 0 | 0 | 0 | 0 | 0 | 0 | 0 | 0 | 0 | 0 | 0 | 0 | 0 | 0 | 0 | 0 | 0 | 0 | 0 | 0 | 0 | 0 | 0 | 0 | 0 | 0 | 0 | 0 | 0
F14_Industrial_Petroleum_New_Space Heating_Natural Gas_Thermostat - Programmable_A_Achievable Economic TRC Potential | F14 | Industrial | Petroleum | New | Space Heating | Natural Gas | Thermostat - Programmable | A | Purchases (Cumulative) | Achievable Economic TRC Potential | 0 | 0 | 0 | 0 | 0 | 0 | 0 | 0 | 0 | 0 | 0 | 0 | 0 | 0 | 0 | 0 | 0 | 0 | 0 | 0 | 0 | 0 | 0 | 0 | 0 | 0 | 0 | 0 | 0 | 0 | 0
F1_Industrial_Petroleum_New_Space Heating_Natural Gas_ENERGY STAR Connected Thermostat_A_Achievable Economic TRC Potential | F1 | Industrial | Petroleum | New | Space Heating | Natural Gas | ENERGY STAR Connected Thermostat | A | Original Unit Energy Savings (kWh or therms) | Achievable Economic TRC Potential | 0 | 0 | 0 | 0 | 0 | 0 | 0 | 0 | 0 | 0 | 0 | 0 | 0 | 0 | 0 | 0 | 0 | 0 | 0 | 0 | 0 | 0 | 0 | 0 | 0 | 0 | 0 | 0 | 0 | 0 | 0
F2_Industrial_Petroleum_New_Space Heating_Natural Gas_ENERGY STAR Connected Thermostat_A_Achievable Economic TRC Potential | F2 | Industrial | Petroleum | New | Space Heating | Natural Gas | ENERGY STAR Connected Thermostat | A | Original Unit Summer Peak Savings (kW) | Achievable Economic TRC Potential | 0 | 0 | 0 | 0 | 0 | 0 | 0 | 0 | 0 | 0 | 0 | 0 | 0 | 0 | 0 | 0 | 0 | 0 | 0 | 0 | 0 | 0 | 0 | 0 | 0 | 0 | 0 | 0 | 0 | 0 | 0
F3_Industrial_Petroleum_New_Space Heating_Natural Gas_ENERGY STAR Connected Thermostat_A_Achievable Economic TRC Potential | F3 | Industrial | Petroleum | New | Space Heating | Natural Gas | ENERGY STAR Connected Thermostat | A | Original Unit Winter Peak Savings (kW) | Achievable Economic TRC Potential | 0 | 0 | 0 | 0 | 0 | 0 | 0 | 0 | 0 | 0 | 0 | 0 | 0 | 0 | 0 | 0 | 0 | 0 | 0 | 0 | 0 | 0 | 0 | 0 | 0 | 0 | 0 | 0 | 0 | 0 | 0
F4_Industrial_Petroleum_New_Space Heating_Natural Gas_ENERGY STAR Connected Thermostat_A_Achievable Economic TRC Potential | F4 | Industrial | Petroleum | New | Space Heating | Natural Gas | ENERGY STAR Connected Thermostat | A | Standalone Impact on Baseline Energy (%) | Achievable Economic TRC Potential | 0% | 0% | 0% | 0% | 0% | 0% | 0% | 0% | 0% | 0% | 0% | 0% | 0% | 0% | 0% | 0% | 0% | 0% | 0% | 0% | 0% | 0% | 0% | 0% | 0 | 0 | 0 | 0 | 0 | 0 | 0
F5_Industrial_Petroleum_New_Space Heating_Natural Gas_ENERGY STAR Connected Thermostat_A_Achievable Economic TRC Potential | F5 | Industrial | Petroleum | New | Space Heating | Natural Gas | ENERGY STAR Connected Thermostat | A | Standalone Impact on Baseline Summer Peak (%) | Achievable Economic TRC Potential | 0% | 0% | 0% | 0% | 0% | 0% | 0% | 0% | 0% | 0% | 0% | 0% | 0% | 0% | 0% | 0% | 0% | 0% | 0% | 0% | 0% | 0% | 0% | 0% | 0 | 0 | 0 | 0 | 0 | 0 | 0
F6_Industrial_Petroleum_New_Space Heating_Natural Gas_ENERGY STAR Connected Thermostat_A_Achievable Economic TRC Potential | F6 | Industrial | Petroleum | New | Space Heating | Natural Gas | ENERGY STAR Connected Thermostat | A | Standalone Impact on Baseline Winter Peak (%) | Achievable Economic TRC Potential | 0% | 0% | 0% | 0% | 0% | 0% | 0% | 0% | 0% | 0% | 0% | 0% | 0% | 0% | 0% | 0% | 0% | 0% | 0% | 0% | 0% | 0% | 0% | 0% | 0 | 0 | 0 | 0 | 0 | 0 | 0
F7_Industrial_Petroleum_New_Space Heating_Natural Gas_ENERGY STAR Connected Thermostat_A_Achievable Economic TRC Potential | F7 | Industrial | Petroleum | New | Space Heating | Natural Gas | ENERGY STAR Connected Thermostat | A | Incremental Energy Savings (MWh or mTherms) | Achievable Economic TRC Potential | 0 | 0 | 0 | 0 | 0 | 0 | 0 | 0 | 0 | 0 | 0 | 0 | 0 | 0 | 0 | 0 | 0 | 0 | 0 | 0 | 0 | 0 | 0 | 0 | 0 | 0 | 0 | 0 | 0 | 0 | 0
F8_Industrial_Petroleum_New_Space Heating_Natural Gas_ENERGY STAR Connected Thermostat_A_Achievable Economic TRC Potential | F8 | Industrial | Petroleum | New | Space Heating | Natural Gas | ENERGY STAR Connected Thermostat | A | Incremental Summer Peak Savings (MW) | Achievable Economic TRC Potential | 0 | 0 | 0 | 0 | 0 | 0 | 0 | 0 | 0 | 0 | 0 | 0 | 0 | 0 | 0 | 0 | 0 | 0 | 0 | 0 | 0 | 0 | 0 | 0 | 0 | 0 | 0 | 0 | 0 | 0 | 0
F9_Industrial_Petroleum_New_Space Heating_Natural Gas_ENERGY STAR Connected Thermostat_A_Achievable Economic TRC Potential | F9 | Industrial | Petroleum | New | Space Heating | Natural Gas | ENERGY STAR Connected Thermostat | A | Incremental Winter Peak Savings (MW) | Achievable Economic TRC Potential | 0 | 0 | 0 | 0 | 0 | 0 | 0 | 0 | 0 | 0 | 0 | 0 | 0 | 0 | 0 | 0 | 0 | 0 | 0 | 0 | 0 | 0 | 0 | 0 | 0 | 0 | 0 | 0 | 0 | 0 | 0
F10_Industrial_Petroleum_New_Space Heating_Natural Gas_ENERGY STAR Connected Thermostat_A_Achievable Economic TRC Potential | F10 | Industrial | Petroleum | New | Space Heating | Natural Gas | ENERGY STAR Connected Thermostat | A | Cumulative Energy Savings (MWh or mTherms) | Achievable Economic TRC Potential | 0 | 0 | 0 | 0 | 0 | 0 | 0 | 0 | 0 | 0 | 0 | 0 | 0 | 0 | 0 | 0 | 0 | 0 | 0 | 0 | 0 | 0 | 0 | 0 | 0 | 0 | 0 | 0 | 0 | 0 | 0
F11_Industrial_Petroleum_New_Space Heating_Natural Gas_ENERGY STAR Connected Thermostat_A_Achievable Economic TRC Potential | F11 | Industrial | Petroleum | New | Space Heating | Natural Gas | ENERGY STAR Connected Thermostat | A | Cumulative Summer Peak Savings (MW) | Achievable Economic TRC Potential | 0 | 0 | 0 | 0 | 0 | 0 | 0 | 0 | 0 | 0 | 0 | 0 | 0 | 0 | 0 | 0 | 0 | 0 | 0 | 0 | 0 | 0 | 0 | 0 | 0 | 0 | 0 | 0 | 0 | 0 | 0
F12_Industrial_Petroleum_New_Space Heating_Natural Gas_ENERGY STAR Connected Thermostat_A_Achievable Economic TRC Potential | F12 | Industrial | Petroleum | New | Space Heating | Natural Gas | ENERGY STAR Connected Thermostat | A | Cumulative Winter Peak Savings (MW) | Achievable Economic TRC Potential | 0 | 0 | 0 | 0 | 0 | 0 | 0 | 0 | 0 | 0 | 0 | 0 | 0 | 0 | 0 | 0 | 0 | 0 | 0 | 0 | 0 | 0 | 0 | 0 | 0 | 0 | 0 | 0 | 0 | 0 | 0
F13_Industrial_Petroleum_New_Space Heating_Natural Gas_ENERGY STAR Connected Thermostat_A_Achievable Economic TRC Potential | F13 | Industrial | Petroleum | New | Space Heating | Natural Gas | ENERGY STAR Connected Thermostat | A | Purchases (Incremental) | Achievable Economic TRC Potential | 0 | 0 | 0 | 0 | 0 | 0 | 0 | 0 | 0 | 0 | 0 | 0 | 0 | 0 | 0 | 0 | 0 | 0 | 0 | 0 | 0 | 0 | 0 | 0 | 0 | 0 | 0 | 0 | 0 | 0 | 0
F14_Industrial_Petroleum_New_Space Heating_Natural Gas_ENERGY STAR Connected Thermostat_A_Achievable Economic TRC Potential | F14 | Industrial | Petroleum | New | Space Heating | Natural Gas | ENERGY STAR Connected Thermostat | A | Purchases (Cumulative) | Achievable Economic TRC Potential | 0 | 0 | 0 | 0 | 0 | 0 | 0 | 0 | 0 | 0 | 0 | 0 | 0 | 0 | 0 | 0 | 0 | 0 | 0 | 0 | 0 | 0 | 0 | 0 | 0 | 0 | 0 | 0 | 0 | 0 | 0
F1_Industrial_Petroleum_New_Space Heating_Natural Gas_Destratification Fans (HVLS)_A_Achievable Economic TRC Potential | F1 | Industrial | Petroleum | New | Space Heating | Natural Gas | Destratification Fans (HVLS) | A | Original Unit Energy Savings (kWh or therms) | Achievable Economic TRC Potential | 0 | 0 | 0 | 0 | 0 | 0 | 0 | 0 | 0 | 0 | 0 | 0 | 0 | 0 | 0 | 0 | 0 | 0 | 0 | 0 | 0 | 0 | 0 | 0 | 0 | 0 | 0 | 0 | 0 | 0 | 0
F2_Industrial_Petroleum_New_Space Heating_Natural Gas_Destratification Fans (HVLS)_A_Achievable Economic TRC Potential | F2 | Industrial | Petroleum | New | Space Heating | Natural Gas | Destratification Fans (HVLS) | A | Original Unit Summer Peak Savings (kW) | Achievable Economic TRC Potential | 0 | 0 | 0 | 0 | 0 | 0 | 0 | 0 | 0 | 0 | 0 | 0 | 0 | 0 | 0 | 0 | 0 | 0 | 0 | 0 | 0 | 0 | 0 | 0 | 0 | 0 | 0 | 0 | 0 | 0 | 0
F3_Industrial_Petroleum_New_Space Heating_Natural Gas_Destratification Fans (HVLS)_A_Achievable Economic TRC Potential | F3 | Industrial | Petroleum | New | Space Heating | Natural Gas | Destratification Fans (HVLS) | A | Original Unit Winter Peak Savings (kW) | Achievable Economic TRC Potential | 0 | 0 | 0 | 0 | 0 | 0 | 0 | 0 | 0 | 0 | 0 | 0 | 0 | 0 | 0 | 0 | 0 | 0 | 0 | 0 | 0 | 0 | 0 | 0 | 0 | 0 | 0 | 0 | 0 | 0 | 0
F4_Industrial_Petroleum_New_Space Heating_Natural Gas_Destratification Fans (HVLS)_A_Achievable Economic TRC Potential | F4 | Industrial | Petroleum | New | Space Heating | Natural Gas | Destratification Fans (HVLS) | A | Standalone Impact on Baseline Energy (%) | Achievable Economic TRC Potential | 0% | 0% | 0% | 0% | 0% | 0% | 0% | 0% | 0% | 0% | 0% | 0% | 0% | 0% | 0% | 0% | 0% | 0% | 0% | 0% | 0% | 0% | 0% | 0% | 0 | 0 | 0 | 0 | 0 | 0 | 0
F5_Industrial_Petroleum_New_Space Heating_Natural Gas_Destratification Fans (HVLS)_A_Achievable Economic TRC Potential | F5 | Industrial | Petroleum | New | Space Heating | Natural Gas | Destratification Fans (HVLS) | A | Standalone Impact on Baseline Summer Peak (%) | Achievable Economic TRC Potential | 0% | 0% | 0% | 0% | 0% | 0% | 0% | 0% | 0% | 0% | 0% | 0% | 0% | 0% | 0% | 0% | 0% | 0% | 0% | 0% | 0% | 0% | 0% | 0% | 0 | 0 | 0 | 0 | 0 | 0 | 0
F6_Industrial_Petroleum_New_Space Heating_Natural Gas_Destratification Fans (HVLS)_A_Achievable Economic TRC Potential | F6 | Industrial | Petroleum | New | Space Heating | Natural Gas | Destratification Fans (HVLS) | A | Standalone Impact on Baseline Winter Peak (%) | Achievable Economic TRC Potential | 0% | 0% | 0% | 0% | 0% | 0% | 0% | 0% | 0% | 0% | 0% | 0% | 0% | 0% | 0% | 0% | 0% | 0% | 0% | 0% | 0% | 0% | 0% | 0% | 0 | 0 | 0 | 0 | 0 | 0 | 0
F7_Industrial_Petroleum_New_Space Heating_Natural Gas_Destratification Fans (HVLS)_A_Achievable Economic TRC Potential | F7 | Industrial | Petroleum | New | Space Heating | Natural Gas | Destratification Fans (HVLS) | A | Incremental Energy Savings (MWh or mTherms) | Achievable Economic TRC Potential | 0 | 0 | 0 | 0 | 0 | 0 | 0 | 0 | 0 | 0 | 0 | 0 | 0 | 0 | 0 | 0 | 0 | 0 | 0 | 0 | 0 | 0 | 0 | 0 | 0 | 0 | 0 | 0 | 0 | 0 | 0
F8_Industrial_Petroleum_New_Space Heating_Natural Gas_Destratification Fans (HVLS)_A_Achievable Economic TRC Potential | F8 | Industrial | Petroleum | New | Space Heating | Natural Gas | Destratification Fans (HVLS) | A | Incremental Summer Peak Savings (MW) | Achievable Economic TRC Potential | 0 | 0 | 0 | 0 | 0 | 0 | 0 | 0 | 0 | 0 | 0 | 0 | 0 | 0 | 0 | 0 | 0 | 0 | 0 | 0 | 0 | 0 | 0 | 0 | 0 | 0 | 0 | 0 | 0 | 0 | 0
F9_Industrial_Petroleum_New_Space Heating_Natural Gas_Destratification Fans (HVLS)_A_Achievable Economic TRC Potential | F9 | Industrial | Petroleum | New | Space Heating | Natural Gas | Destratification Fans (HVLS) | A | Incremental Winter Peak Savings (MW) | Achievable Economic TRC Potential | 0 | 0 | 0 | 0 | 0 | 0 | 0 | 0 | 0 | 0 | 0 | 0 | 0 | 0 | 0 | 0 | 0 | 0 | 0 | 0 | 0 | 0 | 0 | 0 | 0 | 0 | 0 | 0 | 0 | 0 | 0
F10_Industrial_Petroleum_New_Space Heating_Natural Gas_Destratification Fans (HVLS)_A_Achievable Economic TRC Potential | F10 | Industrial | Petroleum | New | Space Heating | Natural Gas | Destratification Fans (HVLS) | A | Cumulative Energy Savings (MWh or mTherms) | Achievable Economic TRC Potential | 0 | 0 | 0 | 0 | 0 | 0 | 0 | 0 | 0 | 0 | 0 | 0 | 0 | 0 | 0 | 0 | 0 | 0 | 0 | 0 | 0 | 0 | 0 | 0 | 0 | 0 | 0 | 0 | 0 | 0 | 0
F11_Industrial_Petroleum_New_Space Heating_Natural Gas_Destratification Fans (HVLS)_A_Achievable Economic TRC Potential | F11 | Industrial | Petroleum | New | Space Heating | Natural Gas | Destratification Fans (HVLS) | A | Cumulative Summer Peak Savings (MW) | Achievable Economic TRC Potential | 0 | 0 | 0 | 0 | 0 | 0 | 0 | 0 | 0 | 0 | 0 | 0 | 0 | 0 | 0 | 0 | 0 | 0 | 0 | 0 | 0 | 0 | 0 | 0 | 0 | 0 | 0 | 0 | 0 | 0 | 0
F12_Industrial_Petroleum_New_Space Heating_Natural Gas_Destratification Fans (HVLS)_A_Achievable Economic TRC Potential | F12 | Industrial | Petroleum | New | Space Heating | Natural Gas | Destratification Fans (HVLS) | A | Cumulative Winter Peak Savings (MW) | Achievable Economic TRC Potential | 0 | 0 | 0 | 0 | 0 | 0 | 0 | 0 | 0 | 0 | 0 | 0 | 0 | 0 | 0 | 0 | 0 | 0 | 0 | 0 | 0 | 0 | 0 | 0 | 0 | 0 | 0 | 0 | 0 | 0 | 0
F13_Industrial_Petroleum_New_Space Heating_Natural Gas_Destratification Fans (HVLS)_A_Achievable Economic TRC Potential | F13 | Industrial | Petroleum | New | Space Heating | Natural Gas | Destratification Fans (HVLS) | A | Purchases (Incremental) | Achievable Economic TRC Potential | 0 | 0 | 0 | 0 | 0 | 0 | 0 | 0 | 0 | 0 | 0 | 0 | 0 | 0 | 0 | 0 | 0 | 0 | 0 | 0 | 0 | 0 | 0 | 0 | 0 | 0 | 0 | 0 | 0 | 0 | 0
F14_Industrial_Petroleum_New_Space Heating_Natural Gas_Destratification Fans (HVLS)_A_Achievable Economic TRC Potential | F14 | Industrial | Petroleum | New | Space Heating | Natural Gas | Destratification Fans (HVLS) | A | Purchases (Cumulative) | Achievable Economic TRC Potential | 0 | 0 | 0 | 0 | 0 | 0 | 0 | 0 | 0 | 0 | 0 | 0 | 0 | 0 | 0 | 0 | 0 | 0 | 0 | 0 | 0 | 0 | 0 | 0 | 0 | 0 | 0 | 0 | 0 | 0 | 0
F1_Industrial_Petroleum_New_Space Heating_Natural Gas_Gas Boiler - Insulate Steam Lines/Condensate Tank_A_Achievable Economic TRC Potential | F1 | Industrial | Petroleum | New | Space Heating | Natural Gas | Gas Boiler - Insulate Steam Lines/Condensate Tank | A | Original Unit Energy Savings (kWh or therms) | Achievable Economic TRC Potential | 0 | 0 | 0 | 0 | 0 | 0 | 0 | 0 | 0 | 0 | 0 | 0 | 0 | 0 | 0 | 0 | 0 | 0 | 0 | 0 | 0 | 0 | 0 | 0 | 0 | 0 | 0 | 0 | 0 | 0 | 0
F2_Industrial_Petroleum_New_Space Heating_Natural Gas_Gas Boiler - Insulate Steam Lines/Condensate Tank_A_Achievable Economic TRC Potential | F2 | Industrial | Petroleum | New | Space Heating | Natural Gas | Gas Boiler - Insulate Steam Lines/Condensate Tank | A | Original Unit Summer Peak Savings (kW) | Achievable Economic TRC Potential | 0 | 0 | 0 | 0 | 0 | 0 | 0 | 0 | 0 | 0 | 0 | 0 | 0 | 0 | 0 | 0 | 0 | 0 | 0 | 0 | 0 | 0 | 0 | 0 | 0 | 0 | 0 | 0 | 0 | 0 | 0
F3_Industrial_Petroleum_New_Space Heating_Natural Gas_Gas Boiler - Insulate Steam Lines/Condensate Tank_A_Achievable Economic TRC Potential | F3 | Industrial | Petroleum | New | Space Heating | Natural Gas | Gas Boiler - Insulate Steam Lines/Condensate Tank | A | Original Unit Winter Peak Savings (kW) | Achievable Economic TRC Potential | 0 | 0 | 0 | 0 | 0 | 0 | 0 | 0 | 0 | 0 | 0 | 0 | 0 | 0 | 0 | 0 | 0 | 0 | 0 | 0 | 0 | 0 | 0 | 0 | 0 | 0 | 0 | 0 | 0 | 0 | 0
F4_Industrial_Petroleum_New_Space Heating_Natural Gas_Gas Boiler - Insulate Steam Lines/Condensate Tank_A_Achievable Economic TRC Potential | F4 | Industrial | Petroleum | New | Space Heating | Natural Gas | Gas Boiler - Insulate Steam Lines/Condensate Tank | A | Standalone Impact on Baseline Energy (%) | Achievable Economic TRC Potential | 0% | 0% | 0% | 0% | 0% | 0% | 0% | 0% | 0% | 0% | 0% | 0% | 0% | 0% | 0% | 0% | 0% | 0% | 0% | 0% | 0% | 0% | 0% | 0% | 0 | 0 | 0 | 0 | 0 | 0 | 0
F5_Industrial_Petroleum_New_Space Heating_Natural Gas_Gas Boiler - Insulate Steam Lines/Condensate Tank_A_Achievable Economic TRC Potential | F5 | Industrial | Petroleum | New | Space Heating | Natural Gas | Gas Boiler - Insulate Steam Lines/Condensate Tank | A | Standalone Impact on Baseline Summer Peak (%) | Achievable Economic TRC Potential | 0% | 0% | 0% | 0% | 0% | 0% | 0% | 0% | 0% | 0% | 0% | 0% | 0% | 0% | 0% | 0% | 0% | 0% | 0% | 0% | 0% | 0% | 0% | 0% | 0 | 0 | 0 | 0 | 0 | 0 | 0
F6_Industrial_Petroleum_New_Space Heating_Natural Gas_Gas Boiler - Insulate Steam Lines/Condensate Tank_A_Achievable Economic TRC Potential | F6 | Industrial | Petroleum | New | Space Heating | Natural Gas | Gas Boiler - Insulate Steam Lines/Condensate Tank | A | Standalone Impact on Baseline Winter Peak (%) | Achievable Economic TRC Potential | 0% | 0% | 0% | 0% | 0% | 0% | 0% | 0% | 0% | 0% | 0% | 0% | 0% | 0% | 0% | 0% | 0% | 0% | 0% | 0% | 0% | 0% | 0% | 0% | 0 | 0 | 0 | 0 | 0 | 0 | 0
F7_Industrial_Petroleum_New_Space Heating_Natural Gas_Gas Boiler - Insulate Steam Lines/Condensate Tank_A_Achievable Economic TRC Potential | F7 | Industrial | Petroleum | New | Space Heating | Natural Gas | Gas Boiler - Insulate Steam Lines/Condensate Tank | A | Incremental Energy Savings (MWh or mTherms) | Achievable Economic TRC Potential | 0 | 0 | 0 | 0 | 0 | 0 | 0 | 0 | 0 | 0 | 0 | 0 | 0 | 0 | 0 | 0 | 0 | 0 | 0 | 0 | 0 | 0 | 0 | 0 | 0 | 0 | 0 | 0 | 0 | 0 | 0
F8_Industrial_Petroleum_New_Space Heating_Natural Gas_Gas Boiler - Insulate Steam Lines/Condensate Tank_A_Achievable Economic TRC Potential | F8 | Industrial | Petroleum | New | Space Heating | Natural Gas | Gas Boiler - Insulate Steam Lines/Condensate Tank | A | Incremental Summer Peak Savings (MW) | Achievable Economic TRC Potential | 0 | 0 | 0 | 0 | 0 | 0 | 0 | 0 | 0 | 0 | 0 | 0 | 0 | 0 | 0 | 0 | 0 | 0 | 0 | 0 | 0 | 0 | 0 | 0 | 0 | 0 | 0 | 0 | 0 | 0 | 0
F9_Industrial_Petroleum_New_Space Heating_Natural Gas_Gas Boiler - Insulate Steam Lines/Condensate Tank_A_Achievable Economic TRC Potential | F9 | Industrial | Petroleum | New | Space Heating | Natural Gas | Gas Boiler - Insulate Steam Lines/Condensate Tank | A | Incremental Winter Peak Savings (MW) | Achievable Economic TRC Potential | 0 | 0 | 0 | 0 | 0 | 0 | 0 | 0 | 0 | 0 | 0 | 0 | 0 | 0 | 0 | 0 | 0 | 0 | 0 | 0 | 0 | 0 | 0 | 0 | 0 | 0 | 0 | 0 | 0 | 0 | 0
F10_Industrial_Petroleum_New_Space Heating_Natural Gas_Gas Boiler - Insulate Steam Lines/Condensate Tank_A_Achievable Economic TRC Potential | F10 | Industrial | Petroleum | New | Space Heating | Natural Gas | Gas Boiler - Insulate Steam Lines/Condensate Tank | A | Cumulative Energy Savings (MWh or mTherms) | Achievable Economic TRC Potential | 0 | 0 | 0 | 0 | 0 | 0 | 0 | 0 | 0 | 0 | 0 | 0 | 0 | 0 | 0 | 0 | 0 | 0 | 0 | 0 | 0 | 0 | 0 | 0 | 0 | 0 | 0 | 0 | 0 | 0 | 0
F11_Industrial_Petroleum_New_Space Heating_Natural Gas_Gas Boiler - Insulate Steam Lines/Condensate Tank_A_Achievable Economic TRC Potential | F11 | Industrial | Petroleum | New | Space Heating | Natural Gas | Gas Boiler - Insulate Steam Lines/Condensate Tank | A | Cumulative Summer Peak Savings (MW) | Achievable Economic TRC Potential | 0 | 0 | 0 | 0 | 0 | 0 | 0 | 0 | 0 | 0 | 0 | 0 | 0 | 0 | 0 | 0 | 0 | 0 | 0 | 0 | 0 | 0 | 0 | 0 | 0 | 0 | 0 | 0 | 0 | 0 | 0
F12_Industrial_Petroleum_New_Space Heating_Natural Gas_Gas Boiler - Insulate Steam Lines/Condensate Tank_A_Achievable Economic TRC Potential | F12 | Industrial | Petroleum | New | Space Heating | Natural Gas | Gas Boiler - Insulate Steam Lines/Condensate Tank | A | Cumulative Winter Peak Savings (MW) | Achievable Economic TRC Potential | 0 | 0 | 0 | 0 | 0 | 0 | 0 | 0 | 0 | 0 | 0 | 0 | 0 | 0 | 0 | 0 | 0 | 0 | 0 | 0 | 0 | 0 | 0 | 0 | 0 | 0 | 0 | 0 | 0 | 0 | 0
F13_Industrial_Petroleum_New_Space Heating_Natural Gas_Gas Boiler - Insulate Steam Lines/Condensate Tank_A_Achievable Economic TRC Potential | F13 | Industrial | Petroleum | New | Space Heating | Natural Gas | Gas Boiler - Insulate Steam Lines/Condensate Tank | A | Purchases (Incremental) | Achievable Economic TRC Potential | 0 | 0 | 0 | 0 | 0 | 0 | 0 | 0 | 0 | 0 | 0 | 0 | 0 | 0 | 0 | 0 | 0 | 0 | 0 | 0 | 0 | 0 | 0 | 0 | 0 | 0 | 0 | 0 | 0 | 0 | 0
F14_Industrial_Petroleum_New_Space Heating_Natural Gas_Gas Boiler - Insulate Steam Lines/Condensate Tank_A_Achievable Economic TRC Potential | F14 | Industrial | Petroleum | New | Space Heating | Natural Gas | Gas Boiler - Insulate Steam Lines/Condensate Tank | A | Purchases (Cumulative) | Achievable Economic TRC Potential | 0 | 0 | 0 | 0 | 0 | 0 | 0 | 0 | 0 | 0 | 0 | 0 | 0 | 0 | 0 | 0 | 0 | 0 | 0 | 0 | 0 | 0 | 0 | 0 | 0 | 0 | 0 | 0 | 0 | 0 | 0
F1_Industrial_Petroleum_New_Process_Natural Gas_Gas Boiler - Insulate Steam Lines/Condensate Tank_A_Achievable Economic TRC Potential | F1 | Industrial | Petroleum | New | Process | Natural Gas | Gas Boiler - Insulate Steam Lines/Condensate Tank | A | Original Unit Energy Savings (kWh or therms) | Achievable Economic TRC Potential | 0 | 0 | 0 | 0 | 0 | 5813.0737 | 5813.0737 | 5813.0737 | 5813.0737 | 5813.0737 | 5813.0737 | 5813.0737 | 5813.0737 | 5813.0737 | 5813.0737 | 5813.0737 | 5813.0737 | 5813.0737 | 5813.0737 | 5813.0737 | 5813.0737 | 5813.0737 | 5813.0737 | 5813.0737 | 5813.0737 | 5813.0737 | 5813.0737 | 5813.0737 | 5813.0737 | 5813.0737 | 5813.0737
F2_Industrial_Petroleum_New_Process_Natural Gas_Gas Boiler - Insulate Steam Lines/Condensate Tank_A_Achievable Economic TRC Potential | F2 | Industrial | Petroleum | New | Process | Natural Gas | Gas Boiler - Insulate Steam Lines/Condensate Tank | A | Original Unit Summer Peak Savings (kW) | Achievable Economic TRC Potential | 0 | 0 | 0 | 0 | 0 | 0 | 0 | 0 | 0 | 0 | 0 | 0 | 0 | 0 | 0 | 0 | 0 | 0 | 0 | 0 | 0 | 0 | 0 | 0 | 0 | 0 | 0 | 0 | 0 | 0 | 0
F3_Industrial_Petroleum_New_Process_Natural Gas_Gas Boiler - Insulate Steam Lines/Condensate Tank_A_Achievable Economic TRC Potential | F3 | Industrial | Petroleum | New | Process | Natural Gas | Gas Boiler - Insulate Steam Lines/Condensate Tank | A | Original Unit Winter Peak Savings (kW) | Achievable Economic TRC Potential | 0 | 0 | 0 | 0 | 0 | 0 | 0 | 0 | 0 | 0 | 0 | 0 | 0 | 0 | 0 | 0 | 0 | 0 | 0 | 0 | 0 | 0 | 0 | 0 | 0 | 0 | 0 | 0 | 0 | 0 | 0
F4_Industrial_Petroleum_New_Process_Natural Gas_Gas Boiler - Insulate Steam Lines/Condensate Tank_A_Achievable Economic TRC Potential | F4 | Industrial | Petroleum | New | Process | Natural Gas | Gas Boiler - Insulate Steam Lines/Condensate Tank | A | Standalone Impact on Baseline Energy (%) | Achievable Economic TRC Potential | 0% | 0% | 0% | 0% | 0% | 0.01727% | 0.03184% | 0.04482% | 0.05679% | 0.06805% | 0.0788% | 0.08927% | 0.09946% | 0.1094% | 0.1193% | 0.1291% | 0.1387% | 0.1483% | 0.1577% | 0.1672% | 0.1766% | 0.1859% | 0.1952% | 0.2045% | 0.0021377 | 0.0020574 | 0.0019831 | 0.0019142 | 0 | 0 | 0
F5_Industrial_Petroleum_New_Process_Natural Gas_Gas Boiler - Insulate Steam Lines/Condensate Tank_A_Achievable Economic TRC Potential | F5 | Industrial | Petroleum | New | Process | Natural Gas | Gas Boiler - Insulate Steam Lines/Condensate Tank | A | Standalone Impact on Baseline Summer Peak (%) | Achievable Economic TRC Potential | 0% | 0% | 0% | 0% | 0% | 0% | 0% | 0% | 0% | 0% | 0% | 0% | 0% | 0% | 0% | 0% | 0% | 0% | 0% | 0% | 0% | 0% | 0% | 0% | 0 | 0 | 0 | 0 | 0 | 0 | 0
F6_Industrial_Petroleum_New_Process_Natural Gas_Gas Boiler - Insulate Steam Lines/Condensate Tank_A_Achievable Economic TRC Potential | F6 | Industrial | Petroleum | New | Process | Natural Gas | Gas Boiler - Insulate Steam Lines/Condensate Tank | A | Standalone Impact on Baseline Winter Peak (%) | Achievable Economic TRC Potential | 0% | 0% | 0% | 0% | 0% | 0% | 0% | 0% | 0% | 0% | 0% | 0% | 0% | 0% | 0% | 0% | 0% | 0% | 0% | 0% | 0% | 0% | 0% | 0% | 0 | 0 | 0 | 0 | 0 | 0 | 0
F7_Industrial_Petroleum_New_Process_Natural Gas_Gas Boiler - Insulate Steam Lines/Condensate Tank_A_Achievable Economic TRC Potential | F7 | Industrial | Petroleum | New | Process | Natural Gas | Gas Boiler - Insulate Steam Lines/Condensate Tank | A | Incremental Energy Savings (MWh or mTherms) | Achievable Economic TRC Potential | 0 | 0 | 0 | 0 | 0 | 0.020381 | 0.024146 | 0.027908 | 0.031649 | 0.035392 | 0.039137 | 0.042836 | 0.046524 | 0.050204 | 0.053826 | 0.057462 | 0.061064 | 0.064665 | 0.068249 | 0.071801 | 0.075357 | 0.078898 | 0.082425 | 0.08594 | 0.089442 | 0.020381 | 0.024146 | 0.027908 | 0.031649 | 0.035392 | 0.039137
F8_Industrial_Petroleum_New_Process_Natural Gas_Gas Boiler - Insulate Steam Lines/Condensate Tank_A_Achievable Economic TRC Potential | F8 | Industrial | Petroleum | New | Process | Natural Gas | Gas Boiler - Insulate Steam Lines/Condensate Tank | A | Incremental Summer Peak Savings (MW) | Achievable Economic TRC Potential | 0 | 0 | 0 | 0 | 0 | 0 | 0 | 0 | 0 | 0 | 0 | 0 | 0 | 0 | 0 | 0 | 0 | 0 | 0 | 0 | 0 | 0 | 0 | 0 | 0 | 0 | 0 | 0 | 0 | 0 | 0
F9_Industrial_Petroleum_New_Process_Natural Gas_Gas Boiler - Insulate Steam Lines/Condensate Tank_A_Achievable Economic TRC Potential | F9 | Industrial | Petroleum | New | Process | Natural Gas | Gas Boiler - Insulate Steam Lines/Condensate Tank | A | Incremental Winter Peak Savings (MW) | Achievable Economic TRC Potential | 0 | 0 | 0 | 0 | 0 | 0 | 0 | 0 | 0 | 0 | 0 | 0 | 0 | 0 | 0 | 0 | 0 | 0 | 0 | 0 | 0 | 0 | 0 | 0 | 0 | 0 | 0 | 0 | 0 | 0 | 0
F10_Industrial_Petroleum_New_Process_Natural Gas_Gas Boiler - Insulate Steam Lines/Condensate Tank_A_Achievable Economic TRC Potential | F10 | Industrial | Petroleum | New | Process | Natural Gas | Gas Boiler - Insulate Steam Lines/Condensate Tank | A | Cumulative Energy Savings (MWh or mTherms) | Achievable Economic TRC Potential | 0 | 0 | 0 | 0 | 0 | 0.020381 | 0.044526 | 0.072435 | 0.10408 | 0.13948 | 0.17861 | 0.22145 | 0.26797 | 0.31818 | 0.372 | 0.42947 | 0.49053 | 0.5552 | 0.62344 | 0.69524 | 0.7706 | 0.8495 | 0.93192 | 1.0179 | 1.1073 | 1.1073 | 1.1073 | 1.1073 | 1.1073 | 1.1073 | 1.1073
F11_Industrial_Petroleum_New_Process_Natural Gas_Gas Boiler - Insulate Steam Lines/Condensate Tank_A_Achievable Economic TRC Potential | F11 | Industrial | Petroleum | New | Process | Natural Gas | Gas Boiler - Insulate Steam Lines/Condensate Tank | A | Cumulative Summer Peak Savings (MW) | Achievable Economic TRC Potential | 0 | 0 | 0 | 0 | 0 | 0 | 0 | 0 | 0 | 0 | 0 | 0 | 0 | 0 | 0 | 0 | 0 | 0 | 0 | 0 | 0 | 0 | 0 | 0 | 0 | 0 | 0 | 0 | 0 | 0 | 0
F12_Industrial_Petroleum_New_Process_Natural Gas_Gas Boiler - Insulate Steam Lines/Condensate Tank_A_Achievable Economic TRC Potential | F12 | Industrial | Petroleum | New | Process | Natural Gas | Gas Boiler - Insulate Steam Lines/Condensate Tank | A | Cumulative Winter Peak Savings (MW) | Achievable Economic TRC Potential | 0 | 0 | 0 | 0 | 0 | 0 | 0 | 0 | 0 | 0 | 0 | 0 | 0 | 0 | 0 | 0 | 0 | 0 | 0 | 0 | 0 | 0 | 0 | 0 | 0 | 0 | 0 | 0 | 0 | 0 | 0
F13_Industrial_Petroleum_New_Process_Natural Gas_Gas Boiler - Insulate Steam Lines/Condensate Tank_A_Achievable Economic TRC Potential | F13 | Industrial | Petroleum | New | Process | Natural Gas | Gas Boiler - Insulate Steam Lines/Condensate Tank | A | Purchases (Incremental) | Achievable Economic TRC Potential | 0 | 0 | 0 | 0 | 0 | 0.003506 | 0.0041537 | 0.004801 | 0.0054445 | 0.0060883 | 0.0067327 | 0.0073688 | 0.0080033 | 0.0086364 | 0.0092596 | 0.009885 | 0.010505 | 0.011124 | 0.011741 | 0.012352 | 0.012963 | 0.013572 | 0.014179 | 0.014784 | 0.015386 | 0.003506 | 0.0041537 | 0.004801 | 0.0054445 | 0.0060883 | 0.0067327
F14_Industrial_Petroleum_New_Process_Natural Gas_Gas Boiler - Insulate Steam Lines/Condensate Tank_A_Achievable Economic TRC Potential | F14 | Industrial | Petroleum | New | Process | Natural Gas | Gas Boiler - Insulate Steam Lines/Condensate Tank | A | Purchases (Cumulative) | Achievable Economic TRC Potential | 0 | 0 | 0 | 0 | 0 | 0.003506 | 0.0076597 | 0.012461 | 0.017905 | 0.023993 | 0.030726 | 0.038095 | 0.046098 | 0.054735 | 0.063994 | 0.073879 | 0.084384 | 0.095508 | 0.10725 | 0.1196 | 0.13256 | 0.14614 | 0.16032 | 0.1751 | 0.19049 | 0.19049 | 0.19049 | 0.19049 | 0.19049 | 0.19049 | 0.19049
F1_Industrial_Petroleum_New_Space Heating_Natural Gas_Gas Boiler - Insulate Hot Water Lines_A_Achievable Economic TRC Potential | F1 | Industrial | Petroleum | New | Space Heating | Natural Gas | Gas Boiler - Insulate Hot Water Lines | A | Original Unit Energy Savings (kWh or therms) | Achievable Economic TRC Potential | 0 | 0 | 0 | 0 | 0 | 0 | 0 | 0 | 0 | 0 | 0 | 0 | 0 | 0 | 0 | 0 | 0 | 0 | 0 | 0 | 0 | 0 | 0 | 0 | 0 | 0 | 0 | 0 | 0 | 0 | 0
F2_Industrial_Petroleum_New_Space Heating_Natural Gas_Gas Boiler - Insulate Hot Water Lines_A_Achievable Economic TRC Potential | F2 | Industrial | Petroleum | New | Space Heating | Natural Gas | Gas Boiler - Insulate Hot Water Lines | A | Original Unit Summer Peak Savings (kW) | Achievable Economic TRC Potential | 0 | 0 | 0 | 0 | 0 | 0 | 0 | 0 | 0 | 0 | 0 | 0 | 0 | 0 | 0 | 0 | 0 | 0 | 0 | 0 | 0 | 0 | 0 | 0 | 0 | 0 | 0 | 0 | 0 | 0 | 0
F3_Industrial_Petroleum_New_Space Heating_Natural Gas_Gas Boiler - Insulate Hot Water Lines_A_Achievable Economic TRC Potential | F3 | Industrial | Petroleum | New | Space Heating | Natural Gas | Gas Boiler - Insulate Hot Water Lines | A | Original Unit Winter Peak Savings (kW) | Achievable Economic TRC Potential | 0 | 0 | 0 | 0 | 0 | 0 | 0 | 0 | 0 | 0 | 0 | 0 | 0 | 0 | 0 | 0 | 0 | 0 | 0 | 0 | 0 | 0 | 0 | 0 | 0 | 0 | 0 | 0 | 0 | 0 | 0
F4_Industrial_Petroleum_New_Space Heating_Natural Gas_Gas Boiler - Insulate Hot Water Lines_A_Achievable Economic TRC Potential | F4 | Industrial | Petroleum | New | Space Heating | Natural Gas | Gas Boiler - Insulate Hot Water Lines | A | Standalone Impact on Baseline Energy (%) | Achievable Economic TRC Potential | 0% | 0% | 0% | 0% | 0% | 0% | 0% | 0% | 0% | 0% | 0% | 0% | 0% | 0% | 0% | 0% | 0% | 0% | 0% | 0% | 0% | 0% | 0% | 0% | 0 | 0 | 0 | 0 | 0 | 0 | 0
F5_Industrial_Petroleum_New_Space Heating_Natural Gas_Gas Boiler - Insulate Hot Water Lines_A_Achievable Economic TRC Potential | F5 | Industrial | Petroleum | New | Space Heating | Natural Gas | Gas Boiler - Insulate Hot Water Lines | A | Standalone Impact on Baseline Summer Peak (%) | Achievable Economic TRC Potential | 0% | 0% | 0% | 0% | 0% | 0% | 0% | 0% | 0% | 0% | 0% | 0% | 0% | 0% | 0% | 0% | 0% | 0% | 0% | 0% | 0% | 0% | 0% | 0% | 0 | 0 | 0 | 0 | 0 | 0 | 0
F6_Industrial_Petroleum_New_Space Heating_Natural Gas_Gas Boiler - Insulate Hot Water Lines_A_Achievable Economic TRC Potential | F6 | Industrial | Petroleum | New | Space Heating | Natural Gas | Gas Boiler - Insulate Hot Water Lines | A | Standalone Impact on Baseline Winter Peak (%) | Achievable Economic TRC Potential | 0% | 0% | 0% | 0% | 0% | 0% | 0% | 0% | 0% | 0% | 0% | 0% | 0% | 0% | 0% | 0% | 0% | 0% | 0% | 0% | 0% | 0% | 0% | 0% | 0 | 0 | 0 | 0 | 0 | 0 | 0
F7_Industrial_Petroleum_New_Space Heating_Natural Gas_Gas Boiler - Insulate Hot Water Lines_A_Achievable Economic TRC Potential | F7 | Industrial | Petroleum | New | Space Heating | Natural Gas | Gas Boiler - Insulate Hot Water Lines | A | Incremental Energy Savings (MWh or mTherms) | Achievable Economic TRC Potential | 0 | 0 | 0 | 0 | 0 | 0 | 0 | 0 | 0 | 0 | 0 | 0 | 0 | 0 | 0 | 0 | 0 | 0 | 0 | 0 | 0 | 0 | 0 | 0 | 0 | 0 | 0 | 0 | 0 | 0 | 0
F8_Industrial_Petroleum_New_Space Heating_Natural Gas_Gas Boiler - Insulate Hot Water Lines_A_Achievable Economic TRC Potential | F8 | Industrial | Petroleum | New | Space Heating | Natural Gas | Gas Boiler - Insulate Hot Water Lines | A | Incremental Summer Peak Savings (MW) | Achievable Economic TRC Potential | 0 | 0 | 0 | 0 | 0 | 0 | 0 | 0 | 0 | 0 | 0 | 0 | 0 | 0 | 0 | 0 | 0 | 0 | 0 | 0 | 0 | 0 | 0 | 0 | 0 | 0 | 0 | 0 | 0 | 0 | 0
F9_Industrial_Petroleum_New_Space Heating_Natural Gas_Gas Boiler - Insulate Hot Water Lines_A_Achievable Economic TRC Potential | F9 | Industrial | Petroleum | New | Space Heating | Natural Gas | Gas Boiler - Insulate Hot Water Lines | A | Incremental Winter Peak Savings (MW) | Achievable Economic TRC Potential | 0 | 0 | 0 | 0 | 0 | 0 | 0 | 0 | 0 | 0 | 0 | 0 | 0 | 0 | 0 | 0 | 0 | 0 | 0 | 0 | 0 | 0 | 0 | 0 | 0 | 0 | 0 | 0 | 0 | 0 | 0
F10_Industrial_Petroleum_New_Space Heating_Natural Gas_Gas Boiler - Insulate Hot Water Lines_A_Achievable Economic TRC Potential | F10 | Industrial | Petroleum | New | Space Heating | Natural Gas | Gas Boiler - Insulate Hot Water Lines | A | Cumulative Energy Savings (MWh or mTherms) | Achievable Economic TRC Potential | 0 | 0 | 0 | 0 | 0 | 0 | 0 | 0 | 0 | 0 | 0 | 0 | 0 | 0 | 0 | 0 | 0 | 0 | 0 | 0 | 0 | 0 | 0 | 0 | 0 | 0 | 0 | 0 | 0 | 0 | 0
F11_Industrial_Petroleum_New_Space Heating_Natural Gas_Gas Boiler - Insulate Hot Water Lines_A_Achievable Economic TRC Potential | F11 | Industrial | Petroleum | New | Space Heating | Natural Gas | Gas Boiler - Insulate Hot Water Lines | A | Cumulative Summer Peak Savings (MW) | Achievable Economic TRC Potential | 0 | 0 | 0 | 0 | 0 | 0 | 0 | 0 | 0 | 0 | 0 | 0 | 0 | 0 | 0 | 0 | 0 | 0 | 0 | 0 | 0 | 0 | 0 | 0 | 0 | 0 | 0 | 0 | 0 | 0 | 0
F12_Industrial_Petroleum_New_Space Heating_Natural Gas_Gas Boiler - Insulate Hot Water Lines_A_Achievable Economic TRC Potential | F12 | Industrial | Petroleum | New | Space Heating | Natural Gas | Gas Boiler - Insulate Hot Water Lines | A | Cumulative Winter Peak Savings (MW) | Achievable Economic TRC Potential | 0 | 0 | 0 | 0 | 0 | 0 | 0 | 0 | 0 | 0 | 0 | 0 | 0 | 0 | 0 | 0 | 0 | 0 | 0 | 0 | 0 | 0 | 0 | 0 | 0 | 0 | 0 | 0 | 0 | 0 | 0
F13_Industrial_Petroleum_New_Space Heating_Natural Gas_Gas Boiler - Insulate Hot Water Lines_A_Achievable Economic TRC Potential | F13 | Industrial | Petroleum | New | Space Heating | Natural Gas | Gas Boiler - Insulate Hot Water Lines | A | Purchases (Incremental) | Achievable Economic TRC Potential | 0 | 0 | 0 | 0 | 0 | 0 | 0 | 0 | 0 | 0 | 0 | 0 | 0 | 0 | 0 | 0 | 0 | 0 | 0 | 0 | 0 | 0 | 0 | 0 | 0 | 0 | 0 | 0 | 0 | 0 | 0
F14_Industrial_Petroleum_New_Space Heating_Natural Gas_Gas Boiler - Insulate Hot Water Lines_A_Achievable Economic TRC Potential | F14 | Industrial | Petroleum | New | Space Heating | Natural Gas | Gas Boiler - Insulate Hot Water Lines | A | Purchases (Cumulative) | Achievable Economic TRC Potential | 0 | 0 | 0 | 0 | 0 | 0 | 0 | 0 | 0 | 0 | 0 | 0 | 0 | 0 | 0 | 0 | 0 | 0 | 0 | 0 | 0 | 0 | 0 | 0 | 0 | 0 | 0 | 0 | 0 | 0 | 0
F1_Industrial_Petroleum_New_Process_Natural Gas_Gas Boiler - Insulate Hot Water Lines_A_Achievable Economic TRC Potential | F1 | Industrial | Petroleum | New | Process | Natural Gas | Gas Boiler - Insulate Hot Water Lines | A | Original Unit Energy Savings (kWh or therms) | Achievable Economic TRC Potential | 0 | 0 | 0 | 0 | 0 | 6570.6015 | 6570.6015 | 6570.6015 | 6570.6015 | 6570.6015 | 6570.6015 | 6570.6015 | 6570.6015 | 6570.6015 | 6570.6015 | 6570.6015 | 6570.6015 | 6570.6015 | 6570.6015 | 6570.6015 | 6570.6015 | 6570.6015 | 6570.6015 | 6570.6015 | 6570.6015 | 6570.6015 | 6570.6015 | 6570.6015 | 6570.6015 | 6570.6015 | 6570.6015
F2_Industrial_Petroleum_New_Process_Natural Gas_Gas Boiler - Insulate Hot Water Lines_A_Achievable Economic TRC Potential | F2 | Industrial | Petroleum | New | Process | Natural Gas | Gas Boiler - Insulate Hot Water Lines | A | Original Unit Summer Peak Savings (kW) | Achievable Economic TRC Potential | 0 | 0 | 0 | 0 | 0 | 0 | 0 | 0 | 0 | 0 | 0 | 0 | 0 | 0 | 0 | 0 | 0 | 0 | 0 | 0 | 0 | 0 | 0 | 0 | 0 | 0 | 0 | 0 | 0 | 0 | 0
F3_Industrial_Petroleum_New_Process_Natural Gas_Gas Boiler - Insulate Hot Water Lines_A_Achievable Economic TRC Potential | F3 | Industrial | Petroleum | New | Process | Natural Gas | Gas Boiler - Insulate Hot Water Lines | A | Original Unit Winter Peak Savings (kW) | Achievable Economic TRC Potential | 0 | 0 | 0 | 0 | 0 | 0 | 0 | 0 | 0 | 0 | 0 | 0 | 0 | 0 | 0 | 0 | 0 | 0 | 0 | 0 | 0 | 0 | 0 | 0 | 0 | 0 | 0 | 0 | 0 | 0 | 0
F4_Industrial_Petroleum_New_Process_Natural Gas_Gas Boiler - Insulate Hot Water Lines_A_Achievable Economic TRC Potential | F4 | Industrial | Petroleum | New | Process | Natural Gas | Gas Boiler - Insulate Hot Water Lines | A | Standalone Impact on Baseline Energy (%) | Achievable Economic TRC Potential | 0% | 0% | 0% | 0% | 0% | 0.01952% | 0.03599% | 0.05066% | 0.06419% | 0.07692% | 0.08907% | 0.1009% | 0.1124% | 0.1237% | 0.1349% | 0.1459% | 0.1568% | 0.1676% | 0.1783% | 0.189% | 0.1996% | 0.2101% | 0.2207% | 0.2312% | 0.0024163 | 0.0023255 | 0.0022415 | 0.0021636 | 0 | 0 | 0
F5_Industrial_Petroleum_New_Process_Natural Gas_Gas Boiler - Insulate Hot Water Lines_A_Achievable Economic TRC Potential | F5 | Industrial | Petroleum | New | Process | Natural Gas | Gas Boiler - Insulate Hot Water Lines | A | Standalone Impact on Baseline Summer Peak (%) | Achievable Economic TRC Potential | 0% | 0% | 0% | 0% | 0% | 0% | 0% | 0% | 0% | 0% | 0% | 0% | 0% | 0% | 0% | 0% | 0% | 0% | 0% | 0% | 0% | 0% | 0% | 0% | 0 | 0 | 0 | 0 | 0 | 0 | 0
F6_Industrial_Petroleum_New_Process_Natural Gas_Gas Boiler - Insulate Hot Water Lines_A_Achievable Economic TRC Potential | F6 | Industrial | Petroleum | New | Process | Natural Gas | Gas Boiler - Insulate Hot Water Lines | A | Standalone Impact on Baseline Winter Peak (%) | Achievable Economic TRC Potential | 0% | 0% | 0% | 0% | 0% | 0% | 0% | 0% | 0% | 0% | 0% | 0% | 0% | 0% | 0% | 0% | 0% | 0% | 0% | 0% | 0% | 0% | 0% | 0% | 0 | 0 | 0 | 0 | 0 | 0 | 0
F7_Industrial_Petroleum_New_Process_Natural Gas_Gas Boiler - Insulate Hot Water Lines_A_Achievable Economic TRC Potential | F7 | Industrial | Petroleum | New | Process | Natural Gas | Gas Boiler - Insulate Hot Water Lines | A | Incremental Energy Savings (MWh or mTherms) | Achievable Economic TRC Potential | 0 | 0 | 0 | 0 | 0 | 0.023037 | 0.027292 | 0.031545 | 0.035773 | 0.040004 | 0.044238 | 0.048418 | 0.052586 | 0.056747 | 0.060841 | 0.064951 | 0.069021 | 0.073092 | 0.077143 | 0.081157 | 0.085177 | 0.089179 | 0.093166 | 0.097139 | 0.1011 | 0.023037 | 0.027292 | 0.031545 | 0.035773 | 0.040004 | 0.044238
F8_Industrial_Petroleum_New_Process_Natural Gas_Gas Boiler - Insulate Hot Water Lines_A_Achievable Economic TRC Potential | F8 | Industrial | Petroleum | New | Process | Natural Gas | Gas Boiler - Insulate Hot Water Lines | A | Incremental Summer Peak Savings (MW) | Achievable Economic TRC Potential | 0 | 0 | 0 | 0 | 0 | 0 | 0 | 0 | 0 | 0 | 0 | 0 | 0 | 0 | 0 | 0 | 0 | 0 | 0 | 0 | 0 | 0 | 0 | 0 | 0 | 0 | 0 | 0 | 0 | 0 | 0
F9_Industrial_Petroleum_New_Process_Natural Gas_Gas Boiler - Insulate Hot Water Lines_A_Achievable Economic TRC Potential | F9 | Industrial | Petroleum | New | Process | Natural Gas | Gas Boiler - Insulate Hot Water Lines | A | Incremental Winter Peak Savings (MW) | Achievable Economic TRC Potential | 0 | 0 | 0 | 0 | 0 | 0 | 0 | 0 | 0 | 0 | 0 | 0 | 0 | 0 | 0 | 0 | 0 | 0 | 0 | 0 | 0 | 0 | 0 | 0 | 0 | 0 | 0 | 0 | 0 | 0 | 0
F10_Industrial_Petroleum_New_Process_Natural Gas_Gas Boiler - Insulate Hot Water Lines_A_Achievable Economic TRC Potential | F10 | Industrial | Petroleum | New | Process | Natural Gas | Gas Boiler - Insulate Hot Water Lines | A | Cumulative Energy Savings (MWh or mTherms) | Achievable Economic TRC Potential | 0 | 0 | 0 | 0 | 0 | 0.023037 | 0.050329 | 0.081874 | 0.11765 | 0.15765 | 0.20189 | 0.25031 | 0.30289 | 0.35964 | 0.42048 | 0.48543 | 0.55445 | 0.62754 | 0.70469 | 0.78585 | 0.87102 | 0.9602 | 1.0534 | 1.1505 | 1.2516 | 1.2516 | 1.2516 | 1.2516 | 1.2516 | 1.2516 | 1.2516
F11_Industrial_Petroleum_New_Process_Natural Gas_Gas Boiler - Insulate Hot Water Lines_A_Achievable Economic TRC Potential | F11 | Industrial | Petroleum | New | Process | Natural Gas | Gas Boiler - Insulate Hot Water Lines | A | Cumulative Summer Peak Savings (MW) | Achievable Economic TRC Potential | 0 | 0 | 0 | 0 | 0 | 0 | 0 | 0 | 0 | 0 | 0 | 0 | 0 | 0 | 0 | 0 | 0 | 0 | 0 | 0 | 0 | 0 | 0 | 0 | 0 | 0 | 0 | 0 | 0 | 0 | 0
F12_Industrial_Petroleum_New_Process_Natural Gas_Gas Boiler - Insulate Hot Water Lines_A_Achievable Economic TRC Potential | F12 | Industrial | Petroleum | New | Process | Natural Gas | Gas Boiler - Insulate Hot Water Lines | A | Cumulative Winter Peak Savings (MW) | Achievable Economic TRC Potential | 0 | 0 | 0 | 0 | 0 | 0 | 0 | 0 | 0 | 0 | 0 | 0 | 0 | 0 | 0 | 0 | 0 | 0 | 0 | 0 | 0 | 0 | 0 | 0 | 0 | 0 | 0 | 0 | 0 | 0 | 0
F13_Industrial_Petroleum_New_Process_Natural Gas_Gas Boiler - Insulate Hot Water Lines_A_Achievable Economic TRC Potential | F13 | Industrial | Petroleum | New | Process | Natural Gas | Gas Boiler - Insulate Hot Water Lines | A | Purchases (Incremental) | Achievable Economic TRC Potential | 0 | 0 | 0 | 0 | 0 | 0.003506 | 0.0041537 | 0.004801 | 0.0054445 | 0.0060883 | 0.0067327 | 0.0073688 | 0.0080033 | 0.0086364 | 0.0092596 | 0.009885 | 0.010505 | 0.011124 | 0.011741 | 0.012352 | 0.012963 | 0.013572 | 0.014179 | 0.014784 | 0.015386 | 0.003506 | 0.0041537 | 0.004801 | 0.0054445 | 0.0060883 | 0.0067327
F14_Industrial_Petroleum_New_Process_Natural Gas_Gas Boiler - Insulate Hot Water Lines_A_Achievable Economic TRC Potential | F14 | Industrial | Petroleum | New | Process | Natural Gas | Gas Boiler - Insulate Hot Water Lines | A | Purchases (Cumulative) | Achievable Economic TRC Potential | 0 | 0 | 0 | 0 | 0 | 0.003506 | 0.0076597 | 0.012461 | 0.017905 | 0.023993 | 0.030726 | 0.038095 | 0.046098 | 0.054735 | 0.063994 | 0.073879 | 0.084384 | 0.095508 | 0.10725 | 0.1196 | 0.13256 | 0.14614 | 0.16032 | 0.1751 | 0.19049 | 0.19049 | 0.19049 | 0.19049 | 0.19049 | 0.19049 | 0.19049
F1_Industrial_Petroleum_New_Process_Natural Gas_Process - Insulate Heated Process Fluids_A_Achievable Economic TRC Potential | F1 | Industrial | Petroleum | New | Process | Natural Gas | Process - Insulate Heated Process Fluids | A | Original Unit Energy Savings (kWh or therms) | Achievable Economic TRC Potential | 0 | 0 | 0 | 0 | 0 | 11059.7224 | 11059.7224 | 11059.7224 | 11059.7224 | 11059.7224 | 11059.7224 | 11059.7224 | 11059.7224 | 11059.7224 | 11059.7224 | 11059.7224 | 11059.7224 | 11059.7224 | 11059.7224 | 11059.7224 | 11059.7224 | 11059.7224 | 11059.7224 | 11059.7224 | 11059.7224 | 11059.7224 | 11059.7224 | 11059.7224 | 11059.7224 | 11059.7224 | 11059.7224
F2_Industrial_Petroleum_New_Process_Natural Gas_Process - Insulate Heated Process Fluids_A_Achievable Economic TRC Potential | F2 | Industrial | Petroleum | New | Process | Natural Gas | Process - Insulate Heated Process Fluids | A | Original Unit Summer Peak Savings (kW) | Achievable Economic TRC Potential | 0 | 0 | 0 | 0 | 0 | 0 | 0 | 0 | 0 | 0 | 0 | 0 | 0 | 0 | 0 | 0 | 0 | 0 | 0 | 0 | 0 | 0 | 0 | 0 | 0 | 0 | 0 | 0 | 0 | 0 | 0
F3_Industrial_Petroleum_New_Process_Natural Gas_Process - Insulate Heated Process Fluids_A_Achievable Economic TRC Potential | F3 | Industrial | Petroleum | New | Process | Natural Gas | Process - Insulate Heated Process Fluids | A | Original Unit Winter Peak Savings (kW) | Achievable Economic TRC Potential | 0 | 0 | 0 | 0 | 0 | 0 | 0 | 0 | 0 | 0 | 0 | 0 | 0 | 0 | 0 | 0 | 0 | 0 | 0 | 0 | 0 | 0 | 0 | 0 | 0 | 0 | 0 | 0 | 0 | 0 | 0
F4_Industrial_Petroleum_New_Process_Natural Gas_Process - Insulate Heated Process Fluids_A_Achievable Economic TRC Potential | F4 | Industrial | Petroleum | New | Process | Natural Gas | Process - Insulate Heated Process Fluids | A | Standalone Impact on Baseline Energy (%) | Achievable Economic TRC Potential | 0% | 0% | 0% | 0% | 0% | 0.07186% | 0.1325% | 0.1865% | 0.2363% | 0.2832% | 0.3208% | 0.3448% | 0.3589% | 0.3657% | 0.3676% | 0.3655% | 0.3609% | 0.3544% | 0.3466% | 0.3381% | 0.3291% | 0.3144% | 0.301% | 0.2887% | 0.0027737 | 0.0026695 | 0.0025731 | 0.0024836 | 0 | 0 | 0
F5_Industrial_Petroleum_New_Process_Natural Gas_Process - Insulate Heated Process Fluids_A_Achievable Economic TRC Potential | F5 | Industrial | Petroleum | New | Process | Natural Gas | Process - Insulate Heated Process Fluids | A | Standalone Impact on Baseline Summer Peak (%) | Achievable Economic TRC Potential | 0% | 0% | 0% | 0% | 0% | 0% | 0% | 0% | 0% | 0% | 0% | 0% | 0% | 0% | 0% | 0% | 0% | 0% | 0% | 0% | 0% | 0% | 0% | 0% | 0 | 0 | 0 | 0 | 0 | 0 | 0
F6_Industrial_Petroleum_New_Process_Natural Gas_Process - Insulate Heated Process Fluids_A_Achievable Economic TRC Potential | F6 | Industrial | Petroleum | New | Process | Natural Gas | Process - Insulate Heated Process Fluids | A | Standalone Impact on Baseline Winter Peak (%) | Achievable Economic TRC Potential | 0% | 0% | 0% | 0% | 0% | 0% | 0% | 0% | 0% | 0% | 0% | 0% | 0% | 0% | 0% | 0% | 0% | 0% | 0% | 0% | 0% | 0% | 0% | 0% | 0 | 0 | 0 | 0 | 0 | 0 | 0
F7_Industrial_Petroleum_New_Process_Natural Gas_Process - Insulate Heated Process Fluids_A_Achievable Economic TRC Potential | F7 | Industrial | Petroleum | New | Process | Natural Gas | Process - Insulate Heated Process Fluids | A | Incremental Energy Savings (MWh or mTherms) | Achievable Economic TRC Potential | 0 | 0 | 0 | 0 | 0 | 0.084821 | 0.10049 | 0.11615 | 0.13172 | 0.14729 | 0.1466 | 0.12836 | 0.11153 | 0.096281 | 0.082582 | 0.070528 | 0.059958 | 0.050796 | 0.042889 | 0.036097 | 0.030307 | 0.00021643 | 8.0754e-05 | 2.8704e-05 | 9.7413e-06 | 0.084821 | 0.10049 | 0.11615 | 0.13172 | 0.14729 | 0.1466
F8_Industrial_Petroleum_New_Process_Natural Gas_Process - Insulate Heated Process Fluids_A_Achievable Economic TRC Potential | F8 | Industrial | Petroleum | New | Process | Natural Gas | Process - Insulate Heated Process Fluids | A | Incremental Summer Peak Savings (MW) | Achievable Economic TRC Potential | 0 | 0 | 0 | 0 | 0 | 0 | 0 | 0 | 0 | 0 | 0 | 0 | 0 | 0 | 0 | 0 | 0 | 0 | 0 | 0 | 0 | 0 | 0 | 0 | 0 | 0 | 0 | 0 | 0 | 0 | 0
F9_Industrial_Petroleum_New_Process_Natural Gas_Process - Insulate Heated Process Fluids_A_Achievable Economic TRC Potential | F9 | Industrial | Petroleum | New | Process | Natural Gas | Process - Insulate Heated Process Fluids | A | Incremental Winter Peak Savings (MW) | Achievable Economic TRC Potential | 0 | 0 | 0 | 0 | 0 | 0 | 0 | 0 | 0 | 0 | 0 | 0 | 0 | 0 | 0 | 0 | 0 | 0 | 0 | 0 | 0 | 0 | 0 | 0 | 0 | 0 | 0 | 0 | 0 | 0 | 0
F10_Industrial_Petroleum_New_Process_Natural Gas_Process - Insulate Heated Process Fluids_A_Achievable Economic TRC Potential | F10 | Industrial | Petroleum | New | Process | Natural Gas | Process - Insulate Heated Process Fluids | A | Cumulative Energy Savings (MWh or mTherms) | Achievable Economic TRC Potential | 0 | 0 | 0 | 0 | 0 | 0.084821 | 0.18531 | 0.30146 | 0.43318 | 0.58048 | 0.72707 | 0.85543 | 0.96696 | 1.0632 | 1.1458 | 1.2163 | 1.2763 | 1.3271 | 1.37 | 1.4061 | 1.4364 | 1.4366 | 1.4367 | 1.4367 | 1.4367 | 1.4367 | 1.4367 | 1.4367 | 1.4367 | 1.4367 | 1.4367
F11_Industrial_Petroleum_New_Process_Natural Gas_Process - Insulate Heated Process Fluids_A_Achievable Economic TRC Potential | F11 | Industrial | Petroleum | New | Process | Natural Gas | Process - Insulate Heated Process Fluids | A | Cumulative Summer Peak Savings (MW) | Achievable Economic TRC Potential | 0 | 0 | 0 | 0 | 0 | 0 | 0 | 0 | 0 | 0 | 0 | 0 | 0 | 0 | 0 | 0 | 0 | 0 | 0 | 0 | 0 | 0 | 0 | 0 | 0 | 0 | 0 | 0 | 0 | 0 | 0
F12_Industrial_Petroleum_New_Process_Natural Gas_Process - Insulate Heated Process Fluids_A_Achievable Economic TRC Potential | F12 | Industrial | Petroleum | New | Process | Natural Gas | Process - Insulate Heated Process Fluids | A | Cumulative Winter Peak Savings (MW) | Achievable Economic TRC Potential | 0 | 0 | 0 | 0 | 0 | 0 | 0 | 0 | 0 | 0 | 0 | 0 | 0 | 0 | 0 | 0 | 0 | 0 | 0 | 0 | 0 | 0 | 0 | 0 | 0 | 0 | 0 | 0 | 0 | 0 | 0
F13_Industrial_Petroleum_New_Process_Natural Gas_Process - Insulate Heated Process Fluids_A_Achievable Economic TRC Potential | F13 | Industrial | Petroleum | New | Process | Natural Gas | Process - Insulate Heated Process Fluids | A | Purchases (Incremental) | Achievable Economic TRC Potential | 0 | 0 | 0 | 0 | 0 | 0.0076694 | 0.0090861 | 0.010502 | 0.01191 | 0.013318 | 0.013255 | 0.011606 | 0.010084 | 0.0087055 | 0.0074669 | 0.006377 | 0.0054213 | 0.0045929 | 0.0038779 | 0.0032638 | 0.0027403 | 1.957e-05 | 7.3016e-06 | 2.5953e-06 | 8.8079e-07 | 0.0076694 | 0.0090861 | 0.010502 | 0.01191 | 0.013318 | 0.013255
F14_Industrial_Petroleum_New_Process_Natural Gas_Process - Insulate Heated Process Fluids_A_Achievable Economic TRC Potential | F14 | Industrial | Petroleum | New | Process | Natural Gas | Process - Insulate Heated Process Fluids | A | Purchases (Cumulative) | Achievable Economic TRC Potential | 0 | 0 | 0 | 0 | 0 | 0.0076694 | 0.016756 | 0.027258 | 0.039167 | 0.052486 | 0.06574 | 0.077346 | 0.08743 | 0.096136 | 0.1036 | 0.10998 | 0.1154 | 0.11999 | 0.12387 | 0.12714 | 0.12988 | 0.1299 | 0.1299 | 0.12991 | 0.12991 | 0.12991 | 0.12991 | 0.12991 | 0.12991 | 0.12991 | 0.12991
F1_Industrial_Petroleum_New_Process_Natural Gas_Process Heat Recovery_A_Achievable Economic TRC Potential | F1 | Industrial | Petroleum | New | Process | Natural Gas | Process Heat Recovery | A | Original Unit Energy Savings (kWh or therms) | Achievable Economic TRC Potential | 0 | 0 | 0 | 0 | 0 | 33.7751 | 33.7751 | 33.7751 | 33.7751 | 33.7751 | 33.7751 | 33.7751 | 33.7751 | 33.7751 | 33.7751 | 33.7751 | 33.7751 | 33.7751 | 33.7751 | 33.7751 | 33.7751 | 33.7751 | 33.7751 | 33.7751 | 33.7751 | 33.7751 | 33.7751 | 33.7751 | 0 | 0 | 0
F2_Industrial_Petroleum_New_Process_Natural Gas_Process Heat Recovery_A_Achievable Economic TRC Potential | F2 | Industrial | Petroleum | New | Process | Natural Gas | Process Heat Recovery | A | Original Unit Summer Peak Savings (kW) | Achievable Economic TRC Potential | 0 | 0 | 0 | 0 | 0 | 0 | 0 | 0 | 0 | 0 | 0 | 0 | 0 | 0 | 0 | 0 | 0 | 0 | 0 | 0 | 0 | 0 | 0 | 0 | 0 | 0 | 0 | 0 | 0 | 0 | 0
F3_Industrial_Petroleum_New_Process_Natural Gas_Process Heat Recovery_A_Achievable Economic TRC Potential | F3 | Industrial | Petroleum | New | Process | Natural Gas | Process Heat Recovery | A | Original Unit Winter Peak Savings (kW) | Achievable Economic TRC Potential | 0 | 0 | 0 | 0 | 0 | 0 | 0 | 0 | 0 | 0 | 0 | 0 | 0 | 0 | 0 | 0 | 0 | 0 | 0 | 0 | 0 | 0 | 0 | 0 | 0 | 0 | 0 | 0 | 0 | 0 | 0
F4_Industrial_Petroleum_New_Process_Natural Gas_Process Heat Recovery_A_Achievable Economic TRC Potential | F4 | Industrial | Petroleum | New | Process | Natural Gas | Process Heat Recovery | A | Standalone Impact on Baseline Energy (%) | Achievable Economic TRC Potential | 0% | 0% | 0% | 0% | 0% | 0% | 0% | 0% | 0% | 0% | 0% | 0% | 0% | 0% | 0% | 0% | 0% | 0% | 0% | 0% | 0% | 0% | 0% | 0% | 0 | 0 | 0 | 0 | 0 | 0 | 0
F5_Industrial_Petroleum_New_Process_Natural Gas_Process Heat Recovery_A_Achievable Economic TRC Potential | F5 | Industrial | Petroleum | New | Process | Natural Gas | Process Heat Recovery | A | Standalone Impact on Baseline Summer Peak (%) | Achievable Economic TRC Potential | 0% | 0% | 0% | 0% | 0% | 0% | 0% | 0% | 0% | 0% | 0% | 0% | 0% | 0% | 0% | 0% | 0% | 0% | 0% | 0% | 0% | 0% | 0% | 0% | 0 | 0 | 0 | 0 | 0 | 0 | 0
F6_Industrial_Petroleum_New_Process_Natural Gas_Process Heat Recovery_A_Achievable Economic TRC Potential | F6 | Industrial | Petroleum | New | Process | Natural Gas | Process Heat Recovery | A | Standalone Impact on Baseline Winter Peak (%) | Achievable Economic TRC Potential | 0% | 0% | 0% | 0% | 0% | 0% | 0% | 0% | 0% | 0% | 0% | 0% | 0% | 0% | 0% | 0% | 0% | 0% | 0% | 0% | 0% | 0% | 0% | 0% | 0 | 0 | 0 | 0 | 0 | 0 | 0
F7_Industrial_Petroleum_New_Process_Natural Gas_Process Heat Recovery_A_Achievable Economic TRC Potential | F7 | Industrial | Petroleum | New | Process | Natural Gas | Process Heat Recovery | A | Incremental Energy Savings (MWh or mTherms) | Achievable Economic TRC Potential | 0 | 0 | 0 | 0 | 0 | 0 | 0 | 0 | 0 | 0 | 0 | 0 | 0 | 0 | 0 | 0 | 0 | 0 | 0 | 0 | 0 | 0 | 0 | 0 | 0 | 0 | 0 | 0 | 0 | 0 | 0
F8_Industrial_Petroleum_New_Process_Natural Gas_Process Heat Recovery_A_Achievable Economic TRC Potential | F8 | Industrial | Petroleum | New | Process | Natural Gas | Process Heat Recovery | A | Incremental Summer Peak Savings (MW) | Achievable Economic TRC Potential | 0 | 0 | 0 | 0 | 0 | 0 | 0 | 0 | 0 | 0 | 0 | 0 | 0 | 0 | 0 | 0 | 0 | 0 | 0 | 0 | 0 | 0 | 0 | 0 | 0 | 0 | 0 | 0 | 0 | 0 | 0
F9_Industrial_Petroleum_New_Process_Natural Gas_Process Heat Recovery_A_Achievable Economic TRC Potential | F9 | Industrial | Petroleum | New | Process | Natural Gas | Process Heat Recovery | A | Incremental Winter Peak Savings (MW) | Achievable Economic TRC Potential | 0 | 0 | 0 | 0 | 0 | 0 | 0 | 0 | 0 | 0 | 0 | 0 | 0 | 0 | 0 | 0 | 0 | 0 | 0 | 0 | 0 | 0 | 0 | 0 | 0 | 0 | 0 | 0 | 0 | 0 | 0
F10_Industrial_Petroleum_New_Process_Natural Gas_Process Heat Recovery_A_Achievable Economic TRC Potential | F10 | Industrial | Petroleum | New | Process | Natural Gas | Process Heat Recovery | A | Cumulative Energy Savings (MWh or mTherms) | Achievable Economic TRC Potential | 0 | 0 | 0 | 0 | 0 | 0 | 0 | 0 | 0 | 0 | 0 | 0 | 0 | 0 | 0 | 0 | 0 | 0 | 0 | 0 | 0 | 0 | 0 | 0 | 0 | 0 | 0 | 0 | 0 | 0 | 0
F11_Industrial_Petroleum_New_Process_Natural Gas_Process Heat Recovery_A_Achievable Economic TRC Potential | F11 | Industrial | Petroleum | New | Process | Natural Gas | Process Heat Recovery | A | Cumulative Summer Peak Savings (MW) | Achievable Economic TRC Potential | 0 | 0 | 0 | 0 | 0 | 0 | 0 | 0 | 0 | 0 | 0 | 0 | 0 | 0 | 0 | 0 | 0 | 0 | 0 | 0 | 0 | 0 | 0 | 0 | 0 | 0 | 0 | 0 | 0 | 0 | 0
F12_Industrial_Petroleum_New_Process_Natural Gas_Process Heat Recovery_A_Achievable Economic TRC Potential | F12 | Industrial | Petroleum | New | Process | Natural Gas | Process Heat Recovery | A | Cumulative Winter Peak Savings (MW) | Achievable Economic TRC Potential | 0 | 0 | 0 | 0 | 0 | 0 | 0 | 0 | 0 | 0 | 0 | 0 | 0 | 0 | 0 | 0 | 0 | 0 | 0 | 0 | 0 | 0 | 0 | 0 | 0 | 0 | 0 | 0 | 0 | 0 | 0
F13_Industrial_Petroleum_New_Process_Natural Gas_Process Heat Recovery_A_Achievable Economic TRC Potential | F13 | Industrial | Petroleum | New | Process | Natural Gas | Process Heat Recovery | A | Purchases (Incremental) | Achievable Economic TRC Potential | 0 | 0 | 0 | 0 | 0 | 0 | 0 | 0 | 0 | 0 | 0 | 0 | 0 | 0 | 0 | 0 | 0 | 0 | 0 | 0 | 0 | 0 | 0 | 0 | 0 | 0 | 0 | 0 | 0 | 0 | 0
F14_Industrial_Petroleum_New_Process_Natural Gas_Process Heat Recovery_A_Achievable Economic TRC Potential | F14 | Industrial | Petroleum | New | Process | Natural Gas | Process Heat Recovery | A | Purchases (Cumulative) | Achievable Economic TRC Potential | 0 | 0 | 0 | 0 | 0 | 0 | 0 | 0 | 0 | 0 | 0 | 0 | 0 | 0 | 0 | 0 | 0 | 0 | 0 | 0 | 0 | 0 | 0 | 0 | 0 | 0 | 0 | 0 | 0 | 0 | 0
F1_Industrial_Petroleum_New_Space Heating_Natural Gas_Building Automation System_A_Achievable Economic TRC Potential | F1 | Industrial | Petroleum | New | Space Heating | Natural Gas | Building Automation System | A | Original Unit Energy Savings (kWh or therms) | Achievable Economic TRC Potential | 0 | 0 | 0 | 0 | 0 | 0 | 0 | 0 | 0 | 0 | 0 | 0 | 0 | 0 | 0 | 0 | 0 | 0 | 0 | 0 | 0 | 0 | 0 | 0 | 0 | 0 | 0 | 0 | 0 | 0 | 0
F2_Industrial_Petroleum_New_Space Heating_Natural Gas_Building Automation System_A_Achievable Economic TRC Potential | F2 | Industrial | Petroleum | New | Space Heating | Natural Gas | Building Automation System | A | Original Unit Summer Peak Savings (kW) | Achievable Economic TRC Potential | 0 | 0 | 0 | 0 | 0 | 0 | 0 | 0 | 0 | 0 | 0 | 0 | 0 | 0 | 0 | 0 | 0 | 0 | 0 | 0 | 0 | 0 | 0 | 0 | 0 | 0 | 0 | 0 | 0 | 0 | 0
F3_Industrial_Petroleum_New_Space Heating_Natural Gas_Building Automation System_A_Achievable Economic TRC Potential | F3 | Industrial | Petroleum | New | Space Heating | Natural Gas | Building Automation System | A | Original Unit Winter Peak Savings (kW) | Achievable Economic TRC Potential | 0 | 0 | 0 | 0 | 0 | 0 | 0 | 0 | 0 | 0 | 0 | 0 | 0 | 0 | 0 | 0 | 0 | 0 | 0 | 0 | 0 | 0 | 0 | 0 | 0 | 0 | 0 | 0 | 0 | 0 | 0
F4_Industrial_Petroleum_New_Space Heating_Natural Gas_Building Automation System_A_Achievable Economic TRC Potential | F4 | Industrial | Petroleum | New | Space Heating | Natural Gas | Building Automation System | A | Standalone Impact on Baseline Energy (%) | Achievable Economic TRC Potential | 0% | 0% | 0% | 0% | 0% | 0% | 0% | 0% | 0% | 0% | 0% | 0% | 0% | 0% | 0% | 0% | 0% | 0% | 0% | 0% | 0% | 0% | 0% | 0% | 0 | 0 | 0 | 0 | 0 | 0 | 0
F5_Industrial_Petroleum_New_Space Heating_Natural Gas_Building Automation System_A_Achievable Economic TRC Potential | F5 | Industrial | Petroleum | New | Space Heating | Natural Gas | Building Automation System | A | Standalone Impact on Baseline Summer Peak (%) | Achievable Economic TRC Potential | 0% | 0% | 0% | 0% | 0% | 0% | 0% | 0% | 0% | 0% | 0% | 0% | 0% | 0% | 0% | 0% | 0% | 0% | 0% | 0% | 0% | 0% | 0% | 0% | 0 | 0 | 0 | 0 | 0 | 0 | 0
F6_Industrial_Petroleum_New_Space Heating_Natural Gas_Building Automation System_A_Achievable Economic TRC Potential | F6 | Industrial | Petroleum | New | Space Heating | Natural Gas | Building Automation System | A | Standalone Impact on Baseline Winter Peak (%) | Achievable Economic TRC Potential | 0% | 0% | 0% | 0% | 0% | 0% | 0% | 0% | 0% | 0% | 0% | 0% | 0% | 0% | 0% | 0% | 0% | 0% | 0% | 0% | 0% | 0% | 0% | 0% | 0 | 0 | 0 | 0 | 0 | 0 | 0
F7_Industrial_Petroleum_New_Space Heating_Natural Gas_Building Automation System_A_Achievable Economic TRC Potential | F7 | Industrial | Petroleum | New | Space Heating | Natural Gas | Building Automation System | A | Incremental Energy Savings (MWh or mTherms) | Achievable Economic TRC Potential | 0 | 0 | 0 | 0 | 0 | 0 | 0 | 0 | 0 | 0 | 0 | 0 | 0 | 0 | 0 | 0 | 0 | 0 | 0 | 0 | 0 | 0 | 0 | 0 | 0 | 0 | 0 | 0 | 0 | 0 | 0
F8_Industrial_Petroleum_New_Space Heating_Natural Gas_Building Automation System_A_Achievable Economic TRC Potential | F8 | Industrial | Petroleum | New | Space Heating | Natural Gas | Building Automation System | A | Incremental Summer Peak Savings (MW) | Achievable Economic TRC Potential | 0 | 0 | 0 | 0 | 0 | 0 | 0 | 0 | 0 | 0 | 0 | 0 | 0 | 0 | 0 | 0 | 0 | 0 | 0 | 0 | 0 | 0 | 0 | 0 | 0 | 0 | 0 | 0 | 0 | 0 | 0
F9_Industrial_Petroleum_New_Space Heating_Natural Gas_Building Automation System_A_Achievable Economic TRC Potential | F9 | Industrial | Petroleum | New | Space Heating | Natural Gas | Building Automation System | A | Incremental Winter Peak Savings (MW) | Achievable Economic TRC Potential | 0 | 0 | 0 | 0 | 0 | 0 | 0 | 0 | 0 | 0 | 0 | 0 | 0 | 0 | 0 | 0 | 0 | 0 | 0 | 0 | 0 | 0 | 0 | 0 | 0 | 0 | 0 | 0 | 0 | 0 | 0
F10_Industrial_Petroleum_New_Space Heating_Natural Gas_Building Automation System_A_Achievable Economic TRC Potential | F10 | Industrial | Petroleum | New | Space Heating | Natural Gas | Building Automation System | A | Cumulative Energy Savings (MWh or mTherms) | Achievable Economic TRC Potential | 0 | 0 | 0 | 0 | 0 | 0 | 0 | 0 | 0 | 0 | 0 | 0 | 0 | 0 | 0 | 0 | 0 | 0 | 0 | 0 | 0 | 0 | 0 | 0 | 0 | 0 | 0 | 0 | 0 | 0 | 0
F11_Industrial_Petroleum_New_Space Heating_Natural Gas_Building Automation System_A_Achievable Economic TRC Potential | F11 | Industrial | Petroleum | New | Space Heating | Natural Gas | Building Automation System | A | Cumulative Summer Peak Savings (MW) | Achievable Economic TRC Potential | 0 | 0 | 0 | 0 | 0 | 0 | 0 | 0 | 0 | 0 | 0 | 0 | 0 | 0 | 0 | 0 | 0 | 0 | 0 | 0 | 0 | 0 | 0 | 0 | 0 | 0 | 0 | 0 | 0 | 0 | 0
F12_Industrial_Petroleum_New_Space Heating_Natural Gas_Building Automation System_A_Achievable Economic TRC Potential | F12 | Industrial | Petroleum | New | Space Heating | Natural Gas | Building Automation System | A | Cumulative Winter Peak Savings (MW) | Achievable Economic TRC Potential | 0 | 0 | 0 | 0 | 0 | 0 | 0 | 0 | 0 | 0 | 0 | 0 | 0 | 0 | 0 | 0 | 0 | 0 | 0 | 0 | 0 | 0 | 0 | 0 | 0 | 0 | 0 | 0 | 0 | 0 | 0
F13_Industrial_Petroleum_New_Space Heating_Natural Gas_Building Automation System_A_Achievable Economic TRC Potential | F13 | Industrial | Petroleum | New | Space Heating | Natural Gas | Building Automation System | A | Purchases (Incremental) | Achievable Economic TRC Potential | 0 | 0 | 0 | 0 | 0 | 0 | 0 | 0 | 0 | 0 | 0 | 0 | 0 | 0 | 0 | 0 | 0 | 0 | 0 | 0 | 0 | 0 | 0 | 0 | 0 | 0 | 0 | 0 | 0 | 0 | 0
F14_Industrial_Petroleum_New_Space Heating_Natural Gas_Building Automation System_A_Achievable Economic TRC Potential | F14 | Industrial | Petroleum | New | Space Heating | Natural Gas | Building Automation System | A | Purchases (Cumulative) | Achievable Economic TRC Potential | 0 | 0 | 0 | 0 | 0 | 0 | 0 | 0 | 0 | 0 | 0 | 0 | 0 | 0 | 0 | 0 | 0 | 0 | 0 | 0 | 0 | 0 | 0 | 0 | 0 | 0 | 0 | 0 | 0 | 0 | 0
F1_Industrial_Petroleum_New_Space Heating_Natural Gas_Steam System Efficiency Improvements_A_Achievable Economic TRC Potential | F1 | Industrial | Petroleum | New | Space Heating | Natural Gas | Steam System Efficiency Improvements | A | Original Unit Energy Savings (kWh or therms) | Achievable Economic TRC Potential | 0 | 0 | 0 | 0 | 0 | 0 | 0 | 0 | 0 | 0 | 0 | 0 | 0 | 0 | 0 | 0 | 0 | 0 | 0 | 0 | 0 | 0 | 0 | 0 | 0 | 0 | 0 | 0 | 0 | 0 | 0
F2_Industrial_Petroleum_New_Space Heating_Natural Gas_Steam System Efficiency Improvements_A_Achievable Economic TRC Potential | F2 | Industrial | Petroleum | New | Space Heating | Natural Gas | Steam System Efficiency Improvements | A | Original Unit Summer Peak Savings (kW) | Achievable Economic TRC Potential | 0 | 0 | 0 | 0 | 0 | 0 | 0 | 0 | 0 | 0 | 0 | 0 | 0 | 0 | 0 | 0 | 0 | 0 | 0 | 0 | 0 | 0 | 0 | 0 | 0 | 0 | 0 | 0 | 0 | 0 | 0
F3_Industrial_Petroleum_New_Space Heating_Natural Gas_Steam System Efficiency Improvements_A_Achievable Economic TRC Potential | F3 | Industrial | Petroleum | New | Space Heating | Natural Gas | Steam System Efficiency Improvements | A | Original Unit Winter Peak Savings (kW) | Achievable Economic TRC Potential | 0 | 0 | 0 | 0 | 0 | 0 | 0 | 0 | 0 | 0 | 0 | 0 | 0 | 0 | 0 | 0 | 0 | 0 | 0 | 0 | 0 | 0 | 0 | 0 | 0 | 0 | 0 | 0 | 0 | 0 | 0
F4_Industrial_Petroleum_New_Space Heating_Natural Gas_Steam System Efficiency Improvements_A_Achievable Economic TRC Potential | F4 | Industrial | Petroleum | New | Space Heating | Natural Gas | Steam System Efficiency Improvements | A | Standalone Impact on Baseline Energy (%) | Achievable Economic TRC Potential | 0% | 0% | 0% | 0% | 0% | 0% | 0% | 0% | 0% | 0% | 0% | 0% | 0% | 0% | 0% | 0% | 0% | 0% | 0% | 0% | 0% | 0% | 0% | 0% | 0 | 0 | 0 | 0 | 0 | 0 | 0
F5_Industrial_Petroleum_New_Space Heating_Natural Gas_Steam System Efficiency Improvements_A_Achievable Economic TRC Potential | F5 | Industrial | Petroleum | New | Space Heating | Natural Gas | Steam System Efficiency Improvements | A | Standalone Impact on Baseline Summer Peak (%) | Achievable Economic TRC Potential | 0% | 0% | 0% | 0% | 0% | 0% | 0% | 0% | 0% | 0% | 0% | 0% | 0% | 0% | 0% | 0% | 0% | 0% | 0% | 0% | 0% | 0% | 0% | 0% | 0 | 0 | 0 | 0 | 0 | 0 | 0
F6_Industrial_Petroleum_New_Space Heating_Natural Gas_Steam System Efficiency Improvements_A_Achievable Economic TRC Potential | F6 | Industrial | Petroleum | New | Space Heating | Natural Gas | Steam System Efficiency Improvements | A | Standalone Impact on Baseline Winter Peak (%) | Achievable Economic TRC Potential | 0% | 0% | 0% | 0% | 0% | 0% | 0% | 0% | 0% | 0% | 0% | 0% | 0% | 0% | 0% | 0% | 0% | 0% | 0% | 0% | 0% | 0% | 0% | 0% | 0 | 0 | 0 | 0 | 0 | 0 | 0
F7_Industrial_Petroleum_New_Space Heating_Natural Gas_Steam System Efficiency Improvements_A_Achievable Economic TRC Potential | F7 | Industrial | Petroleum | New | Space Heating | Natural Gas | Steam System Efficiency Improvements | A | Incremental Energy Savings (MWh or mTherms) | Achievable Economic TRC Potential | 0 | 0 | 0 | 0 | 0 | 0 | 0 | 0 | 0 | 0 | 0 | 0 | 0 | 0 | 0 | 0 | 0 | 0 | 0 | 0 | 0 | 0 | 0 | 0 | 0 | 0 | 0 | 0 | 0 | 0 | 0
F8_Industrial_Petroleum_New_Space Heating_Natural Gas_Steam System Efficiency Improvements_A_Achievable Economic TRC Potential | F8 | Industrial | Petroleum | New | Space Heating | Natural Gas | Steam System Efficiency Improvements | A | Incremental Summer Peak Savings (MW) | Achievable Economic TRC Potential | 0 | 0 | 0 | 0 | 0 | 0 | 0 | 0 | 0 | 0 | 0 | 0 | 0 | 0 | 0 | 0 | 0 | 0 | 0 | 0 | 0 | 0 | 0 | 0 | 0 | 0 | 0 | 0 | 0 | 0 | 0
F9_Industrial_Petroleum_New_Space Heating_Natural Gas_Steam System Efficiency Improvements_A_Achievable Economic TRC Potential | F9 | Industrial | Petroleum | New | Space Heating | Natural Gas | Steam System Efficiency Improvements | A | Incremental Winter Peak Savings (MW) | Achievable Economic TRC Potential | 0 | 0 | 0 | 0 | 0 | 0 | 0 | 0 | 0 | 0 | 0 | 0 | 0 | 0 | 0 | 0 | 0 | 0 | 0 | 0 | 0 | 0 | 0 | 0 | 0 | 0 | 0 | 0 | 0 | 0 | 0
F10_Industrial_Petroleum_New_Space Heating_Natural Gas_Steam System Efficiency Improvements_A_Achievable Economic TRC Potential | F10 | Industrial | Petroleum | New | Space Heating | Natural Gas | Steam System Efficiency Improvements | A | Cumulative Energy Savings (MWh or mTherms) | Achievable Economic TRC Potential | 0 | 0 | 0 | 0 | 0 | 0 | 0 | 0 | 0 | 0 | 0 | 0 | 0 | 0 | 0 | 0 | 0 | 0 | 0 | 0 | 0 | 0 | 0 | 0 | 0 | 0 | 0 | 0 | 0 | 0 | 0
F11_Industrial_Petroleum_New_Space Heating_Natural Gas_Steam System Efficiency Improvements_A_Achievable Economic TRC Potential | F11 | Industrial | Petroleum | New | Space Heating | Natural Gas | Steam System Efficiency Improvements | A | Cumulative Summer Peak Savings (MW) | Achievable Economic TRC Potential | 0 | 0 | 0 | 0 | 0 | 0 | 0 | 0 | 0 | 0 | 0 | 0 | 0 | 0 | 0 | 0 | 0 | 0 | 0 | 0 | 0 | 0 | 0 | 0 | 0 | 0 | 0 | 0 | 0 | 0 | 0
F12_Industrial_Petroleum_New_Space Heating_Natural Gas_Steam System Efficiency Improvements_A_Achievable Economic TRC Potential | F12 | Industrial | Petroleum | New | Space Heating | Natural Gas | Steam System Efficiency Improvements | A | Cumulative Winter Peak Savings (MW) | Achievable Economic TRC Potential | 0 | 0 | 0 | 0 | 0 | 0 | 0 | 0 | 0 | 0 | 0 | 0 | 0 | 0 | 0 | 0 | 0 | 0 | 0 | 0 | 0 | 0 | 0 | 0 | 0 | 0 | 0 | 0 | 0 | 0 | 0
F13_Industrial_Petroleum_New_Space Heating_Natural Gas_Steam System Efficiency Improvements_A_Achievable Economic TRC Potential | F13 | Industrial | Petroleum | New | Space Heating | Natural Gas | Steam System Efficiency Improvements | A | Purchases (Incremental) | Achievable Economic TRC Potential | 0 | 0 | 0 | 0 | 0 | 0 | 0 | 0 | 0 | 0 | 0 | 0 | 0 | 0 | 0 | 0 | 0 | 0 | 0 | 0 | 0 | 0 | 0 | 0 | 0 | 0 | 0 | 0 | 0 | 0 | 0
F14_Industrial_Petroleum_New_Space Heating_Natural Gas_Steam System Efficiency Improvements_A_Achievable Economic TRC Potential | F14 | Industrial | Petroleum | New | Space Heating | Natural Gas | Steam System Efficiency Improvements | A | Purchases (Cumulative) | Achievable Economic TRC Potential | 0 | 0 | 0 | 0 | 0 | 0 | 0 | 0 | 0 | 0 | 0 | 0 | 0 | 0 | 0 | 0 | 0 | 0 | 0 | 0 | 0 | 0 | 0 | 0 | 0 | 0 | 0 | 0 | 0 | 0 | 0
F1_Industrial_Petroleum_New_Process_Natural Gas_Steam System Efficiency Improvements_A_Achievable Economic TRC Potential | F1 | Industrial | Petroleum | New | Process | Natural Gas | Steam System Efficiency Improvements | A | Original Unit Energy Savings (kWh or therms) | Achievable Economic TRC Potential | 0 | 0 | 0 | 0 | 0 | 0.70269 | 0.70269 | 0.70269 | 0.70269 | 0.70269 | 0.70269 | 0.70269 | 0.70269 | 0.70269 | 0.70269 | 0.70269 | 0.70269 | 0.70269 | 0.70269 | 0.70269 | 0.70269 | 0.70269 | 0.70269 | 0.70269 | 0.70269 | 0.70269 | 0.70269 | 0.70269 | 0.70269 | 0.70269 | 0.70269
F2_Industrial_Petroleum_New_Process_Natural Gas_Steam System Efficiency Improvements_A_Achievable Economic TRC Potential | F2 | Industrial | Petroleum | New | Process | Natural Gas | Steam System Efficiency Improvements | A | Original Unit Summer Peak Savings (kW) | Achievable Economic TRC Potential | 0 | 0 | 0 | 0 | 0 | 0 | 0 | 0 | 0 | 0 | 0 | 0 | 0 | 0 | 0 | 0 | 0 | 0 | 0 | 0 | 0 | 0 | 0 | 0 | 0 | 0 | 0 | 0 | 0 | 0 | 0
F3_Industrial_Petroleum_New_Process_Natural Gas_Steam System Efficiency Improvements_A_Achievable Economic TRC Potential | F3 | Industrial | Petroleum | New | Process | Natural Gas | Steam System Efficiency Improvements | A | Original Unit Winter Peak Savings (kW) | Achievable Economic TRC Potential | 0 | 0 | 0 | 0 | 0 | 0 | 0 | 0 | 0 | 0 | 0 | 0 | 0 | 0 | 0 | 0 | 0 | 0 | 0 | 0 | 0 | 0 | 0 | 0 | 0 | 0 | 0 | 0 | 0 | 0 | 0
F4_Industrial_Petroleum_New_Process_Natural Gas_Steam System Efficiency Improvements_A_Achievable Economic TRC Potential | F4 | Industrial | Petroleum | New | Process | Natural Gas | Steam System Efficiency Improvements | A | Standalone Impact on Baseline Energy (%) | Achievable Economic TRC Potential | 0% | 0% | 0% | 0% | 0% | 0% | 0% | 0% | 0% | 0% | 0% | 0% | 0% | 0% | 0% | 0% | 0% | 0% | 0% | 0% | 0% | 0% | 0% | 0% | 0 | 0 | 0 | 0 | 0 | 0 | 0
F5_Industrial_Petroleum_New_Process_Natural Gas_Steam System Efficiency Improvements_A_Achievable Economic TRC Potential | F5 | Industrial | Petroleum | New | Process | Natural Gas | Steam System Efficiency Improvements | A | Standalone Impact on Baseline Summer Peak (%) | Achievable Economic TRC Potential | 0% | 0% | 0% | 0% | 0% | 0% | 0% | 0% | 0% | 0% | 0% | 0% | 0% | 0% | 0% | 0% | 0% | 0% | 0% | 0% | 0% | 0% | 0% | 0% | 0 | 0 | 0 | 0 | 0 | 0 | 0
F6_Industrial_Petroleum_New_Process_Natural Gas_Steam System Efficiency Improvements_A_Achievable Economic TRC Potential | F6 | Industrial | Petroleum | New | Process | Natural Gas | Steam System Efficiency Improvements | A | Standalone Impact on Baseline Winter Peak (%) | Achievable Economic TRC Potential | 0% | 0% | 0% | 0% | 0% | 0% | 0% | 0% | 0% | 0% | 0% | 0% | 0% | 0% | 0% | 0% | 0% | 0% | 0% | 0% | 0% | 0% | 0% | 0% | 0 | 0 | 0 | 0 | 0 | 0 | 0
F7_Industrial_Petroleum_New_Process_Natural Gas_Steam System Efficiency Improvements_A_Achievable Economic TRC Potential | F7 | Industrial | Petroleum | New | Process | Natural Gas | Steam System Efficiency Improvements | A | Incremental Energy Savings (MWh or mTherms) | Achievable Economic TRC Potential | 0 | 0 | 0 | 0 | 0 | 0 | 0 | 0 | 0 | 0 | 0 | 0 | 0 | 0 | 0 | 0 | 0 | 0 | 0 | 0 | 0 | 0 | 0 | 0 | 0 | 0 | 0 | 0 | 0 | 0 | 0
F8_Industrial_Petroleum_New_Process_Natural Gas_Steam System Efficiency Improvements_A_Achievable Economic TRC Potential | F8 | Industrial | Petroleum | New | Process | Natural Gas | Steam System Efficiency Improvements | A | Incremental Summer Peak Savings (MW) | Achievable Economic TRC Potential | 0 | 0 | 0 | 0 | 0 | 0 | 0 | 0 | 0 | 0 | 0 | 0 | 0 | 0 | 0 | 0 | 0 | 0 | 0 | 0 | 0 | 0 | 0 | 0 | 0 | 0 | 0 | 0 | 0 | 0 | 0
F9_Industrial_Petroleum_New_Process_Natural Gas_Steam System Efficiency Improvements_A_Achievable Economic TRC Potential | F9 | Industrial | Petroleum | New | Process | Natural Gas | Steam System Efficiency Improvements | A | Incremental Winter Peak Savings (MW) | Achievable Economic TRC Potential | 0 | 0 | 0 | 0 | 0 | 0 | 0 | 0 | 0 | 0 | 0 | 0 | 0 | 0 | 0 | 0 | 0 | 0 | 0 | 0 | 0 | 0 | 0 | 0 | 0 | 0 | 0 | 0 | 0 | 0 | 0
F10_Industrial_Petroleum_New_Process_Natural Gas_Steam System Efficiency Improvements_A_Achievable Economic TRC Potential | F10 | Industrial | Petroleum | New | Process | Natural Gas | Steam System Efficiency Improvements | A | Cumulative Energy Savings (MWh or mTherms) | Achievable Economic TRC Potential | 0 | 0 | 0 | 0 | 0 | 0 | 0 | 0 | 0 | 0 | 0 | 0 | 0 | 0 | 0 | 0 | 0 | 0 | 0 | 0 | 0 | 0 | 0 | 0 | 0 | 0 | 0 | 0 | 0 | 0 | 0
F11_Industrial_Petroleum_New_Process_Natural Gas_Steam System Efficiency Improvements_A_Achievable Economic TRC Potential | F11 | Industrial | Petroleum | New | Process | Natural Gas | Steam System Efficiency Improvements | A | Cumulative Summer Peak Savings (MW) | Achievable Economic TRC Potential | 0 | 0 | 0 | 0 | 0 | 0 | 0 | 0 | 0 | 0 | 0 | 0 | 0 | 0 | 0 | 0 | 0 | 0 | 0 | 0 | 0 | 0 | 0 | 0 | 0 | 0 | 0 | 0 | 0 | 0 | 0
F12_Industrial_Petroleum_New_Process_Natural Gas_Steam System Efficiency Improvements_A_Achievable Economic TRC Potential | F12 | Industrial | Petroleum | New | Process | Natural Gas | Steam System Efficiency Improvements | A | Cumulative Winter Peak Savings (MW) | Achievable Economic TRC Potential | 0 | 0 | 0 | 0 | 0 | 0 | 0 | 0 | 0 | 0 | 0 | 0 | 0 | 0 | 0 | 0 | 0 | 0 | 0 | 0 | 0 | 0 | 0 | 0 | 0 | 0 | 0 | 0 | 0 | 0 | 0
F13_Industrial_Petroleum_New_Process_Natural Gas_Steam System Efficiency Improvements_A_Achievable Economic TRC Potential | F13 | Industrial | Petroleum | New | Process | Natural Gas | Steam System Efficiency Improvements | A | Purchases (Incremental) | Achievable Economic TRC Potential | 0 | 0 | 0 | 0 | 0 | 0 | 0 | 0 | 0 | 0 | 0 | 0 | 0 | 0 | 0 | 0 | 0 | 0 | 0 | 0 | 0 | 0 | 0 | 0 | 0 | 0 | 0 | 0 | 0 | 0 | 0
F14_Industrial_Petroleum_New_Process_Natural Gas_Steam System Efficiency Improvements_A_Achievable Economic TRC Potential | F14 | Industrial | Petroleum | New | Process | Natural Gas | Steam System Efficiency Improvements | A | Purchases (Cumulative) | Achievable Economic TRC Potential | 0 | 0 | 0 | 0 | 0 | 0 | 0 | 0 | 0 | 0 | 0 | 0 | 0 | 0 | 0 | 0 | 0 | 0 | 0 | 0 | 0 | 0 | 0 | 0 | 0 | 0 | 0 | 0 | 0 | 0 | 0
F1_Industrial_Petroleum_New_Space Heating_Natural Gas_Strategic Energy Management_A_Achievable Economic TRC Potential | F1 | Industrial | Petroleum | New | Space Heating | Natural Gas | Strategic Energy Management | A | Original Unit Energy Savings (kWh or therms) | Achievable Economic TRC Potential | 0 | 0 | 0 | 0 | 0 | 0 | 0 | 0 | 0 | 0 | 0 | 0 | 0 | 0 | 0 | 0 | 0 | 0 | 0 | 0 | 0 | 0 | 0 | 0 | 0 | 0 | 0 | 0 | 0 | 0 | 0
F2_Industrial_Petroleum_New_Space Heating_Natural Gas_Strategic Energy Management_A_Achievable Economic TRC Potential | F2 | Industrial | Petroleum | New | Space Heating | Natural Gas | Strategic Energy Management | A | Original Unit Summer Peak Savings (kW) | Achievable Economic TRC Potential | 0 | 0 | 0 | 0 | 0 | 0 | 0 | 0 | 0 | 0 | 0 | 0 | 0 | 0 | 0 | 0 | 0 | 0 | 0 | 0 | 0 | 0 | 0 | 0 | 0 | 0 | 0 | 0 | 0 | 0 | 0
F3_Industrial_Petroleum_New_Space Heating_Natural Gas_Strategic Energy Management_A_Achievable Economic TRC Potential | F3 | Industrial | Petroleum | New | Space Heating | Natural Gas | Strategic Energy Management | A | Original Unit Winter Peak Savings (kW) | Achievable Economic TRC Potential | 0 | 0 | 0 | 0 | 0 | 0 | 0 | 0 | 0 | 0 | 0 | 0 | 0 | 0 | 0 | 0 | 0 | 0 | 0 | 0 | 0 | 0 | 0 | 0 | 0 | 0 | 0 | 0 | 0 | 0 | 0
F4_Industrial_Petroleum_New_Space Heating_Natural Gas_Strategic Energy Management_A_Achievable Economic TRC Potential | F4 | Industrial | Petroleum | New | Space Heating | Natural Gas | Strategic Energy Management | A | Standalone Impact on Baseline Energy (%) | Achievable Economic TRC Potential | 0% | 0% | 0% | 0% | 0% | 0% | 0% | 0% | 0% | 0% | 0% | 0% | 0% | 0% | 0% | 0% | 0% | 0% | 0% | 0% | 0% | 0% | 0% | 0% | 0 | 0 | 0 | 0 | 0 | 0 | 0
F5_Industrial_Petroleum_New_Space Heating_Natural Gas_Strategic Energy Management_A_Achievable Economic TRC Potential | F5 | Industrial | Petroleum | New | Space Heating | Natural Gas | Strategic Energy Management | A | Standalone Impact on Baseline Summer Peak (%) | Achievable Economic TRC Potential | 0% | 0% | 0% | 0% | 0% | 0% | 0% | 0% | 0% | 0% | 0% | 0% | 0% | 0% | 0% | 0% | 0% | 0% | 0% | 0% | 0% | 0% | 0% | 0% | 0 | 0 | 0 | 0 | 0 | 0 | 0
F6_Industrial_Petroleum_New_Space Heating_Natural Gas_Strategic Energy Management_A_Achievable Economic TRC Potential | F6 | Industrial | Petroleum | New | Space Heating | Natural Gas | Strategic Energy Management | A | Standalone Impact on Baseline Winter Peak (%) | Achievable Economic TRC Potential | 0% | 0% | 0% | 0% | 0% | 0% | 0% | 0% | 0% | 0% | 0% | 0% | 0% | 0% | 0% | 0% | 0% | 0% | 0% | 0% | 0% | 0% | 0% | 0% | 0 | 0 | 0 | 0 | 0 | 0 | 0
F7_Industrial_Petroleum_New_Space Heating_Natural Gas_Strategic Energy Management_A_Achievable Economic TRC Potential | F7 | Industrial | Petroleum | New | Space Heating | Natural Gas | Strategic Energy Management | A | Incremental Energy Savings (MWh or mTherms) | Achievable Economic TRC Potential | 0 | 0 | 0 | 0 | 0 | 0 | 0 | 0 | 0 | 0 | 0 | 0 | 0 | 0 | 0 | 0 | 0 | 0 | 0 | 0 | 0 | 0 | 0 | 0 | 0 | 0 | 0 | 0 | 0 | 0 | 0
F8_Industrial_Petroleum_New_Space Heating_Natural Gas_Strategic Energy Management_A_Achievable Economic TRC Potential | F8 | Industrial | Petroleum | New | Space Heating | Natural Gas | Strategic Energy Management | A | Incremental Summer Peak Savings (MW) | Achievable Economic TRC Potential | 0 | 0 | 0 | 0 | 0 | 0 | 0 | 0 | 0 | 0 | 0 | 0 | 0 | 0 | 0 | 0 | 0 | 0 | 0 | 0 | 0 | 0 | 0 | 0 | 0 | 0 | 0 | 0 | 0 | 0 | 0
F9_Industrial_Petroleum_New_Space Heating_Natural Gas_Strategic Energy Management_A_Achievable Economic TRC Potential | F9 | Industrial | Petroleum | New | Space Heating | Natural Gas | Strategic Energy Management | A | Incremental Winter Peak Savings (MW) | Achievable Economic TRC Potential | 0 | 0 | 0 | 0 | 0 | 0 | 0 | 0 | 0 | 0 | 0 | 0 | 0 | 0 | 0 | 0 | 0 | 0 | 0 | 0 | 0 | 0 | 0 | 0 | 0 | 0 | 0 | 0 | 0 | 0 | 0
F10_Industrial_Petroleum_New_Space Heating_Natural Gas_Strategic Energy Management_A_Achievable Economic TRC Potential | F10 | Industrial | Petroleum | New | Space Heating | Natural Gas | Strategic Energy Management | A | Cumulative Energy Savings (MWh or mTherms) | Achievable Economic TRC Potential | 0 | 0 | 0 | 0 | 0 | 0 | 0 | 0 | 0 | 0 | 0 | 0 | 0 | 0 | 0 | 0 | 0 | 0 | 0 | 0 | 0 | 0 | 0 | 0 | 0 | 0 | 0 | 0 | 0 | 0 | 0
F11_Industrial_Petroleum_New_Space Heating_Natural Gas_Strategic Energy Management_A_Achievable Economic TRC Potential | F11 | Industrial | Petroleum | New | Space Heating | Natural Gas | Strategic Energy Management | A | Cumulative Summer Peak Savings (MW) | Achievable Economic TRC Potential | 0 | 0 | 0 | 0 | 0 | 0 | 0 | 0 | 0 | 0 | 0 | 0 | 0 | 0 | 0 | 0 | 0 | 0 | 0 | 0 | 0 | 0 | 0 | 0 | 0 | 0 | 0 | 0 | 0 | 0 | 0
F12_Industrial_Petroleum_New_Space Heating_Natural Gas_Strategic Energy Management_A_Achievable Economic TRC Potential | F12 | Industrial | Petroleum | New | Space Heating | Natural Gas | Strategic Energy Management | A | Cumulative Winter Peak Savings (MW) | Achievable Economic TRC Potential | 0 | 0 | 0 | 0 | 0 | 0 | 0 | 0 | 0 | 0 | 0 | 0 | 0 | 0 | 0 | 0 | 0 | 0 | 0 | 0 | 0 | 0 | 0 | 0 | 0 | 0 | 0 | 0 | 0 | 0 | 0
F13_Industrial_Petroleum_New_Space Heating_Natural Gas_Strategic Energy Management_A_Achievable Economic TRC Potential | F13 | Industrial | Petroleum | New | Space Heating | Natural Gas | Strategic Energy Management | A | Purchases (Incremental) | Achievable Economic TRC Potential | 0 | 0 | 0 | 0 | 0 | 0 | 0 | 0 | 0 | 0 | 0 | 0 | 0 | 0 | 0 | 0 | 0 | 0 | 0 | 0 | 0 | 0 | 0 | 0 | 0 | 0 | 0 | 0 | 0 | 0 | 0
F14_Industrial_Petroleum_New_Space Heating_Natural Gas_Strategic Energy Management_A_Achievable Economic TRC Potential | F14 | Industrial | Petroleum | New | Space Heating | Natural Gas | Strategic Energy Management | A | Purchases (Cumulative) | Achievable Economic TRC Potential | 0 | 0 | 0 | 0 | 0 | 0 | 0 | 0 | 0 | 0 | 0 | 0 | 0 | 0 | 0 | 0 | 0 | 0 | 0 | 0 | 0 | 0 | 0 | 0 | 0 | 0 | 0 | 0 | 0 | 0 | 0
F1_Industrial_Petroleum_New_Process_Natural Gas_Strategic Energy Management_A_Achievable Economic TRC Potential | F1 | Industrial | Petroleum | New | Process | Natural Gas | Strategic Energy Management | A | Original Unit Energy Savings (kWh or therms) | Achievable Economic TRC Potential | 0 | 0 | 0 | 0 | 0 | 769.0432 | 769.0432 | 769.0432 | 769.0432 | 769.0432 | 769.0432 | 769.0432 | 769.0432 | 769.0432 | 769.0432 | 769.0432 | 769.0432 | 769.0432 | 769.0432 | 769.0432 | 769.0432 | 769.0432 | 769.0432 | 769.0432 | 769.0432 | 769.0432 | 769.0432 | 769.0432 | 0 | 0 | 0
F2_Industrial_Petroleum_New_Process_Natural Gas_Strategic Energy Management_A_Achievable Economic TRC Potential | F2 | Industrial | Petroleum | New | Process | Natural Gas | Strategic Energy Management | A | Original Unit Summer Peak Savings (kW) | Achievable Economic TRC Potential | 0 | 0 | 0 | 0 | 0 | 0 | 0 | 0 | 0 | 0 | 0 | 0 | 0 | 0 | 0 | 0 | 0 | 0 | 0 | 0 | 0 | 0 | 0 | 0 | 0 | 0 | 0 | 0 | 0 | 0 | 0
F3_Industrial_Petroleum_New_Process_Natural Gas_Strategic Energy Management_A_Achievable Economic TRC Potential | F3 | Industrial | Petroleum | New | Process | Natural Gas | Strategic Energy Management | A | Original Unit Winter Peak Savings (kW) | Achievable Economic TRC Potential | 0 | 0 | 0 | 0 | 0 | 0 | 0 | 0 | 0 | 0 | 0 | 0 | 0 | 0 | 0 | 0 | 0 | 0 | 0 | 0 | 0 | 0 | 0 | 0 | 0 | 0 | 0 | 0 | 0 | 0 | 0
F4_Industrial_Petroleum_New_Process_Natural Gas_Strategic Energy Management_A_Achievable Economic TRC Potential | F4 | Industrial | Petroleum | New | Process | Natural Gas | Strategic Energy Management | A | Standalone Impact on Baseline Energy (%) | Achievable Economic TRC Potential | 0% | 0% | 0% | 0% | 0% | 0.08224% | 0.1517% | 0.2134% | 0.2705% | 0.3241% | 0.3325% | 0.3397% | 0.3456% | 0.3507% | 0.3553% | 0.359% | 0.3624% | 0.3653% | 0.3678% | 0.3702% | 0.3723% | 0.3742% | 0.3759% | 0.3774% | 0.0037887 | 0.0036463 | 0.0035147 | 0.0033925 | 0 | 0 | 0
F5_Industrial_Petroleum_New_Process_Natural Gas_Strategic Energy Management_A_Achievable Economic TRC Potential | F5 | Industrial | Petroleum | New | Process | Natural Gas | Strategic Energy Management | A | Standalone Impact on Baseline Summer Peak (%) | Achievable Economic TRC Potential | 0% | 0% | 0% | 0% | 0% | 0% | 0% | 0% | 0% | 0% | 0% | 0% | 0% | 0% | 0% | 0% | 0% | 0% | 0% | 0% | 0% | 0% | 0% | 0% | 0 | 0 | 0 | 0 | 0 | 0 | 0
F6_Industrial_Petroleum_New_Process_Natural Gas_Strategic Energy Management_A_Achievable Economic TRC Potential | F6 | Industrial | Petroleum | New | Process | Natural Gas | Strategic Energy Management | A | Standalone Impact on Baseline Winter Peak (%) | Achievable Economic TRC Potential | 0% | 0% | 0% | 0% | 0% | 0% | 0% | 0% | 0% | 0% | 0% | 0% | 0% | 0% | 0% | 0% | 0% | 0% | 0% | 0% | 0% | 0% | 0% | 0% | 0 | 0 | 0 | 0 | 0 | 0 | 0
F7_Industrial_Petroleum_New_Process_Natural Gas_Strategic Energy Management_A_Achievable Economic TRC Potential | F7 | Industrial | Petroleum | New | Process | Natural Gas | Strategic Energy Management | A | Incremental Energy Savings (MWh or mTherms) | Achievable Economic TRC Potential | 0 | 0 | 0 | 0 | 0 | 0.097066 | 0.115 | 0.13292 | 0.15073 | 0.16856 | 0.1864 | 0.20401 | 0.22158 | 0.2391 | 0.25636 | 0.27367 | 0.29082 | 0.30798 | 0.32505 | 0.34196 | 0.3589 | 0.37576 | 0.39256 | 0.4093 | 0.42598 | 0.3589 | 0.37576 | 0.39256 | 0 | 0 | 0
F8_Industrial_Petroleum_New_Process_Natural Gas_Strategic Energy Management_A_Achievable Economic TRC Potential | F8 | Industrial | Petroleum | New | Process | Natural Gas | Strategic Energy Management | A | Incremental Summer Peak Savings (MW) | Achievable Economic TRC Potential | 0 | 0 | 0 | 0 | 0 | 0 | 0 | 0 | 0 | 0 | 0 | 0 | 0 | 0 | 0 | 0 | 0 | 0 | 0 | 0 | 0 | 0 | 0 | 0 | 0 | 0 | 0 | 0 | 0 | 0 | 0
F9_Industrial_Petroleum_New_Process_Natural Gas_Strategic Energy Management_A_Achievable Economic TRC Potential | F9 | Industrial | Petroleum | New | Process | Natural Gas | Strategic Energy Management | A | Incremental Winter Peak Savings (MW) | Achievable Economic TRC Potential | 0 | 0 | 0 | 0 | 0 | 0 | 0 | 0 | 0 | 0 | 0 | 0 | 0 | 0 | 0 | 0 | 0 | 0 | 0 | 0 | 0 | 0 | 0 | 0 | 0 | 0 | 0 | 0 | 0 | 0 | 0
F10_Industrial_Petroleum_New_Process_Natural Gas_Strategic Energy Management_A_Achievable Economic TRC Potential | F10 | Industrial | Petroleum | New | Process | Natural Gas | Strategic Energy Management | A | Cumulative Energy Savings (MWh or mTherms) | Achievable Economic TRC Potential | 0 | 0 | 0 | 0 | 0 | 0.097066 | 0.21206 | 0.34498 | 0.49571 | 0.66427 | 0.7536 | 0.84262 | 0.93128 | 1.0196 | 1.1074 | 1.1947 | 1.2815 | 1.3679 | 1.4539 | 1.5395 | 1.6247 | 1.7096 | 1.7942 | 1.8785 | 1.9625 | 1.9625 | 1.9625 | 1.9625 | 0 | 0 | 0
F11_Industrial_Petroleum_New_Process_Natural Gas_Strategic Energy Management_A_Achievable Economic TRC Potential | F11 | Industrial | Petroleum | New | Process | Natural Gas | Strategic Energy Management | A | Cumulative Summer Peak Savings (MW) | Achievable Economic TRC Potential | 0 | 0 | 0 | 0 | 0 | 0 | 0 | 0 | 0 | 0 | 0 | 0 | 0 | 0 | 0 | 0 | 0 | 0 | 0 | 0 | 0 | 0 | 0 | 0 | 0 | 0 | 0 | 0 | 0 | 0 | 0
F12_Industrial_Petroleum_New_Process_Natural Gas_Strategic Energy Management_A_Achievable Economic TRC Potential | F12 | Industrial | Petroleum | New | Process | Natural Gas | Strategic Energy Management | A | Cumulative Winter Peak Savings (MW) | Achievable Economic TRC Potential | 0 | 0 | 0 | 0 | 0 | 0 | 0 | 0 | 0 | 0 | 0 | 0 | 0 | 0 | 0 | 0 | 0 | 0 | 0 | 0 | 0 | 0 | 0 | 0 | 0 | 0 | 0 | 0 | 0 | 0 | 0
F13_Industrial_Petroleum_New_Process_Natural Gas_Strategic Energy Management_A_Achievable Economic TRC Potential | F13 | Industrial | Petroleum | New | Process | Natural Gas | Strategic Energy Management | A | Purchases (Incremental) | Achievable Economic TRC Potential | 0 | 0 | 0 | 0 | 0 | 0.12622 | 0.14953 | 0.17284 | 0.196 | 0.21918 | 0.24238 | 0.26528 | 0.28812 | 0.31091 | 0.33334 | 0.35586 | 0.37816 | 0.40047 | 0.42266 | 0.44466 | 0.46668 | 0.48861 | 0.51045 | 0.53222 | 0.55391 | 0.46668 | 0.48861 | 0.51045 | 0.53222 | 0.55391 | 0.46668
F14_Industrial_Petroleum_New_Process_Natural Gas_Strategic Energy Management_A_Achievable Economic TRC Potential | F14 | Industrial | Petroleum | New | Process | Natural Gas | Strategic Energy Management | A | Purchases (Cumulative) | Achievable Economic TRC Potential | 0 | 0 | 0 | 0 | 0 | 0.12622 | 0.27575 | 0.44858 | 0.64459 | 0.86376 | 0.97992 | 1.0957 | 1.211 | 1.3259 | 1.44 | 1.5535 | 1.6664 | 1.7788 | 1.8905 | 2.0018 | 2.1126 | 2.2231 | 2.3331 | 2.4426 | 2.5519 | 2.5519 | 2.5519 | 2.5519 | 2.5519 | 2.5519 | 2.5519
F1_Industrial_Petroleum_New_Miscellaneous_Natural Gas_Strategic Energy Management_A_Achievable Economic TRC Potential | F1 | Industrial | Petroleum | New | Miscellaneous | Natural Gas | Strategic Energy Management | A | Original Unit Energy Savings (kWh or therms) | Achievable Economic TRC Potential | 0 | 0 | 0 | 0 | 0 | 160.7723 | 160.7723 | 160.7723 | 160.7723 | 160.7723 | 160.7723 | 160.7723 | 160.7723 | 160.7723 | 160.7723 | 160.7723 | 160.7723 | 160.7723 | 160.7723 | 160.7723 | 160.7723 | 160.7723 | 160.7723 | 160.7723 | 160.7723 | 160.7723 | 160.7723 | 160.7723 | 0 | 0 | 0
F2_Industrial_Petroleum_New_Miscellaneous_Natural Gas_Strategic Energy Management_A_Achievable Economic TRC Potential | F2 | Industrial | Petroleum | New | Miscellaneous | Natural Gas | Strategic Energy Management | A | Original Unit Summer Peak Savings (kW) | Achievable Economic TRC Potential | 0 | 0 | 0 | 0 | 0 | 0 | 0 | 0 | 0 | 0 | 0 | 0 | 0 | 0 | 0 | 0 | 0 | 0 | 0 | 0 | 0 | 0 | 0 | 0 | 0 | 0 | 0 | 0 | 0 | 0 | 0
F3_Industrial_Petroleum_New_Miscellaneous_Natural Gas_Strategic Energy Management_A_Achievable Economic TRC Potential | F3 | Industrial | Petroleum | New | Miscellaneous | Natural Gas | Strategic Energy Management | A | Original Unit Winter Peak Savings (kW) | Achievable Economic TRC Potential | 0 | 0 | 0 | 0 | 0 | 0 | 0 | 0 | 0 | 0 | 0 | 0 | 0 | 0 | 0 | 0 | 0 | 0 | 0 | 0 | 0 | 0 | 0 | 0 | 0 | 0 | 0 | 0 | 0 | 0 | 0
F4_Industrial_Petroleum_New_Miscellaneous_Natural Gas_Strategic Energy Management_A_Achievable Economic TRC Potential | F4 | Industrial | Petroleum | New | Miscellaneous | Natural Gas | Strategic Energy Management | A | Standalone Impact on Baseline Energy (%) | Achievable Economic TRC Potential | 0% | 0% | 0% | 0% | 0% | 0.08224% | 0.1517% | 0.2134% | 0.2705% | 0.3241% | 0.3325% | 0.3397% | 0.3456% | 0.3507% | 0.3553% | 0.359% | 0.3624% | 0.3653% | 0.3678% | 0.3702% | 0.3723% | 0.3742% | 0.3759% | 0.3774% | 0.0037887 | 0.0036463 | 0.0035147 | 0.0033925 | 0 | 0 | 0
F5_Industrial_Petroleum_New_Miscellaneous_Natural Gas_Strategic Energy Management_A_Achievable Economic TRC Potential | F5 | Industrial | Petroleum | New | Miscellaneous | Natural Gas | Strategic Energy Management | A | Standalone Impact on Baseline Summer Peak (%) | Achievable Economic TRC Potential | 0% | 0% | 0% | 0% | 0% | 0% | 0% | 0% | 0% | 0% | 0% | 0% | 0% | 0% | 0% | 0% | 0% | 0% | 0% | 0% | 0% | 0% | 0% | 0% | 0 | 0 | 0 | 0 | 0 | 0 | 0
F6_Industrial_Petroleum_New_Miscellaneous_Natural Gas_Strategic Energy Management_A_Achievable Economic TRC Potential | F6 | Industrial | Petroleum | New | Miscellaneous | Natural Gas | Strategic Energy Management | A | Standalone Impact on Baseline Winter Peak (%) | Achievable Economic TRC Potential | 0% | 0% | 0% | 0% | 0% | 0% | 0% | 0% | 0% | 0% | 0% | 0% | 0% | 0% | 0% | 0% | 0% | 0% | 0% | 0% | 0% | 0% | 0% | 0% | 0 | 0 | 0 | 0 | 0 | 0 | 0
F7_Industrial_Petroleum_New_Miscellaneous_Natural Gas_Strategic Energy Management_A_Achievable Economic TRC Potential | F7 | Industrial | Petroleum | New | Miscellaneous | Natural Gas | Strategic Energy Management | A | Incremental Energy Savings (MWh or mTherms) | Achievable Economic TRC Potential | 0 | 0 | 0 | 0 | 0 | 0.005073 | 0.0060102 | 0.0069468 | 0.0078779 | 0.0088095 | 0.0097418 | 0.010662 | 0.01158 | 0.012497 | 0.013398 | 0.014303 | 0.0152 | 0.016096 | 0.016988 | 0.017872 | 0.018757 | 0.019639 | 0.020517 | 0.021392 | 0.022263 | 0.018757 | 0.019639 | 0.020517 | 0 | 0 | 0
F8_Industrial_Petroleum_New_Miscellaneous_Natural Gas_Strategic Energy Management_A_Achievable Economic TRC Potential | F8 | Industrial | Petroleum | New | Miscellaneous | Natural Gas | Strategic Energy Management | A | Incremental Summer Peak Savings (MW) | Achievable Economic TRC Potential | 0 | 0 | 0 | 0 | 0 | 0 | 0 | 0 | 0 | 0 | 0 | 0 | 0 | 0 | 0 | 0 | 0 | 0 | 0 | 0 | 0 | 0 | 0 | 0 | 0 | 0 | 0 | 0 | 0 | 0 | 0
F9_Industrial_Petroleum_New_Miscellaneous_Natural Gas_Strategic Energy Management_A_Achievable Economic TRC Potential | F9 | Industrial | Petroleum | New | Miscellaneous | Natural Gas | Strategic Energy Management | A | Incremental Winter Peak Savings (MW) | Achievable Economic TRC Potential | 0 | 0 | 0 | 0 | 0 | 0 | 0 | 0 | 0 | 0 | 0 | 0 | 0 | 0 | 0 | 0 | 0 | 0 | 0 | 0 | 0 | 0 | 0 | 0 | 0 | 0 | 0 | 0 | 0 | 0 | 0
F10_Industrial_Petroleum_New_Miscellaneous_Natural Gas_Strategic Energy Management_A_Achievable Economic TRC Potential | F10 | Industrial | Petroleum | New | Miscellaneous | Natural Gas | Strategic Energy Management | A | Cumulative Energy Savings (MWh or mTherms) | Achievable Economic TRC Potential | 0 | 0 | 0 | 0 | 0 | 0.005073 | 0.011083 | 0.01803 | 0.025908 | 0.034717 | 0.039386 | 0.044038 | 0.048672 | 0.053291 | 0.057879 | 0.062441 | 0.066978 | 0.071493 | 0.075985 | 0.080459 | 0.084913 | 0.089352 | 0.093773 | 0.098176 | 0.10257 | 0.10257 | 0.10257 | 0.10257 | 0 | 0 | 0
F11_Industrial_Petroleum_New_Miscellaneous_Natural Gas_Strategic Energy Management_A_Achievable Economic TRC Potential | F11 | Industrial | Petroleum | New | Miscellaneous | Natural Gas | Strategic Energy Management | A | Cumulative Summer Peak Savings (MW) | Achievable Economic TRC Potential | 0 | 0 | 0 | 0 | 0 | 0 | 0 | 0 | 0 | 0 | 0 | 0 | 0 | 0 | 0 | 0 | 0 | 0 | 0 | 0 | 0 | 0 | 0 | 0 | 0 | 0 | 0 | 0 | 0 | 0 | 0
F12_Industrial_Petroleum_New_Miscellaneous_Natural Gas_Strategic Energy Management_A_Achievable Economic TRC Potential | F12 | Industrial | Petroleum | New | Miscellaneous | Natural Gas | Strategic Energy Management | A | Cumulative Winter Peak Savings (MW) | Achievable Economic TRC Potential | 0 | 0 | 0 | 0 | 0 | 0 | 0 | 0 | 0 | 0 | 0 | 0 | 0 | 0 | 0 | 0 | 0 | 0 | 0 | 0 | 0 | 0 | 0 | 0 | 0 | 0 | 0 | 0 | 0 | 0 | 0
F13_Industrial_Petroleum_New_Miscellaneous_Natural Gas_Strategic Energy Management_A_Achievable Economic TRC Potential | F13 | Industrial | Petroleum | New | Miscellaneous | Natural Gas | Strategic Energy Management | A | Purchases (Incremental) | Achievable Economic TRC Potential | 0 | 0 | 0 | 0 | 0 | 0.031554 | 0.037383 | 0.043209 | 0.049 | 0.054795 | 0.060594 | 0.06632 | 0.07203 | 0.077728 | 0.083336 | 0.088965 | 0.094541 | 0.10012 | 0.10567 | 0.11116 | 0.11667 | 0.12215 | 0.12761 | 0.13305 | 0.13848 | 0.11667 | 0.12215 | 0.12761 | 0.13305 | 0.13848 | 0.11667
F14_Industrial_Petroleum_New_Miscellaneous_Natural Gas_Strategic Energy Management_A_Achievable Economic TRC Potential | F14 | Industrial | Petroleum | New | Miscellaneous | Natural Gas | Strategic Energy Management | A | Purchases (Cumulative) | Achievable Economic TRC Potential | 0 | 0 | 0 | 0 | 0 | 0.031554 | 0.068937 | 0.11215 | 0.16115 | 0.21594 | 0.24498 | 0.27392 | 0.30274 | 0.33147 | 0.36001 | 0.38838 | 0.4166 | 0.44469 | 0.47263 | 0.50045 | 0.52816 | 0.55577 | 0.58327 | 0.61065 | 0.63797 | 0.63797 | 0.63797 | 0.63797 | 0.63797 | 0.63797 | 0.63797
F1_Industrial_Petroleum_New_Space Heating_Natural Gas_Commissioning_A_Achievable Economic TRC Potential | F1 | Industrial | Petroleum | New | Space Heating | Natural Gas | Commissioning | A | Original Unit Energy Savings (kWh or therms) | Achievable Economic TRC Potential | 0 | 0 | 0 | 0 | 0 | 0 | 0 | 0 | 0 | 0 | 0 | 0 | 0 | 0 | 0 | 0 | 0 | 0 | 0 | 0 | 0 | 0 | 0 | 0 | 0 | 0 | 0 | 0 | 0 | 0 | 0
F2_Industrial_Petroleum_New_Space Heating_Natural Gas_Commissioning_A_Achievable Economic TRC Potential | F2 | Industrial | Petroleum | New | Space Heating | Natural Gas | Commissioning | A | Original Unit Summer Peak Savings (kW) | Achievable Economic TRC Potential | 0 | 0 | 0 | 0 | 0 | 0 | 0 | 0 | 0 | 0 | 0 | 0 | 0 | 0 | 0 | 0 | 0 | 0 | 0 | 0 | 0 | 0 | 0 | 0 | 0 | 0 | 0 | 0 | 0 | 0 | 0
F3_Industrial_Petroleum_New_Space Heating_Natural Gas_Commissioning_A_Achievable Economic TRC Potential | F3 | Industrial | Petroleum | New | Space Heating | Natural Gas | Commissioning | A | Original Unit Winter Peak Savings (kW) | Achievable Economic TRC Potential | 0 | 0 | 0 | 0 | 0 | 0 | 0 | 0 | 0 | 0 | 0 | 0 | 0 | 0 | 0 | 0 | 0 | 0 | 0 | 0 | 0 | 0 | 0 | 0 | 0 | 0 | 0 | 0 | 0 | 0 | 0
F4_Industrial_Petroleum_New_Space Heating_Natural Gas_Commissioning_A_Achievable Economic TRC Potential | F4 | Industrial | Petroleum | New | Space Heating | Natural Gas | Commissioning | A | Standalone Impact on Baseline Energy (%) | Achievable Economic TRC Potential | 0% | 0% | 0% | 0% | 0% | 0% | 0% | 0% | 0% | 0% | 0% | 0% | 0% | 0% | 0% | 0% | 0% | 0% | 0% | 0% | 0% | 0% | 0% | 0% | 0 | 0 | 0 | 0 | 0 | 0 | 0
F5_Industrial_Petroleum_New_Space Heating_Natural Gas_Commissioning_A_Achievable Economic TRC Potential | F5 | Industrial | Petroleum | New | Space Heating | Natural Gas | Commissioning | A | Standalone Impact on Baseline Summer Peak (%) | Achievable Economic TRC Potential | 0% | 0% | 0% | 0% | 0% | 0% | 0% | 0% | 0% | 0% | 0% | 0% | 0% | 0% | 0% | 0% | 0% | 0% | 0% | 0% | 0% | 0% | 0% | 0% | 0 | 0 | 0 | 0 | 0 | 0 | 0
F6_Industrial_Petroleum_New_Space Heating_Natural Gas_Commissioning_A_Achievable Economic TRC Potential | F6 | Industrial | Petroleum | New | Space Heating | Natural Gas | Commissioning | A | Standalone Impact on Baseline Winter Peak (%) | Achievable Economic TRC Potential | 0% | 0% | 0% | 0% | 0% | 0% | 0% | 0% | 0% | 0% | 0% | 0% | 0% | 0% | 0% | 0% | 0% | 0% | 0% | 0% | 0% | 0% | 0% | 0% | 0 | 0 | 0 | 0 | 0 | 0 | 0
F7_Industrial_Petroleum_New_Space Heating_Natural Gas_Commissioning_A_Achievable Economic TRC Potential | F7 | Industrial | Petroleum | New | Space Heating | Natural Gas | Commissioning | A | Incremental Energy Savings (MWh or mTherms) | Achievable Economic TRC Potential | 0 | 0 | 0 | 0 | 0 | 0 | 0 | 0 | 0 | 0 | 0 | 0 | 0 | 0 | 0 | 0 | 0 | 0 | 0 | 0 | 0 | 0 | 0 | 0 | 0 | 0 | 0 | 0 | 0 | 0 | 0
F8_Industrial_Petroleum_New_Space Heating_Natural Gas_Commissioning_A_Achievable Economic TRC Potential | F8 | Industrial | Petroleum | New | Space Heating | Natural Gas | Commissioning | A | Incremental Summer Peak Savings (MW) | Achievable Economic TRC Potential | 0 | 0 | 0 | 0 | 0 | 0 | 0 | 0 | 0 | 0 | 0 | 0 | 0 | 0 | 0 | 0 | 0 | 0 | 0 | 0 | 0 | 0 | 0 | 0 | 0 | 0 | 0 | 0 | 0 | 0 | 0
F9_Industrial_Petroleum_New_Space Heating_Natural Gas_Commissioning_A_Achievable Economic TRC Potential | F9 | Industrial | Petroleum | New | Space Heating | Natural Gas | Commissioning | A | Incremental Winter Peak Savings (MW) | Achievable Economic TRC Potential | 0 | 0 | 0 | 0 | 0 | 0 | 0 | 0 | 0 | 0 | 0 | 0 | 0 | 0 | 0 | 0 | 0 | 0 | 0 | 0 | 0 | 0 | 0 | 0 | 0 | 0 | 0 | 0 | 0 | 0 | 0
F10_Industrial_Petroleum_New_Space Heating_Natural Gas_Commissioning_A_Achievable Economic TRC Potential | F10 | Industrial | Petroleum | New | Space Heating | Natural Gas | Commissioning | A | Cumulative Energy Savings (MWh or mTherms) | Achievable Economic TRC Potential | 0 | 0 | 0 | 0 | 0 | 0 | 0 | 0 | 0 | 0 | 0 | 0 | 0 | 0 | 0 | 0 | 0 | 0 | 0 | 0 | 0 | 0 | 0 | 0 | 0 | 0 | 0 | 0 | 0 | 0 | 0
F11_Industrial_Petroleum_New_Space Heating_Natural Gas_Commissioning_A_Achievable Economic TRC Potential | F11 | Industrial | Petroleum | New | Space Heating | Natural Gas | Commissioning | A | Cumulative Summer Peak Savings (MW) | Achievable Economic TRC Potential | 0 | 0 | 0 | 0 | 0 | 0 | 0 | 0 | 0 | 0 | 0 | 0 | 0 | 0 | 0 | 0 | 0 | 0 | 0 | 0 | 0 | 0 | 0 | 0 | 0 | 0 | 0 | 0 | 0 | 0 | 0
F12_Industrial_Petroleum_New_Space Heating_Natural Gas_Commissioning_A_Achievable Economic TRC Potential | F12 | Industrial | Petroleum | New | Space Heating | Natural Gas | Commissioning | A | Cumulative Winter Peak Savings (MW) | Achievable Economic TRC Potential | 0 | 0 | 0 | 0 | 0 | 0 | 0 | 0 | 0 | 0 | 0 | 0 | 0 | 0 | 0 | 0 | 0 | 0 | 0 | 0 | 0 | 0 | 0 | 0 | 0 | 0 | 0 | 0 | 0 | 0 | 0
F13_Industrial_Petroleum_New_Space Heating_Natural Gas_Commissioning_A_Achievable Economic TRC Potential | F13 | Industrial | Petroleum | New | Space Heating | Natural Gas | Commissioning | A | Purchases (Incremental) | Achievable Economic TRC Potential | 0 | 0 | 0 | 0 | 0 | 0 | 0 | 0 | 0 | 0 | 0 | 0 | 0 | 0 | 0 | 0 | 0 | 0 | 0 | 0 | 0 | 0 | 0 | 0 | 0 | 0 | 0 | 0 | 0 | 0 | 0
F14_Industrial_Petroleum_New_Space Heating_Natural Gas_Commissioning_A_Achievable Economic TRC Potential | F14 | Industrial | Petroleum | New | Space Heating | Natural Gas | Commissioning | A | Purchases (Cumulative) | Achievable Economic TRC Potential | 0 | 0 | 0 | 0 | 0 | 0 | 0 | 0 | 0 | 0 | 0 | 0 | 0 | 0 | 0 | 0 | 0 | 0 | 0 | 0 | 0 | 0 | 0 | 0 | 0 | 0 | 0 | 0 | 0 | 0 | 0
F1_Industrial_Petroleum_New_Process_Natural Gas_Commissioning_A_Achievable Economic TRC Potential | F1 | Industrial | Petroleum | New | Process | Natural Gas | Commissioning | A | Original Unit Energy Savings (kWh or therms) | Achievable Economic TRC Potential | 0 | 0 | 0 | 0 | 0 | 4292.3343 | 4292.3343 | 4292.3343 | 4292.3343 | 4292.3343 | 4292.3343 | 4292.3343 | 4292.3343 | 4292.3343 | 4292.3343 | 4292.3343 | 4292.3343 | 4292.3343 | 4292.3343 | 4292.3343 | 4292.3343 | 4292.3343 | 4292.3343 | 4292.3343 | 4292.3343 | 4292.3343 | 4292.3343 | 4292.3343 | 0 | 0 | 0
F2_Industrial_Petroleum_New_Process_Natural Gas_Commissioning_A_Achievable Economic TRC Potential | F2 | Industrial | Petroleum | New | Process | Natural Gas | Commissioning | A | Original Unit Summer Peak Savings (kW) | Achievable Economic TRC Potential | 0 | 0 | 0 | 0 | 0 | 0 | 0 | 0 | 0 | 0 | 0 | 0 | 0 | 0 | 0 | 0 | 0 | 0 | 0 | 0 | 0 | 0 | 0 | 0 | 0 | 0 | 0 | 0 | 0 | 0 | 0
F3_Industrial_Petroleum_New_Process_Natural Gas_Commissioning_A_Achievable Economic TRC Potential | F3 | Industrial | Petroleum | New | Process | Natural Gas | Commissioning | A | Original Unit Winter Peak Savings (kW) | Achievable Economic TRC Potential | 0 | 0 | 0 | 0 | 0 | 0 | 0 | 0 | 0 | 0 | 0 | 0 | 0 | 0 | 0 | 0 | 0 | 0 | 0 | 0 | 0 | 0 | 0 | 0 | 0 | 0 | 0 | 0 | 0 | 0 | 0
F4_Industrial_Petroleum_New_Process_Natural Gas_Commissioning_A_Achievable Economic TRC Potential | F4 | Industrial | Petroleum | New | Process | Natural Gas | Commissioning | A | Standalone Impact on Baseline Energy (%) | Achievable Economic TRC Potential | 0% | 0% | 0% | 0% | 0% | 0% | 0% | 0% | 0% | 0% | 0% | 0% | 0% | 0% | 0% | 0% | 0% | 0% | 0% | 0% | 0% | 0% | 0% | 0% | 0 | 0 | 0 | 0 | 0 | 0 | 0
F5_Industrial_Petroleum_New_Process_Natural Gas_Commissioning_A_Achievable Economic TRC Potential | F5 | Industrial | Petroleum | New | Process | Natural Gas | Commissioning | A | Standalone Impact on Baseline Summer Peak (%) | Achievable Economic TRC Potential | 0% | 0% | 0% | 0% | 0% | 0% | 0% | 0% | 0% | 0% | 0% | 0% | 0% | 0% | 0% | 0% | 0% | 0% | 0% | 0% | 0% | 0% | 0% | 0% | 0 | 0 | 0 | 0 | 0 | 0 | 0
F6_Industrial_Petroleum_New_Process_Natural Gas_Commissioning_A_Achievable Economic TRC Potential | F6 | Industrial | Petroleum | New | Process | Natural Gas | Commissioning | A | Standalone Impact on Baseline Winter Peak (%) | Achievable Economic TRC Potential | 0% | 0% | 0% | 0% | 0% | 0% | 0% | 0% | 0% | 0% | 0% | 0% | 0% | 0% | 0% | 0% | 0% | 0% | 0% | 0% | 0% | 0% | 0% | 0% | 0 | 0 | 0 | 0 | 0 | 0 | 0
F7_Industrial_Petroleum_New_Process_Natural Gas_Commissioning_A_Achievable Economic TRC Potential | F7 | Industrial | Petroleum | New | Process | Natural Gas | Commissioning | A | Incremental Energy Savings (MWh or mTherms) | Achievable Economic TRC Potential | 0 | 0 | 0 | 0 | 0 | 0 | 0 | 0 | 0 | 0 | 0 | 0 | 0 | 0 | 0 | 0 | 0 | 0 | 0 | 0 | 0 | 0 | 0 | 0 | 0 | 0 | 0 | 0 | 0 | 0 | 0
F8_Industrial_Petroleum_New_Process_Natural Gas_Commissioning_A_Achievable Economic TRC Potential | F8 | Industrial | Petroleum | New | Process | Natural Gas | Commissioning | A | Incremental Summer Peak Savings (MW) | Achievable Economic TRC Potential | 0 | 0 | 0 | 0 | 0 | 0 | 0 | 0 | 0 | 0 | 0 | 0 | 0 | 0 | 0 | 0 | 0 | 0 | 0 | 0 | 0 | 0 | 0 | 0 | 0 | 0 | 0 | 0 | 0 | 0 | 0
F9_Industrial_Petroleum_New_Process_Natural Gas_Commissioning_A_Achievable Economic TRC Potential | F9 | Industrial | Petroleum | New | Process | Natural Gas | Commissioning | A | Incremental Winter Peak Savings (MW) | Achievable Economic TRC Potential | 0 | 0 | 0 | 0 | 0 | 0 | 0 | 0 | 0 | 0 | 0 | 0 | 0 | 0 | 0 | 0 | 0 | 0 | 0 | 0 | 0 | 0 | 0 | 0 | 0 | 0 | 0 | 0 | 0 | 0 | 0
F10_Industrial_Petroleum_New_Process_Natural Gas_Commissioning_A_Achievable Economic TRC Potential | F10 | Industrial | Petroleum | New | Process | Natural Gas | Commissioning | A | Cumulative Energy Savings (MWh or mTherms) | Achievable Economic TRC Potential | 0 | 0 | 0 | 0 | 0 | 0 | 0 | 0 | 0 | 0 | 0 | 0 | 0 | 0 | 0 | 0 | 0 | 0 | 0 | 0 | 0 | 0 | 0 | 0 | 0 | 0 | 0 | 0 | 0 | 0 | 0
F11_Industrial_Petroleum_New_Process_Natural Gas_Commissioning_A_Achievable Economic TRC Potential | F11 | Industrial | Petroleum | New | Process | Natural Gas | Commissioning | A | Cumulative Summer Peak Savings (MW) | Achievable Economic TRC Potential | 0 | 0 | 0 | 0 | 0 | 0 | 0 | 0 | 0 | 0 | 0 | 0 | 0 | 0 | 0 | 0 | 0 | 0 | 0 | 0 | 0 | 0 | 0 | 0 | 0 | 0 | 0 | 0 | 0 | 0 | 0
F12_Industrial_Petroleum_New_Process_Natural Gas_Commissioning_A_Achievable Economic TRC Potential | F12 | Industrial | Petroleum | New | Process | Natural Gas | Commissioning | A | Cumulative Winter Peak Savings (MW) | Achievable Economic TRC Potential | 0 | 0 | 0 | 0 | 0 | 0 | 0 | 0 | 0 | 0 | 0 | 0 | 0 | 0 | 0 | 0 | 0 | 0 | 0 | 0 | 0 | 0 | 0 | 0 | 0 | 0 | 0 | 0 | 0 | 0 | 0
F13_Industrial_Petroleum_New_Process_Natural Gas_Commissioning_A_Achievable Economic TRC Potential | F13 | Industrial | Petroleum | New | Process | Natural Gas | Commissioning | A | Purchases (Incremental) | Achievable Economic TRC Potential | 0 | 0 | 0 | 0 | 0 | 0 | 0 | 0 | 0 | 0 | 0 | 0 | 0 | 0 | 0 | 0 | 0 | 0 | 0 | 0 | 0 | 0 | 0 | 0 | 0 | 0 | 0 | 0 | 0 | 0 | 0
F14_Industrial_Petroleum_New_Process_Natural Gas_Commissioning_A_Achievable Economic TRC Potential | F14 | Industrial | Petroleum | New | Process | Natural Gas | Commissioning | A | Purchases (Cumulative) | Achievable Economic TRC Potential | 0 | 0 | 0 | 0 | 0 | 0 | 0 | 0 | 0 | 0 | 0 | 0 | 0 | 0 | 0 | 0 | 0 | 0 | 0 | 0 | 0 | 0 | 0 | 0 | 0 | 0 | 0 | 0 | 0 | 0 | 0
F1_Industrial_Petroleum_New_Space Heating_Natural Gas_Retrocommissioning_A_Achievable Economic TRC Potential | F1 | Industrial | Petroleum | New | Space Heating | Natural Gas | Retrocommissioning | A | Original Unit Energy Savings (kWh or therms) | Achievable Economic TRC Potential | 0 | 0 | 0 | 0 | 0 | 0 | 0 | 0 | 0 | 0 | 0 | 0 | 0 | 0 | 0 | 0 | 0 | 0 | 0 | 0 | 0 | 0 | 0 | 0 | 0 | 0 | 0 | 0 | 0 | 0 | 0
F2_Industrial_Petroleum_New_Space Heating_Natural Gas_Retrocommissioning_A_Achievable Economic TRC Potential | F2 | Industrial | Petroleum | New | Space Heating | Natural Gas | Retrocommissioning | A | Original Unit Summer Peak Savings (kW) | Achievable Economic TRC Potential | 0 | 0 | 0 | 0 | 0 | 0 | 0 | 0 | 0 | 0 | 0 | 0 | 0 | 0 | 0 | 0 | 0 | 0 | 0 | 0 | 0 | 0 | 0 | 0 | 0 | 0 | 0 | 0 | 0 | 0 | 0
F3_Industrial_Petroleum_New_Space Heating_Natural Gas_Retrocommissioning_A_Achievable Economic TRC Potential | F3 | Industrial | Petroleum | New | Space Heating | Natural Gas | Retrocommissioning | A | Original Unit Winter Peak Savings (kW) | Achievable Economic TRC Potential | 0 | 0 | 0 | 0 | 0 | 0 | 0 | 0 | 0 | 0 | 0 | 0 | 0 | 0 | 0 | 0 | 0 | 0 | 0 | 0 | 0 | 0 | 0 | 0 | 0 | 0 | 0 | 0 | 0 | 0 | 0
F4_Industrial_Petroleum_New_Space Heating_Natural Gas_Retrocommissioning_A_Achievable Economic TRC Potential | F4 | Industrial | Petroleum | New | Space Heating | Natural Gas | Retrocommissioning | A | Standalone Impact on Baseline Energy (%) | Achievable Economic TRC Potential | 0% | 0% | 0% | 0% | 0% | 0% | 0% | 0% | 0% | 0% | 0% | 0% | 0% | 0% | 0% | 0% | 0% | 0% | 0% | 0% | 0% | 0% | 0% | 0% | 0 | 0 | 0 | 0 | 0 | 0 | 0
F5_Industrial_Petroleum_New_Space Heating_Natural Gas_Retrocommissioning_A_Achievable Economic TRC Potential | F5 | Industrial | Petroleum | New | Space Heating | Natural Gas | Retrocommissioning | A | Standalone Impact on Baseline Summer Peak (%) | Achievable Economic TRC Potential | 0% | 0% | 0% | 0% | 0% | 0% | 0% | 0% | 0% | 0% | 0% | 0% | 0% | 0% | 0% | 0% | 0% | 0% | 0% | 0% | 0% | 0% | 0% | 0% | 0 | 0 | 0 | 0 | 0 | 0 | 0
F6_Industrial_Petroleum_New_Space Heating_Natural Gas_Retrocommissioning_A_Achievable Economic TRC Potential | F6 | Industrial | Petroleum | New | Space Heating | Natural Gas | Retrocommissioning | A | Standalone Impact on Baseline Winter Peak (%) | Achievable Economic TRC Potential | 0% | 0% | 0% | 0% | 0% | 0% | 0% | 0% | 0% | 0% | 0% | 0% | 0% | 0% | 0% | 0% | 0% | 0% | 0% | 0% | 0% | 0% | 0% | 0% | 0 | 0 | 0 | 0 | 0 | 0 | 0
F7_Industrial_Petroleum_New_Space Heating_Natural Gas_Retrocommissioning_A_Achievable Economic TRC Potential | F7 | Industrial | Petroleum | New | Space Heating | Natural Gas | Retrocommissioning | A | Incremental Energy Savings (MWh or mTherms) | Achievable Economic TRC Potential | 0 | 0 | 0 | 0 | 0 | 0 | 0 | 0 | 0 | 0 | 0 | 0 | 0 | 0 | 0 | 0 | 0 | 0 | 0 | 0 | 0 | 0 | 0 | 0 | 0 | 0 | 0 | 0 | 0 | 0 | 0
F8_Industrial_Petroleum_New_Space Heating_Natural Gas_Retrocommissioning_A_Achievable Economic TRC Potential | F8 | Industrial | Petroleum | New | Space Heating | Natural Gas | Retrocommissioning | A | Incremental Summer Peak Savings (MW) | Achievable Economic TRC Potential | 0 | 0 | 0 | 0 | 0 | 0 | 0 | 0 | 0 | 0 | 0 | 0 | 0 | 0 | 0 | 0 | 0 | 0 | 0 | 0 | 0 | 0 | 0 | 0 | 0 | 0 | 0 | 0 | 0 | 0 | 0
F9_Industrial_Petroleum_New_Space Heating_Natural Gas_Retrocommissioning_A_Achievable Economic TRC Potential | F9 | Industrial | Petroleum | New | Space Heating | Natural Gas | Retrocommissioning | A | Incremental Winter Peak Savings (MW) | Achievable Economic TRC Potential | 0 | 0 | 0 | 0 | 0 | 0 | 0 | 0 | 0 | 0 | 0 | 0 | 0 | 0 | 0 | 0 | 0 | 0 | 0 | 0 | 0 | 0 | 0 | 0 | 0 | 0 | 0 | 0 | 0 | 0 | 0
F10_Industrial_Petroleum_New_Space Heating_Natural Gas_Retrocommissioning_A_Achievable Economic TRC Potential | F10 | Industrial | Petroleum | New | Space Heating | Natural Gas | Retrocommissioning | A | Cumulative Energy Savings (MWh or mTherms) | Achievable Economic TRC Potential | 0 | 0 | 0 | 0 | 0 | 0 | 0 | 0 | 0 | 0 | 0 | 0 | 0 | 0 | 0 | 0 | 0 | 0 | 0 | 0 | 0 | 0 | 0 | 0 | 0 | 0 | 0 | 0 | 0 | 0 | 0
F11_Industrial_Petroleum_New_Space Heating_Natural Gas_Retrocommissioning_A_Achievable Economic TRC Potential | F11 | Industrial | Petroleum | New | Space Heating | Natural Gas | Retrocommissioning | A | Cumulative Summer Peak Savings (MW) | Achievable Economic TRC Potential | 0 | 0 | 0 | 0 | 0 | 0 | 0 | 0 | 0 | 0 | 0 | 0 | 0 | 0 | 0 | 0 | 0 | 0 | 0 | 0 | 0 | 0 | 0 | 0 | 0 | 0 | 0 | 0 | 0 | 0 | 0
F12_Industrial_Petroleum_New_Space Heating_Natural Gas_Retrocommissioning_A_Achievable Economic TRC Potential | F12 | Industrial | Petroleum | New | Space Heating | Natural Gas | Retrocommissioning | A | Cumulative Winter Peak Savings (MW) | Achievable Economic TRC Potential | 0 | 0 | 0 | 0 | 0 | 0 | 0 | 0 | 0 | 0 | 0 | 0 | 0 | 0 | 0 | 0 | 0 | 0 | 0 | 0 | 0 | 0 | 0 | 0 | 0 | 0 | 0 | 0 | 0 | 0 | 0
F13_Industrial_Petroleum_New_Space Heating_Natural Gas_Retrocommissioning_A_Achievable Economic TRC Potential | F13 | Industrial | Petroleum | New | Space Heating | Natural Gas | Retrocommissioning | A | Purchases (Incremental) | Achievable Economic TRC Potential | 0 | 0 | 0 | 0 | 0 | 0 | 0 | 0 | 0 | 0 | 0 | 0 | 0 | 0 | 0 | 0 | 0 | 0 | 0 | 0 | 0 | 0 | 0 | 0 | 0 | 0 | 0 | 0 | 0 | 0 | 0
F14_Industrial_Petroleum_New_Space Heating_Natural Gas_Retrocommissioning_A_Achievable Economic TRC Potential | F14 | Industrial | Petroleum | New | Space Heating | Natural Gas | Retrocommissioning | A | Purchases (Cumulative) | Achievable Economic TRC Potential | 0 | 0 | 0 | 0 | 0 | 0 | 0 | 0 | 0 | 0 | 0 | 0 | 0 | 0 | 0 | 0 | 0 | 0 | 0 | 0 | 0 | 0 | 0 | 0 | 0 | 0 | 0 | 0 | 0 | 0 | 0
F1_Industrial_Petroleum_New_Process_Natural Gas_Retrocommissioning_A_Achievable Economic TRC Potential | F1 | Industrial | Petroleum | New | Process | Natural Gas | Retrocommissioning | A | Original Unit Energy Savings (kWh or therms) | Achievable Economic TRC Potential | 0 | 0 | 0 | 0 | 0 | 0 | 0 | 0 | 0 | 0 | 0 | 0 | 0 | 0 | 0 | 0 | 0 | 0 | 0 | 0 | 0 | 0 | 0 | 0 | 0 | 0 | 0 | 0 | 0 | 0 | 0
F2_Industrial_Petroleum_New_Process_Natural Gas_Retrocommissioning_A_Achievable Economic TRC Potential | F2 | Industrial | Petroleum | New | Process | Natural Gas | Retrocommissioning | A | Original Unit Summer Peak Savings (kW) | Achievable Economic TRC Potential | 0 | 0 | 0 | 0 | 0 | 0 | 0 | 0 | 0 | 0 | 0 | 0 | 0 | 0 | 0 | 0 | 0 | 0 | 0 | 0 | 0 | 0 | 0 | 0 | 0 | 0 | 0 | 0 | 0 | 0 | 0
F3_Industrial_Petroleum_New_Process_Natural Gas_Retrocommissioning_A_Achievable Economic TRC Potential | F3 | Industrial | Petroleum | New | Process | Natural Gas | Retrocommissioning | A | Original Unit Winter Peak Savings (kW) | Achievable Economic TRC Potential | 0 | 0 | 0 | 0 | 0 | 0 | 0 | 0 | 0 | 0 | 0 | 0 | 0 | 0 | 0 | 0 | 0 | 0 | 0 | 0 | 0 | 0 | 0 | 0 | 0 | 0 | 0 | 0 | 0 | 0 | 0
F4_Industrial_Petroleum_New_Process_Natural Gas_Retrocommissioning_A_Achievable Economic TRC Potential | F4 | Industrial | Petroleum | New | Process | Natural Gas | Retrocommissioning | A | Standalone Impact on Baseline Energy (%) | Achievable Economic TRC Potential | 0% | 0% | 0% | 0% | 0% | 0% | 0% | 0% | 0% | 0% | 0% | 0% | 0% | 0% | 0% | 0% | 0% | 0% | 0% | 0% | 0% | 0% | 0% | 0% | 0 | 0 | 0 | 0 | 0 | 0 | 0
F5_Industrial_Petroleum_New_Process_Natural Gas_Retrocommissioning_A_Achievable Economic TRC Potential | F5 | Industrial | Petroleum | New | Process | Natural Gas | Retrocommissioning | A | Standalone Impact on Baseline Summer Peak (%) | Achievable Economic TRC Potential | 0% | 0% | 0% | 0% | 0% | 0% | 0% | 0% | 0% | 0% | 0% | 0% | 0% | 0% | 0% | 0% | 0% | 0% | 0% | 0% | 0% | 0% | 0% | 0% | 0 | 0 | 0 | 0 | 0 | 0 | 0
F6_Industrial_Petroleum_New_Process_Natural Gas_Retrocommissioning_A_Achievable Economic TRC Potential | F6 | Industrial | Petroleum | New | Process | Natural Gas | Retrocommissioning | A | Standalone Impact on Baseline Winter Peak (%) | Achievable Economic TRC Potential | 0% | 0% | 0% | 0% | 0% | 0% | 0% | 0% | 0% | 0% | 0% | 0% | 0% | 0% | 0% | 0% | 0% | 0% | 0% | 0% | 0% | 0% | 0% | 0% | 0 | 0 | 0 | 0 | 0 | 0 | 0
F7_Industrial_Petroleum_New_Process_Natural Gas_Retrocommissioning_A_Achievable Economic TRC Potential | F7 | Industrial | Petroleum | New | Process | Natural Gas | Retrocommissioning | A | Incremental Energy Savings (MWh or mTherms) | Achievable Economic TRC Potential | 0 | 0 | 0 | 0 | 0 | 0 | 0 | 0 | 0 | 0 | 0 | 0 | 0 | 0 | 0 | 0 | 0 | 0 | 0 | 0 | 0 | 0 | 0 | 0 | 0 | 0 | 0 | 0 | 0 | 0 | 0
F8_Industrial_Petroleum_New_Process_Natural Gas_Retrocommissioning_A_Achievable Economic TRC Potential | F8 | Industrial | Petroleum | New | Process | Natural Gas | Retrocommissioning | A | Incremental Summer Peak Savings (MW) | Achievable Economic TRC Potential | 0 | 0 | 0 | 0 | 0 | 0 | 0 | 0 | 0 | 0 | 0 | 0 | 0 | 0 | 0 | 0 | 0 | 0 | 0 | 0 | 0 | 0 | 0 | 0 | 0 | 0 | 0 | 0 | 0 | 0 | 0
F9_Industrial_Petroleum_New_Process_Natural Gas_Retrocommissioning_A_Achievable Economic TRC Potential | F9 | Industrial | Petroleum | New | Process | Natural Gas | Retrocommissioning | A | Incremental Winter Peak Savings (MW) | Achievable Economic TRC Potential | 0 | 0 | 0 | 0 | 0 | 0 | 0 | 0 | 0 | 0 | 0 | 0 | 0 | 0 | 0 | 0 | 0 | 0 | 0 | 0 | 0 | 0 | 0 | 0 | 0 | 0 | 0 | 0 | 0 | 0 | 0
F10_Industrial_Petroleum_New_Process_Natural Gas_Retrocommissioning_A_Achievable Economic TRC Potential | F10 | Industrial | Petroleum | New | Process | Natural Gas | Retrocommissioning | A | Cumulative Energy Savings (MWh or mTherms) | Achievable Economic TRC Potential | 0 | 0 | 0 | 0 | 0 | 0 | 0 | 0 | 0 | 0 | 0 | 0 | 0 | 0 | 0 | 0 | 0 | 0 | 0 | 0 | 0 | 0 | 0 | 0 | 0 | 0 | 0 | 0 | 0 | 0 | 0
F11_Industrial_Petroleum_New_Process_Natural Gas_Retrocommissioning_A_Achievable Economic TRC Potential | F11 | Industrial | Petroleum | New | Process | Natural Gas | Retrocommissioning | A | Cumulative Summer Peak Savings (MW) | Achievable Economic TRC Potential | 0 | 0 | 0 | 0 | 0 | 0 | 0 | 0 | 0 | 0 | 0 | 0 | 0 | 0 | 0 | 0 | 0 | 0 | 0 | 0 | 0 | 0 | 0 | 0 | 0 | 0 | 0 | 0 | 0 | 0 | 0
F12_Industrial_Petroleum_New_Process_Natural Gas_Retrocommissioning_A_Achievable Economic TRC Potential | F12 | Industrial | Petroleum | New | Process | Natural Gas | Retrocommissioning | A | Cumulative Winter Peak Savings (MW) | Achievable Economic TRC Potential | 0 | 0 | 0 | 0 | 0 | 0 | 0 | 0 | 0 | 0 | 0 | 0 | 0 | 0 | 0 | 0 | 0 | 0 | 0 | 0 | 0 | 0 | 0 | 0 | 0 | 0 | 0 | 0 | 0 | 0 | 0
F13_Industrial_Petroleum_New_Process_Natural Gas_Retrocommissioning_A_Achievable Economic TRC Potential | F13 | Industrial | Petroleum | New | Process | Natural Gas | Retrocommissioning | A | Purchases (Incremental) | Achievable Economic TRC Potential | 0 | 0 | 0 | 0 | 0 | 0 | 0 | 0 | 0 | 0 | 0 | 0 | 0 | 0 | 0 | 0 | 0 | 0 | 0 | 0 | 0 | 0 | 0 | 0 | 0 | 0 | 0 | 0 | 0 | 0 | 0
F14_Industrial_Petroleum_New_Process_Natural Gas_Retrocommissioning_A_Achievable Economic TRC Potential | F14 | Industrial | Petroleum | New | Process | Natural Gas | Retrocommissioning | A | Purchases (Cumulative) | Achievable Economic TRC Potential | 0 | 0 | 0 | 0 | 0 | 0 | 0 | 0 | 0 | 0 | 0 | 0 | 0 | 0 | 0 | 0 | 0 | 0 | 0 | 0 | 0 | 0 | 0 | 0 | 0 | 0 | 0 | 0 | 0 | 0 | 0
F1_Industrial_Paper and Printing_Existing_Space Heating_Natural Gas_Insulation - Roof/Ceiling_A_Achievable Economic TRC Potential | F1 | Industrial | Paper and Printing | Existing | Space Heating | Natural Gas | Insulation - Roof/Ceiling | A | Original Unit Energy Savings (kWh or therms) | Achievable Economic TRC Potential | 0 | 0 | 0 | 0 | 0 | 0.099591 | 0.099104 | 0.098502 | 0.097865 | 0.097198 | 0.096522 | 0.095828 | 0.095137 | 0.094449 | 0.093706 | 0.093019 | 0.09234 | 0.09171 | 0.091123 | 0.090551 | 0.090011 | 0.089458 | 0.08896 | 0.088489 | 0.088041 | 0.087626 | 0.087242 | 0.086887 | 0 | 0 | 0
F2_Industrial_Paper and Printing_Existing_Space Heating_Natural Gas_Insulation - Roof/Ceiling_A_Achievable Economic TRC Potential | F2 | Industrial | Paper and Printing | Existing | Space Heating | Natural Gas | Insulation - Roof/Ceiling | A | Original Unit Summer Peak Savings (kW) | Achievable Economic TRC Potential | 0 | 0 | 0 | 0 | 0 | 0 | 0 | 0 | 0 | 0 | 0 | 0 | 0 | 0 | 0 | 0 | 0 | 0 | 0 | 0 | 0 | 0 | 0 | 0 | 0 | 0 | 0 | 0 | 0 | 0 | 0
F3_Industrial_Paper and Printing_Existing_Space Heating_Natural Gas_Insulation - Roof/Ceiling_A_Achievable Economic TRC Potential | F3 | Industrial | Paper and Printing | Existing | Space Heating | Natural Gas | Insulation - Roof/Ceiling | A | Original Unit Winter Peak Savings (kW) | Achievable Economic TRC Potential | 0 | 0 | 0 | 0 | 0 | 0 | 0 | 0 | 0 | 0 | 0 | 0 | 0 | 0 | 0 | 0 | 0 | 0 | 0 | 0 | 0 | 0 | 0 | 0 | 0 | 0 | 0 | 0 | 0 | 0 | 0
F4_Industrial_Paper and Printing_Existing_Space Heating_Natural Gas_Insulation - Roof/Ceiling_A_Achievable Economic TRC Potential | F4 | Industrial | Paper and Printing | Existing | Space Heating | Natural Gas | Insulation - Roof/Ceiling | A | Standalone Impact on Baseline Energy (%) | Achievable Economic TRC Potential | 0% | 0% | 0% | 0% | 0% | 0.3808% | 1.047% | 2.09% | 3.54% | 5.384% | 7.608% | 9.95% | 12.29% | 14.65% | 16.49% | 18.21% | 19.42% | 20.42% | 21.23% | 21.62% | 21.97% | 22.22% | 22.41% | 22.49% | 0.22561 | 0.22627 | 0.22687 | 0.22742 | 0 | 0 | 0
F5_Industrial_Paper and Printing_Existing_Space Heating_Natural Gas_Insulation - Roof/Ceiling_A_Achievable Economic TRC Potential | F5 | Industrial | Paper and Printing | Existing | Space Heating | Natural Gas | Insulation - Roof/Ceiling | A | Standalone Impact on Baseline Summer Peak (%) | Achievable Economic TRC Potential | 0% | 0% | 0% | 0% | 0% | 0% | 0% | 0% | 0% | 0% | 0% | 0% | 0% | 0% | 0% | 0% | 0% | 0% | 0% | 0% | 0% | 0% | 0% | 0% | 0 | 0 | 0 | 0 | 0 | 0 | 0
F6_Industrial_Paper and Printing_Existing_Space Heating_Natural Gas_Insulation - Roof/Ceiling_A_Achievable Economic TRC Potential | F6 | Industrial | Paper and Printing | Existing | Space Heating | Natural Gas | Insulation - Roof/Ceiling | A | Standalone Impact on Baseline Winter Peak (%) | Achievable Economic TRC Potential | 0% | 0% | 0% | 0% | 0% | 0% | 0% | 0% | 0% | 0% | 0% | 0% | 0% | 0% | 0% | 0% | 0% | 0% | 0% | 0% | 0% | 0% | 0% | 0% | 0 | 0 | 0 | 0 | 0 | 0 | 0
F7_Industrial_Paper and Printing_Existing_Space Heating_Natural Gas_Insulation - Roof/Ceiling_A_Achievable Economic TRC Potential | F7 | Industrial | Paper and Printing | Existing | Space Heating | Natural Gas | Insulation - Roof/Ceiling | A | Incremental Energy Savings (MWh or mTherms) | Achievable Economic TRC Potential | 0 | 0 | 0 | 0 | 0 | 0.21281 | 0.37039 | 0.56928 | 0.79226 | 1.0023 | 1.1465 | 1.2224 | 1.2111 | 1.1044 | 0.96241 | 0.77926 | 0.60175 | 0.43815 | 0.30203 | 0.20032 | 0.12619 | 0.076045 | 0.051015 | 0 | 0 | 0 | 0 | 0 | 0 | 0 | 0
F8_Industrial_Paper and Printing_Existing_Space Heating_Natural Gas_Insulation - Roof/Ceiling_A_Achievable Economic TRC Potential | F8 | Industrial | Paper and Printing | Existing | Space Heating | Natural Gas | Insulation - Roof/Ceiling | A | Incremental Summer Peak Savings (MW) | Achievable Economic TRC Potential | 0 | 0 | 0 | 0 | 0 | 0 | 0 | 0 | 0 | 0 | 0 | 0 | 0 | 0 | 0 | 0 | 0 | 0 | 0 | 0 | 0 | 0 | 0 | 0 | 0 | 0 | 0 | 0 | 0 | 0 | 0
F9_Industrial_Paper and Printing_Existing_Space Heating_Natural Gas_Insulation - Roof/Ceiling_A_Achievable Economic TRC Potential | F9 | Industrial | Paper and Printing | Existing | Space Heating | Natural Gas | Insulation - Roof/Ceiling | A | Incremental Winter Peak Savings (MW) | Achievable Economic TRC Potential | 0 | 0 | 0 | 0 | 0 | 0 | 0 | 0 | 0 | 0 | 0 | 0 | 0 | 0 | 0 | 0 | 0 | 0 | 0 | 0 | 0 | 0 | 0 | 0 | 0 | 0 | 0 | 0 | 0 | 0 | 0
F10_Industrial_Paper and Printing_Existing_Space Heating_Natural Gas_Insulation - Roof/Ceiling_A_Achievable Economic TRC Potential | F10 | Industrial | Paper and Printing | Existing | Space Heating | Natural Gas | Insulation - Roof/Ceiling | A | Cumulative Energy Savings (MWh or mTherms) | Achievable Economic TRC Potential | 0 | 0 | 0 | 0 | 0 | 0.21281 | 0.58215 | 1.1479 | 1.9327 | 2.9219 | 4.048 | 5.2413 | 6.4147 | 7.4727 | 8.3763 | 9.0942 | 9.6295 | 10.002 | 10.24 | 10.376 | 10.4403 | 10.4523 | 10.4451 | 10.3898 | 10.3371 | 10.2885 | 10.2434 | 10.2017 | 0 | 0 | 0
F11_Industrial_Paper and Printing_Existing_Space Heating_Natural Gas_Insulation - Roof/Ceiling_A_Achievable Economic TRC Potential | F11 | Industrial | Paper and Printing | Existing | Space Heating | Natural Gas | Insulation - Roof/Ceiling | A | Cumulative Summer Peak Savings (MW) | Achievable Economic TRC Potential | 0 | 0 | 0 | 0 | 0 | 0 | 0 | 0 | 0 | 0 | 0 | 0 | 0 | 0 | 0 | 0 | 0 | 0 | 0 | 0 | 0 | 0 | 0 | 0 | 0 | 0 | 0 | 0 | 0 | 0 | 0
F12_Industrial_Paper and Printing_Existing_Space Heating_Natural Gas_Insulation - Roof/Ceiling_A_Achievable Economic TRC Potential | F12 | Industrial | Paper and Printing | Existing | Space Heating | Natural Gas | Insulation - Roof/Ceiling | A | Cumulative Winter Peak Savings (MW) | Achievable Economic TRC Potential | 0 | 0 | 0 | 0 | 0 | 0 | 0 | 0 | 0 | 0 | 0 | 0 | 0 | 0 | 0 | 0 | 0 | 0 | 0 | 0 | 0 | 0 | 0 | 0 | 0 | 0 | 0 | 0 | 0 | 0 | 0
F13_Industrial_Paper and Printing_Existing_Space Heating_Natural Gas_Insulation - Roof/Ceiling_A_Achievable Economic TRC Potential | F13 | Industrial | Paper and Printing | Existing | Space Heating | Natural Gas | Insulation - Roof/Ceiling | A | Purchases (Incremental) | Achievable Economic TRC Potential | 0 | 0 | 0 | 0 | 0 | 2136.8001 | 3737.3478 | 5779.3669 | 8095.488 | 10311.8681 | 11877.7376 | 12756.455 | 12730.5539 | 11693.1706 | 10270.5886 | 8377.4725 | 6516.6575 | 4777.5802 | 3314.4752 | 2212.2676 | 1401.985 | 850.0631 | 573.4667 | 0 | 0 | 0 | 0 | 0 | 0 | 0 | 0
F14_Industrial_Paper and Printing_Existing_Space Heating_Natural Gas_Insulation - Roof/Ceiling_A_Achievable Economic TRC Potential | F14 | Industrial | Paper and Printing | Existing | Space Heating | Natural Gas | Insulation - Roof/Ceiling | A | Purchases (Cumulative) | Achievable Economic TRC Potential | 0 | 0 | 0 | 0 | 0 | 2136.8001 | 5874.1478 | 11653.5147 | 19749.0028 | 30060.8708 | 41938.6084 | 54695.0634 | 67425.6173 | 79118.7879 | 89389.3765 | 97766.849 | 104283.5066 | 109061.0868 | 112375.562 | 114587.8295 | 115989.8145 | 116839.8776 | 117413.3443 | 117413.3443 | 117413.3443 | 117413.3443 | 117413.3443 | 117413.3443 | 117413.3443 | 117413.3443 | 117413.3443
F1_Industrial_Paper and Printing_Existing_Space Heating_Natural Gas_Insulation - Wall Cavity_A_Achievable Economic TRC Potential | F1 | Industrial | Paper and Printing | Existing | Space Heating | Natural Gas | Insulation - Wall Cavity | A | Original Unit Energy Savings (kWh or therms) | Achievable Economic TRC Potential | 0 | 0 | 0 | 0 | 0 | 0.017935 | 0.017848 | 0.017739 | 0.017625 | 0.017505 | 0.017383 | 0.017258 | 0.017133 | 0.017009 | 0.016876 | 0.016752 | 0.01663 | 0.016516 | 0.01641 | 0.016307 | 0.01621 | 0.016111 | 0.016021 | 0.015936 | 0.015855 | 0.015781 | 0.015712 | 0.015648 | 0 | 0 | 0
F2_Industrial_Paper and Printing_Existing_Space Heating_Natural Gas_Insulation - Wall Cavity_A_Achievable Economic TRC Potential | F2 | Industrial | Paper and Printing | Existing | Space Heating | Natural Gas | Insulation - Wall Cavity | A | Original Unit Summer Peak Savings (kW) | Achievable Economic TRC Potential | 0 | 0 | 0 | 0 | 0 | 0 | 0 | 0 | 0 | 0 | 0 | 0 | 0 | 0 | 0 | 0 | 0 | 0 | 0 | 0 | 0 | 0 | 0 | 0 | 0 | 0 | 0 | 0 | 0 | 0 | 0
F3_Industrial_Paper and Printing_Existing_Space Heating_Natural Gas_Insulation - Wall Cavity_A_Achievable Economic TRC Potential | F3 | Industrial | Paper and Printing | Existing | Space Heating | Natural Gas | Insulation - Wall Cavity | A | Original Unit Winter Peak Savings (kW) | Achievable Economic TRC Potential | 0 | 0 | 0 | 0 | 0 | 0 | 0 | 0 | 0 | 0 | 0 | 0 | 0 | 0 | 0 | 0 | 0 | 0 | 0 | 0 | 0 | 0 | 0 | 0 | 0 | 0 | 0 | 0 | 0 | 0 | 0
F4_Industrial_Paper and Printing_Existing_Space Heating_Natural Gas_Insulation - Wall Cavity_A_Achievable Economic TRC Potential | F4 | Industrial | Paper and Printing | Existing | Space Heating | Natural Gas | Insulation - Wall Cavity | A | Standalone Impact on Baseline Energy (%) | Achievable Economic TRC Potential | 0% | 0% | 0% | 0% | 0% | 0.06857% | 0.1886% | 0.3764% | 0.6376% | 0.9696% | 1.37% | 1.792% | 2.213% | 2.639% | 2.97% | 3.28% | 3.498% | 3.677% | 3.823% | 3.894% | 3.958% | 4.002% | 4.036% | 4.05% | 0.04063 | 0.040749 | 0.040857 | 0.040957 | 0 | 0 | 0
F5_Industrial_Paper and Printing_Existing_Space Heating_Natural Gas_Insulation - Wall Cavity_A_Achievable Economic TRC Potential | F5 | Industrial | Paper and Printing | Existing | Space Heating | Natural Gas | Insulation - Wall Cavity | A | Standalone Impact on Baseline Summer Peak (%) | Achievable Economic TRC Potential | 0% | 0% | 0% | 0% | 0% | 0% | 0% | 0% | 0% | 0% | 0% | 0% | 0% | 0% | 0% | 0% | 0% | 0% | 0% | 0% | 0% | 0% | 0% | 0% | 0 | 0 | 0 | 0 | 0 | 0 | 0
F6_Industrial_Paper and Printing_Existing_Space Heating_Natural Gas_Insulation - Wall Cavity_A_Achievable Economic TRC Potential | F6 | Industrial | Paper and Printing | Existing | Space Heating | Natural Gas | Insulation - Wall Cavity | A | Standalone Impact on Baseline Winter Peak (%) | Achievable Economic TRC Potential | 0% | 0% | 0% | 0% | 0% | 0% | 0% | 0% | 0% | 0% | 0% | 0% | 0% | 0% | 0% | 0% | 0% | 0% | 0% | 0% | 0% | 0% | 0% | 0% | 0 | 0 | 0 | 0 | 0 | 0 | 0
F7_Industrial_Paper and Printing_Existing_Space Heating_Natural Gas_Insulation - Wall Cavity_A_Achievable Economic TRC Potential | F7 | Industrial | Paper and Printing | Existing | Space Heating | Natural Gas | Insulation - Wall Cavity | A | Incremental Energy Savings (MWh or mTherms) | Achievable Economic TRC Potential | 0 | 0 | 0 | 0 | 0 | 0.038324 | 0.066703 | 0.10252 | 0.14268 | 0.1805 | 0.20647 | 0.22015 | 0.21812 | 0.19889 | 0.17332 | 0.14034 | 0.10837 | 0.078908 | 0.054392 | 0.036076 | 0.022726 | 0.013695 | 0.0091874 | 0 | 0 | 0 | 0 | 0 | 0 | 0 | 0
F8_Industrial_Paper and Printing_Existing_Space Heating_Natural Gas_Insulation - Wall Cavity_A_Achievable Economic TRC Potential | F8 | Industrial | Paper and Printing | Existing | Space Heating | Natural Gas | Insulation - Wall Cavity | A | Incremental Summer Peak Savings (MW) | Achievable Economic TRC Potential | 0 | 0 | 0 | 0 | 0 | 0 | 0 | 0 | 0 | 0 | 0 | 0 | 0 | 0 | 0 | 0 | 0 | 0 | 0 | 0 | 0 | 0 | 0 | 0 | 0 | 0 | 0 | 0 | 0 | 0 | 0
F9_Industrial_Paper and Printing_Existing_Space Heating_Natural Gas_Insulation - Wall Cavity_A_Achievable Economic TRC Potential | F9 | Industrial | Paper and Printing | Existing | Space Heating | Natural Gas | Insulation - Wall Cavity | A | Incremental Winter Peak Savings (MW) | Achievable Economic TRC Potential | 0 | 0 | 0 | 0 | 0 | 0 | 0 | 0 | 0 | 0 | 0 | 0 | 0 | 0 | 0 | 0 | 0 | 0 | 0 | 0 | 0 | 0 | 0 | 0 | 0 | 0 | 0 | 0 | 0 | 0 | 0
F10_Industrial_Paper and Printing_Existing_Space Heating_Natural Gas_Insulation - Wall Cavity_A_Achievable Economic TRC Potential | F10 | Industrial | Paper and Printing | Existing | Space Heating | Natural Gas | Insulation - Wall Cavity | A | Cumulative Energy Savings (MWh or mTherms) | Achievable Economic TRC Potential | 0 | 0 | 0 | 0 | 0 | 0.038324 | 0.10484 | 0.20673 | 0.34807 | 0.5262 | 0.72901 | 0.94391 | 1.1552 | 1.3458 | 1.5085 | 1.6378 | 1.7342 | 1.8013 | 1.8441 | 1.8686 | 1.8802 | 1.8824 | 1.8811 | 1.8711 | 1.8616 | 1.8529 | 1.8447 | 1.8372 | 0 | 0 | 0
F11_Industrial_Paper and Printing_Existing_Space Heating_Natural Gas_Insulation - Wall Cavity_A_Achievable Economic TRC Potential | F11 | Industrial | Paper and Printing | Existing | Space Heating | Natural Gas | Insulation - Wall Cavity | A | Cumulative Summer Peak Savings (MW) | Achievable Economic TRC Potential | 0 | 0 | 0 | 0 | 0 | 0 | 0 | 0 | 0 | 0 | 0 | 0 | 0 | 0 | 0 | 0 | 0 | 0 | 0 | 0 | 0 | 0 | 0 | 0 | 0 | 0 | 0 | 0 | 0 | 0 | 0
F12_Industrial_Paper and Printing_Existing_Space Heating_Natural Gas_Insulation - Wall Cavity_A_Achievable Economic TRC Potential | F12 | Industrial | Paper and Printing | Existing | Space Heating | Natural Gas | Insulation - Wall Cavity | A | Cumulative Winter Peak Savings (MW) | Achievable Economic TRC Potential | 0 | 0 | 0 | 0 | 0 | 0 | 0 | 0 | 0 | 0 | 0 | 0 | 0 | 0 | 0 | 0 | 0 | 0 | 0 | 0 | 0 | 0 | 0 | 0 | 0 | 0 | 0 | 0 | 0 | 0 | 0
F13_Industrial_Paper and Printing_Existing_Space Heating_Natural Gas_Insulation - Wall Cavity_A_Achievable Economic TRC Potential | F13 | Industrial | Paper and Printing | Existing | Space Heating | Natural Gas | Insulation - Wall Cavity | A | Purchases (Incremental) | Achievable Economic TRC Potential | 0 | 0 | 0 | 0 | 0 | 2136.8001 | 3737.3478 | 5779.3669 | 8095.488 | 10311.8681 | 11877.7376 | 12756.455 | 12730.5539 | 11693.1706 | 10270.5886 | 8377.4725 | 6516.6575 | 4777.5802 | 3314.4752 | 2212.2676 | 1401.985 | 850.0631 | 573.4667 | 0 | 0 | 0 | 0 | 0 | 0 | 0 | 0
F14_Industrial_Paper and Printing_Existing_Space Heating_Natural Gas_Insulation - Wall Cavity_A_Achievable Economic TRC Potential | F14 | Industrial | Paper and Printing | Existing | Space Heating | Natural Gas | Insulation - Wall Cavity | A | Purchases (Cumulative) | Achievable Economic TRC Potential | 0 | 0 | 0 | 0 | 0 | 2136.8001 | 5874.1478 | 11653.5147 | 19749.0028 | 30060.8708 | 41938.6084 | 54695.0634 | 67425.6173 | 79118.7879 | 89389.3765 | 97766.849 | 104283.5066 | 109061.0868 | 112375.562 | 114587.8295 | 115989.8145 | 116839.8776 | 117413.3443 | 117413.3443 | 117413.3443 | 117413.3443 | 117413.3443 | 117413.3443 | 117413.3443 | 117413.3443 | 117413.3443
F1_Industrial_Paper and Printing_Existing_Space Heating_Natural Gas_Insulation - Ducting_A_Achievable Economic TRC Potential | F1 | Industrial | Paper and Printing | Existing | Space Heating | Natural Gas | Insulation - Ducting | A | Original Unit Energy Savings (kWh or therms) | Achievable Economic TRC Potential | 0 | 0 | 0 | 0 | 0 | 0.0016309 | 0.0016162 | 0.0015975 | 0.0015784 | 0.0015594 | 0.0015407 | 0.0015222 | 0.0015048 | 0.0014884 | 0.0014718 | 0.0014574 | 0.0014437 | 0.0014309 | 0.0014188 | 0.0014066 | 0.0013948 | 0.001383 | 0.0013709 | 0.0013593 | 0.0013481 | 0.0013376 | 0.0013278 | 0.0013186 | 0.00131 | 0.0013019 | 0.0012943
F2_Industrial_Paper and Printing_Existing_Space Heating_Natural Gas_Insulation - Ducting_A_Achievable Economic TRC Potential | F2 | Industrial | Paper and Printing | Existing | Space Heating | Natural Gas | Insulation - Ducting | A | Original Unit Summer Peak Savings (kW) | Achievable Economic TRC Potential | 0 | 0 | 0 | 0 | 0 | 0 | 0 | 0 | 0 | 0 | 0 | 0 | 0 | 0 | 0 | 0 | 0 | 0 | 0 | 0 | 0 | 0 | 0 | 0 | 0 | 0 | 0 | 0 | 0 | 0 | 0
F3_Industrial_Paper and Printing_Existing_Space Heating_Natural Gas_Insulation - Ducting_A_Achievable Economic TRC Potential | F3 | Industrial | Paper and Printing | Existing | Space Heating | Natural Gas | Insulation - Ducting | A | Original Unit Winter Peak Savings (kW) | Achievable Economic TRC Potential | 0 | 0 | 0 | 0 | 0 | 0 | 0 | 0 | 0 | 0 | 0 | 0 | 0 | 0 | 0 | 0 | 0 | 0 | 0 | 0 | 0 | 0 | 0 | 0 | 0 | 0 | 0 | 0 | 0 | 0 | 0
F4_Industrial_Paper and Printing_Existing_Space Heating_Natural Gas_Insulation - Ducting_A_Achievable Economic TRC Potential | F4 | Industrial | Paper and Printing | Existing | Space Heating | Natural Gas | Insulation - Ducting | A | Standalone Impact on Baseline Energy (%) | Achievable Economic TRC Potential | 0% | 0% | 0% | 0% | 0% | 0% | 0% | 0% | 0% | 0% | 0% | 0% | 0% | 0% | 0% | 0% | 0% | 0% | 0% | 0% | 0% | 0% | 0% | 0% | 0 | 0 | 0 | 0 | 0 | 0 | 0
F5_Industrial_Paper and Printing_Existing_Space Heating_Natural Gas_Insulation - Ducting_A_Achievable Economic TRC Potential | F5 | Industrial | Paper and Printing | Existing | Space Heating | Natural Gas | Insulation - Ducting | A | Standalone Impact on Baseline Summer Peak (%) | Achievable Economic TRC Potential | 0% | 0% | 0% | 0% | 0% | 0% | 0% | 0% | 0% | 0% | 0% | 0% | 0% | 0% | 0% | 0% | 0% | 0% | 0% | 0% | 0% | 0% | 0% | 0% | 0 | 0 | 0 | 0 | 0 | 0 | 0
F6_Industrial_Paper and Printing_Existing_Space Heating_Natural Gas_Insulation - Ducting_A_Achievable Economic TRC Potential | F6 | Industrial | Paper and Printing | Existing | Space Heating | Natural Gas | Insulation - Ducting | A | Standalone Impact on Baseline Winter Peak (%) | Achievable Economic TRC Potential | 0% | 0% | 0% | 0% | 0% | 0% | 0% | 0% | 0% | 0% | 0% | 0% | 0% | 0% | 0% | 0% | 0% | 0% | 0% | 0% | 0% | 0% | 0% | 0% | 0 | 0 | 0 | 0 | 0 | 0 | 0
F7_Industrial_Paper and Printing_Existing_Space Heating_Natural Gas_Insulation - Ducting_A_Achievable Economic TRC Potential | F7 | Industrial | Paper and Printing | Existing | Space Heating | Natural Gas | Insulation - Ducting | A | Incremental Energy Savings (MWh or mTherms) | Achievable Economic TRC Potential | 0 | 0 | 0 | 0 | 0 | 0 | 0 | 0 | 0 | 0 | 0 | 0 | 0 | 0 | 0 | 0 | 0 | 0 | 0 | 0 | 0 | 0 | 0 | 0 | 0 | 0 | 0 | 0 | 0 | 0 | 0
F8_Industrial_Paper and Printing_Existing_Space Heating_Natural Gas_Insulation - Ducting_A_Achievable Economic TRC Potential | F8 | Industrial | Paper and Printing | Existing | Space Heating | Natural Gas | Insulation - Ducting | A | Incremental Summer Peak Savings (MW) | Achievable Economic TRC Potential | 0 | 0 | 0 | 0 | 0 | 0 | 0 | 0 | 0 | 0 | 0 | 0 | 0 | 0 | 0 | 0 | 0 | 0 | 0 | 0 | 0 | 0 | 0 | 0 | 0 | 0 | 0 | 0 | 0 | 0 | 0
F9_Industrial_Paper and Printing_Existing_Space Heating_Natural Gas_Insulation - Ducting_A_Achievable Economic TRC Potential | F9 | Industrial | Paper and Printing | Existing | Space Heating | Natural Gas | Insulation - Ducting | A | Incremental Winter Peak Savings (MW) | Achievable Economic TRC Potential | 0 | 0 | 0 | 0 | 0 | 0 | 0 | 0 | 0 | 0 | 0 | 0 | 0 | 0 | 0 | 0 | 0 | 0 | 0 | 0 | 0 | 0 | 0 | 0 | 0 | 0 | 0 | 0 | 0 | 0 | 0
F10_Industrial_Paper and Printing_Existing_Space Heating_Natural Gas_Insulation - Ducting_A_Achievable Economic TRC Potential | F10 | Industrial | Paper and Printing | Existing | Space Heating | Natural Gas | Insulation - Ducting | A | Cumulative Energy Savings (MWh or mTherms) | Achievable Economic TRC Potential | 0 | 0 | 0 | 0 | 0 | 0 | 0 | 0 | 0 | 0 | 0 | 0 | 0 | 0 | 0 | 0 | 0 | 0 | 0 | 0 | 0 | 0 | 0 | 0 | 0 | 0 | 0 | 0 | 0 | 0 | 0
F11_Industrial_Paper and Printing_Existing_Space Heating_Natural Gas_Insulation - Ducting_A_Achievable Economic TRC Potential | F11 | Industrial | Paper and Printing | Existing | Space Heating | Natural Gas | Insulation - Ducting | A | Cumulative Summer Peak Savings (MW) | Achievable Economic TRC Potential | 0 | 0 | 0 | 0 | 0 | 0 | 0 | 0 | 0 | 0 | 0 | 0 | 0 | 0 | 0 | 0 | 0 | 0 | 0 | 0 | 0 | 0 | 0 | 0 | 0 | 0 | 0 | 0 | 0 | 0 | 0
F12_Industrial_Paper and Printing_Existing_Space Heating_Natural Gas_Insulation - Ducting_A_Achievable Economic TRC Potential | F12 | Industrial | Paper and Printing | Existing | Space Heating | Natural Gas | Insulation - Ducting | A | Cumulative Winter Peak Savings (MW) | Achievable Economic TRC Potential | 0 | 0 | 0 | 0 | 0 | 0 | 0 | 0 | 0 | 0 | 0 | 0 | 0 | 0 | 0 | 0 | 0 | 0 | 0 | 0 | 0 | 0 | 0 | 0 | 0 | 0 | 0 | 0 | 0 | 0 | 0
F13_Industrial_Paper and Printing_Existing_Space Heating_Natural Gas_Insulation - Ducting_A_Achievable Economic TRC Potential | F13 | Industrial | Paper and Printing | Existing | Space Heating | Natural Gas | Insulation - Ducting | A | Purchases (Incremental) | Achievable Economic TRC Potential | 0 | 0 | 0 | 0 | 0 | 0 | 0 | 0 | 0 | 0 | 0 | 0 | 0 | 0 | 0 | 0 | 0 | 0 | 0 | 0 | 0 | 0 | 0 | 0 | 0 | 0 | 0 | 0 | 0 | 0 | 0
F14_Industrial_Paper and Printing_Existing_Space Heating_Natural Gas_Insulation - Ducting_A_Achievable Economic TRC Potential | F14 | Industrial | Paper and Printing | Existing | Space Heating | Natural Gas | Insulation - Ducting | A | Purchases (Cumulative) | Achievable Economic TRC Potential | 0 | 0 | 0 | 0 | 0 | 0 | 0 | 0 | 0 | 0 | 0 | 0 | 0 | 0 | 0 | 0 | 0 | 0 | 0 | 0 | 0 | 0 | 0 | 0 | 0 | 0 | 0 | 0 | 0 | 0 | 0
F1_Industrial_Paper and Printing_Existing_Space Heating_Natural Gas_HVAC - Duct Repair and Sealing_A_Achievable Economic TRC Potential | F1 | Industrial | Paper and Printing | Existing | Space Heating | Natural Gas | HVAC - Duct Repair and Sealing | A | Original Unit Energy Savings (kWh or therms) | Achievable Economic TRC Potential | 0 | 0 | 0 | 0 | 0 | 0.0038394 | 0.0038048 | 0.0037607 | 0.003716 | 0.0036711 | 0.0036271 | 0.0035835 | 0.0035425 | 0.0035039 | 0.003465 | 0.0034309 | 0.0033988 | 0.0033686 | 0.0033402 | 0.0033115 | 0.0032836 | 0.003256 | 0.0032274 | 0.0032 | 0.0031737 | 0.003149 | 0.0031259 | 0.0031042 | 0.0030839 | 0.0030649 | 0.0030471
F2_Industrial_Paper and Printing_Existing_Space Heating_Natural Gas_HVAC - Duct Repair and Sealing_A_Achievable Economic TRC Potential | F2 | Industrial | Paper and Printing | Existing | Space Heating | Natural Gas | HVAC - Duct Repair and Sealing | A | Original Unit Summer Peak Savings (kW) | Achievable Economic TRC Potential | 0 | 0 | 0 | 0 | 0 | 0 | 0 | 0 | 0 | 0 | 0 | 0 | 0 | 0 | 0 | 0 | 0 | 0 | 0 | 0 | 0 | 0 | 0 | 0 | 0 | 0 | 0 | 0 | 0 | 0 | 0
F3_Industrial_Paper and Printing_Existing_Space Heating_Natural Gas_HVAC - Duct Repair and Sealing_A_Achievable Economic TRC Potential | F3 | Industrial | Paper and Printing | Existing | Space Heating | Natural Gas | HVAC - Duct Repair and Sealing | A | Original Unit Winter Peak Savings (kW) | Achievable Economic TRC Potential | 0 | 0 | 0 | 0 | 0 | 0 | 0 | 0 | 0 | 0 | 0 | 0 | 0 | 0 | 0 | 0 | 0 | 0 | 0 | 0 | 0 | 0 | 0 | 0 | 0 | 0 | 0 | 0 | 0 | 0 | 0
F4_Industrial_Paper and Printing_Existing_Space Heating_Natural Gas_HVAC - Duct Repair and Sealing_A_Achievable Economic TRC Potential | F4 | Industrial | Paper and Printing | Existing | Space Heating | Natural Gas | HVAC - Duct Repair and Sealing | A | Standalone Impact on Baseline Energy (%) | Achievable Economic TRC Potential | 0% | 0% | 0% | 0% | 0% | 0% | 0% | 0% | 0% | 0% | 0% | 0% | 0% | 0% | 0% | 0% | 0% | 0% | 0% | 0% | 0% | 0% | 0% | 0% | 0 | 0 | 0 | 0 | 0 | 0 | 0
F5_Industrial_Paper and Printing_Existing_Space Heating_Natural Gas_HVAC - Duct Repair and Sealing_A_Achievable Economic TRC Potential | F5 | Industrial | Paper and Printing | Existing | Space Heating | Natural Gas | HVAC - Duct Repair and Sealing | A | Standalone Impact on Baseline Summer Peak (%) | Achievable Economic TRC Potential | 0% | 0% | 0% | 0% | 0% | 0% | 0% | 0% | 0% | 0% | 0% | 0% | 0% | 0% | 0% | 0% | 0% | 0% | 0% | 0% | 0% | 0% | 0% | 0% | 0 | 0 | 0 | 0 | 0 | 0 | 0
F6_Industrial_Paper and Printing_Existing_Space Heating_Natural Gas_HVAC - Duct Repair and Sealing_A_Achievable Economic TRC Potential | F6 | Industrial | Paper and Printing | Existing | Space Heating | Natural Gas | HVAC - Duct Repair and Sealing | A | Standalone Impact on Baseline Winter Peak (%) | Achievable Economic TRC Potential | 0% | 0% | 0% | 0% | 0% | 0% | 0% | 0% | 0% | 0% | 0% | 0% | 0% | 0% | 0% | 0% | 0% | 0% | 0% | 0% | 0% | 0% | 0% | 0% | 0 | 0 | 0 | 0 | 0 | 0 | 0
F7_Industrial_Paper and Printing_Existing_Space Heating_Natural Gas_HVAC - Duct Repair and Sealing_A_Achievable Economic TRC Potential | F7 | Industrial | Paper and Printing | Existing | Space Heating | Natural Gas | HVAC - Duct Repair and Sealing | A | Incremental Energy Savings (MWh or mTherms) | Achievable Economic TRC Potential | 0 | 0 | 0 | 0 | 0 | 0 | 0 | 0 | 0 | 0 | 0 | 0 | 0 | 0 | 0 | 0 | 0 | 0 | 0 | 0 | 0 | 0 | 0 | 0 | 0 | 0 | 0 | 0 | 0 | 0 | 0
F8_Industrial_Paper and Printing_Existing_Space Heating_Natural Gas_HVAC - Duct Repair and Sealing_A_Achievable Economic TRC Potential | F8 | Industrial | Paper and Printing | Existing | Space Heating | Natural Gas | HVAC - Duct Repair and Sealing | A | Incremental Summer Peak Savings (MW) | Achievable Economic TRC Potential | 0 | 0 | 0 | 0 | 0 | 0 | 0 | 0 | 0 | 0 | 0 | 0 | 0 | 0 | 0 | 0 | 0 | 0 | 0 | 0 | 0 | 0 | 0 | 0 | 0 | 0 | 0 | 0 | 0 | 0 | 0
F9_Industrial_Paper and Printing_Existing_Space Heating_Natural Gas_HVAC - Duct Repair and Sealing_A_Achievable Economic TRC Potential | F9 | Industrial | Paper and Printing | Existing | Space Heating | Natural Gas | HVAC - Duct Repair and Sealing | A | Incremental Winter Peak Savings (MW) | Achievable Economic TRC Potential | 0 | 0 | 0 | 0 | 0 | 0 | 0 | 0 | 0 | 0 | 0 | 0 | 0 | 0 | 0 | 0 | 0 | 0 | 0 | 0 | 0 | 0 | 0 | 0 | 0 | 0 | 0 | 0 | 0 | 0 | 0
F10_Industrial_Paper and Printing_Existing_Space Heating_Natural Gas_HVAC - Duct Repair and Sealing_A_Achievable Economic TRC Potential | F10 | Industrial | Paper and Printing | Existing | Space Heating | Natural Gas | HVAC - Duct Repair and Sealing | A | Cumulative Energy Savings (MWh or mTherms) | Achievable Economic TRC Potential | 0 | 0 | 0 | 0 | 0 | 0 | 0 | 0 | 0 | 0 | 0 | 0 | 0 | 0 | 0 | 0 | 0 | 0 | 0 | 0 | 0 | 0 | 0 | 0 | 0 | 0 | 0 | 0 | 0 | 0 | 0
F11_Industrial_Paper and Printing_Existing_Space Heating_Natural Gas_HVAC - Duct Repair and Sealing_A_Achievable Economic TRC Potential | F11 | Industrial | Paper and Printing | Existing | Space Heating | Natural Gas | HVAC - Duct Repair and Sealing | A | Cumulative Summer Peak Savings (MW) | Achievable Economic TRC Potential | 0 | 0 | 0 | 0 | 0 | 0 | 0 | 0 | 0 | 0 | 0 | 0 | 0 | 0 | 0 | 0 | 0 | 0 | 0 | 0 | 0 | 0 | 0 | 0 | 0 | 0 | 0 | 0 | 0 | 0 | 0
F12_Industrial_Paper and Printing_Existing_Space Heating_Natural Gas_HVAC - Duct Repair and Sealing_A_Achievable Economic TRC Potential | F12 | Industrial | Paper and Printing | Existing | Space Heating | Natural Gas | HVAC - Duct Repair and Sealing | A | Cumulative Winter Peak Savings (MW) | Achievable Economic TRC Potential | 0 | 0 | 0 | 0 | 0 | 0 | 0 | 0 | 0 | 0 | 0 | 0 | 0 | 0 | 0 | 0 | 0 | 0 | 0 | 0 | 0 | 0 | 0 | 0 | 0 | 0 | 0 | 0 | 0 | 0 | 0
F13_Industrial_Paper and Printing_Existing_Space Heating_Natural Gas_HVAC - Duct Repair and Sealing_A_Achievable Economic TRC Potential | F13 | Industrial | Paper and Printing | Existing | Space Heating | Natural Gas | HVAC - Duct Repair and Sealing | A | Purchases (Incremental) | Achievable Economic TRC Potential | 0 | 0 | 0 | 0 | 0 | 0 | 0 | 0 | 0 | 0 | 0 | 0 | 0 | 0 | 0 | 0 | 0 | 0 | 0 | 0 | 0 | 0 | 0 | 0 | 0 | 0 | 0 | 0 | 0 | 0 | 0
F14_Industrial_Paper and Printing_Existing_Space Heating_Natural Gas_HVAC - Duct Repair and Sealing_A_Achievable Economic TRC Potential | F14 | Industrial | Paper and Printing | Existing | Space Heating | Natural Gas | HVAC - Duct Repair and Sealing | A | Purchases (Cumulative) | Achievable Economic TRC Potential | 0 | 0 | 0 | 0 | 0 | 0 | 0 | 0 | 0 | 0 | 0 | 0 | 0 | 0 | 0 | 0 | 0 | 0 | 0 | 0 | 0 | 0 | 0 | 0 | 0 | 0 | 0 | 0 | 0 | 0 | 0
F1_Industrial_Paper and Printing_Existing_Space Heating_Natural Gas_Windows - High Efficiency_A_Achievable Economic TRC Potential | F1 | Industrial | Paper and Printing | Existing | Space Heating | Natural Gas | Windows - High Efficiency | A | Original Unit Energy Savings (kWh or therms) | Achievable Economic TRC Potential | 0 | 0 | 0 | 0 | 0 | 0.0056921 | 0.0056642 | 0.0056298 | 0.0055934 | 0.0055553 | 0.0055167 | 0.005477 | 0.0054375 | 0.0053982 | 0.0053557 | 0.0053164 | 0.0052777 | 0.0052417 | 0.0052081 | 0.0051754 | 0.0051445 | 0.005113 | 0.0050845 | 0.0050575 | 0.0050319 | 0.0050082 | 0.0049863 | 0.004966 | 0 | 0 | 0
F2_Industrial_Paper and Printing_Existing_Space Heating_Natural Gas_Windows - High Efficiency_A_Achievable Economic TRC Potential | F2 | Industrial | Paper and Printing | Existing | Space Heating | Natural Gas | Windows - High Efficiency | A | Original Unit Summer Peak Savings (kW) | Achievable Economic TRC Potential | 0 | 0 | 0 | 0 | 0 | 0 | 0 | 0 | 0 | 0 | 0 | 0 | 0 | 0 | 0 | 0 | 0 | 0 | 0 | 0 | 0 | 0 | 0 | 0 | 0 | 0 | 0 | 0 | 0 | 0 | 0
F3_Industrial_Paper and Printing_Existing_Space Heating_Natural Gas_Windows - High Efficiency_A_Achievable Economic TRC Potential | F3 | Industrial | Paper and Printing | Existing | Space Heating | Natural Gas | Windows - High Efficiency | A | Original Unit Winter Peak Savings (kW) | Achievable Economic TRC Potential | 0 | 0 | 0 | 0 | 0 | 0 | 0 | 0 | 0 | 0 | 0 | 0 | 0 | 0 | 0 | 0 | 0 | 0 | 0 | 0 | 0 | 0 | 0 | 0 | 0 | 0 | 0 | 0 | 0 | 0 | 0
F4_Industrial_Paper and Printing_Existing_Space Heating_Natural Gas_Windows - High Efficiency_A_Achievable Economic TRC Potential | F4 | Industrial | Paper and Printing | Existing | Space Heating | Natural Gas | Windows - High Efficiency | A | Standalone Impact on Baseline Energy (%) | Achievable Economic TRC Potential | 0% | 0% | 0% | 0% | 0% | 0% | 0% | 0% | 0% | 0% | 0% | 0% | 0% | 0% | 0% | 0% | 0% | 0% | 0% | 0% | 0% | 0% | 0% | 0% | 0 | 0 | 0 | 0 | 0 | 0 | 0
F5_Industrial_Paper and Printing_Existing_Space Heating_Natural Gas_Windows - High Efficiency_A_Achievable Economic TRC Potential | F5 | Industrial | Paper and Printing | Existing | Space Heating | Natural Gas | Windows - High Efficiency | A | Standalone Impact on Baseline Summer Peak (%) | Achievable Economic TRC Potential | 0% | 0% | 0% | 0% | 0% | 0% | 0% | 0% | 0% | 0% | 0% | 0% | 0% | 0% | 0% | 0% | 0% | 0% | 0% | 0% | 0% | 0% | 0% | 0% | 0 | 0 | 0 | 0 | 0 | 0 | 0
F6_Industrial_Paper and Printing_Existing_Space Heating_Natural Gas_Windows - High Efficiency_A_Achievable Economic TRC Potential | F6 | Industrial | Paper and Printing | Existing | Space Heating | Natural Gas | Windows - High Efficiency | A | Standalone Impact on Baseline Winter Peak (%) | Achievable Economic TRC Potential | 0% | 0% | 0% | 0% | 0% | 0% | 0% | 0% | 0% | 0% | 0% | 0% | 0% | 0% | 0% | 0% | 0% | 0% | 0% | 0% | 0% | 0% | 0% | 0% | 0 | 0 | 0 | 0 | 0 | 0 | 0
F7_Industrial_Paper and Printing_Existing_Space Heating_Natural Gas_Windows - High Efficiency_A_Achievable Economic TRC Potential | F7 | Industrial | Paper and Printing | Existing | Space Heating | Natural Gas | Windows - High Efficiency | A | Incremental Energy Savings (MWh or mTherms) | Achievable Economic TRC Potential | 0 | 0 | 0 | 0 | 0 | 0 | 0 | 0 | 0 | 0 | 0 | 0 | 0 | 0 | 0 | 0 | 0 | 0 | 0 | 0 | 0 | 0 | 0 | 0 | 0 | 0 | 0 | 0 | 0 | 0 | 0
F8_Industrial_Paper and Printing_Existing_Space Heating_Natural Gas_Windows - High Efficiency_A_Achievable Economic TRC Potential | F8 | Industrial | Paper and Printing | Existing | Space Heating | Natural Gas | Windows - High Efficiency | A | Incremental Summer Peak Savings (MW) | Achievable Economic TRC Potential | 0 | 0 | 0 | 0 | 0 | 0 | 0 | 0 | 0 | 0 | 0 | 0 | 0 | 0 | 0 | 0 | 0 | 0 | 0 | 0 | 0 | 0 | 0 | 0 | 0 | 0 | 0 | 0 | 0 | 0 | 0
F9_Industrial_Paper and Printing_Existing_Space Heating_Natural Gas_Windows - High Efficiency_A_Achievable Economic TRC Potential | F9 | Industrial | Paper and Printing | Existing | Space Heating | Natural Gas | Windows - High Efficiency | A | Incremental Winter Peak Savings (MW) | Achievable Economic TRC Potential | 0 | 0 | 0 | 0 | 0 | 0 | 0 | 0 | 0 | 0 | 0 | 0 | 0 | 0 | 0 | 0 | 0 | 0 | 0 | 0 | 0 | 0 | 0 | 0 | 0 | 0 | 0 | 0 | 0 | 0 | 0
F10_Industrial_Paper and Printing_Existing_Space Heating_Natural Gas_Windows - High Efficiency_A_Achievable Economic TRC Potential | F10 | Industrial | Paper and Printing | Existing | Space Heating | Natural Gas | Windows - High Efficiency | A | Cumulative Energy Savings (MWh or mTherms) | Achievable Economic TRC Potential | 0 | 0 | 0 | 0 | 0 | 0 | 0 | 0 | 0 | 0 | 0 | 0 | 0 | 0 | 0 | 0 | 0 | 0 | 0 | 0 | 0 | 0 | 0 | 0 | 0 | 0 | 0 | 0 | 0 | 0 | 0
F11_Industrial_Paper and Printing_Existing_Space Heating_Natural Gas_Windows - High Efficiency_A_Achievable Economic TRC Potential | F11 | Industrial | Paper and Printing | Existing | Space Heating | Natural Gas | Windows - High Efficiency | A | Cumulative Summer Peak Savings (MW) | Achievable Economic TRC Potential | 0 | 0 | 0 | 0 | 0 | 0 | 0 | 0 | 0 | 0 | 0 | 0 | 0 | 0 | 0 | 0 | 0 | 0 | 0 | 0 | 0 | 0 | 0 | 0 | 0 | 0 | 0 | 0 | 0 | 0 | 0
F12_Industrial_Paper and Printing_Existing_Space Heating_Natural Gas_Windows - High Efficiency_A_Achievable Economic TRC Potential | F12 | Industrial | Paper and Printing | Existing | Space Heating | Natural Gas | Windows - High Efficiency | A | Cumulative Winter Peak Savings (MW) | Achievable Economic TRC Potential | 0 | 0 | 0 | 0 | 0 | 0 | 0 | 0 | 0 | 0 | 0 | 0 | 0 | 0 | 0 | 0 | 0 | 0 | 0 | 0 | 0 | 0 | 0 | 0 | 0 | 0 | 0 | 0 | 0 | 0 | 0
F13_Industrial_Paper and Printing_Existing_Space Heating_Natural Gas_Windows - High Efficiency_A_Achievable Economic TRC Potential | F13 | Industrial | Paper and Printing | Existing | Space Heating | Natural Gas | Windows - High Efficiency | A | Purchases (Incremental) | Achievable Economic TRC Potential | 0 | 0 | 0 | 0 | 0 | 0 | 0 | 0 | 0 | 0 | 0 | 0 | 0 | 0 | 0 | 0 | 0 | 0 | 0 | 0 | 0 | 0 | 0 | 0 | 0 | 0 | 0 | 0 | 0 | 0 | 0
F14_Industrial_Paper and Printing_Existing_Space Heating_Natural Gas_Windows - High Efficiency_A_Achievable Economic TRC Potential | F14 | Industrial | Paper and Printing | Existing | Space Heating | Natural Gas | Windows - High Efficiency | A | Purchases (Cumulative) | Achievable Economic TRC Potential | 0 | 0 | 0 | 0 | 0 | 0 | 0 | 0 | 0 | 0 | 0 | 0 | 0 | 0 | 0 | 0 | 0 | 0 | 0 | 0 | 0 | 0 | 0 | 0 | 0 | 0 | 0 | 0 | 0 | 0 | 0
F1_Industrial_Paper and Printing_Existing_Space Heating_Natural Gas_Gas Boiler - Maintenance_A_Achievable Economic TRC Potential | F1 | Industrial | Paper and Printing | Existing | Space Heating | Natural Gas | Gas Boiler - Maintenance | A | Original Unit Energy Savings (kWh or therms) | Achievable Economic TRC Potential | 0 | 0 | 0 | 0 | 0 | 99.8744 | 99.1977 | 98.5252 | 97.8491 | 97.175 | 96.5199 | 95.8713 | 95.2296 | 94.5952 | 93.9237 | 93.3075 | 92.6981 | 92.0988 | 91.5083 | 90.9165 | 90.3449 | 89.7501 | 89.1758 | 88.6196 | 88.0598 | 87.549 | 87.0828 | 86.6574 | 86.2691 | 85.9148 | 85.5913
F2_Industrial_Paper and Printing_Existing_Space Heating_Natural Gas_Gas Boiler - Maintenance_A_Achievable Economic TRC Potential | F2 | Industrial | Paper and Printing | Existing | Space Heating | Natural Gas | Gas Boiler - Maintenance | A | Original Unit Summer Peak Savings (kW) | Achievable Economic TRC Potential | 0 | 0 | 0 | 0 | 0 | 0 | 0 | 0 | 0 | 0 | 0 | 0 | 0 | 0 | 0 | 0 | 0 | 0 | 0 | 0 | 0 | 0 | 0 | 0 | 0 | 0 | 0 | 0 | 0 | 0 | 0
F3_Industrial_Paper and Printing_Existing_Space Heating_Natural Gas_Gas Boiler - Maintenance_A_Achievable Economic TRC Potential | F3 | Industrial | Paper and Printing | Existing | Space Heating | Natural Gas | Gas Boiler - Maintenance | A | Original Unit Winter Peak Savings (kW) | Achievable Economic TRC Potential | 0 | 0 | 0 | 0 | 0 | 0 | 0 | 0 | 0 | 0 | 0 | 0 | 0 | 0 | 0 | 0 | 0 | 0 | 0 | 0 | 0 | 0 | 0 | 0 | 0 | 0 | 0 | 0 | 0 | 0 | 0
F4_Industrial_Paper and Printing_Existing_Space Heating_Natural Gas_Gas Boiler - Maintenance_A_Achievable Economic TRC Potential | F4 | Industrial | Paper and Printing | Existing | Space Heating | Natural Gas | Gas Boiler - Maintenance | A | Standalone Impact on Baseline Energy (%) | Achievable Economic TRC Potential | 0% | 0% | 0% | 0% | 0% | 0.004179% | 0.007097% | 0.009157% | 0.01072% | 0.01209% | 0.01344% | 0.01451% | 0.01542% | 0.01641% | 0.01698% | 0.01767% | 0.01808% | 0.01849% | 0.0189% | 0.01906% | 0.01931% | 0.01951% | 0.01969% | 0.01983% | 0.00019949 | 0.00019985 | 0.0002002 | 0.00020052 | 0 | 0 | 0
F5_Industrial_Paper and Printing_Existing_Space Heating_Natural Gas_Gas Boiler - Maintenance_A_Achievable Economic TRC Potential | F5 | Industrial | Paper and Printing | Existing | Space Heating | Natural Gas | Gas Boiler - Maintenance | A | Standalone Impact on Baseline Summer Peak (%) | Achievable Economic TRC Potential | 0% | 0% | 0% | 0% | 0% | 0% | 0% | 0% | 0% | 0% | 0% | 0% | 0% | 0% | 0% | 0% | 0% | 0% | 0% | 0% | 0% | 0% | 0% | 0% | 0 | 0 | 0 | 0 | 0 | 0 | 0
F6_Industrial_Paper and Printing_Existing_Space Heating_Natural Gas_Gas Boiler - Maintenance_A_Achievable Economic TRC Potential | F6 | Industrial | Paper and Printing | Existing | Space Heating | Natural Gas | Gas Boiler - Maintenance | A | Standalone Impact on Baseline Winter Peak (%) | Achievable Economic TRC Potential | 0% | 0% | 0% | 0% | 0% | 0% | 0% | 0% | 0% | 0% | 0% | 0% | 0% | 0% | 0% | 0% | 0% | 0% | 0% | 0% | 0% | 0% | 0% | 0% | 0 | 0 | 0 | 0 | 0 | 0 | 0
F7_Industrial_Paper and Printing_Existing_Space Heating_Natural Gas_Gas Boiler - Maintenance_A_Achievable Economic TRC Potential | F7 | Industrial | Paper and Printing | Existing | Space Heating | Natural Gas | Gas Boiler - Maintenance | A | Incremental Energy Savings (MWh or mTherms) | Achievable Economic TRC Potential | 0 | 0 | 0 | 0 | 0 | 0.0023356 | 0.0016251 | 0.0011108 | 0.00085959 | 0.00074856 | 0.00063522 | 0.00053904 | 0.00045398 | 0.00037443 | 0.000313 | 0.00025699 | 0.00019886 | 0.0001531 | 0.00011741 | 9.0957e-05 | 8.2649e-05 | 6.4006e-05 | 5.4564e-05 | 4.5324e-05 | 3.6262e-05 | 0 | 0 | 0 | 0 | 0 | 0
F8_Industrial_Paper and Printing_Existing_Space Heating_Natural Gas_Gas Boiler - Maintenance_A_Achievable Economic TRC Potential | F8 | Industrial | Paper and Printing | Existing | Space Heating | Natural Gas | Gas Boiler - Maintenance | A | Incremental Summer Peak Savings (MW) | Achievable Economic TRC Potential | 0 | 0 | 0 | 0 | 0 | 0 | 0 | 0 | 0 | 0 | 0 | 0 | 0 | 0 | 0 | 0 | 0 | 0 | 0 | 0 | 0 | 0 | 0 | 0 | 0 | 0 | 0 | 0 | 0 | 0 | 0
F9_Industrial_Paper and Printing_Existing_Space Heating_Natural Gas_Gas Boiler - Maintenance_A_Achievable Economic TRC Potential | F9 | Industrial | Paper and Printing | Existing | Space Heating | Natural Gas | Gas Boiler - Maintenance | A | Incremental Winter Peak Savings (MW) | Achievable Economic TRC Potential | 0 | 0 | 0 | 0 | 0 | 0 | 0 | 0 | 0 | 0 | 0 | 0 | 0 | 0 | 0 | 0 | 0 | 0 | 0 | 0 | 0 | 0 | 0 | 0 | 0 | 0 | 0 | 0 | 0 | 0 | 0
F10_Industrial_Paper and Printing_Existing_Space Heating_Natural Gas_Gas Boiler - Maintenance_A_Achievable Economic TRC Potential | F10 | Industrial | Paper and Printing | Existing | Space Heating | Natural Gas | Gas Boiler - Maintenance | A | Cumulative Energy Savings (MWh or mTherms) | Achievable Economic TRC Potential | 0 | 0 | 0 | 0 | 0 | 0.0023356 | 0.0039448 | 0.0050288 | 0.0058539 | 0.0065621 | 0.0071531 | 0.0076441 | 0.0080469 | 0.0083677 | 0.0086213 | 0.0088217 | 0.008963 | 0.0090581 | 0.0091175 | 0.0091495 | 0.0091746 | 0.0091782 | 0.009174 | 0.0091621 | 0.0091405 | 0.0090875 | 0.0090391 | 0.0089949 | 0.0089546 | 0.0089179 | 0.0088843
F11_Industrial_Paper and Printing_Existing_Space Heating_Natural Gas_Gas Boiler - Maintenance_A_Achievable Economic TRC Potential | F11 | Industrial | Paper and Printing | Existing | Space Heating | Natural Gas | Gas Boiler - Maintenance | A | Cumulative Summer Peak Savings (MW) | Achievable Economic TRC Potential | 0 | 0 | 0 | 0 | 0 | 0 | 0 | 0 | 0 | 0 | 0 | 0 | 0 | 0 | 0 | 0 | 0 | 0 | 0 | 0 | 0 | 0 | 0 | 0 | 0 | 0 | 0 | 0 | 0 | 0 | 0
F12_Industrial_Paper and Printing_Existing_Space Heating_Natural Gas_Gas Boiler - Maintenance_A_Achievable Economic TRC Potential | F12 | Industrial | Paper and Printing | Existing | Space Heating | Natural Gas | Gas Boiler - Maintenance | A | Cumulative Winter Peak Savings (MW) | Achievable Economic TRC Potential | 0 | 0 | 0 | 0 | 0 | 0 | 0 | 0 | 0 | 0 | 0 | 0 | 0 | 0 | 0 | 0 | 0 | 0 | 0 | 0 | 0 | 0 | 0 | 0 | 0 | 0 | 0 | 0 | 0 | 0 | 0
F13_Industrial_Paper and Printing_Existing_Space Heating_Natural Gas_Gas Boiler - Maintenance_A_Achievable Economic TRC Potential | F13 | Industrial | Paper and Printing | Existing | Space Heating | Natural Gas | Gas Boiler - Maintenance | A | Purchases (Incremental) | Achievable Economic TRC Potential | 0 | 0 | 0 | 0 | 0 | 0.023385 | 0.016382 | 0.011274 | 0.0087848 | 0.0077032 | 0.0065812 | 0.0056226 | 0.0047672 | 0.0039583 | 0.0033325 | 0.0027542 | 0.0021453 | 0.0016623 | 0.0012831 | 0.0010004 | 0.00091482 | 0.00071316 | 0.00061187 | 0.00051144 | 0.00041178 | 0 | 0 | 0 | 0 | 0 | 0
F14_Industrial_Paper and Printing_Existing_Space Heating_Natural Gas_Gas Boiler - Maintenance_A_Achievable Economic TRC Potential | F14 | Industrial | Paper and Printing | Existing | Space Heating | Natural Gas | Gas Boiler - Maintenance | A | Purchases (Cumulative) | Achievable Economic TRC Potential | 0 | 0 | 0 | 0 | 0 | 0.023385 | 0.039767 | 0.051041 | 0.059826 | 0.067529 | 0.07411 | 0.079733 | 0.0845 | 0.088458 | 0.091791 | 0.094545 | 0.09669 | 0.098352 | 0.099635 | 0.10064 | 0.10155 | 0.10226 | 0.10288 | 0.10339 | 0.1038 | 0.1038 | 0.1038 | 0.1038 | 0.1038 | 0.1038 | 0.1038
F1_Industrial_Paper and Printing_Existing_Process_Natural Gas_Gas Boiler - Maintenance_A_Achievable Economic TRC Potential | F1 | Industrial | Paper and Printing | Existing | Process | Natural Gas | Gas Boiler - Maintenance | A | Original Unit Energy Savings (kWh or therms) | Achievable Economic TRC Potential | 0 | 0 | 0 | 0 | 0 | 55.8015 | 55.8015 | 55.8015 | 55.8015 | 55.8015 | 55.8015 | 55.8015 | 55.8015 | 55.8015 | 55.8015 | 55.8015 | 55.8015 | 55.8015 | 55.8015 | 55.8015 | 55.8015 | 55.8015 | 55.8015 | 55.8015 | 55.8015 | 55.8015 | 55.8015 | 55.8015 | 55.8015 | 55.8015 | 55.8015
F2_Industrial_Paper and Printing_Existing_Process_Natural Gas_Gas Boiler - Maintenance_A_Achievable Economic TRC Potential | F2 | Industrial | Paper and Printing | Existing | Process | Natural Gas | Gas Boiler - Maintenance | A | Original Unit Summer Peak Savings (kW) | Achievable Economic TRC Potential | 0 | 0 | 0 | 0 | 0 | 0 | 0 | 0 | 0 | 0 | 0 | 0 | 0 | 0 | 0 | 0 | 0 | 0 | 0 | 0 | 0 | 0 | 0 | 0 | 0 | 0 | 0 | 0 | 0 | 0 | 0
F3_Industrial_Paper and Printing_Existing_Process_Natural Gas_Gas Boiler - Maintenance_A_Achievable Economic TRC Potential | F3 | Industrial | Paper and Printing | Existing | Process | Natural Gas | Gas Boiler - Maintenance | A | Original Unit Winter Peak Savings (kW) | Achievable Economic TRC Potential | 0 | 0 | 0 | 0 | 0 | 0 | 0 | 0 | 0 | 0 | 0 | 0 | 0 | 0 | 0 | 0 | 0 | 0 | 0 | 0 | 0 | 0 | 0 | 0 | 0 | 0 | 0 | 0 | 0 | 0 | 0
F4_Industrial_Paper and Printing_Existing_Process_Natural Gas_Gas Boiler - Maintenance_A_Achievable Economic TRC Potential | F4 | Industrial | Paper and Printing | Existing | Process | Natural Gas | Gas Boiler - Maintenance | A | Standalone Impact on Baseline Energy (%) | Achievable Economic TRC Potential | 0% | 0% | 0% | 0% | 0% | 0.01983% | 0.03373% | 0.04355% | 0.05102% | 0.05754% | 0.06397% | 0.06901% | 0.07328% | 0.07795% | 0.08058% | 0.0838% | 0.08569% | 0.0876% | 0.08954% | 0.09034% | 0.09154% | 0.09254% | 0.09343% | 0.09422% | 0.00094892 | 0.00095168 | 0.00095423 | 0.00095655 | 0 | 0 | 0
F5_Industrial_Paper and Printing_Existing_Process_Natural Gas_Gas Boiler - Maintenance_A_Achievable Economic TRC Potential | F5 | Industrial | Paper and Printing | Existing | Process | Natural Gas | Gas Boiler - Maintenance | A | Standalone Impact on Baseline Summer Peak (%) | Achievable Economic TRC Potential | 0% | 0% | 0% | 0% | 0% | 0% | 0% | 0% | 0% | 0% | 0% | 0% | 0% | 0% | 0% | 0% | 0% | 0% | 0% | 0% | 0% | 0% | 0% | 0% | 0 | 0 | 0 | 0 | 0 | 0 | 0
F6_Industrial_Paper and Printing_Existing_Process_Natural Gas_Gas Boiler - Maintenance_A_Achievable Economic TRC Potential | F6 | Industrial | Paper and Printing | Existing | Process | Natural Gas | Gas Boiler - Maintenance | A | Standalone Impact on Baseline Winter Peak (%) | Achievable Economic TRC Potential | 0% | 0% | 0% | 0% | 0% | 0% | 0% | 0% | 0% | 0% | 0% | 0% | 0% | 0% | 0% | 0% | 0% | 0% | 0% | 0% | 0% | 0% | 0% | 0% | 0 | 0 | 0 | 0 | 0 | 0 | 0
F7_Industrial_Paper and Printing_Existing_Process_Natural Gas_Gas Boiler - Maintenance_A_Achievable Economic TRC Potential | F7 | Industrial | Paper and Printing | Existing | Process | Natural Gas | Gas Boiler - Maintenance | A | Incremental Energy Savings (MWh or mTherms) | Achievable Economic TRC Potential | 0 | 0 | 0 | 0 | 0 | 0.05207 | 0.036477 | 0.025103 | 0.019561 | 0.017152 | 0.014654 | 0.012519 | 0.010615 | 0.0088136 | 0.0074203 | 0.0061327 | 0.0047767 | 0.0037014 | 0.0028569 | 0.0022276 | 0.002037 | 0.001588 | 0.0013624 | 0.0011388 | 0.00091689 | 0 | 0 | 0 | 0 | 0 | 0
F8_Industrial_Paper and Printing_Existing_Process_Natural Gas_Gas Boiler - Maintenance_A_Achievable Economic TRC Potential | F8 | Industrial | Paper and Printing | Existing | Process | Natural Gas | Gas Boiler - Maintenance | A | Incremental Summer Peak Savings (MW) | Achievable Economic TRC Potential | 0 | 0 | 0 | 0 | 0 | 0 | 0 | 0 | 0 | 0 | 0 | 0 | 0 | 0 | 0 | 0 | 0 | 0 | 0 | 0 | 0 | 0 | 0 | 0 | 0 | 0 | 0 | 0 | 0 | 0 | 0
F9_Industrial_Paper and Printing_Existing_Process_Natural Gas_Gas Boiler - Maintenance_A_Achievable Economic TRC Potential | F9 | Industrial | Paper and Printing | Existing | Process | Natural Gas | Gas Boiler - Maintenance | A | Incremental Winter Peak Savings (MW) | Achievable Economic TRC Potential | 0 | 0 | 0 | 0 | 0 | 0 | 0 | 0 | 0 | 0 | 0 | 0 | 0 | 0 | 0 | 0 | 0 | 0 | 0 | 0 | 0 | 0 | 0 | 0 | 0 | 0 | 0 | 0 | 0 | 0 | 0
F10_Industrial_Paper and Printing_Existing_Process_Natural Gas_Gas Boiler - Maintenance_A_Achievable Economic TRC Potential | F10 | Industrial | Paper and Printing | Existing | Process | Natural Gas | Gas Boiler - Maintenance | A | Cumulative Energy Savings (MWh or mTherms) | Achievable Economic TRC Potential | 0 | 0 | 0 | 0 | 0 | 0.05207 | 0.088547 | 0.11365 | 0.13321 | 0.15036 | 0.16502 | 0.17754 | 0.18815 | 0.19696 | 0.20438 | 0.21052 | 0.21529 | 0.219 | 0.22185 | 0.22408 | 0.22612 | 0.2277 | 0.22907 | 0.23021 | 0.23112 | 0.23112 | 0.23112 | 0.23112 | 0.23112 | 0.23112 | 0.23112
F11_Industrial_Paper and Printing_Existing_Process_Natural Gas_Gas Boiler - Maintenance_A_Achievable Economic TRC Potential | F11 | Industrial | Paper and Printing | Existing | Process | Natural Gas | Gas Boiler - Maintenance | A | Cumulative Summer Peak Savings (MW) | Achievable Economic TRC Potential | 0 | 0 | 0 | 0 | 0 | 0 | 0 | 0 | 0 | 0 | 0 | 0 | 0 | 0 | 0 | 0 | 0 | 0 | 0 | 0 | 0 | 0 | 0 | 0 | 0 | 0 | 0 | 0 | 0 | 0 | 0
F12_Industrial_Paper and Printing_Existing_Process_Natural Gas_Gas Boiler - Maintenance_A_Achievable Economic TRC Potential | F12 | Industrial | Paper and Printing | Existing | Process | Natural Gas | Gas Boiler - Maintenance | A | Cumulative Winter Peak Savings (MW) | Achievable Economic TRC Potential | 0 | 0 | 0 | 0 | 0 | 0 | 0 | 0 | 0 | 0 | 0 | 0 | 0 | 0 | 0 | 0 | 0 | 0 | 0 | 0 | 0 | 0 | 0 | 0 | 0 | 0 | 0 | 0 | 0 | 0 | 0
F13_Industrial_Paper and Printing_Existing_Process_Natural Gas_Gas Boiler - Maintenance_A_Achievable Economic TRC Potential | F13 | Industrial | Paper and Printing | Existing | Process | Natural Gas | Gas Boiler - Maintenance | A | Purchases (Incremental) | Achievable Economic TRC Potential | 0 | 0 | 0 | 0 | 0 | 0.93313 | 0.65369 | 0.44986 | 0.35054 | 0.30738 | 0.26261 | 0.22436 | 0.19023 | 0.15795 | 0.13298 | 0.1099 | 0.085602 | 0.066332 | 0.051198 | 0.03992 | 0.036504 | 0.028457 | 0.024416 | 0.020408 | 0.016431 | 0 | 0 | 0 | 0 | 0 | 0
F14_Industrial_Paper and Printing_Existing_Process_Natural Gas_Gas Boiler - Maintenance_A_Achievable Economic TRC Potential | F14 | Industrial | Paper and Printing | Existing | Process | Natural Gas | Gas Boiler - Maintenance | A | Purchases (Cumulative) | Achievable Economic TRC Potential | 0 | 0 | 0 | 0 | 0 | 0.93313 | 1.5868 | 2.0367 | 2.3872 | 2.6946 | 2.9572 | 3.1816 | 3.3718 | 3.5297 | 3.6627 | 3.7726 | 3.8582 | 3.9245 | 3.9757 | 4.0157 | 4.0522 | 4.0806 | 4.105 | 4.1254 | 4.1419 | 4.1419 | 4.1419 | 4.1419 | 4.1419 | 4.1419 | 4.1419
F1_Industrial_Paper and Printing_Existing_Space Heating_Natural Gas_Gas Furnace - Maintenance_A_Achievable Economic TRC Potential | F1 | Industrial | Paper and Printing | Existing | Space Heating | Natural Gas | Gas Furnace - Maintenance | A | Original Unit Energy Savings (kWh or therms) | Achievable Economic TRC Potential | 0 | 0 | 0 | 0 | 0 | 0.0091939 | 0.0091109 | 0.0090054 | 0.0088982 | 0.0087907 | 0.0086854 | 0.0085811 | 0.0084829 | 0.0083904 | 0.0082972 | 0.0082156 | 0.0081386 | 0.0080664 | 0.0079984 | 0.0079296 | 0.007863 | 0.0077967 | 0.0077284 | 0.0076628 | 0.0075997 | 0.0075405 | 0.0074852 | 0.0074333 | 0.0073847 | 0.0073392 | 0.0072965
F2_Industrial_Paper and Printing_Existing_Space Heating_Natural Gas_Gas Furnace - Maintenance_A_Achievable Economic TRC Potential | F2 | Industrial | Paper and Printing | Existing | Space Heating | Natural Gas | Gas Furnace - Maintenance | A | Original Unit Summer Peak Savings (kW) | Achievable Economic TRC Potential | 0 | 0 | 0 | 0 | 0 | 0 | 0 | 0 | 0 | 0 | 0 | 0 | 0 | 0 | 0 | 0 | 0 | 0 | 0 | 0 | 0 | 0 | 0 | 0 | 0 | 0 | 0 | 0 | 0 | 0 | 0
F3_Industrial_Paper and Printing_Existing_Space Heating_Natural Gas_Gas Furnace - Maintenance_A_Achievable Economic TRC Potential | F3 | Industrial | Paper and Printing | Existing | Space Heating | Natural Gas | Gas Furnace - Maintenance | A | Original Unit Winter Peak Savings (kW) | Achievable Economic TRC Potential | 0 | 0 | 0 | 0 | 0 | 0 | 0 | 0 | 0 | 0 | 0 | 0 | 0 | 0 | 0 | 0 | 0 | 0 | 0 | 0 | 0 | 0 | 0 | 0 | 0 | 0 | 0 | 0 | 0 | 0 | 0
F4_Industrial_Paper and Printing_Existing_Space Heating_Natural Gas_Gas Furnace - Maintenance_A_Achievable Economic TRC Potential | F4 | Industrial | Paper and Printing | Existing | Space Heating | Natural Gas | Gas Furnace - Maintenance | A | Standalone Impact on Baseline Energy (%) | Achievable Economic TRC Potential | 0% | 0% | 0% | 0% | 0% | 0% | 0% | 0% | 0% | 0% | 0% | 0% | 0% | 0% | 0% | 0% | 0% | 0% | 0% | 0% | 0% | 0% | 0% | 0% | 0 | 0 | 0 | 0 | 0 | 0 | 0
F5_Industrial_Paper and Printing_Existing_Space Heating_Natural Gas_Gas Furnace - Maintenance_A_Achievable Economic TRC Potential | F5 | Industrial | Paper and Printing | Existing | Space Heating | Natural Gas | Gas Furnace - Maintenance | A | Standalone Impact on Baseline Summer Peak (%) | Achievable Economic TRC Potential | 0% | 0% | 0% | 0% | 0% | 0% | 0% | 0% | 0% | 0% | 0% | 0% | 0% | 0% | 0% | 0% | 0% | 0% | 0% | 0% | 0% | 0% | 0% | 0% | 0 | 0 | 0 | 0 | 0 | 0 | 0
F6_Industrial_Paper and Printing_Existing_Space Heating_Natural Gas_Gas Furnace - Maintenance_A_Achievable Economic TRC Potential | F6 | Industrial | Paper and Printing | Existing | Space Heating | Natural Gas | Gas Furnace - Maintenance | A | Standalone Impact on Baseline Winter Peak (%) | Achievable Economic TRC Potential | 0% | 0% | 0% | 0% | 0% | 0% | 0% | 0% | 0% | 0% | 0% | 0% | 0% | 0% | 0% | 0% | 0% | 0% | 0% | 0% | 0% | 0% | 0% | 0% | 0 | 0 | 0 | 0 | 0 | 0 | 0
F7_Industrial_Paper and Printing_Existing_Space Heating_Natural Gas_Gas Furnace - Maintenance_A_Achievable Economic TRC Potential | F7 | Industrial | Paper and Printing | Existing | Space Heating | Natural Gas | Gas Furnace - Maintenance | A | Incremental Energy Savings (MWh or mTherms) | Achievable Economic TRC Potential | 0 | 0 | 0 | 0 | 0 | 0 | 0 | 0 | 0 | 0 | 0 | 0 | 0 | 0 | 0 | 0 | 0 | 0 | 0 | 0 | 0 | 0 | 0 | 0 | 0 | 0 | 0 | 0 | 0 | 0 | 0
F8_Industrial_Paper and Printing_Existing_Space Heating_Natural Gas_Gas Furnace - Maintenance_A_Achievable Economic TRC Potential | F8 | Industrial | Paper and Printing | Existing | Space Heating | Natural Gas | Gas Furnace - Maintenance | A | Incremental Summer Peak Savings (MW) | Achievable Economic TRC Potential | 0 | 0 | 0 | 0 | 0 | 0 | 0 | 0 | 0 | 0 | 0 | 0 | 0 | 0 | 0 | 0 | 0 | 0 | 0 | 0 | 0 | 0 | 0 | 0 | 0 | 0 | 0 | 0 | 0 | 0 | 0
F9_Industrial_Paper and Printing_Existing_Space Heating_Natural Gas_Gas Furnace - Maintenance_A_Achievable Economic TRC Potential | F9 | Industrial | Paper and Printing | Existing | Space Heating | Natural Gas | Gas Furnace - Maintenance | A | Incremental Winter Peak Savings (MW) | Achievable Economic TRC Potential | 0 | 0 | 0 | 0 | 0 | 0 | 0 | 0 | 0 | 0 | 0 | 0 | 0 | 0 | 0 | 0 | 0 | 0 | 0 | 0 | 0 | 0 | 0 | 0 | 0 | 0 | 0 | 0 | 0 | 0 | 0
F10_Industrial_Paper and Printing_Existing_Space Heating_Natural Gas_Gas Furnace - Maintenance_A_Achievable Economic TRC Potential | F10 | Industrial | Paper and Printing | Existing | Space Heating | Natural Gas | Gas Furnace - Maintenance | A | Cumulative Energy Savings (MWh or mTherms) | Achievable Economic TRC Potential | 0 | 0 | 0 | 0 | 0 | 0 | 0 | 0 | 0 | 0 | 0 | 0 | 0 | 0 | 0 | 0 | 0 | 0 | 0 | 0 | 0 | 0 | 0 | 0 | 0 | 0 | 0 | 0 | 0 | 0 | 0
F11_Industrial_Paper and Printing_Existing_Space Heating_Natural Gas_Gas Furnace - Maintenance_A_Achievable Economic TRC Potential | F11 | Industrial | Paper and Printing | Existing | Space Heating | Natural Gas | Gas Furnace - Maintenance | A | Cumulative Summer Peak Savings (MW) | Achievable Economic TRC Potential | 0 | 0 | 0 | 0 | 0 | 0 | 0 | 0 | 0 | 0 | 0 | 0 | 0 | 0 | 0 | 0 | 0 | 0 | 0 | 0 | 0 | 0 | 0 | 0 | 0 | 0 | 0 | 0 | 0 | 0 | 0
F12_Industrial_Paper and Printing_Existing_Space Heating_Natural Gas_Gas Furnace - Maintenance_A_Achievable Economic TRC Potential | F12 | Industrial | Paper and Printing | Existing | Space Heating | Natural Gas | Gas Furnace - Maintenance | A | Cumulative Winter Peak Savings (MW) | Achievable Economic TRC Potential | 0 | 0 | 0 | 0 | 0 | 0 | 0 | 0 | 0 | 0 | 0 | 0 | 0 | 0 | 0 | 0 | 0 | 0 | 0 | 0 | 0 | 0 | 0 | 0 | 0 | 0 | 0 | 0 | 0 | 0 | 0
F13_Industrial_Paper and Printing_Existing_Space Heating_Natural Gas_Gas Furnace - Maintenance_A_Achievable Economic TRC Potential | F13 | Industrial | Paper and Printing | Existing | Space Heating | Natural Gas | Gas Furnace - Maintenance | A | Purchases (Incremental) | Achievable Economic TRC Potential | 0 | 0 | 0 | 0 | 0 | 0 | 0 | 0 | 0 | 0 | 0 | 0 | 0 | 0 | 0 | 0 | 0 | 0 | 0 | 0 | 0 | 0 | 0 | 0 | 0 | 0 | 0 | 0 | 0 | 0 | 0
F14_Industrial_Paper and Printing_Existing_Space Heating_Natural Gas_Gas Furnace - Maintenance_A_Achievable Economic TRC Potential | F14 | Industrial | Paper and Printing | Existing | Space Heating | Natural Gas | Gas Furnace - Maintenance | A | Purchases (Cumulative) | Achievable Economic TRC Potential | 0 | 0 | 0 | 0 | 0 | 0 | 0 | 0 | 0 | 0 | 0 | 0 | 0 | 0 | 0 | 0 | 0 | 0 | 0 | 0 | 0 | 0 | 0 | 0 | 0 | 0 | 0 | 0 | 0 | 0 | 0
F1_Industrial_Paper and Printing_Existing_Space Heating_Natural Gas_Gas Boiler - Hot Water Reset_A_Achievable Economic TRC Potential | F1 | Industrial | Paper and Printing | Existing | Space Heating | Natural Gas | Gas Boiler - Hot Water Reset | A | Original Unit Energy Savings (kWh or therms) | Achievable Economic TRC Potential | 0 | 0 | 0 | 0 | 0 | 363.1796 | 360.7187 | 358.2734 | 355.8151 | 353.3638 | 350.9815 | 348.6228 | 346.2893 | 343.9826 | 341.5408 | 339.2998 | 337.0841 | 334.9047 | 332.7574 | 330.6053 | 328.527 | 326.3638 | 324.2756 | 322.253 | 320.2174 | 318.3598 | 316.6647 | 315.1177 | 313.7059 | 312.4173 | 311.2412
F2_Industrial_Paper and Printing_Existing_Space Heating_Natural Gas_Gas Boiler - Hot Water Reset_A_Achievable Economic TRC Potential | F2 | Industrial | Paper and Printing | Existing | Space Heating | Natural Gas | Gas Boiler - Hot Water Reset | A | Original Unit Summer Peak Savings (kW) | Achievable Economic TRC Potential | 0 | 0 | 0 | 0 | 0 | 0 | 0 | 0 | 0 | 0 | 0 | 0 | 0 | 0 | 0 | 0 | 0 | 0 | 0 | 0 | 0 | 0 | 0 | 0 | 0 | 0 | 0 | 0 | 0 | 0 | 0
F3_Industrial_Paper and Printing_Existing_Space Heating_Natural Gas_Gas Boiler - Hot Water Reset_A_Achievable Economic TRC Potential | F3 | Industrial | Paper and Printing | Existing | Space Heating | Natural Gas | Gas Boiler - Hot Water Reset | A | Original Unit Winter Peak Savings (kW) | Achievable Economic TRC Potential | 0 | 0 | 0 | 0 | 0 | 0 | 0 | 0 | 0 | 0 | 0 | 0 | 0 | 0 | 0 | 0 | 0 | 0 | 0 | 0 | 0 | 0 | 0 | 0 | 0 | 0 | 0 | 0 | 0 | 0 | 0
F4_Industrial_Paper and Printing_Existing_Space Heating_Natural Gas_Gas Boiler - Hot Water Reset_A_Achievable Economic TRC Potential | F4 | Industrial | Paper and Printing | Existing | Space Heating | Natural Gas | Gas Boiler - Hot Water Reset | A | Standalone Impact on Baseline Energy (%) | Achievable Economic TRC Potential | 0% | 0% | 0% | 0% | 0% | 0.007385% | 0.01643% | 0.02758% | 0.0404% | 0.05501% | 0.07286% | 0.09189% | 0.1113% | 0.1313% | 0.1465% | 0.1601% | 0.1682% | 0.1738% | 0.1776% | 0.1783% | 0.1793% | 0.18% | 0.1805% | 0.181% | 0.0018133 | 0.0018166 | 0.0018197 | 0.0018227 | 0 | 0 | 0
F5_Industrial_Paper and Printing_Existing_Space Heating_Natural Gas_Gas Boiler - Hot Water Reset_A_Achievable Economic TRC Potential | F5 | Industrial | Paper and Printing | Existing | Space Heating | Natural Gas | Gas Boiler - Hot Water Reset | A | Standalone Impact on Baseline Summer Peak (%) | Achievable Economic TRC Potential | 0% | 0% | 0% | 0% | 0% | 0% | 0% | 0% | 0% | 0% | 0% | 0% | 0% | 0% | 0% | 0% | 0% | 0% | 0% | 0% | 0% | 0% | 0% | 0% | 0 | 0 | 0 | 0 | 0 | 0 | 0
F6_Industrial_Paper and Printing_Existing_Space Heating_Natural Gas_Gas Boiler - Hot Water Reset_A_Achievable Economic TRC Potential | F6 | Industrial | Paper and Printing | Existing | Space Heating | Natural Gas | Gas Boiler - Hot Water Reset | A | Standalone Impact on Baseline Winter Peak (%) | Achievable Economic TRC Potential | 0% | 0% | 0% | 0% | 0% | 0% | 0% | 0% | 0% | 0% | 0% | 0% | 0% | 0% | 0% | 0% | 0% | 0% | 0% | 0% | 0% | 0% | 0% | 0% | 0 | 0 | 0 | 0 | 0 | 0 | 0
F7_Industrial_Paper and Printing_Existing_Space Heating_Natural Gas_Gas Boiler - Hot Water Reset_A_Achievable Economic TRC Potential | F7 | Industrial | Paper and Printing | Existing | Space Heating | Natural Gas | Gas Boiler - Hot Water Reset | A | Incremental Energy Savings (MWh or mTherms) | Achievable Economic TRC Potential | 0 | 0 | 0 | 0 | 0 | 0.0041275 | 0.0050308 | 0.0060784 | 0.0070114 | 0.0079489 | 0.0091133 | 0.0099031 | 0.010029 | 0.0092388 | 0.0079152 | 0.0060269 | 0.0039632 | 0.0022748 | 0.0010786 | 0.0004539 | 0.00016334 | 5.0487e-05 | 1.0894e-05 | 1.7734e-06 | 2.1085e-07 | 0 | 0 | 0 | 0 | 0 | 0
F8_Industrial_Paper and Printing_Existing_Space Heating_Natural Gas_Gas Boiler - Hot Water Reset_A_Achievable Economic TRC Potential | F8 | Industrial | Paper and Printing | Existing | Space Heating | Natural Gas | Gas Boiler - Hot Water Reset | A | Incremental Summer Peak Savings (MW) | Achievable Economic TRC Potential | 0 | 0 | 0 | 0 | 0 | 0 | 0 | 0 | 0 | 0 | 0 | 0 | 0 | 0 | 0 | 0 | 0 | 0 | 0 | 0 | 0 | 0 | 0 | 0 | 0 | 0 | 0 | 0 | 0 | 0 | 0
F9_Industrial_Paper and Printing_Existing_Space Heating_Natural Gas_Gas Boiler - Hot Water Reset_A_Achievable Economic TRC Potential | F9 | Industrial | Paper and Printing | Existing | Space Heating | Natural Gas | Gas Boiler - Hot Water Reset | A | Incremental Winter Peak Savings (MW) | Achievable Economic TRC Potential | 0 | 0 | 0 | 0 | 0 | 0 | 0 | 0 | 0 | 0 | 0 | 0 | 0 | 0 | 0 | 0 | 0 | 0 | 0 | 0 | 0 | 0 | 0 | 0 | 0 | 0 | 0 | 0 | 0 | 0 | 0
F10_Industrial_Paper and Printing_Existing_Space Heating_Natural Gas_Gas Boiler - Hot Water Reset_A_Achievable Economic TRC Potential | F10 | Industrial | Paper and Printing | Existing | Space Heating | Natural Gas | Gas Boiler - Hot Water Reset | A | Cumulative Energy Savings (MWh or mTherms) | Achievable Economic TRC Potential | 0 | 0 | 0 | 0 | 0 | 0.0041275 | 0.0091302 | 0.015147 | 0.022054 | 0.029851 | 0.038763 | 0.048406 | 0.058111 | 0.066962 | 0.074402 | 0.079941 | 0.083382 | 0.085118 | 0.085651 | 0.08555 | 0.085176 | 0.084666 | 0.084135 | 0.083612 | 0.083084 | 0.082602 | 0.082162 | 0.081761 | 0.081394 | 0.08106 | 0.080755
F11_Industrial_Paper and Printing_Existing_Space Heating_Natural Gas_Gas Boiler - Hot Water Reset_A_Achievable Economic TRC Potential | F11 | Industrial | Paper and Printing | Existing | Space Heating | Natural Gas | Gas Boiler - Hot Water Reset | A | Cumulative Summer Peak Savings (MW) | Achievable Economic TRC Potential | 0 | 0 | 0 | 0 | 0 | 0 | 0 | 0 | 0 | 0 | 0 | 0 | 0 | 0 | 0 | 0 | 0 | 0 | 0 | 0 | 0 | 0 | 0 | 0 | 0 | 0 | 0 | 0 | 0 | 0 | 0
F12_Industrial_Paper and Printing_Existing_Space Heating_Natural Gas_Gas Boiler - Hot Water Reset_A_Achievable Economic TRC Potential | F12 | Industrial | Paper and Printing | Existing | Space Heating | Natural Gas | Gas Boiler - Hot Water Reset | A | Cumulative Winter Peak Savings (MW) | Achievable Economic TRC Potential | 0 | 0 | 0 | 0 | 0 | 0 | 0 | 0 | 0 | 0 | 0 | 0 | 0 | 0 | 0 | 0 | 0 | 0 | 0 | 0 | 0 | 0 | 0 | 0 | 0 | 0 | 0 | 0 | 0 | 0 | 0
F13_Industrial_Paper and Printing_Existing_Space Heating_Natural Gas_Gas Boiler - Hot Water Reset_A_Achievable Economic TRC Potential | F13 | Industrial | Paper and Printing | Existing | Space Heating | Natural Gas | Gas Boiler - Hot Water Reset | A | Purchases (Incremental) | Achievable Economic TRC Potential | 0 | 0 | 0 | 0 | 0 | 0.011365 | 0.013946 | 0.016966 | 0.019705 | 0.022495 | 0.025965 | 0.028406 | 0.02896 | 0.026858 | 0.023175 | 0.017763 | 0.011757 | 0.0067925 | 0.0032413 | 0.0013729 | 0.00049718 | 0.00015469 | 3.3593e-05 | 5.5031e-06 | 6.5847e-07 | 0 | 0 | 0 | 0 | 0 | 0
F14_Industrial_Paper and Printing_Existing_Space Heating_Natural Gas_Gas Boiler - Hot Water Reset_A_Achievable Economic TRC Potential | F14 | Industrial | Paper and Printing | Existing | Space Heating | Natural Gas | Gas Boiler - Hot Water Reset | A | Purchases (Cumulative) | Achievable Economic TRC Potential | 0 | 0 | 0 | 0 | 0 | 0.011365 | 0.025311 | 0.042277 | 0.061982 | 0.084477 | 0.11044 | 0.13885 | 0.16781 | 0.19467 | 0.21784 | 0.23561 | 0.24736 | 0.25415 | 0.2574 | 0.25877 | 0.25927 | 0.25942 | 0.25945 | 0.25946 | 0.25946 | 0.25946 | 0.25946 | 0.25946 | 0.25946 | 0.25946 | 0.25946
F1_Industrial_Paper and Printing_Existing_Process_Natural Gas_Gas Boiler - Hot Water Reset_A_Achievable Economic TRC Potential | F1 | Industrial | Paper and Printing | Existing | Process | Natural Gas | Gas Boiler - Hot Water Reset | A | Original Unit Energy Savings (kWh or therms) | Achievable Economic TRC Potential | 0 | 0 | 0 | 0 | 0 | 101.4573 | 101.4573 | 101.4573 | 101.4573 | 101.4573 | 101.4573 | 101.4573 | 101.4573 | 101.4573 | 101.4573 | 101.4573 | 101.4573 | 101.4573 | 101.4573 | 101.4573 | 101.4573 | 101.4573 | 101.4573 | 101.4573 | 101.4573 | 101.4573 | 101.4573 | 101.4573 | 101.4573 | 101.4573 | 101.4573
F2_Industrial_Paper and Printing_Existing_Process_Natural Gas_Gas Boiler - Hot Water Reset_A_Achievable Economic TRC Potential | F2 | Industrial | Paper and Printing | Existing | Process | Natural Gas | Gas Boiler - Hot Water Reset | A | Original Unit Summer Peak Savings (kW) | Achievable Economic TRC Potential | 0 | 0 | 0 | 0 | 0 | 0 | 0 | 0 | 0 | 0 | 0 | 0 | 0 | 0 | 0 | 0 | 0 | 0 | 0 | 0 | 0 | 0 | 0 | 0 | 0 | 0 | 0 | 0 | 0 | 0 | 0
F3_Industrial_Paper and Printing_Existing_Process_Natural Gas_Gas Boiler - Hot Water Reset_A_Achievable Economic TRC Potential | F3 | Industrial | Paper and Printing | Existing | Process | Natural Gas | Gas Boiler - Hot Water Reset | A | Original Unit Winter Peak Savings (kW) | Achievable Economic TRC Potential | 0 | 0 | 0 | 0 | 0 | 0 | 0 | 0 | 0 | 0 | 0 | 0 | 0 | 0 | 0 | 0 | 0 | 0 | 0 | 0 | 0 | 0 | 0 | 0 | 0 | 0 | 0 | 0 | 0 | 0 | 0
F4_Industrial_Paper and Printing_Existing_Process_Natural Gas_Gas Boiler - Hot Water Reset_A_Achievable Economic TRC Potential | F4 | Industrial | Paper and Printing | Existing | Process | Natural Gas | Gas Boiler - Hot Water Reset | A | Standalone Impact on Baseline Energy (%) | Achievable Economic TRC Potential | 0% | 0% | 0% | 0% | 0% | 0.01752% | 0.03904% | 0.06559% | 0.09611% | 0.1309% | 0.1733% | 0.2185% | 0.2646% | 0.3119% | 0.3477% | 0.3797% | 0.3986% | 0.4116% | 0.4206% | 0.4223% | 0.4249% | 0.4268% | 0.4284% | 0.4299% | 0.0043126 | 0.0043252 | 0.0043368 | 0.0043473 | 0 | 0 | 0
F5_Industrial_Paper and Printing_Existing_Process_Natural Gas_Gas Boiler - Hot Water Reset_A_Achievable Economic TRC Potential | F5 | Industrial | Paper and Printing | Existing | Process | Natural Gas | Gas Boiler - Hot Water Reset | A | Standalone Impact on Baseline Summer Peak (%) | Achievable Economic TRC Potential | 0% | 0% | 0% | 0% | 0% | 0% | 0% | 0% | 0% | 0% | 0% | 0% | 0% | 0% | 0% | 0% | 0% | 0% | 0% | 0% | 0% | 0% | 0% | 0% | 0 | 0 | 0 | 0 | 0 | 0 | 0
F6_Industrial_Paper and Printing_Existing_Process_Natural Gas_Gas Boiler - Hot Water Reset_A_Achievable Economic TRC Potential | F6 | Industrial | Paper and Printing | Existing | Process | Natural Gas | Gas Boiler - Hot Water Reset | A | Standalone Impact on Baseline Winter Peak (%) | Achievable Economic TRC Potential | 0% | 0% | 0% | 0% | 0% | 0% | 0% | 0% | 0% | 0% | 0% | 0% | 0% | 0% | 0% | 0% | 0% | 0% | 0% | 0% | 0% | 0% | 0% | 0% | 0 | 0 | 0 | 0 | 0 | 0 | 0
F7_Industrial_Paper and Printing_Existing_Process_Natural Gas_Gas Boiler - Hot Water Reset_A_Achievable Economic TRC Potential | F7 | Industrial | Paper and Printing | Existing | Process | Natural Gas | Gas Boiler - Hot Water Reset | A | Incremental Energy Savings (MWh or mTherms) | Achievable Economic TRC Potential | 0 | 0 | 0 | 0 | 0 | 0.04601 | 0.056461 | 0.068685 | 0.079775 | 0.091069 | 0.10512 | 0.115 | 0.11724 | 0.10873 | 0.093823 | 0.071912 | 0.047599 | 0.027499 | 0.013122 | 0.0055582 | 0.0020128 | 0.00062627 | 0.000136 | 2.2279e-05 | 2.6658e-06 | 0 | 0 | 0 | 0 | 0 | 0
F8_Industrial_Paper and Printing_Existing_Process_Natural Gas_Gas Boiler - Hot Water Reset_A_Achievable Economic TRC Potential | F8 | Industrial | Paper and Printing | Existing | Process | Natural Gas | Gas Boiler - Hot Water Reset | A | Incremental Summer Peak Savings (MW) | Achievable Economic TRC Potential | 0 | 0 | 0 | 0 | 0 | 0 | 0 | 0 | 0 | 0 | 0 | 0 | 0 | 0 | 0 | 0 | 0 | 0 | 0 | 0 | 0 | 0 | 0 | 0 | 0 | 0 | 0 | 0 | 0 | 0 | 0
F9_Industrial_Paper and Printing_Existing_Process_Natural Gas_Gas Boiler - Hot Water Reset_A_Achievable Economic TRC Potential | F9 | Industrial | Paper and Printing | Existing | Process | Natural Gas | Gas Boiler - Hot Water Reset | A | Incremental Winter Peak Savings (MW) | Achievable Economic TRC Potential | 0 | 0 | 0 | 0 | 0 | 0 | 0 | 0 | 0 | 0 | 0 | 0 | 0 | 0 | 0 | 0 | 0 | 0 | 0 | 0 | 0 | 0 | 0 | 0 | 0 | 0 | 0 | 0 | 0 | 0 | 0
F10_Industrial_Paper and Printing_Existing_Process_Natural Gas_Gas Boiler - Hot Water Reset_A_Achievable Economic TRC Potential | F10 | Industrial | Paper and Printing | Existing | Process | Natural Gas | Gas Boiler - Hot Water Reset | A | Cumulative Energy Savings (MWh or mTherms) | Achievable Economic TRC Potential | 0 | 0 | 0 | 0 | 0 | 0.04601 | 0.10247 | 0.17116 | 0.25093 | 0.342 | 0.44712 | 0.56212 | 0.67937 | 0.7881 | 0.88192 | 0.95383 | 1.0014 | 1.0289 | 1.0421 | 1.0476 | 1.0496 | 1.0503 | 1.0504 | 1.0504 | 1.0504 | 1.0504 | 1.0504 | 1.0504 | 1.0504 | 1.0504 | 1.0504
F11_Industrial_Paper and Printing_Existing_Process_Natural Gas_Gas Boiler - Hot Water Reset_A_Achievable Economic TRC Potential | F11 | Industrial | Paper and Printing | Existing | Process | Natural Gas | Gas Boiler - Hot Water Reset | A | Cumulative Summer Peak Savings (MW) | Achievable Economic TRC Potential | 0 | 0 | 0 | 0 | 0 | 0 | 0 | 0 | 0 | 0 | 0 | 0 | 0 | 0 | 0 | 0 | 0 | 0 | 0 | 0 | 0 | 0 | 0 | 0 | 0 | 0 | 0 | 0 | 0 | 0 | 0
F12_Industrial_Paper and Printing_Existing_Process_Natural Gas_Gas Boiler - Hot Water Reset_A_Achievable Economic TRC Potential | F12 | Industrial | Paper and Printing | Existing | Process | Natural Gas | Gas Boiler - Hot Water Reset | A | Cumulative Winter Peak Savings (MW) | Achievable Economic TRC Potential | 0 | 0 | 0 | 0 | 0 | 0 | 0 | 0 | 0 | 0 | 0 | 0 | 0 | 0 | 0 | 0 | 0 | 0 | 0 | 0 | 0 | 0 | 0 | 0 | 0 | 0 | 0 | 0 | 0 | 0 | 0
F13_Industrial_Paper and Printing_Existing_Process_Natural Gas_Gas Boiler - Hot Water Reset_A_Achievable Economic TRC Potential | F13 | Industrial | Paper and Printing | Existing | Process | Natural Gas | Gas Boiler - Hot Water Reset | A | Purchases (Incremental) | Achievable Economic TRC Potential | 0 | 0 | 0 | 0 | 0 | 0.45349 | 0.55651 | 0.67698 | 0.7863 | 0.89761 | 1.0361 | 1.1335 | 1.1556 | 1.0717 | 0.92475 | 0.70879 | 0.46915 | 0.27104 | 0.12934 | 0.054784 | 0.019839 | 0.0061727 | 0.0013405 | 0.00021959 | 2.6275e-05 | 0 | 0 | 0 | 0 | 0 | 0
F14_Industrial_Paper and Printing_Existing_Process_Natural Gas_Gas Boiler - Hot Water Reset_A_Achievable Economic TRC Potential | F14 | Industrial | Paper and Printing | Existing | Process | Natural Gas | Gas Boiler - Hot Water Reset | A | Purchases (Cumulative) | Achievable Economic TRC Potential | 0 | 0 | 0 | 0 | 0 | 0.45349 | 1.01 | 1.687 | 2.4733 | 3.3709 | 4.407 | 5.5405 | 6.6961 | 7.7678 | 8.6925 | 9.4013 | 9.8705 | 10.1415 | 10.2709 | 10.3256 | 10.3455 | 10.3517 | 10.353 | 10.3532 | 10.3532 | 10.3532 | 10.3532 | 10.3532 | 10.3532 | 10.3532 | 10.3532
F1_Industrial_Paper and Printing_Existing_Space Heating_Natural Gas_Steam Trap Maintenance_A_Achievable Economic TRC Potential | F1 | Industrial | Paper and Printing | Existing | Space Heating | Natural Gas | Steam Trap Maintenance | A | Original Unit Energy Savings (kWh or therms) | Achievable Economic TRC Potential | 0 | 0 | 0 | 0 | 0 | 128.3037 | 127.4344 | 126.5705 | 125.702 | 124.836 | 123.9944 | 123.1611 | 122.3367 | 121.5218 | 120.6592 | 119.8675 | 119.0847 | 118.3148 | 117.5562 | 116.7959 | 116.0617 | 115.2975 | 114.5598 | 113.8452 | 113.1261 | 112.4698 | 111.871 | 111.3245 | 110.8257 | 110.3705 | 109.955
F2_Industrial_Paper and Printing_Existing_Space Heating_Natural Gas_Steam Trap Maintenance_A_Achievable Economic TRC Potential | F2 | Industrial | Paper and Printing | Existing | Space Heating | Natural Gas | Steam Trap Maintenance | A | Original Unit Summer Peak Savings (kW) | Achievable Economic TRC Potential | 0 | 0 | 0 | 0 | 0 | 0 | 0 | 0 | 0 | 0 | 0 | 0 | 0 | 0 | 0 | 0 | 0 | 0 | 0 | 0 | 0 | 0 | 0 | 0 | 0 | 0 | 0 | 0 | 0 | 0 | 0
F3_Industrial_Paper and Printing_Existing_Space Heating_Natural Gas_Steam Trap Maintenance_A_Achievable Economic TRC Potential | F3 | Industrial | Paper and Printing | Existing | Space Heating | Natural Gas | Steam Trap Maintenance | A | Original Unit Winter Peak Savings (kW) | Achievable Economic TRC Potential | 0 | 0 | 0 | 0 | 0 | 0 | 0 | 0 | 0 | 0 | 0 | 0 | 0 | 0 | 0 | 0 | 0 | 0 | 0 | 0 | 0 | 0 | 0 | 0 | 0 | 0 | 0 | 0 | 0 | 0 | 0
F4_Industrial_Paper and Printing_Existing_Space Heating_Natural Gas_Steam Trap Maintenance_A_Achievable Economic TRC Potential | F4 | Industrial | Paper and Printing | Existing | Space Heating | Natural Gas | Steam Trap Maintenance | A | Standalone Impact on Baseline Energy (%) | Achievable Economic TRC Potential | 0% | 0% | 0% | 0% | 0% | 0.001456% | 0.002908% | 0.004375% | 0.005823% | 0.00727% | 0.008817% | 0.0103% | 0.01178% | 0.01343% | 0.01484% | 0.01645% | 0.01792% | 0.01948% | 0.02111% | 0.02254% | 0.02408% | 0.02562% | 0.02715% | 0.02867% | 0.0003018 | 0.00030235 | 0.00030287 | 0.00030336 | 0 | 0 | 0
F5_Industrial_Paper and Printing_Existing_Space Heating_Natural Gas_Steam Trap Maintenance_A_Achievable Economic TRC Potential | F5 | Industrial | Paper and Printing | Existing | Space Heating | Natural Gas | Steam Trap Maintenance | A | Standalone Impact on Baseline Summer Peak (%) | Achievable Economic TRC Potential | 0% | 0% | 0% | 0% | 0% | 0% | 0% | 0% | 0% | 0% | 0% | 0% | 0% | 0% | 0% | 0% | 0% | 0% | 0% | 0% | 0% | 0% | 0% | 0% | 0 | 0 | 0 | 0 | 0 | 0 | 0
F6_Industrial_Paper and Printing_Existing_Space Heating_Natural Gas_Steam Trap Maintenance_A_Achievable Economic TRC Potential | F6 | Industrial | Paper and Printing | Existing | Space Heating | Natural Gas | Steam Trap Maintenance | A | Standalone Impact on Baseline Winter Peak (%) | Achievable Economic TRC Potential | 0% | 0% | 0% | 0% | 0% | 0% | 0% | 0% | 0% | 0% | 0% | 0% | 0% | 0% | 0% | 0% | 0% | 0% | 0% | 0% | 0% | 0% | 0% | 0% | 0 | 0 | 0 | 0 | 0 | 0 | 0
F7_Industrial_Paper and Printing_Existing_Space Heating_Natural Gas_Steam Trap Maintenance_A_Achievable Economic TRC Potential | F7 | Industrial | Paper and Printing | Existing | Space Heating | Natural Gas | Steam Trap Maintenance | A | Incremental Energy Savings (MWh or mTherms) | Achievable Economic TRC Potential | 0 | 0 | 0 | 0 | 0 | 0.00081385 | 0.00080789 | 0.00079768 | 0.00079264 | 0.00078783 | 0.00077258 | 0.00076529 | 0.00075862 | 0.0007416 | 0.00073915 | 0.0007273 | 0.00072264 | 0.00071436 | 0.00070344 | 0.00069972 | 0.00069245 | 0.00068521 | 0.00067835 | 0.00067183 | 0.00066548 | 0 | 0 | 0 | 0 | 0 | 0
F8_Industrial_Paper and Printing_Existing_Space Heating_Natural Gas_Steam Trap Maintenance_A_Achievable Economic TRC Potential | F8 | Industrial | Paper and Printing | Existing | Space Heating | Natural Gas | Steam Trap Maintenance | A | Incremental Summer Peak Savings (MW) | Achievable Economic TRC Potential | 0 | 0 | 0 | 0 | 0 | 0 | 0 | 0 | 0 | 0 | 0 | 0 | 0 | 0 | 0 | 0 | 0 | 0 | 0 | 0 | 0 | 0 | 0 | 0 | 0 | 0 | 0 | 0 | 0 | 0 | 0
F9_Industrial_Paper and Printing_Existing_Space Heating_Natural Gas_Steam Trap Maintenance_A_Achievable Economic TRC Potential | F9 | Industrial | Paper and Printing | Existing | Space Heating | Natural Gas | Steam Trap Maintenance | A | Incremental Winter Peak Savings (MW) | Achievable Economic TRC Potential | 0 | 0 | 0 | 0 | 0 | 0 | 0 | 0 | 0 | 0 | 0 | 0 | 0 | 0 | 0 | 0 | 0 | 0 | 0 | 0 | 0 | 0 | 0 | 0 | 0 | 0 | 0 | 0 | 0 | 0 | 0
F10_Industrial_Paper and Printing_Existing_Space Heating_Natural Gas_Steam Trap Maintenance_A_Achievable Economic TRC Potential | F10 | Industrial | Paper and Printing | Existing | Space Heating | Natural Gas | Steam Trap Maintenance | A | Cumulative Energy Savings (MWh or mTherms) | Achievable Economic TRC Potential | 0 | 0 | 0 | 0 | 0 | 0.00081385 | 0.0016162 | 0.0024029 | 0.0031791 | 0.003945 | 0.004691 | 0.0054248 | 0.0061471 | 0.0068477 | 0.0075383 | 0.0082161 | 0.0088851 | 0.009542 | 0.010184 | 0.010818 | 0.011443 | 0.012052 | 0.012654 | 0.013247 | 0.013828 | 0.013748 | 0.013675 | 0.013608 | 0.013547 | 0.013492 | 0.013441
F11_Industrial_Paper and Printing_Existing_Space Heating_Natural Gas_Steam Trap Maintenance_A_Achievable Economic TRC Potential | F11 | Industrial | Paper and Printing | Existing | Space Heating | Natural Gas | Steam Trap Maintenance | A | Cumulative Summer Peak Savings (MW) | Achievable Economic TRC Potential | 0 | 0 | 0 | 0 | 0 | 0 | 0 | 0 | 0 | 0 | 0 | 0 | 0 | 0 | 0 | 0 | 0 | 0 | 0 | 0 | 0 | 0 | 0 | 0 | 0 | 0 | 0 | 0 | 0 | 0 | 0
F12_Industrial_Paper and Printing_Existing_Space Heating_Natural Gas_Steam Trap Maintenance_A_Achievable Economic TRC Potential | F12 | Industrial | Paper and Printing | Existing | Space Heating | Natural Gas | Steam Trap Maintenance | A | Cumulative Winter Peak Savings (MW) | Achievable Economic TRC Potential | 0 | 0 | 0 | 0 | 0 | 0 | 0 | 0 | 0 | 0 | 0 | 0 | 0 | 0 | 0 | 0 | 0 | 0 | 0 | 0 | 0 | 0 | 0 | 0 | 0 | 0 | 0 | 0 | 0 | 0 | 0
F13_Industrial_Paper and Printing_Existing_Space Heating_Natural Gas_Steam Trap Maintenance_A_Achievable Economic TRC Potential | F13 | Industrial | Paper and Printing | Existing | Space Heating | Natural Gas | Steam Trap Maintenance | A | Purchases (Incremental) | Achievable Economic TRC Potential | 0 | 0 | 0 | 0 | 0 | 0.0063431 | 0.0063397 | 0.0063023 | 0.0063057 | 0.0063109 | 0.0062307 | 0.0062137 | 0.0062011 | 0.0061026 | 0.0061259 | 0.0060675 | 0.0060683 | 0.0060378 | 0.0059839 | 0.005991 | 0.0059662 | 0.005943 | 0.0059214 | 0.0059012 | 0.0058826 | 0 | 0 | 0 | 0 | 0 | 0
F14_Industrial_Paper and Printing_Existing_Space Heating_Natural Gas_Steam Trap Maintenance_A_Achievable Economic TRC Potential | F14 | Industrial | Paper and Printing | Existing | Space Heating | Natural Gas | Steam Trap Maintenance | A | Purchases (Cumulative) | Achievable Economic TRC Potential | 0 | 0 | 0 | 0 | 0 | 0.0063431 | 0.012683 | 0.018985 | 0.025291 | 0.031602 | 0.037832 | 0.044046 | 0.050247 | 0.05635 | 0.062476 | 0.068543 | 0.074612 | 0.080649 | 0.086633 | 0.092624 | 0.09859 | 0.10453 | 0.11045 | 0.11636 | 0.12224 | 0.12224 | 0.12224 | 0.12224 | 0.12224 | 0.12224 | 0.12224
F1_Industrial_Paper and Printing_Existing_Process_Natural Gas_Steam Trap Maintenance_A_Achievable Economic TRC Potential | F1 | Industrial | Paper and Printing | Existing | Process | Natural Gas | Steam Trap Maintenance | A | Original Unit Energy Savings (kWh or therms) | Achievable Economic TRC Potential | 0 | 0 | 0 | 0 | 0 | 71.6855 | 71.6855 | 71.6855 | 71.6855 | 71.6855 | 71.6855 | 71.6855 | 71.6855 | 71.6855 | 71.6855 | 71.6855 | 71.6855 | 71.6855 | 71.6855 | 71.6855 | 71.6855 | 71.6855 | 71.6855 | 71.6855 | 71.6855 | 71.6855 | 71.6855 | 71.6855 | 71.6855 | 71.6855 | 71.6855
F2_Industrial_Paper and Printing_Existing_Process_Natural Gas_Steam Trap Maintenance_A_Achievable Economic TRC Potential | F2 | Industrial | Paper and Printing | Existing | Process | Natural Gas | Steam Trap Maintenance | A | Original Unit Summer Peak Savings (kW) | Achievable Economic TRC Potential | 0 | 0 | 0 | 0 | 0 | 0 | 0 | 0 | 0 | 0 | 0 | 0 | 0 | 0 | 0 | 0 | 0 | 0 | 0 | 0 | 0 | 0 | 0 | 0 | 0 | 0 | 0 | 0 | 0 | 0 | 0
F3_Industrial_Paper and Printing_Existing_Process_Natural Gas_Steam Trap Maintenance_A_Achievable Economic TRC Potential | F3 | Industrial | Paper and Printing | Existing | Process | Natural Gas | Steam Trap Maintenance | A | Original Unit Winter Peak Savings (kW) | Achievable Economic TRC Potential | 0 | 0 | 0 | 0 | 0 | 0 | 0 | 0 | 0 | 0 | 0 | 0 | 0 | 0 | 0 | 0 | 0 | 0 | 0 | 0 | 0 | 0 | 0 | 0 | 0 | 0 | 0 | 0 | 0 | 0 | 0
F4_Industrial_Paper and Printing_Existing_Process_Natural Gas_Steam Trap Maintenance_A_Achievable Economic TRC Potential | F4 | Industrial | Paper and Printing | Existing | Process | Natural Gas | Steam Trap Maintenance | A | Standalone Impact on Baseline Energy (%) | Achievable Economic TRC Potential | 0% | 0% | 0% | 0% | 0% | 0.006909% | 0.01382% | 0.02081% | 0.02771% | 0.03459% | 0.04195% | 0.04897% | 0.05598% | 0.06379% | 0.07046% | 0.07805% | 0.08494% | 0.09228% | 0.1% | 0.1068% | 0.1142% | 0.1215% | 0.1289% | 0.1362% | 0.0014356 | 0.0014398 | 0.0014436 | 0.0014471 | 0 | 0 | 0
F5_Industrial_Paper and Printing_Existing_Process_Natural Gas_Steam Trap Maintenance_A_Achievable Economic TRC Potential | F5 | Industrial | Paper and Printing | Existing | Process | Natural Gas | Steam Trap Maintenance | A | Standalone Impact on Baseline Summer Peak (%) | Achievable Economic TRC Potential | 0% | 0% | 0% | 0% | 0% | 0% | 0% | 0% | 0% | 0% | 0% | 0% | 0% | 0% | 0% | 0% | 0% | 0% | 0% | 0% | 0% | 0% | 0% | 0% | 0 | 0 | 0 | 0 | 0 | 0 | 0
F6_Industrial_Paper and Printing_Existing_Process_Natural Gas_Steam Trap Maintenance_A_Achievable Economic TRC Potential | F6 | Industrial | Paper and Printing | Existing | Process | Natural Gas | Steam Trap Maintenance | A | Standalone Impact on Baseline Winter Peak (%) | Achievable Economic TRC Potential | 0% | 0% | 0% | 0% | 0% | 0% | 0% | 0% | 0% | 0% | 0% | 0% | 0% | 0% | 0% | 0% | 0% | 0% | 0% | 0% | 0% | 0% | 0% | 0% | 0 | 0 | 0 | 0 | 0 | 0 | 0
F7_Industrial_Paper and Printing_Existing_Process_Natural Gas_Steam Trap Maintenance_A_Achievable Economic TRC Potential | F7 | Industrial | Paper and Printing | Existing | Process | Natural Gas | Steam Trap Maintenance | A | Incremental Energy Savings (MWh or mTherms) | Achievable Economic TRC Potential | 0 | 0 | 0 | 0 | 0 | 0.018144 | 0.018134 | 0.018027 | 0.018037 | 0.018052 | 0.017823 | 0.017774 | 0.017738 | 0.017456 | 0.017523 | 0.017356 | 0.017358 | 0.017271 | 0.017117 | 0.017137 | 0.017066 | 0.017 | 0.016938 | 0.01688 | 0.016827 | 0 | 0 | 0 | 0 | 0 | 0
F8_Industrial_Paper and Printing_Existing_Process_Natural Gas_Steam Trap Maintenance_A_Achievable Economic TRC Potential | F8 | Industrial | Paper and Printing | Existing | Process | Natural Gas | Steam Trap Maintenance | A | Incremental Summer Peak Savings (MW) | Achievable Economic TRC Potential | 0 | 0 | 0 | 0 | 0 | 0 | 0 | 0 | 0 | 0 | 0 | 0 | 0 | 0 | 0 | 0 | 0 | 0 | 0 | 0 | 0 | 0 | 0 | 0 | 0 | 0 | 0 | 0 | 0 | 0 | 0
F9_Industrial_Paper and Printing_Existing_Process_Natural Gas_Steam Trap Maintenance_A_Achievable Economic TRC Potential | F9 | Industrial | Paper and Printing | Existing | Process | Natural Gas | Steam Trap Maintenance | A | Incremental Winter Peak Savings (MW) | Achievable Economic TRC Potential | 0 | 0 | 0 | 0 | 0 | 0 | 0 | 0 | 0 | 0 | 0 | 0 | 0 | 0 | 0 | 0 | 0 | 0 | 0 | 0 | 0 | 0 | 0 | 0 | 0 | 0 | 0 | 0 | 0 | 0 | 0
F10_Industrial_Paper and Printing_Existing_Process_Natural Gas_Steam Trap Maintenance_A_Achievable Economic TRC Potential | F10 | Industrial | Paper and Printing | Existing | Process | Natural Gas | Steam Trap Maintenance | A | Cumulative Energy Savings (MWh or mTherms) | Achievable Economic TRC Potential | 0 | 0 | 0 | 0 | 0 | 0.018144 | 0.036279 | 0.054306 | 0.072343 | 0.090395 | 0.10822 | 0.12599 | 0.14373 | 0.16119 | 0.17871 | 0.19607 | 0.21342 | 0.23069 | 0.24781 | 0.26495 | 0.28201 | 0.29901 | 0.31595 | 0.33283 | 0.34966 | 0.34966 | 0.34966 | 0.34966 | 0.34966 | 0.34966 | 0.34966
F11_Industrial_Paper and Printing_Existing_Process_Natural Gas_Steam Trap Maintenance_A_Achievable Economic TRC Potential | F11 | Industrial | Paper and Printing | Existing | Process | Natural Gas | Steam Trap Maintenance | A | Cumulative Summer Peak Savings (MW) | Achievable Economic TRC Potential | 0 | 0 | 0 | 0 | 0 | 0 | 0 | 0 | 0 | 0 | 0 | 0 | 0 | 0 | 0 | 0 | 0 | 0 | 0 | 0 | 0 | 0 | 0 | 0 | 0 | 0 | 0 | 0 | 0 | 0 | 0
F12_Industrial_Paper and Printing_Existing_Process_Natural Gas_Steam Trap Maintenance_A_Achievable Economic TRC Potential | F12 | Industrial | Paper and Printing | Existing | Process | Natural Gas | Steam Trap Maintenance | A | Cumulative Winter Peak Savings (MW) | Achievable Economic TRC Potential | 0 | 0 | 0 | 0 | 0 | 0 | 0 | 0 | 0 | 0 | 0 | 0 | 0 | 0 | 0 | 0 | 0 | 0 | 0 | 0 | 0 | 0 | 0 | 0 | 0 | 0 | 0 | 0 | 0 | 0 | 0
F13_Industrial_Paper and Printing_Existing_Process_Natural Gas_Steam Trap Maintenance_A_Achievable Economic TRC Potential | F13 | Industrial | Paper and Printing | Existing | Process | Natural Gas | Steam Trap Maintenance | A | Purchases (Incremental) | Achievable Economic TRC Potential | 0 | 0 | 0 | 0 | 0 | 0.25311 | 0.25297 | 0.25148 | 0.25161 | 0.25182 | 0.24862 | 0.24795 | 0.24744 | 0.24351 | 0.24444 | 0.24211 | 0.24214 | 0.24092 | 0.23878 | 0.23906 | 0.23807 | 0.23714 | 0.23628 | 0.23548 | 0.23473 | 0 | 0 | 0 | 0 | 0 | 0
F14_Industrial_Paper and Printing_Existing_Process_Natural Gas_Steam Trap Maintenance_A_Achievable Economic TRC Potential | F14 | Industrial | Paper and Printing | Existing | Process | Natural Gas | Steam Trap Maintenance | A | Purchases (Cumulative) | Achievable Economic TRC Potential | 0 | 0 | 0 | 0 | 0 | 0.25311 | 0.50608 | 0.75756 | 1.0092 | 1.261 | 1.5096 | 1.7576 | 2.005 | 2.2485 | 2.493 | 2.7351 | 2.9772 | 3.2181 | 3.4569 | 3.696 | 3.934 | 4.1712 | 4.4075 | 4.6429 | 4.8777 | 4.8777 | 4.8777 | 4.8777 | 4.8777 | 4.8777 | 4.8777
F1_Industrial_Paper and Printing_Existing_Space Heating_Natural Gas_Gas Boiler - High Turndown_A_Achievable Economic TRC Potential | F1 | Industrial | Paper and Printing | Existing | Space Heating | Natural Gas | Gas Boiler - High Turndown | A | Original Unit Energy Savings (kWh or therms) | Achievable Economic TRC Potential | 0 | 0 | 0 | 0 | 0 | 136.1924 | 135.2695 | 134.3525 | 133.4307 | 132.5114 | 131.6181 | 130.7335 | 129.8585 | 128.9935 | 128.0778 | 127.2374 | 126.4065 | 125.5893 | 124.784 | 123.977 | 123.1976 | 122.3864 | 121.6034 | 120.8449 | 120.0815 | 119.3849 | 118.7493 | 118.1691 | 117.6397 | 117.1565 | 116.7155
F2_Industrial_Paper and Printing_Existing_Space Heating_Natural Gas_Gas Boiler - High Turndown_A_Achievable Economic TRC Potential | F2 | Industrial | Paper and Printing | Existing | Space Heating | Natural Gas | Gas Boiler - High Turndown | A | Original Unit Summer Peak Savings (kW) | Achievable Economic TRC Potential | 0 | 0 | 0 | 0 | 0 | 0 | 0 | 0 | 0 | 0 | 0 | 0 | 0 | 0 | 0 | 0 | 0 | 0 | 0 | 0 | 0 | 0 | 0 | 0 | 0 | 0 | 0 | 0 | 0 | 0 | 0
F3_Industrial_Paper and Printing_Existing_Space Heating_Natural Gas_Gas Boiler - High Turndown_A_Achievable Economic TRC Potential | F3 | Industrial | Paper and Printing | Existing | Space Heating | Natural Gas | Gas Boiler - High Turndown | A | Original Unit Winter Peak Savings (kW) | Achievable Economic TRC Potential | 0 | 0 | 0 | 0 | 0 | 0 | 0 | 0 | 0 | 0 | 0 | 0 | 0 | 0 | 0 | 0 | 0 | 0 | 0 | 0 | 0 | 0 | 0 | 0 | 0 | 0 | 0 | 0 | 0 | 0 | 0
F4_Industrial_Paper and Printing_Existing_Space Heating_Natural Gas_Gas Boiler - High Turndown_A_Achievable Economic TRC Potential | F4 | Industrial | Paper and Printing | Existing | Space Heating | Natural Gas | Gas Boiler - High Turndown | A | Standalone Impact on Baseline Energy (%) | Achievable Economic TRC Potential | 0% | 0% | 0% | 0% | 0% | 0.004227% | 0.00844% | 0.0127% | 0.0169% | 0.0211% | 0.02517% | 0.02829% | 0.03079% | 0.03325% | 0.0347% | 0.03631% | 0.03733% | 0.03834% | 0.03932% | 0.03978% | 0.04034% | 0.04048% | 0.04059% | 0.04069% | 0.00040772 | 0.00040847 | 0.00040917 | 0.00040983 | 0 | 0 | 0
F5_Industrial_Paper and Printing_Existing_Space Heating_Natural Gas_Gas Boiler - High Turndown_A_Achievable Economic TRC Potential | F5 | Industrial | Paper and Printing | Existing | Space Heating | Natural Gas | Gas Boiler - High Turndown | A | Standalone Impact on Baseline Summer Peak (%) | Achievable Economic TRC Potential | 0% | 0% | 0% | 0% | 0% | 0% | 0% | 0% | 0% | 0% | 0% | 0% | 0% | 0% | 0% | 0% | 0% | 0% | 0% | 0% | 0% | 0% | 0% | 0% | 0 | 0 | 0 | 0 | 0 | 0 | 0
F6_Industrial_Paper and Printing_Existing_Space Heating_Natural Gas_Gas Boiler - High Turndown_A_Achievable Economic TRC Potential | F6 | Industrial | Paper and Printing | Existing | Space Heating | Natural Gas | Gas Boiler - High Turndown | A | Standalone Impact on Baseline Winter Peak (%) | Achievable Economic TRC Potential | 0% | 0% | 0% | 0% | 0% | 0% | 0% | 0% | 0% | 0% | 0% | 0% | 0% | 0% | 0% | 0% | 0% | 0% | 0% | 0% | 0% | 0% | 0% | 0% | 0 | 0 | 0 | 0 | 0 | 0 | 0
F7_Industrial_Paper and Printing_Existing_Space Heating_Natural Gas_Gas Boiler - High Turndown_A_Achievable Economic TRC Potential | F7 | Industrial | Paper and Printing | Existing | Space Heating | Natural Gas | Gas Boiler - High Turndown | A | Incremental Energy Savings (MWh or mTherms) | Achievable Economic TRC Potential | 0 | 0 | 0 | 0 | 0 | 0.0023622 | 0.0023449 | 0.0023153 | 0.0023006 | 0.0022867 | 0.0020182 | 0.0015993 | 0.0012683 | 0.00099187 | 0.00079087 | 0.00062255 | 0.00049485 | 0.00039134 | 0.00030829 | 0.00024533 | 0.00019422 | 1.3109e-06 | 4.6349e-07 | 1.5649e-07 | 5.0547e-08 | 4.2591e-08 | 4.2252e-08 | 4.1943e-08 | 4.1664e-08 | 4.1413e-08 | 4.1187e-08
F8_Industrial_Paper and Printing_Existing_Space Heating_Natural Gas_Gas Boiler - High Turndown_A_Achievable Economic TRC Potential | F8 | Industrial | Paper and Printing | Existing | Space Heating | Natural Gas | Gas Boiler - High Turndown | A | Incremental Summer Peak Savings (MW) | Achievable Economic TRC Potential | 0 | 0 | 0 | 0 | 0 | 0 | 0 | 0 | 0 | 0 | 0 | 0 | 0 | 0 | 0 | 0 | 0 | 0 | 0 | 0 | 0 | 0 | 0 | 0 | 0 | 0 | 0 | 0 | 0 | 0 | 0
F9_Industrial_Paper and Printing_Existing_Space Heating_Natural Gas_Gas Boiler - High Turndown_A_Achievable Economic TRC Potential | F9 | Industrial | Paper and Printing | Existing | Space Heating | Natural Gas | Gas Boiler - High Turndown | A | Incremental Winter Peak Savings (MW) | Achievable Economic TRC Potential | 0 | 0 | 0 | 0 | 0 | 0 | 0 | 0 | 0 | 0 | 0 | 0 | 0 | 0 | 0 | 0 | 0 | 0 | 0 | 0 | 0 | 0 | 0 | 0 | 0 | 0 | 0 | 0 | 0 | 0 | 0
F10_Industrial_Paper and Printing_Existing_Space Heating_Natural Gas_Gas Boiler - High Turndown_A_Achievable Economic TRC Potential | F10 | Industrial | Paper and Printing | Existing | Space Heating | Natural Gas | Gas Boiler - High Turndown | A | Cumulative Energy Savings (MWh or mTherms) | Achievable Economic TRC Potential | 0 | 0 | 0 | 0 | 0 | 0.0023622 | 0.0046911 | 0.0069745 | 0.0092273 | 0.01145 | 0.013391 | 0.014901 | 0.016069 | 0.016954 | 0.017625 | 0.018131 | 0.018508 | 0.01878 | 0.018967 | 0.01909 | 0.019164 | 0.019039 | 0.018918 | 0.0188 | 0.018682 | 0.018573 | 0.018474 | 0.018384 | 0.018302 | 0.018227 | 0.018158
F11_Industrial_Paper and Printing_Existing_Space Heating_Natural Gas_Gas Boiler - High Turndown_A_Achievable Economic TRC Potential | F11 | Industrial | Paper and Printing | Existing | Space Heating | Natural Gas | Gas Boiler - High Turndown | A | Cumulative Summer Peak Savings (MW) | Achievable Economic TRC Potential | 0 | 0 | 0 | 0 | 0 | 0 | 0 | 0 | 0 | 0 | 0 | 0 | 0 | 0 | 0 | 0 | 0 | 0 | 0 | 0 | 0 | 0 | 0 | 0 | 0 | 0 | 0 | 0 | 0 | 0 | 0
F12_Industrial_Paper and Printing_Existing_Space Heating_Natural Gas_Gas Boiler - High Turndown_A_Achievable Economic TRC Potential | F12 | Industrial | Paper and Printing | Existing | Space Heating | Natural Gas | Gas Boiler - High Turndown | A | Cumulative Winter Peak Savings (MW) | Achievable Economic TRC Potential | 0 | 0 | 0 | 0 | 0 | 0 | 0 | 0 | 0 | 0 | 0 | 0 | 0 | 0 | 0 | 0 | 0 | 0 | 0 | 0 | 0 | 0 | 0 | 0 | 0 | 0 | 0 | 0 | 0 | 0 | 0
F13_Industrial_Paper and Printing_Existing_Space Heating_Natural Gas_Gas Boiler - High Turndown_A_Achievable Economic TRC Potential | F13 | Industrial | Paper and Printing | Existing | Space Heating | Natural Gas | Gas Boiler - High Turndown | A | Purchases (Incremental) | Achievable Economic TRC Potential | 0 | 0 | 0 | 0 | 0 | 0.017344 | 0.017335 | 0.017233 | 0.017242 | 0.017256 | 0.015333 | 0.012233 | 0.0097667 | 0.0076893 | 0.0061749 | 0.0048928 | 0.0039148 | 0.0031161 | 0.0024706 | 0.0019788 | 0.0015765 | 1.0711e-05 | 3.8115e-06 | 1.295e-06 | 4.2094e-07 | 3.5676e-07 | 3.558e-07 | 3.5494e-07 | 3.5417e-07 | 3.5348e-07 | 3.5288e-07
F14_Industrial_Paper and Printing_Existing_Space Heating_Natural Gas_Gas Boiler - High Turndown_A_Achievable Economic TRC Potential | F14 | Industrial | Paper and Printing | Existing | Space Heating | Natural Gas | Gas Boiler - High Turndown | A | Purchases (Cumulative) | Achievable Economic TRC Potential | 0 | 0 | 0 | 0 | 0 | 0.017344 | 0.034679 | 0.051912 | 0.069154 | 0.08641 | 0.10174 | 0.11398 | 0.12374 | 0.13143 | 0.13761 | 0.1425 | 0.14642 | 0.14953 | 0.152 | 0.15398 | 0.15556 | 0.15557 | 0.15557 | 0.15557 | 0.15557 | 0.15557 | 0.15557 | 0.15557 | 0.15558 | 0.15558 | 0.15558
F1_Industrial_Paper and Printing_Existing_Process_Natural Gas_Gas Boiler - High Turndown_A_Achievable Economic TRC Potential | F1 | Industrial | Paper and Printing | Existing | Process | Natural Gas | Gas Boiler - High Turndown | A | Original Unit Energy Savings (kWh or therms) | Achievable Economic TRC Potential | 0 | 0 | 0 | 0 | 0 | 76.093 | 76.093 | 76.093 | 76.093 | 76.093 | 76.093 | 76.093 | 76.093 | 76.093 | 76.093 | 76.093 | 76.093 | 76.093 | 76.093 | 76.093 | 76.093 | 76.093 | 76.093 | 76.093 | 76.093 | 76.093 | 76.093 | 76.093 | 76.093 | 76.093 | 76.093
F2_Industrial_Paper and Printing_Existing_Process_Natural Gas_Gas Boiler - High Turndown_A_Achievable Economic TRC Potential | F2 | Industrial | Paper and Printing | Existing | Process | Natural Gas | Gas Boiler - High Turndown | A | Original Unit Summer Peak Savings (kW) | Achievable Economic TRC Potential | 0 | 0 | 0 | 0 | 0 | 0 | 0 | 0 | 0 | 0 | 0 | 0 | 0 | 0 | 0 | 0 | 0 | 0 | 0 | 0 | 0 | 0 | 0 | 0 | 0 | 0 | 0 | 0 | 0 | 0 | 0
F3_Industrial_Paper and Printing_Existing_Process_Natural Gas_Gas Boiler - High Turndown_A_Achievable Economic TRC Potential | F3 | Industrial | Paper and Printing | Existing | Process | Natural Gas | Gas Boiler - High Turndown | A | Original Unit Winter Peak Savings (kW) | Achievable Economic TRC Potential | 0 | 0 | 0 | 0 | 0 | 0 | 0 | 0 | 0 | 0 | 0 | 0 | 0 | 0 | 0 | 0 | 0 | 0 | 0 | 0 | 0 | 0 | 0 | 0 | 0 | 0 | 0 | 0 | 0 | 0 | 0
F4_Industrial_Paper and Printing_Existing_Process_Natural Gas_Gas Boiler - High Turndown_A_Achievable Economic TRC Potential | F4 | Industrial | Paper and Printing | Existing | Process | Natural Gas | Gas Boiler - High Turndown | A | Standalone Impact on Baseline Energy (%) | Achievable Economic TRC Potential | 0% | 0% | 0% | 0% | 0% | 0.02005% | 0.04012% | 0.06041% | 0.08042% | 0.1004% | 0.1197% | 0.1345% | 0.1463% | 0.1579% | 0.1647% | 0.1722% | 0.1769% | 0.1816% | 0.1863% | 0.1885% | 0.1912% | 0.192% | 0.1927% | 0.1933% | 0.0019394 | 0.0019451 | 0.0019503 | 0.001955 | 0 | 0 | 0
F5_Industrial_Paper and Printing_Existing_Process_Natural Gas_Gas Boiler - High Turndown_A_Achievable Economic TRC Potential | F5 | Industrial | Paper and Printing | Existing | Process | Natural Gas | Gas Boiler - High Turndown | A | Standalone Impact on Baseline Summer Peak (%) | Achievable Economic TRC Potential | 0% | 0% | 0% | 0% | 0% | 0% | 0% | 0% | 0% | 0% | 0% | 0% | 0% | 0% | 0% | 0% | 0% | 0% | 0% | 0% | 0% | 0% | 0% | 0% | 0 | 0 | 0 | 0 | 0 | 0 | 0
F6_Industrial_Paper and Printing_Existing_Process_Natural Gas_Gas Boiler - High Turndown_A_Achievable Economic TRC Potential | F6 | Industrial | Paper and Printing | Existing | Process | Natural Gas | Gas Boiler - High Turndown | A | Standalone Impact on Baseline Winter Peak (%) | Achievable Economic TRC Potential | 0% | 0% | 0% | 0% | 0% | 0% | 0% | 0% | 0% | 0% | 0% | 0% | 0% | 0% | 0% | 0% | 0% | 0% | 0% | 0% | 0% | 0% | 0% | 0% | 0 | 0 | 0 | 0 | 0 | 0 | 0
F7_Industrial_Paper and Printing_Existing_Process_Natural Gas_Gas Boiler - High Turndown_A_Achievable Economic TRC Potential | F7 | Industrial | Paper and Printing | Existing | Process | Natural Gas | Gas Boiler - High Turndown | A | Incremental Energy Savings (MWh or mTherms) | Achievable Economic TRC Potential | 0 | 0 | 0 | 0 | 0 | 0.052663 | 0.052635 | 0.052324 | 0.052352 | 0.052396 | 0.046557 | 0.037144 | 0.029655 | 0.023347 | 0.018749 | 0.014856 | 0.011887 | 0.0094614 | 0.0075016 | 0.0060084 | 0.0047868 | 3.2523e-05 | 1.1573e-05 | 3.9319e-06 | 1.2781e-06 | 1.0832e-06 | 1.0803e-06 | 1.0777e-06 | 1.0754e-06 | 1.0733e-06 | 1.0715e-06
F8_Industrial_Paper and Printing_Existing_Process_Natural Gas_Gas Boiler - High Turndown_A_Achievable Economic TRC Potential | F8 | Industrial | Paper and Printing | Existing | Process | Natural Gas | Gas Boiler - High Turndown | A | Incremental Summer Peak Savings (MW) | Achievable Economic TRC Potential | 0 | 0 | 0 | 0 | 0 | 0 | 0 | 0 | 0 | 0 | 0 | 0 | 0 | 0 | 0 | 0 | 0 | 0 | 0 | 0 | 0 | 0 | 0 | 0 | 0 | 0 | 0 | 0 | 0 | 0 | 0
F9_Industrial_Paper and Printing_Existing_Process_Natural Gas_Gas Boiler - High Turndown_A_Achievable Economic TRC Potential | F9 | Industrial | Paper and Printing | Existing | Process | Natural Gas | Gas Boiler - High Turndown | A | Incremental Winter Peak Savings (MW) | Achievable Economic TRC Potential | 0 | 0 | 0 | 0 | 0 | 0 | 0 | 0 | 0 | 0 | 0 | 0 | 0 | 0 | 0 | 0 | 0 | 0 | 0 | 0 | 0 | 0 | 0 | 0 | 0 | 0 | 0 | 0 | 0 | 0 | 0
F10_Industrial_Paper and Printing_Existing_Process_Natural Gas_Gas Boiler - High Turndown_A_Achievable Economic TRC Potential | F10 | Industrial | Paper and Printing | Existing | Process | Natural Gas | Gas Boiler - High Turndown | A | Cumulative Energy Savings (MWh or mTherms) | Achievable Economic TRC Potential | 0 | 0 | 0 | 0 | 0 | 0.052663 | 0.1053 | 0.15762 | 0.20997 | 0.26237 | 0.30893 | 0.34607 | 0.37573 | 0.39907 | 0.41782 | 0.43268 | 0.44457 | 0.45403 | 0.46153 | 0.46754 | 0.47232 | 0.47236 | 0.47237 | 0.47237 | 0.47237 | 0.47237 | 0.47238 | 0.47238 | 0.47238 | 0.47238 | 0.47238
F11_Industrial_Paper and Printing_Existing_Process_Natural Gas_Gas Boiler - High Turndown_A_Achievable Economic TRC Potential | F11 | Industrial | Paper and Printing | Existing | Process | Natural Gas | Gas Boiler - High Turndown | A | Cumulative Summer Peak Savings (MW) | Achievable Economic TRC Potential | 0 | 0 | 0 | 0 | 0 | 0 | 0 | 0 | 0 | 0 | 0 | 0 | 0 | 0 | 0 | 0 | 0 | 0 | 0 | 0 | 0 | 0 | 0 | 0 | 0 | 0 | 0 | 0 | 0 | 0 | 0
F12_Industrial_Paper and Printing_Existing_Process_Natural Gas_Gas Boiler - High Turndown_A_Achievable Economic TRC Potential | F12 | Industrial | Paper and Printing | Existing | Process | Natural Gas | Gas Boiler - High Turndown | A | Cumulative Winter Peak Savings (MW) | Achievable Economic TRC Potential | 0 | 0 | 0 | 0 | 0 | 0 | 0 | 0 | 0 | 0 | 0 | 0 | 0 | 0 | 0 | 0 | 0 | 0 | 0 | 0 | 0 | 0 | 0 | 0 | 0 | 0 | 0 | 0 | 0 | 0 | 0
F13_Industrial_Paper and Printing_Existing_Process_Natural Gas_Gas Boiler - High Turndown_A_Achievable Economic TRC Potential | F13 | Industrial | Paper and Printing | Existing | Process | Natural Gas | Gas Boiler - High Turndown | A | Purchases (Incremental) | Achievable Economic TRC Potential | 0 | 0 | 0 | 0 | 0 | 0.69209 | 0.69171 | 0.68763 | 0.68801 | 0.68858 | 0.61185 | 0.48814 | 0.38972 | 0.30682 | 0.2464 | 0.19524 | 0.15621 | 0.12434 | 0.098584 | 0.078961 | 0.062907 | 0.00042741 | 0.00015209 | 5.1673e-05 | 1.6797e-05 | 1.4236e-05 | 1.4198e-05 | 1.4163e-05 | 1.4132e-05 | 1.4105e-05 | 1.4081e-05
F14_Industrial_Paper and Printing_Existing_Process_Natural Gas_Gas Boiler - High Turndown_A_Achievable Economic TRC Potential | F14 | Industrial | Paper and Printing | Existing | Process | Natural Gas | Gas Boiler - High Turndown | A | Purchases (Cumulative) | Achievable Economic TRC Potential | 0 | 0 | 0 | 0 | 0 | 0.69209 | 1.3838 | 2.0714 | 2.7594 | 3.448 | 4.0599 | 4.548 | 4.9377 | 5.2446 | 5.491 | 5.6862 | 5.8424 | 5.9667 | 6.0653 | 6.1443 | 6.2072 | 6.2076 | 6.2078 | 6.2078 | 6.2078 | 6.2079 | 6.2079 | 6.2079 | 6.2079 | 6.2079 | 6.2079
F1_Industrial_Paper and Printing_Existing_Space Heating_Natural Gas_Gas Boiler - Burner Control Optimization_A_Achievable Economic TRC Potential | F1 | Industrial | Paper and Printing | Existing | Space Heating | Natural Gas | Gas Boiler - Burner Control Optimization | A | Original Unit Energy Savings (kWh or therms) | Achievable Economic TRC Potential | 0 | 0 | 0 | 0 | 0 | 39.4958 | 39.2282 | 38.9622 | 38.6949 | 38.4283 | 38.1692 | 37.9127 | 37.659 | 37.4081 | 37.1426 | 36.8989 | 36.6579 | 36.4209 | 36.1874 | 35.9533 | 35.7273 | 35.4921 | 35.265 | 35.045 | 34.8236 | 34.6216 | 34.4373 | 34.2691 | 34.1155 | 33.9754 | 33.8475
F2_Industrial_Paper and Printing_Existing_Space Heating_Natural Gas_Gas Boiler - Burner Control Optimization_A_Achievable Economic TRC Potential | F2 | Industrial | Paper and Printing | Existing | Space Heating | Natural Gas | Gas Boiler - Burner Control Optimization | A | Original Unit Summer Peak Savings (kW) | Achievable Economic TRC Potential | 0 | 0 | 0 | 0 | 0 | 0 | 0 | 0 | 0 | 0 | 0 | 0 | 0 | 0 | 0 | 0 | 0 | 0 | 0 | 0 | 0 | 0 | 0 | 0 | 0 | 0 | 0 | 0 | 0 | 0 | 0
F3_Industrial_Paper and Printing_Existing_Space Heating_Natural Gas_Gas Boiler - Burner Control Optimization_A_Achievable Economic TRC Potential | F3 | Industrial | Paper and Printing | Existing | Space Heating | Natural Gas | Gas Boiler - Burner Control Optimization | A | Original Unit Winter Peak Savings (kW) | Achievable Economic TRC Potential | 0 | 0 | 0 | 0 | 0 | 0 | 0 | 0 | 0 | 0 | 0 | 0 | 0 | 0 | 0 | 0 | 0 | 0 | 0 | 0 | 0 | 0 | 0 | 0 | 0 | 0 | 0 | 0 | 0 | 0 | 0
F4_Industrial_Paper and Printing_Existing_Space Heating_Natural Gas_Gas Boiler - Burner Control Optimization_A_Achievable Economic TRC Potential | F4 | Industrial | Paper and Printing | Existing | Space Heating | Natural Gas | Gas Boiler - Burner Control Optimization | A | Standalone Impact on Baseline Energy (%) | Achievable Economic TRC Potential | 0% | 0% | 0% | 0% | 0% | 0.0003306% | 0.000849% | 0.00189% | 0.003702% | 0.00652% | 0.01056% | 0.01562% | 0.02153% | 0.02822% | 0.03446% | 0.04074% | 0.04594% | 0.05046% | 0.05423% | 0.0566% | 0.05853% | 0.05987% | 0.06076% | 0.06135% | 0.00061767 | 0.00061879 | 0.00061986 | 0.00062085 | 0 | 0 | 0
F5_Industrial_Paper and Printing_Existing_Space Heating_Natural Gas_Gas Boiler - Burner Control Optimization_A_Achievable Economic TRC Potential | F5 | Industrial | Paper and Printing | Existing | Space Heating | Natural Gas | Gas Boiler - Burner Control Optimization | A | Standalone Impact on Baseline Summer Peak (%) | Achievable Economic TRC Potential | 0% | 0% | 0% | 0% | 0% | 0% | 0% | 0% | 0% | 0% | 0% | 0% | 0% | 0% | 0% | 0% | 0% | 0% | 0% | 0% | 0% | 0% | 0% | 0% | 0 | 0 | 0 | 0 | 0 | 0 | 0
F6_Industrial_Paper and Printing_Existing_Space Heating_Natural Gas_Gas Boiler - Burner Control Optimization_A_Achievable Economic TRC Potential | F6 | Industrial | Paper and Printing | Existing | Space Heating | Natural Gas | Gas Boiler - Burner Control Optimization | A | Standalone Impact on Baseline Winter Peak (%) | Achievable Economic TRC Potential | 0% | 0% | 0% | 0% | 0% | 0% | 0% | 0% | 0% | 0% | 0% | 0% | 0% | 0% | 0% | 0% | 0% | 0% | 0% | 0% | 0% | 0% | 0% | 0% | 0 | 0 | 0 | 0 | 0 | 0 | 0
F7_Industrial_Paper and Printing_Existing_Space Heating_Natural Gas_Gas Boiler - Burner Control Optimization_A_Achievable Economic TRC Potential | F7 | Industrial | Paper and Printing | Existing | Space Heating | Natural Gas | Gas Boiler - Burner Control Optimization | A | Incremental Energy Savings (MWh or mTherms) | Achievable Economic TRC Potential | 0 | 0 | 0 | 0 | 0 | 0.00018479 | 0.00028835 | 0.00056941 | 0.00099016 | 0.0015309 | 0.0021018 | 0.0026498 | 0.0030645 | 0.0032261 | 0.0032155 | 0.002953 | 0.0025673 | 0.00209 | 0.0016007 | 0.0011733 | 0.00081274 | 0.00053617 | 0.00033778 | 0.00020363 | 0.00013657 | 0 | 0 | 0 | 0 | 0 | 0
F8_Industrial_Paper and Printing_Existing_Space Heating_Natural Gas_Gas Boiler - Burner Control Optimization_A_Achievable Economic TRC Potential | F8 | Industrial | Paper and Printing | Existing | Space Heating | Natural Gas | Gas Boiler - Burner Control Optimization | A | Incremental Summer Peak Savings (MW) | Achievable Economic TRC Potential | 0 | 0 | 0 | 0 | 0 | 0 | 0 | 0 | 0 | 0 | 0 | 0 | 0 | 0 | 0 | 0 | 0 | 0 | 0 | 0 | 0 | 0 | 0 | 0 | 0 | 0 | 0 | 0 | 0 | 0 | 0
F9_Industrial_Paper and Printing_Existing_Space Heating_Natural Gas_Gas Boiler - Burner Control Optimization_A_Achievable Economic TRC Potential | F9 | Industrial | Paper and Printing | Existing | Space Heating | Natural Gas | Gas Boiler - Burner Control Optimization | A | Incremental Winter Peak Savings (MW) | Achievable Economic TRC Potential | 0 | 0 | 0 | 0 | 0 | 0 | 0 | 0 | 0 | 0 | 0 | 0 | 0 | 0 | 0 | 0 | 0 | 0 | 0 | 0 | 0 | 0 | 0 | 0 | 0 | 0 | 0 | 0 | 0 | 0 | 0
F10_Industrial_Paper and Printing_Existing_Space Heating_Natural Gas_Gas Boiler - Burner Control Optimization_A_Achievable Economic TRC Potential | F10 | Industrial | Paper and Printing | Existing | Space Heating | Natural Gas | Gas Boiler - Burner Control Optimization | A | Cumulative Energy Savings (MWh or mTherms) | Achievable Economic TRC Potential | 0 | 0 | 0 | 0 | 0 | 0.00018479 | 0.00047189 | 0.0010381 | 0.0020211 | 0.0035381 | 0.005616 | 0.008228 | 0.011237 | 0.014389 | 0.017502 | 0.02034 | 0.022775 | 0.024717 | 0.02616 | 0.027164 | 0.027806 | 0.028159 | 0.028316 | 0.028343 | 0.028301 | 0.028137 | 0.027987 | 0.02785 | 0.027725 | 0.027612 | 0.027508
F11_Industrial_Paper and Printing_Existing_Space Heating_Natural Gas_Gas Boiler - Burner Control Optimization_A_Achievable Economic TRC Potential | F11 | Industrial | Paper and Printing | Existing | Space Heating | Natural Gas | Gas Boiler - Burner Control Optimization | A | Cumulative Summer Peak Savings (MW) | Achievable Economic TRC Potential | 0 | 0 | 0 | 0 | 0 | 0 | 0 | 0 | 0 | 0 | 0 | 0 | 0 | 0 | 0 | 0 | 0 | 0 | 0 | 0 | 0 | 0 | 0 | 0 | 0 | 0 | 0 | 0 | 0 | 0 | 0
F12_Industrial_Paper and Printing_Existing_Space Heating_Natural Gas_Gas Boiler - Burner Control Optimization_A_Achievable Economic TRC Potential | F12 | Industrial | Paper and Printing | Existing | Space Heating | Natural Gas | Gas Boiler - Burner Control Optimization | A | Cumulative Winter Peak Savings (MW) | Achievable Economic TRC Potential | 0 | 0 | 0 | 0 | 0 | 0 | 0 | 0 | 0 | 0 | 0 | 0 | 0 | 0 | 0 | 0 | 0 | 0 | 0 | 0 | 0 | 0 | 0 | 0 | 0 | 0 | 0 | 0 | 0 | 0 | 0
F13_Industrial_Paper and Printing_Existing_Space Heating_Natural Gas_Gas Boiler - Burner Control Optimization_A_Achievable Economic TRC Potential | F13 | Industrial | Paper and Printing | Existing | Space Heating | Natural Gas | Gas Boiler - Burner Control Optimization | A | Purchases (Incremental) | Achievable Economic TRC Potential | 0 | 0 | 0 | 0 | 0 | 0.0046787 | 0.0073505 | 0.014614 | 0.025589 | 0.039838 | 0.055065 | 0.069891 | 0.081374 | 0.086242 | 0.086571 | 0.080029 | 0.070034 | 0.057385 | 0.044235 | 0.032633 | 0.022748 | 0.015107 | 0.0095783 | 0.0058104 | 0.0039217 | 0 | 0 | 0 | 0 | 0 | 0
F14_Industrial_Paper and Printing_Existing_Space Heating_Natural Gas_Gas Boiler - Burner Control Optimization_A_Achievable Economic TRC Potential | F14 | Industrial | Paper and Printing | Existing | Space Heating | Natural Gas | Gas Boiler - Burner Control Optimization | A | Purchases (Cumulative) | Achievable Economic TRC Potential | 0 | 0 | 0 | 0 | 0 | 0.0046787 | 0.012029 | 0.026644 | 0.052232 | 0.09207 | 0.14713 | 0.21703 | 0.2984 | 0.38464 | 0.47121 | 0.55124 | 0.62128 | 0.67866 | 0.7229 | 0.75553 | 0.77828 | 0.79338 | 0.80296 | 0.80877 | 0.81269 | 0.81269 | 0.81269 | 0.81269 | 0.81269 | 0.81269 | 0.81269
F1_Industrial_Paper and Printing_Existing_Process_Natural Gas_Gas Boiler - Burner Control Optimization_A_Achievable Economic TRC Potential | F1 | Industrial | Paper and Printing | Existing | Process | Natural Gas | Gas Boiler - Burner Control Optimization | A | Original Unit Energy Savings (kWh or therms) | Achievable Economic TRC Potential | 0 | 0 | 0 | 0 | 0 | 22.067 | 22.067 | 22.067 | 22.067 | 22.067 | 22.067 | 22.067 | 22.067 | 22.067 | 22.067 | 22.067 | 22.067 | 22.067 | 22.067 | 22.067 | 22.067 | 22.067 | 22.067 | 22.067 | 22.067 | 22.067 | 22.067 | 22.067 | 22.067 | 22.067 | 22.067
F2_Industrial_Paper and Printing_Existing_Process_Natural Gas_Gas Boiler - Burner Control Optimization_A_Achievable Economic TRC Potential | F2 | Industrial | Paper and Printing | Existing | Process | Natural Gas | Gas Boiler - Burner Control Optimization | A | Original Unit Summer Peak Savings (kW) | Achievable Economic TRC Potential | 0 | 0 | 0 | 0 | 0 | 0 | 0 | 0 | 0 | 0 | 0 | 0 | 0 | 0 | 0 | 0 | 0 | 0 | 0 | 0 | 0 | 0 | 0 | 0 | 0 | 0 | 0 | 0 | 0 | 0 | 0
F3_Industrial_Paper and Printing_Existing_Process_Natural Gas_Gas Boiler - Burner Control Optimization_A_Achievable Economic TRC Potential | F3 | Industrial | Paper and Printing | Existing | Process | Natural Gas | Gas Boiler - Burner Control Optimization | A | Original Unit Winter Peak Savings (kW) | Achievable Economic TRC Potential | 0 | 0 | 0 | 0 | 0 | 0 | 0 | 0 | 0 | 0 | 0 | 0 | 0 | 0 | 0 | 0 | 0 | 0 | 0 | 0 | 0 | 0 | 0 | 0 | 0 | 0 | 0 | 0 | 0 | 0 | 0
F4_Industrial_Paper and Printing_Existing_Process_Natural Gas_Gas Boiler - Burner Control Optimization_A_Achievable Economic TRC Potential | F4 | Industrial | Paper and Printing | Existing | Process | Natural Gas | Gas Boiler - Burner Control Optimization | A | Standalone Impact on Baseline Energy (%) | Achievable Economic TRC Potential | 0% | 0% | 0% | 0% | 0% | 0.001569% | 0.004035% | 0.008991% | 0.01762% | 0.03103% | 0.05022% | 0.07428% | 0.1023% | 0.134% | 0.1636% | 0.1932% | 0.2177% | 0.239% | 0.2569% | 0.2682% | 0.2774% | 0.2839% | 0.2884% | 0.2915% | 0.002938 | 0.0029466 | 0.0029545 | 0.0029617 | 0 | 0 | 0
F5_Industrial_Paper and Printing_Existing_Process_Natural Gas_Gas Boiler - Burner Control Optimization_A_Achievable Economic TRC Potential | F5 | Industrial | Paper and Printing | Existing | Process | Natural Gas | Gas Boiler - Burner Control Optimization | A | Standalone Impact on Baseline Summer Peak (%) | Achievable Economic TRC Potential | 0% | 0% | 0% | 0% | 0% | 0% | 0% | 0% | 0% | 0% | 0% | 0% | 0% | 0% | 0% | 0% | 0% | 0% | 0% | 0% | 0% | 0% | 0% | 0% | 0 | 0 | 0 | 0 | 0 | 0 | 0
F6_Industrial_Paper and Printing_Existing_Process_Natural Gas_Gas Boiler - Burner Control Optimization_A_Achievable Economic TRC Potential | F6 | Industrial | Paper and Printing | Existing | Process | Natural Gas | Gas Boiler - Burner Control Optimization | A | Standalone Impact on Baseline Winter Peak (%) | Achievable Economic TRC Potential | 0% | 0% | 0% | 0% | 0% | 0% | 0% | 0% | 0% | 0% | 0% | 0% | 0% | 0% | 0% | 0% | 0% | 0% | 0% | 0% | 0% | 0% | 0% | 0% | 0 | 0 | 0 | 0 | 0 | 0 | 0
F7_Industrial_Paper and Printing_Existing_Process_Natural Gas_Gas Boiler - Burner Control Optimization_A_Achievable Economic TRC Potential | F7 | Industrial | Paper and Printing | Existing | Process | Natural Gas | Gas Boiler - Burner Control Optimization | A | Incremental Energy Savings (MWh or mTherms) | Achievable Economic TRC Potential | 0 | 0 | 0 | 0 | 0 | 0.0041198 | 0.0064724 | 0.012868 | 0.022532 | 0.035079 | 0.048486 | 0.061541 | 0.071652 | 0.075939 | 0.076229 | 0.070468 | 0.061668 | 0.05053 | 0.03895 | 0.028734 | 0.020031 | 0.013302 | 0.008434 | 0.0051163 | 0.0034532 | 0 | 0 | 0 | 0 | 0 | 0
F8_Industrial_Paper and Printing_Existing_Process_Natural Gas_Gas Boiler - Burner Control Optimization_A_Achievable Economic TRC Potential | F8 | Industrial | Paper and Printing | Existing | Process | Natural Gas | Gas Boiler - Burner Control Optimization | A | Incremental Summer Peak Savings (MW) | Achievable Economic TRC Potential | 0 | 0 | 0 | 0 | 0 | 0 | 0 | 0 | 0 | 0 | 0 | 0 | 0 | 0 | 0 | 0 | 0 | 0 | 0 | 0 | 0 | 0 | 0 | 0 | 0 | 0 | 0 | 0 | 0 | 0 | 0
F9_Industrial_Paper and Printing_Existing_Process_Natural Gas_Gas Boiler - Burner Control Optimization_A_Achievable Economic TRC Potential | F9 | Industrial | Paper and Printing | Existing | Process | Natural Gas | Gas Boiler - Burner Control Optimization | A | Incremental Winter Peak Savings (MW) | Achievable Economic TRC Potential | 0 | 0 | 0 | 0 | 0 | 0 | 0 | 0 | 0 | 0 | 0 | 0 | 0 | 0 | 0 | 0 | 0 | 0 | 0 | 0 | 0 | 0 | 0 | 0 | 0 | 0 | 0 | 0 | 0 | 0 | 0
F10_Industrial_Paper and Printing_Existing_Process_Natural Gas_Gas Boiler - Burner Control Optimization_A_Achievable Economic TRC Potential | F10 | Industrial | Paper and Printing | Existing | Process | Natural Gas | Gas Boiler - Burner Control Optimization | A | Cumulative Energy Savings (MWh or mTherms) | Achievable Economic TRC Potential | 0 | 0 | 0 | 0 | 0 | 0.0041198 | 0.010592 | 0.023461 | 0.045993 | 0.081071 | 0.12956 | 0.1911 | 0.26275 | 0.33869 | 0.41492 | 0.48539 | 0.54706 | 0.59759 | 0.63654 | 0.66527 | 0.6853 | 0.6986 | 0.70704 | 0.71215 | 0.71561 | 0.71561 | 0.71561 | 0.71561 | 0.71561 | 0.71561 | 0.71561
F11_Industrial_Paper and Printing_Existing_Process_Natural Gas_Gas Boiler - Burner Control Optimization_A_Achievable Economic TRC Potential | F11 | Industrial | Paper and Printing | Existing | Process | Natural Gas | Gas Boiler - Burner Control Optimization | A | Cumulative Summer Peak Savings (MW) | Achievable Economic TRC Potential | 0 | 0 | 0 | 0 | 0 | 0 | 0 | 0 | 0 | 0 | 0 | 0 | 0 | 0 | 0 | 0 | 0 | 0 | 0 | 0 | 0 | 0 | 0 | 0 | 0 | 0 | 0 | 0 | 0 | 0 | 0
F12_Industrial_Paper and Printing_Existing_Process_Natural Gas_Gas Boiler - Burner Control Optimization_A_Achievable Economic TRC Potential | F12 | Industrial | Paper and Printing | Existing | Process | Natural Gas | Gas Boiler - Burner Control Optimization | A | Cumulative Winter Peak Savings (MW) | Achievable Economic TRC Potential | 0 | 0 | 0 | 0 | 0 | 0 | 0 | 0 | 0 | 0 | 0 | 0 | 0 | 0 | 0 | 0 | 0 | 0 | 0 | 0 | 0 | 0 | 0 | 0 | 0 | 0 | 0 | 0 | 0 | 0 | 0
F13_Industrial_Paper and Printing_Existing_Process_Natural Gas_Gas Boiler - Burner Control Optimization_A_Achievable Economic TRC Potential | F13 | Industrial | Paper and Printing | Existing | Process | Natural Gas | Gas Boiler - Burner Control Optimization | A | Purchases (Incremental) | Achievable Economic TRC Potential | 0 | 0 | 0 | 0 | 0 | 0.1867 | 0.29331 | 0.58315 | 1.0211 | 1.5896 | 2.1972 | 2.7888 | 3.247 | 3.4413 | 3.4544 | 3.1934 | 2.7946 | 2.2898 | 1.7651 | 1.3021 | 0.90773 | 0.6028 | 0.3822 | 0.23185 | 0.15649 | 0 | 0 | 0 | 0 | 0 | 0
F14_Industrial_Paper and Printing_Existing_Process_Natural Gas_Gas Boiler - Burner Control Optimization_A_Achievable Economic TRC Potential | F14 | Industrial | Paper and Printing | Existing | Process | Natural Gas | Gas Boiler - Burner Control Optimization | A | Purchases (Cumulative) | Achievable Economic TRC Potential | 0 | 0 | 0 | 0 | 0 | 0.1867 | 0.48 | 1.0632 | 2.0842 | 3.6739 | 5.8711 | 8.66 | 11.907 | 15.3483 | 18.8027 | 21.9961 | 24.7907 | 27.0805 | 28.8456 | 30.1478 | 31.0555 | 31.6583 | 32.0405 | 32.2724 | 32.4288 | 32.4288 | 32.4288 | 32.4288 | 32.4288 | 32.4288 | 32.4288
F1_Industrial_Paper and Printing_Existing_Space Heating_Natural Gas_HVAC - Demand Controlled Ventilation_A_Achievable Economic TRC Potential | F1 | Industrial | Paper and Printing | Existing | Space Heating | Natural Gas | HVAC - Demand Controlled Ventilation | A | Original Unit Energy Savings (kWh or therms) | Achievable Economic TRC Potential | 0 | 0 | 0 | 0 | 0 | 0.045714 | 0.045302 | 0.044777 | 0.044244 | 0.043709 | 0.043186 | 0.042667 | 0.042179 | 0.041719 | 0.041255 | 0.04085 | 0.040467 | 0.040108 | 0.03977 | 0.039428 | 0.039096 | 0.038767 | 0.038427 | 0.038101 | 0.037787 | 0.037493 | 0.037218 | 0.03696 | 0.036718 | 0.036492 | 0.03628
F2_Industrial_Paper and Printing_Existing_Space Heating_Natural Gas_HVAC - Demand Controlled Ventilation_A_Achievable Economic TRC Potential | F2 | Industrial | Paper and Printing | Existing | Space Heating | Natural Gas | HVAC - Demand Controlled Ventilation | A | Original Unit Summer Peak Savings (kW) | Achievable Economic TRC Potential | 0 | 0 | 0 | 0 | 0 | 0 | 0 | 0 | 0 | 0 | 0 | 0 | 0 | 0 | 0 | 0 | 0 | 0 | 0 | 0 | 0 | 0 | 0 | 0 | 0 | 0 | 0 | 0 | 0 | 0 | 0
F3_Industrial_Paper and Printing_Existing_Space Heating_Natural Gas_HVAC - Demand Controlled Ventilation_A_Achievable Economic TRC Potential | F3 | Industrial | Paper and Printing | Existing | Space Heating | Natural Gas | HVAC - Demand Controlled Ventilation | A | Original Unit Winter Peak Savings (kW) | Achievable Economic TRC Potential | 0 | 0 | 0 | 0 | 0 | 0 | 0 | 0 | 0 | 0 | 0 | 0 | 0 | 0 | 0 | 0 | 0 | 0 | 0 | 0 | 0 | 0 | 0 | 0 | 0 | 0 | 0 | 0 | 0 | 0 | 0
F4_Industrial_Paper and Printing_Existing_Space Heating_Natural Gas_HVAC - Demand Controlled Ventilation_A_Achievable Economic TRC Potential | F4 | Industrial | Paper and Printing | Existing | Space Heating | Natural Gas | HVAC - Demand Controlled Ventilation | A | Standalone Impact on Baseline Energy (%) | Achievable Economic TRC Potential | 0% | 0% | 0% | 0% | 0% | 0% | 0% | 0% | 0% | 0% | 0% | 0% | 0% | 0% | 0% | 0% | 0% | 0% | 0% | 0% | 0% | 0% | 0% | 0% | 0 | 0 | 0 | 0 | 0 | 0 | 0
F5_Industrial_Paper and Printing_Existing_Space Heating_Natural Gas_HVAC - Demand Controlled Ventilation_A_Achievable Economic TRC Potential | F5 | Industrial | Paper and Printing | Existing | Space Heating | Natural Gas | HVAC - Demand Controlled Ventilation | A | Standalone Impact on Baseline Summer Peak (%) | Achievable Economic TRC Potential | 0% | 0% | 0% | 0% | 0% | 0% | 0% | 0% | 0% | 0% | 0% | 0% | 0% | 0% | 0% | 0% | 0% | 0% | 0% | 0% | 0% | 0% | 0% | 0% | 0 | 0 | 0 | 0 | 0 | 0 | 0
F6_Industrial_Paper and Printing_Existing_Space Heating_Natural Gas_HVAC - Demand Controlled Ventilation_A_Achievable Economic TRC Potential | F6 | Industrial | Paper and Printing | Existing | Space Heating | Natural Gas | HVAC - Demand Controlled Ventilation | A | Standalone Impact on Baseline Winter Peak (%) | Achievable Economic TRC Potential | 0% | 0% | 0% | 0% | 0% | 0% | 0% | 0% | 0% | 0% | 0% | 0% | 0% | 0% | 0% | 0% | 0% | 0% | 0% | 0% | 0% | 0% | 0% | 0% | 0 | 0 | 0 | 0 | 0 | 0 | 0
F7_Industrial_Paper and Printing_Existing_Space Heating_Natural Gas_HVAC - Demand Controlled Ventilation_A_Achievable Economic TRC Potential | F7 | Industrial | Paper and Printing | Existing | Space Heating | Natural Gas | HVAC - Demand Controlled Ventilation | A | Incremental Energy Savings (MWh or mTherms) | Achievable Economic TRC Potential | 0 | 0 | 0 | 0 | 0 | 0 | 0 | 0 | 0 | 0 | 0 | 0 | 0 | 0 | 0 | 0 | 0 | 0 | 0 | 0 | 0 | 0 | 0 | 0 | 0 | 0 | 0 | 0 | 0 | 0 | 0
F8_Industrial_Paper and Printing_Existing_Space Heating_Natural Gas_HVAC - Demand Controlled Ventilation_A_Achievable Economic TRC Potential | F8 | Industrial | Paper and Printing | Existing | Space Heating | Natural Gas | HVAC - Demand Controlled Ventilation | A | Incremental Summer Peak Savings (MW) | Achievable Economic TRC Potential | 0 | 0 | 0 | 0 | 0 | 0 | 0 | 0 | 0 | 0 | 0 | 0 | 0 | 0 | 0 | 0 | 0 | 0 | 0 | 0 | 0 | 0 | 0 | 0 | 0 | 0 | 0 | 0 | 0 | 0 | 0
F9_Industrial_Paper and Printing_Existing_Space Heating_Natural Gas_HVAC - Demand Controlled Ventilation_A_Achievable Economic TRC Potential | F9 | Industrial | Paper and Printing | Existing | Space Heating | Natural Gas | HVAC - Demand Controlled Ventilation | A | Incremental Winter Peak Savings (MW) | Achievable Economic TRC Potential | 0 | 0 | 0 | 0 | 0 | 0 | 0 | 0 | 0 | 0 | 0 | 0 | 0 | 0 | 0 | 0 | 0 | 0 | 0 | 0 | 0 | 0 | 0 | 0 | 0 | 0 | 0 | 0 | 0 | 0 | 0
F10_Industrial_Paper and Printing_Existing_Space Heating_Natural Gas_HVAC - Demand Controlled Ventilation_A_Achievable Economic TRC Potential | F10 | Industrial | Paper and Printing | Existing | Space Heating | Natural Gas | HVAC - Demand Controlled Ventilation | A | Cumulative Energy Savings (MWh or mTherms) | Achievable Economic TRC Potential | 0 | 0 | 0 | 0 | 0 | 0 | 0 | 0 | 0 | 0 | 0 | 0 | 0 | 0 | 0 | 0 | 0 | 0 | 0 | 0 | 0 | 0 | 0 | 0 | 0 | 0 | 0 | 0 | 0 | 0 | 0
F11_Industrial_Paper and Printing_Existing_Space Heating_Natural Gas_HVAC - Demand Controlled Ventilation_A_Achievable Economic TRC Potential | F11 | Industrial | Paper and Printing | Existing | Space Heating | Natural Gas | HVAC - Demand Controlled Ventilation | A | Cumulative Summer Peak Savings (MW) | Achievable Economic TRC Potential | 0 | 0 | 0 | 0 | 0 | 0 | 0 | 0 | 0 | 0 | 0 | 0 | 0 | 0 | 0 | 0 | 0 | 0 | 0 | 0 | 0 | 0 | 0 | 0 | 0 | 0 | 0 | 0 | 0 | 0 | 0
F12_Industrial_Paper and Printing_Existing_Space Heating_Natural Gas_HVAC - Demand Controlled Ventilation_A_Achievable Economic TRC Potential | F12 | Industrial | Paper and Printing | Existing | Space Heating | Natural Gas | HVAC - Demand Controlled Ventilation | A | Cumulative Winter Peak Savings (MW) | Achievable Economic TRC Potential | 0 | 0 | 0 | 0 | 0 | 0 | 0 | 0 | 0 | 0 | 0 | 0 | 0 | 0 | 0 | 0 | 0 | 0 | 0 | 0 | 0 | 0 | 0 | 0 | 0 | 0 | 0 | 0 | 0 | 0 | 0
F13_Industrial_Paper and Printing_Existing_Space Heating_Natural Gas_HVAC - Demand Controlled Ventilation_A_Achievable Economic TRC Potential | F13 | Industrial | Paper and Printing | Existing | Space Heating | Natural Gas | HVAC - Demand Controlled Ventilation | A | Purchases (Incremental) | Achievable Economic TRC Potential | 0 | 0 | 0 | 0 | 0 | 0 | 0 | 0 | 0 | 0 | 0 | 0 | 0 | 0 | 0 | 0 | 0 | 0 | 0 | 0 | 0 | 0 | 0 | 0 | 0 | 0 | 0 | 0 | 0 | 0 | 0
F14_Industrial_Paper and Printing_Existing_Space Heating_Natural Gas_HVAC - Demand Controlled Ventilation_A_Achievable Economic TRC Potential | F14 | Industrial | Paper and Printing | Existing | Space Heating | Natural Gas | HVAC - Demand Controlled Ventilation | A | Purchases (Cumulative) | Achievable Economic TRC Potential | 0 | 0 | 0 | 0 | 0 | 0 | 0 | 0 | 0 | 0 | 0 | 0 | 0 | 0 | 0 | 0 | 0 | 0 | 0 | 0 | 0 | 0 | 0 | 0 | 0 | 0 | 0 | 0 | 0 | 0 | 0
F1_Industrial_Paper and Printing_Existing_Space Heating_Natural Gas_Gas Boiler - Stack Economizer_A_Achievable Economic TRC Potential | F1 | Industrial | Paper and Printing | Existing | Space Heating | Natural Gas | Gas Boiler - Stack Economizer | A | Original Unit Energy Savings (kWh or therms) | Achievable Economic TRC Potential | 0 | 0 | 0 | 0 | 0 | 99.4204 | 98.7468 | 98.0773 | 97.4044 | 96.7333 | 96.0812 | 95.4355 | 94.7967 | 94.1652 | 93.4968 | 92.8833 | 92.2768 | 91.6802 | 91.0923 | 90.5032 | 89.9343 | 89.3421 | 88.7704 | 88.2167 | 87.6595 | 87.151 | 86.687 | 86.2635 | 85.877 | 85.5242 | 85.2023
F2_Industrial_Paper and Printing_Existing_Space Heating_Natural Gas_Gas Boiler - Stack Economizer_A_Achievable Economic TRC Potential | F2 | Industrial | Paper and Printing | Existing | Space Heating | Natural Gas | Gas Boiler - Stack Economizer | A | Original Unit Summer Peak Savings (kW) | Achievable Economic TRC Potential | 0 | 0 | 0 | 0 | 0 | 0 | 0 | 0 | 0 | 0 | 0 | 0 | 0 | 0 | 0 | 0 | 0 | 0 | 0 | 0 | 0 | 0 | 0 | 0 | 0 | 0 | 0 | 0 | 0 | 0 | 0
F3_Industrial_Paper and Printing_Existing_Space Heating_Natural Gas_Gas Boiler - Stack Economizer_A_Achievable Economic TRC Potential | F3 | Industrial | Paper and Printing | Existing | Space Heating | Natural Gas | Gas Boiler - Stack Economizer | A | Original Unit Winter Peak Savings (kW) | Achievable Economic TRC Potential | 0 | 0 | 0 | 0 | 0 | 0 | 0 | 0 | 0 | 0 | 0 | 0 | 0 | 0 | 0 | 0 | 0 | 0 | 0 | 0 | 0 | 0 | 0 | 0 | 0 | 0 | 0 | 0 | 0 | 0 | 0
F4_Industrial_Paper and Printing_Existing_Space Heating_Natural Gas_Gas Boiler - Stack Economizer_A_Achievable Economic TRC Potential | F4 | Industrial | Paper and Printing | Existing | Space Heating | Natural Gas | Gas Boiler - Stack Economizer | A | Standalone Impact on Baseline Energy (%) | Achievable Economic TRC Potential | 0% | 0% | 0% | 0% | 0% | 0.008228% | 0.01643% | 0.02472% | 0.0329% | 0.04107% | 0.049% | 0.05506% | 0.05993% | 0.06472% | 0.06756% | 0.07069% | 0.07268% | 0.07463% | 0.07654% | 0.07743% | 0.07852% | 0.0788% | 0.07902% | 0.07922% | 0.0007937 | 0.00079515 | 0.00079652 | 0.0007978 | 0 | 0 | 0
F5_Industrial_Paper and Printing_Existing_Space Heating_Natural Gas_Gas Boiler - Stack Economizer_A_Achievable Economic TRC Potential | F5 | Industrial | Paper and Printing | Existing | Space Heating | Natural Gas | Gas Boiler - Stack Economizer | A | Standalone Impact on Baseline Summer Peak (%) | Achievable Economic TRC Potential | 0% | 0% | 0% | 0% | 0% | 0% | 0% | 0% | 0% | 0% | 0% | 0% | 0% | 0% | 0% | 0% | 0% | 0% | 0% | 0% | 0% | 0% | 0% | 0% | 0 | 0 | 0 | 0 | 0 | 0 | 0
F6_Industrial_Paper and Printing_Existing_Space Heating_Natural Gas_Gas Boiler - Stack Economizer_A_Achievable Economic TRC Potential | F6 | Industrial | Paper and Printing | Existing | Space Heating | Natural Gas | Gas Boiler - Stack Economizer | A | Standalone Impact on Baseline Winter Peak (%) | Achievable Economic TRC Potential | 0% | 0% | 0% | 0% | 0% | 0% | 0% | 0% | 0% | 0% | 0% | 0% | 0% | 0% | 0% | 0% | 0% | 0% | 0% | 0% | 0% | 0% | 0% | 0% | 0 | 0 | 0 | 0 | 0 | 0 | 0
F7_Industrial_Paper and Printing_Existing_Space Heating_Natural Gas_Gas Boiler - Stack Economizer_A_Achievable Economic TRC Potential | F7 | Industrial | Paper and Printing | Existing | Space Heating | Natural Gas | Gas Boiler - Stack Economizer | A | Incremental Energy Savings (MWh or mTherms) | Achievable Economic TRC Potential | 0 | 0 | 0 | 0 | 0 | 0.0045984 | 0.0045647 | 0.004507 | 0.0044785 | 0.0044513 | 0.0039287 | 0.0031133 | 0.0024689 | 0.0019308 | 0.0015396 | 0.0012119 | 0.00096331 | 0.00076181 | 0.00060014 | 0.00047757 | 0.00037809 | 2.5519e-06 | 9.0226e-07 | 3.0463e-07 | 9.8398e-08 | 8.2911e-08 | 8.225e-08 | 8.165e-08 | 8.1106e-08 | 8.0617e-08 | 8.0176e-08
F8_Industrial_Paper and Printing_Existing_Space Heating_Natural Gas_Gas Boiler - Stack Economizer_A_Achievable Economic TRC Potential | F8 | Industrial | Paper and Printing | Existing | Space Heating | Natural Gas | Gas Boiler - Stack Economizer | A | Incremental Summer Peak Savings (MW) | Achievable Economic TRC Potential | 0 | 0 | 0 | 0 | 0 | 0 | 0 | 0 | 0 | 0 | 0 | 0 | 0 | 0 | 0 | 0 | 0 | 0 | 0 | 0 | 0 | 0 | 0 | 0 | 0 | 0 | 0 | 0 | 0 | 0 | 0
F9_Industrial_Paper and Printing_Existing_Space Heating_Natural Gas_Gas Boiler - Stack Economizer_A_Achievable Economic TRC Potential | F9 | Industrial | Paper and Printing | Existing | Space Heating | Natural Gas | Gas Boiler - Stack Economizer | A | Incremental Winter Peak Savings (MW) | Achievable Economic TRC Potential | 0 | 0 | 0 | 0 | 0 | 0 | 0 | 0 | 0 | 0 | 0 | 0 | 0 | 0 | 0 | 0 | 0 | 0 | 0 | 0 | 0 | 0 | 0 | 0 | 0 | 0 | 0 | 0 | 0 | 0 | 0
F10_Industrial_Paper and Printing_Existing_Space Heating_Natural Gas_Gas Boiler - Stack Economizer_A_Achievable Economic TRC Potential | F10 | Industrial | Paper and Printing | Existing | Space Heating | Natural Gas | Gas Boiler - Stack Economizer | A | Cumulative Energy Savings (MWh or mTherms) | Achievable Economic TRC Potential | 0 | 0 | 0 | 0 | 0 | 0.0045984 | 0.0091319 | 0.013577 | 0.017962 | 0.02229 | 0.026068 | 0.029007 | 0.031281 | 0.033004 | 0.034309 | 0.035296 | 0.036029 | 0.036558 | 0.036923 | 0.037162 | 0.037307 | 0.037063 | 0.036827 | 0.036598 | 0.036367 | 0.036156 | 0.035963 | 0.035788 | 0.035628 | 0.035481 | 0.035348
F11_Industrial_Paper and Printing_Existing_Space Heating_Natural Gas_Gas Boiler - Stack Economizer_A_Achievable Economic TRC Potential | F11 | Industrial | Paper and Printing | Existing | Space Heating | Natural Gas | Gas Boiler - Stack Economizer | A | Cumulative Summer Peak Savings (MW) | Achievable Economic TRC Potential | 0 | 0 | 0 | 0 | 0 | 0 | 0 | 0 | 0 | 0 | 0 | 0 | 0 | 0 | 0 | 0 | 0 | 0 | 0 | 0 | 0 | 0 | 0 | 0 | 0 | 0 | 0 | 0 | 0 | 0 | 0
F12_Industrial_Paper and Printing_Existing_Space Heating_Natural Gas_Gas Boiler - Stack Economizer_A_Achievable Economic TRC Potential | F12 | Industrial | Paper and Printing | Existing | Space Heating | Natural Gas | Gas Boiler - Stack Economizer | A | Cumulative Winter Peak Savings (MW) | Achievable Economic TRC Potential | 0 | 0 | 0 | 0 | 0 | 0 | 0 | 0 | 0 | 0 | 0 | 0 | 0 | 0 | 0 | 0 | 0 | 0 | 0 | 0 | 0 | 0 | 0 | 0 | 0 | 0 | 0 | 0 | 0 | 0 | 0
F13_Industrial_Paper and Printing_Existing_Space Heating_Natural Gas_Gas Boiler - Stack Economizer_A_Achievable Economic TRC Potential | F13 | Industrial | Paper and Printing | Existing | Space Heating | Natural Gas | Gas Boiler - Stack Economizer | A | Purchases (Incremental) | Achievable Economic TRC Potential | 0 | 0 | 0 | 0 | 0 | 0.046252 | 0.046226 | 0.045954 | 0.045979 | 0.046017 | 0.040889 | 0.032622 | 0.026045 | 0.020505 | 0.016466 | 0.013048 | 0.010439 | 0.0083095 | 0.0065883 | 0.0052769 | 0.004204 | 2.8563e-05 | 1.0164e-05 | 3.4532e-06 | 1.1225e-06 | 9.5135e-07 | 9.4881e-07 | 9.4651e-07 | 9.4445e-07 | 9.4262e-07 | 9.4101e-07
F14_Industrial_Paper and Printing_Existing_Space Heating_Natural Gas_Gas Boiler - Stack Economizer_A_Achievable Economic TRC Potential | F14 | Industrial | Paper and Printing | Existing | Space Heating | Natural Gas | Gas Boiler - Stack Economizer | A | Purchases (Cumulative) | Achievable Economic TRC Potential | 0 | 0 | 0 | 0 | 0 | 0.046252 | 0.092478 | 0.13843 | 0.18441 | 0.23043 | 0.27132 | 0.30394 | 0.32998 | 0.35049 | 0.36695 | 0.38 | 0.39044 | 0.39875 | 0.40534 | 0.41062 | 0.41482 | 0.41485 | 0.41486 | 0.41486 | 0.41486 | 0.41486 | 0.41487 | 0.41487 | 0.41487 | 0.41487 | 0.41487
F1_Industrial_Paper and Printing_Existing_Process_Natural Gas_Gas Boiler - Stack Economizer_A_Achievable Economic TRC Potential | F1 | Industrial | Paper and Printing | Existing | Process | Natural Gas | Gas Boiler - Stack Economizer | A | Original Unit Energy Savings (kWh or therms) | Achievable Economic TRC Potential | 0 | 0 | 0 | 0 | 0 | 73.0493 | 73.0493 | 73.0493 | 73.0493 | 73.0493 | 73.0493 | 73.0493 | 73.0493 | 73.0493 | 73.0493 | 73.0493 | 73.0493 | 73.0493 | 73.0493 | 73.0493 | 73.0493 | 73.0493 | 73.0493 | 73.0493 | 73.0493 | 73.0493 | 73.0493 | 73.0493 | 73.0493 | 73.0493 | 73.0493
F2_Industrial_Paper and Printing_Existing_Process_Natural Gas_Gas Boiler - Stack Economizer_A_Achievable Economic TRC Potential | F2 | Industrial | Paper and Printing | Existing | Process | Natural Gas | Gas Boiler - Stack Economizer | A | Original Unit Summer Peak Savings (kW) | Achievable Economic TRC Potential | 0 | 0 | 0 | 0 | 0 | 0 | 0 | 0 | 0 | 0 | 0 | 0 | 0 | 0 | 0 | 0 | 0 | 0 | 0 | 0 | 0 | 0 | 0 | 0 | 0 | 0 | 0 | 0 | 0 | 0 | 0
F3_Industrial_Paper and Printing_Existing_Process_Natural Gas_Gas Boiler - Stack Economizer_A_Achievable Economic TRC Potential | F3 | Industrial | Paper and Printing | Existing | Process | Natural Gas | Gas Boiler - Stack Economizer | A | Original Unit Winter Peak Savings (kW) | Achievable Economic TRC Potential | 0 | 0 | 0 | 0 | 0 | 0 | 0 | 0 | 0 | 0 | 0 | 0 | 0 | 0 | 0 | 0 | 0 | 0 | 0 | 0 | 0 | 0 | 0 | 0 | 0 | 0 | 0 | 0 | 0 | 0 | 0
F4_Industrial_Paper and Printing_Existing_Process_Natural Gas_Gas Boiler - Stack Economizer_A_Achievable Economic TRC Potential | F4 | Industrial | Paper and Printing | Existing | Process | Natural Gas | Gas Boiler - Stack Economizer | A | Standalone Impact on Baseline Energy (%) | Achievable Economic TRC Potential | 0% | 0% | 0% | 0% | 0% | 0.05133% | 0.1027% | 0.1546% | 0.2059% | 0.2571% | 0.3066% | 0.3444% | 0.3746% | 0.4043% | 0.4217% | 0.4409% | 0.453% | 0.4649% | 0.4769% | 0.4825% | 0.4895% | 0.4914% | 0.4932% | 0.4949% | 0.0049649 | 0.0049794 | 0.0049927 | 0.0050048 | 0 | 0 | 0
F5_Industrial_Paper and Printing_Existing_Process_Natural Gas_Gas Boiler - Stack Economizer_A_Achievable Economic TRC Potential | F5 | Industrial | Paper and Printing | Existing | Process | Natural Gas | Gas Boiler - Stack Economizer | A | Standalone Impact on Baseline Summer Peak (%) | Achievable Economic TRC Potential | 0% | 0% | 0% | 0% | 0% | 0% | 0% | 0% | 0% | 0% | 0% | 0% | 0% | 0% | 0% | 0% | 0% | 0% | 0% | 0% | 0% | 0% | 0% | 0% | 0 | 0 | 0 | 0 | 0 | 0 | 0
F6_Industrial_Paper and Printing_Existing_Process_Natural Gas_Gas Boiler - Stack Economizer_A_Achievable Economic TRC Potential | F6 | Industrial | Paper and Printing | Existing | Process | Natural Gas | Gas Boiler - Stack Economizer | A | Standalone Impact on Baseline Winter Peak (%) | Achievable Economic TRC Potential | 0% | 0% | 0% | 0% | 0% | 0% | 0% | 0% | 0% | 0% | 0% | 0% | 0% | 0% | 0% | 0% | 0% | 0% | 0% | 0% | 0% | 0% | 0% | 0% | 0 | 0 | 0 | 0 | 0 | 0 | 0
F7_Industrial_Paper and Printing_Existing_Process_Natural Gas_Gas Boiler - Stack Economizer_A_Achievable Economic TRC Potential | F7 | Industrial | Paper and Printing | Existing | Process | Natural Gas | Gas Boiler - Stack Economizer | A | Incremental Energy Savings (MWh or mTherms) | Achievable Economic TRC Potential | 0 | 0 | 0 | 0 | 0 | 0.13482 | 0.13474 | 0.13395 | 0.13402 | 0.13413 | 0.11919 | 0.095089 | 0.075917 | 0.059769 | 0.047998 | 0.038032 | 0.03043 | 0.024221 | 0.019204 | 0.015381 | 0.012254 | 8.3258e-05 | 2.9627e-05 | 1.0066e-05 | 3.2719e-06 | 2.7731e-06 | 2.7657e-06 | 2.759e-06 | 2.753e-06 | 2.7476e-06 | 2.7429e-06
F8_Industrial_Paper and Printing_Existing_Process_Natural Gas_Gas Boiler - Stack Economizer_A_Achievable Economic TRC Potential | F8 | Industrial | Paper and Printing | Existing | Process | Natural Gas | Gas Boiler - Stack Economizer | A | Incremental Summer Peak Savings (MW) | Achievable Economic TRC Potential | 0 | 0 | 0 | 0 | 0 | 0 | 0 | 0 | 0 | 0 | 0 | 0 | 0 | 0 | 0 | 0 | 0 | 0 | 0 | 0 | 0 | 0 | 0 | 0 | 0 | 0 | 0 | 0 | 0 | 0 | 0
F9_Industrial_Paper and Printing_Existing_Process_Natural Gas_Gas Boiler - Stack Economizer_A_Achievable Economic TRC Potential | F9 | Industrial | Paper and Printing | Existing | Process | Natural Gas | Gas Boiler - Stack Economizer | A | Incremental Winter Peak Savings (MW) | Achievable Economic TRC Potential | 0 | 0 | 0 | 0 | 0 | 0 | 0 | 0 | 0 | 0 | 0 | 0 | 0 | 0 | 0 | 0 | 0 | 0 | 0 | 0 | 0 | 0 | 0 | 0 | 0 | 0 | 0 | 0 | 0 | 0 | 0
F10_Industrial_Paper and Printing_Existing_Process_Natural Gas_Gas Boiler - Stack Economizer_A_Achievable Economic TRC Potential | F10 | Industrial | Paper and Printing | Existing | Process | Natural Gas | Gas Boiler - Stack Economizer | A | Cumulative Energy Savings (MWh or mTherms) | Achievable Economic TRC Potential | 0 | 0 | 0 | 0 | 0 | 0.13482 | 0.26956 | 0.40351 | 0.53753 | 0.67167 | 0.79085 | 0.88594 | 0.96186 | 1.0216 | 1.0696 | 1.1077 | 1.1381 | 1.1623 | 1.1815 | 1.1969 | 1.2091 | 1.2092 | 1.2093 | 1.2093 | 1.2093 | 1.2093 | 1.2093 | 1.2093 | 1.2093 | 1.2093 | 1.2093
F11_Industrial_Paper and Printing_Existing_Process_Natural Gas_Gas Boiler - Stack Economizer_A_Achievable Economic TRC Potential | F11 | Industrial | Paper and Printing | Existing | Process | Natural Gas | Gas Boiler - Stack Economizer | A | Cumulative Summer Peak Savings (MW) | Achievable Economic TRC Potential | 0 | 0 | 0 | 0 | 0 | 0 | 0 | 0 | 0 | 0 | 0 | 0 | 0 | 0 | 0 | 0 | 0 | 0 | 0 | 0 | 0 | 0 | 0 | 0 | 0 | 0 | 0 | 0 | 0 | 0 | 0
F12_Industrial_Paper and Printing_Existing_Process_Natural Gas_Gas Boiler - Stack Economizer_A_Achievable Economic TRC Potential | F12 | Industrial | Paper and Printing | Existing | Process | Natural Gas | Gas Boiler - Stack Economizer | A | Cumulative Winter Peak Savings (MW) | Achievable Economic TRC Potential | 0 | 0 | 0 | 0 | 0 | 0 | 0 | 0 | 0 | 0 | 0 | 0 | 0 | 0 | 0 | 0 | 0 | 0 | 0 | 0 | 0 | 0 | 0 | 0 | 0 | 0 | 0 | 0 | 0 | 0 | 0
F13_Industrial_Paper and Printing_Existing_Process_Natural Gas_Gas Boiler - Stack Economizer_A_Achievable Economic TRC Potential | F13 | Industrial | Paper and Printing | Existing | Process | Natural Gas | Gas Boiler - Stack Economizer | A | Purchases (Incremental) | Achievable Economic TRC Potential | 0 | 0 | 0 | 0 | 0 | 1.8456 | 1.8446 | 1.8337 | 1.8347 | 1.8362 | 1.6316 | 1.3017 | 1.0393 | 0.8182 | 0.65706 | 0.52063 | 0.41656 | 0.33157 | 0.26289 | 0.21056 | 0.16775 | 0.0011398 | 0.00040557 | 0.00013779 | 4.4791e-05 | 3.7962e-05 | 3.786e-05 | 3.7769e-05 | 3.7686e-05 | 3.7613e-05 | 3.7549e-05
F14_Industrial_Paper and Printing_Existing_Process_Natural Gas_Gas Boiler - Stack Economizer_A_Achievable Economic TRC Potential | F14 | Industrial | Paper and Printing | Existing | Process | Natural Gas | Gas Boiler - Stack Economizer | A | Purchases (Cumulative) | Achievable Economic TRC Potential | 0 | 0 | 0 | 0 | 0 | 1.8456 | 3.6902 | 5.5238 | 7.3585 | 9.1947 | 10.8263 | 12.128 | 13.1673 | 13.9855 | 14.6425 | 15.1632 | 15.5797 | 15.9113 | 16.1742 | 16.3848 | 16.5525 | 16.5537 | 16.5541 | 16.5542 | 16.5542 | 16.5543 | 16.5543 | 16.5544 | 16.5544 | 16.5544 | 16.5545
F1_Industrial_Paper and Printing_Existing_Space Heating_Natural Gas_Gas Furnace Tube Inserts_A_Achievable Economic TRC Potential | F1 | Industrial | Paper and Printing | Existing | Space Heating | Natural Gas | Gas Furnace Tube Inserts | A | Original Unit Energy Savings (kWh or therms) | Achievable Economic TRC Potential | 0 | 0 | 0 | 0 | 0 | 0.086193 | 0.085415 | 0.084425 | 0.083421 | 0.082413 | 0.081426 | 0.080448 | 0.079527 | 0.07866 | 0.077786 | 0.077021 | 0.0763 | 0.075622 | 0.074985 | 0.07434 | 0.073715 | 0.073094 | 0.072454 | 0.071839 | 0.071247 | 0.070693 | 0.070173 | 0.069687 | 0.069231 | 0.068805 | 0.068405
F2_Industrial_Paper and Printing_Existing_Space Heating_Natural Gas_Gas Furnace Tube Inserts_A_Achievable Economic TRC Potential | F2 | Industrial | Paper and Printing | Existing | Space Heating | Natural Gas | Gas Furnace Tube Inserts | A | Original Unit Summer Peak Savings (kW) | Achievable Economic TRC Potential | 0 | 0 | 0 | 0 | 0 | 0 | 0 | 0 | 0 | 0 | 0 | 0 | 0 | 0 | 0 | 0 | 0 | 0 | 0 | 0 | 0 | 0 | 0 | 0 | 0 | 0 | 0 | 0 | 0 | 0 | 0
F3_Industrial_Paper and Printing_Existing_Space Heating_Natural Gas_Gas Furnace Tube Inserts_A_Achievable Economic TRC Potential | F3 | Industrial | Paper and Printing | Existing | Space Heating | Natural Gas | Gas Furnace Tube Inserts | A | Original Unit Winter Peak Savings (kW) | Achievable Economic TRC Potential | 0 | 0 | 0 | 0 | 0 | 0 | 0 | 0 | 0 | 0 | 0 | 0 | 0 | 0 | 0 | 0 | 0 | 0 | 0 | 0 | 0 | 0 | 0 | 0 | 0 | 0 | 0 | 0 | 0 | 0 | 0
F4_Industrial_Paper and Printing_Existing_Space Heating_Natural Gas_Gas Furnace Tube Inserts_A_Achievable Economic TRC Potential | F4 | Industrial | Paper and Printing | Existing | Space Heating | Natural Gas | Gas Furnace Tube Inserts | A | Standalone Impact on Baseline Energy (%) | Achievable Economic TRC Potential | 0% | 0% | 0% | 0% | 0% | 0% | 0% | 0% | 0% | 0% | 0% | 0% | 0% | 0% | 0% | 0% | 0% | 0% | 0% | 0% | 0% | 0% | 0% | 0% | 0 | 0 | 0 | 0 | 0 | 0 | 0
F5_Industrial_Paper and Printing_Existing_Space Heating_Natural Gas_Gas Furnace Tube Inserts_A_Achievable Economic TRC Potential | F5 | Industrial | Paper and Printing | Existing | Space Heating | Natural Gas | Gas Furnace Tube Inserts | A | Standalone Impact on Baseline Summer Peak (%) | Achievable Economic TRC Potential | 0% | 0% | 0% | 0% | 0% | 0% | 0% | 0% | 0% | 0% | 0% | 0% | 0% | 0% | 0% | 0% | 0% | 0% | 0% | 0% | 0% | 0% | 0% | 0% | 0 | 0 | 0 | 0 | 0 | 0 | 0
F6_Industrial_Paper and Printing_Existing_Space Heating_Natural Gas_Gas Furnace Tube Inserts_A_Achievable Economic TRC Potential | F6 | Industrial | Paper and Printing | Existing | Space Heating | Natural Gas | Gas Furnace Tube Inserts | A | Standalone Impact on Baseline Winter Peak (%) | Achievable Economic TRC Potential | 0% | 0% | 0% | 0% | 0% | 0% | 0% | 0% | 0% | 0% | 0% | 0% | 0% | 0% | 0% | 0% | 0% | 0% | 0% | 0% | 0% | 0% | 0% | 0% | 0 | 0 | 0 | 0 | 0 | 0 | 0
F7_Industrial_Paper and Printing_Existing_Space Heating_Natural Gas_Gas Furnace Tube Inserts_A_Achievable Economic TRC Potential | F7 | Industrial | Paper and Printing | Existing | Space Heating | Natural Gas | Gas Furnace Tube Inserts | A | Incremental Energy Savings (MWh or mTherms) | Achievable Economic TRC Potential | 0 | 0 | 0 | 0 | 0 | 0 | 0 | 0 | 0 | 0 | 0 | 0 | 0 | 0 | 0 | 0 | 0 | 0 | 0 | 0 | 0 | 0 | 0 | 0 | 0 | 0 | 0 | 0 | 0 | 0 | 0
F8_Industrial_Paper and Printing_Existing_Space Heating_Natural Gas_Gas Furnace Tube Inserts_A_Achievable Economic TRC Potential | F8 | Industrial | Paper and Printing | Existing | Space Heating | Natural Gas | Gas Furnace Tube Inserts | A | Incremental Summer Peak Savings (MW) | Achievable Economic TRC Potential | 0 | 0 | 0 | 0 | 0 | 0 | 0 | 0 | 0 | 0 | 0 | 0 | 0 | 0 | 0 | 0 | 0 | 0 | 0 | 0 | 0 | 0 | 0 | 0 | 0 | 0 | 0 | 0 | 0 | 0 | 0
F9_Industrial_Paper and Printing_Existing_Space Heating_Natural Gas_Gas Furnace Tube Inserts_A_Achievable Economic TRC Potential | F9 | Industrial | Paper and Printing | Existing | Space Heating | Natural Gas | Gas Furnace Tube Inserts | A | Incremental Winter Peak Savings (MW) | Achievable Economic TRC Potential | 0 | 0 | 0 | 0 | 0 | 0 | 0 | 0 | 0 | 0 | 0 | 0 | 0 | 0 | 0 | 0 | 0 | 0 | 0 | 0 | 0 | 0 | 0 | 0 | 0 | 0 | 0 | 0 | 0 | 0 | 0
F10_Industrial_Paper and Printing_Existing_Space Heating_Natural Gas_Gas Furnace Tube Inserts_A_Achievable Economic TRC Potential | F10 | Industrial | Paper and Printing | Existing | Space Heating | Natural Gas | Gas Furnace Tube Inserts | A | Cumulative Energy Savings (MWh or mTherms) | Achievable Economic TRC Potential | 0 | 0 | 0 | 0 | 0 | 0 | 0 | 0 | 0 | 0 | 0 | 0 | 0 | 0 | 0 | 0 | 0 | 0 | 0 | 0 | 0 | 0 | 0 | 0 | 0 | 0 | 0 | 0 | 0 | 0 | 0
F11_Industrial_Paper and Printing_Existing_Space Heating_Natural Gas_Gas Furnace Tube Inserts_A_Achievable Economic TRC Potential | F11 | Industrial | Paper and Printing | Existing | Space Heating | Natural Gas | Gas Furnace Tube Inserts | A | Cumulative Summer Peak Savings (MW) | Achievable Economic TRC Potential | 0 | 0 | 0 | 0 | 0 | 0 | 0 | 0 | 0 | 0 | 0 | 0 | 0 | 0 | 0 | 0 | 0 | 0 | 0 | 0 | 0 | 0 | 0 | 0 | 0 | 0 | 0 | 0 | 0 | 0 | 0
F12_Industrial_Paper and Printing_Existing_Space Heating_Natural Gas_Gas Furnace Tube Inserts_A_Achievable Economic TRC Potential | F12 | Industrial | Paper and Printing | Existing | Space Heating | Natural Gas | Gas Furnace Tube Inserts | A | Cumulative Winter Peak Savings (MW) | Achievable Economic TRC Potential | 0 | 0 | 0 | 0 | 0 | 0 | 0 | 0 | 0 | 0 | 0 | 0 | 0 | 0 | 0 | 0 | 0 | 0 | 0 | 0 | 0 | 0 | 0 | 0 | 0 | 0 | 0 | 0 | 0 | 0 | 0
F13_Industrial_Paper and Printing_Existing_Space Heating_Natural Gas_Gas Furnace Tube Inserts_A_Achievable Economic TRC Potential | F13 | Industrial | Paper and Printing | Existing | Space Heating | Natural Gas | Gas Furnace Tube Inserts | A | Purchases (Incremental) | Achievable Economic TRC Potential | 0 | 0 | 0 | 0 | 0 | 0 | 0 | 0 | 0 | 0 | 0 | 0 | 0 | 0 | 0 | 0 | 0 | 0 | 0 | 0 | 0 | 0 | 0 | 0 | 0 | 0 | 0 | 0 | 0 | 0 | 0
F14_Industrial_Paper and Printing_Existing_Space Heating_Natural Gas_Gas Furnace Tube Inserts_A_Achievable Economic TRC Potential | F14 | Industrial | Paper and Printing | Existing | Space Heating | Natural Gas | Gas Furnace Tube Inserts | A | Purchases (Cumulative) | Achievable Economic TRC Potential | 0 | 0 | 0 | 0 | 0 | 0 | 0 | 0 | 0 | 0 | 0 | 0 | 0 | 0 | 0 | 0 | 0 | 0 | 0 | 0 | 0 | 0 | 0 | 0 | 0 | 0 | 0 | 0 | 0 | 0 | 0
F1_Industrial_Paper and Printing_Existing_Space Heating_Natural Gas_Space Heating - Heat Recovery Ventilator_A_Achievable Economic TRC Potential | F1 | Industrial | Paper and Printing | Existing | Space Heating | Natural Gas | Space Heating - Heat Recovery Ventilator | A | Original Unit Energy Savings (kWh or therms) | Achievable Economic TRC Potential | 0 | 0 | 0 | 0 | 0 | 0.013225 | 0.01316 | 0.01308 | 0.012996 | 0.012907 | 0.012817 | 0.012725 | 0.012634 | 0.012542 | 0.012443 | 0.012352 | 0.012262 | 0.012178 | 0.0121 | 0.012025 | 0.011953 | 0.011879 | 0.011813 | 0.011751 | 0.011691 | 0.011636 | 0.011585 | 0.011538 | 0 | 0 | 0
F2_Industrial_Paper and Printing_Existing_Space Heating_Natural Gas_Space Heating - Heat Recovery Ventilator_A_Achievable Economic TRC Potential | F2 | Industrial | Paper and Printing | Existing | Space Heating | Natural Gas | Space Heating - Heat Recovery Ventilator | A | Original Unit Summer Peak Savings (kW) | Achievable Economic TRC Potential | 0 | 0 | 0 | 0 | 0 | 0 | 0 | 0 | 0 | 0 | 0 | 0 | 0 | 0 | 0 | 0 | 0 | 0 | 0 | 0 | 0 | 0 | 0 | 0 | 0 | 0 | 0 | 0 | 0 | 0 | 0
F3_Industrial_Paper and Printing_Existing_Space Heating_Natural Gas_Space Heating - Heat Recovery Ventilator_A_Achievable Economic TRC Potential | F3 | Industrial | Paper and Printing | Existing | Space Heating | Natural Gas | Space Heating - Heat Recovery Ventilator | A | Original Unit Winter Peak Savings (kW) | Achievable Economic TRC Potential | 0 | 0 | 0 | 0 | 0 | 0 | 0 | 0 | 0 | 0 | 0 | 0 | 0 | 0 | 0 | 0 | 0 | 0 | 0 | 0 | 0 | 0 | 0 | 0 | 0 | 0 | 0 | 0 | 0 | 0 | 0
F4_Industrial_Paper and Printing_Existing_Space Heating_Natural Gas_Space Heating - Heat Recovery Ventilator_A_Achievable Economic TRC Potential | F4 | Industrial | Paper and Printing | Existing | Space Heating | Natural Gas | Space Heating - Heat Recovery Ventilator | A | Standalone Impact on Baseline Energy (%) | Achievable Economic TRC Potential | 0% | 0% | 0% | 0% | 0% | 0% | 0% | 0% | 0% | 0% | 0% | 0% | 0% | 0% | 0% | 0% | 0% | 0% | 0% | 0% | 0% | 0% | 0% | 0% | 0 | 0 | 0 | 0 | 0 | 0 | 0
F5_Industrial_Paper and Printing_Existing_Space Heating_Natural Gas_Space Heating - Heat Recovery Ventilator_A_Achievable Economic TRC Potential | F5 | Industrial | Paper and Printing | Existing | Space Heating | Natural Gas | Space Heating - Heat Recovery Ventilator | A | Standalone Impact on Baseline Summer Peak (%) | Achievable Economic TRC Potential | 0% | 0% | 0% | 0% | 0% | 0% | 0% | 0% | 0% | 0% | 0% | 0% | 0% | 0% | 0% | 0% | 0% | 0% | 0% | 0% | 0% | 0% | 0% | 0% | 0 | 0 | 0 | 0 | 0 | 0 | 0
F6_Industrial_Paper and Printing_Existing_Space Heating_Natural Gas_Space Heating - Heat Recovery Ventilator_A_Achievable Economic TRC Potential | F6 | Industrial | Paper and Printing | Existing | Space Heating | Natural Gas | Space Heating - Heat Recovery Ventilator | A | Standalone Impact on Baseline Winter Peak (%) | Achievable Economic TRC Potential | 0% | 0% | 0% | 0% | 0% | 0% | 0% | 0% | 0% | 0% | 0% | 0% | 0% | 0% | 0% | 0% | 0% | 0% | 0% | 0% | 0% | 0% | 0% | 0% | 0 | 0 | 0 | 0 | 0 | 0 | 0
F7_Industrial_Paper and Printing_Existing_Space Heating_Natural Gas_Space Heating - Heat Recovery Ventilator_A_Achievable Economic TRC Potential | F7 | Industrial | Paper and Printing | Existing | Space Heating | Natural Gas | Space Heating - Heat Recovery Ventilator | A | Incremental Energy Savings (MWh or mTherms) | Achievable Economic TRC Potential | 0 | 0 | 0 | 0 | 0 | 0 | 0 | 0 | 0 | 0 | 0 | 0 | 0 | 0 | 0 | 0 | 0 | 0 | 0 | 0 | 0 | 0 | 0 | 0 | 0 | 0 | 0 | 0 | 0 | 0 | 0
F8_Industrial_Paper and Printing_Existing_Space Heating_Natural Gas_Space Heating - Heat Recovery Ventilator_A_Achievable Economic TRC Potential | F8 | Industrial | Paper and Printing | Existing | Space Heating | Natural Gas | Space Heating - Heat Recovery Ventilator | A | Incremental Summer Peak Savings (MW) | Achievable Economic TRC Potential | 0 | 0 | 0 | 0 | 0 | 0 | 0 | 0 | 0 | 0 | 0 | 0 | 0 | 0 | 0 | 0 | 0 | 0 | 0 | 0 | 0 | 0 | 0 | 0 | 0 | 0 | 0 | 0 | 0 | 0 | 0
F9_Industrial_Paper and Printing_Existing_Space Heating_Natural Gas_Space Heating - Heat Recovery Ventilator_A_Achievable Economic TRC Potential | F9 | Industrial | Paper and Printing | Existing | Space Heating | Natural Gas | Space Heating - Heat Recovery Ventilator | A | Incremental Winter Peak Savings (MW) | Achievable Economic TRC Potential | 0 | 0 | 0 | 0 | 0 | 0 | 0 | 0 | 0 | 0 | 0 | 0 | 0 | 0 | 0 | 0 | 0 | 0 | 0 | 0 | 0 | 0 | 0 | 0 | 0 | 0 | 0 | 0 | 0 | 0 | 0
F10_Industrial_Paper and Printing_Existing_Space Heating_Natural Gas_Space Heating - Heat Recovery Ventilator_A_Achievable Economic TRC Potential | F10 | Industrial | Paper and Printing | Existing | Space Heating | Natural Gas | Space Heating - Heat Recovery Ventilator | A | Cumulative Energy Savings (MWh or mTherms) | Achievable Economic TRC Potential | 0 | 0 | 0 | 0 | 0 | 0 | 0 | 0 | 0 | 0 | 0 | 0 | 0 | 0 | 0 | 0 | 0 | 0 | 0 | 0 | 0 | 0 | 0 | 0 | 0 | 0 | 0 | 0 | 0 | 0 | 0
F11_Industrial_Paper and Printing_Existing_Space Heating_Natural Gas_Space Heating - Heat Recovery Ventilator_A_Achievable Economic TRC Potential | F11 | Industrial | Paper and Printing | Existing | Space Heating | Natural Gas | Space Heating - Heat Recovery Ventilator | A | Cumulative Summer Peak Savings (MW) | Achievable Economic TRC Potential | 0 | 0 | 0 | 0 | 0 | 0 | 0 | 0 | 0 | 0 | 0 | 0 | 0 | 0 | 0 | 0 | 0 | 0 | 0 | 0 | 0 | 0 | 0 | 0 | 0 | 0 | 0 | 0 | 0 | 0 | 0
F12_Industrial_Paper and Printing_Existing_Space Heating_Natural Gas_Space Heating - Heat Recovery Ventilator_A_Achievable Economic TRC Potential | F12 | Industrial | Paper and Printing | Existing | Space Heating | Natural Gas | Space Heating - Heat Recovery Ventilator | A | Cumulative Winter Peak Savings (MW) | Achievable Economic TRC Potential | 0 | 0 | 0 | 0 | 0 | 0 | 0 | 0 | 0 | 0 | 0 | 0 | 0 | 0 | 0 | 0 | 0 | 0 | 0 | 0 | 0 | 0 | 0 | 0 | 0 | 0 | 0 | 0 | 0 | 0 | 0
F13_Industrial_Paper and Printing_Existing_Space Heating_Natural Gas_Space Heating - Heat Recovery Ventilator_A_Achievable Economic TRC Potential | F13 | Industrial | Paper and Printing | Existing | Space Heating | Natural Gas | Space Heating - Heat Recovery Ventilator | A | Purchases (Incremental) | Achievable Economic TRC Potential | 0 | 0 | 0 | 0 | 0 | 0 | 0 | 0 | 0 | 0 | 0 | 0 | 0 | 0 | 0 | 0 | 0 | 0 | 0 | 0 | 0 | 0 | 0 | 0 | 0 | 0 | 0 | 0 | 0 | 0 | 0
F14_Industrial_Paper and Printing_Existing_Space Heating_Natural Gas_Space Heating - Heat Recovery Ventilator_A_Achievable Economic TRC Potential | F14 | Industrial | Paper and Printing | Existing | Space Heating | Natural Gas | Space Heating - Heat Recovery Ventilator | A | Purchases (Cumulative) | Achievable Economic TRC Potential | 0 | 0 | 0 | 0 | 0 | 0 | 0 | 0 | 0 | 0 | 0 | 0 | 0 | 0 | 0 | 0 | 0 | 0 | 0 | 0 | 0 | 0 | 0 | 0 | 0 | 0 | 0 | 0 | 0 | 0 | 0
F1_Industrial_Paper and Printing_Existing_Space Heating_Natural Gas_Thermostat - Programmable_A_Achievable Economic TRC Potential | F1 | Industrial | Paper and Printing | Existing | Space Heating | Natural Gas | Thermostat - Programmable | A | Original Unit Energy Savings (kWh or therms) | Achievable Economic TRC Potential | 0 | 0 | 0 | 0 | 0 | 0.00657 | 0.0065379 | 0.0064981 | 0.0064561 | 0.0064121 | 0.0063676 | 0.0063217 | 0.0062762 | 0.0062308 | 0.0061817 | 0.0061364 | 0.0060916 | 0.0060501 | 0.0060114 | 0.0059736 | 0.005938 | 0.0059015 | 0.0058686 | 0.0058376 | 0.005808 | 0.0057807 | 0.0057553 | 0.0057319 | 0 | 0 | 0
F2_Industrial_Paper and Printing_Existing_Space Heating_Natural Gas_Thermostat - Programmable_A_Achievable Economic TRC Potential | F2 | Industrial | Paper and Printing | Existing | Space Heating | Natural Gas | Thermostat - Programmable | A | Original Unit Summer Peak Savings (kW) | Achievable Economic TRC Potential | 0 | 0 | 0 | 0 | 0 | 0 | 0 | 0 | 0 | 0 | 0 | 0 | 0 | 0 | 0 | 0 | 0 | 0 | 0 | 0 | 0 | 0 | 0 | 0 | 0 | 0 | 0 | 0 | 0 | 0 | 0
F3_Industrial_Paper and Printing_Existing_Space Heating_Natural Gas_Thermostat - Programmable_A_Achievable Economic TRC Potential | F3 | Industrial | Paper and Printing | Existing | Space Heating | Natural Gas | Thermostat - Programmable | A | Original Unit Winter Peak Savings (kW) | Achievable Economic TRC Potential | 0 | 0 | 0 | 0 | 0 | 0 | 0 | 0 | 0 | 0 | 0 | 0 | 0 | 0 | 0 | 0 | 0 | 0 | 0 | 0 | 0 | 0 | 0 | 0 | 0 | 0 | 0 | 0 | 0 | 0 | 0
F4_Industrial_Paper and Printing_Existing_Space Heating_Natural Gas_Thermostat - Programmable_A_Achievable Economic TRC Potential | F4 | Industrial | Paper and Printing | Existing | Space Heating | Natural Gas | Thermostat - Programmable | A | Standalone Impact on Baseline Energy (%) | Achievable Economic TRC Potential | 0% | 0% | 0% | 0% | 0% | 0% | 0% | 0% | 0% | 0% | 0% | 0% | 0% | 0% | 0% | 0% | 0% | 0% | 0% | 0% | 0% | 0% | 0% | 0% | 0 | 0 | 0 | 0 | 0 | 0 | 0
F5_Industrial_Paper and Printing_Existing_Space Heating_Natural Gas_Thermostat - Programmable_A_Achievable Economic TRC Potential | F5 | Industrial | Paper and Printing | Existing | Space Heating | Natural Gas | Thermostat - Programmable | A | Standalone Impact on Baseline Summer Peak (%) | Achievable Economic TRC Potential | 0% | 0% | 0% | 0% | 0% | 0% | 0% | 0% | 0% | 0% | 0% | 0% | 0% | 0% | 0% | 0% | 0% | 0% | 0% | 0% | 0% | 0% | 0% | 0% | 0 | 0 | 0 | 0 | 0 | 0 | 0
F6_Industrial_Paper and Printing_Existing_Space Heating_Natural Gas_Thermostat - Programmable_A_Achievable Economic TRC Potential | F6 | Industrial | Paper and Printing | Existing | Space Heating | Natural Gas | Thermostat - Programmable | A | Standalone Impact on Baseline Winter Peak (%) | Achievable Economic TRC Potential | 0% | 0% | 0% | 0% | 0% | 0% | 0% | 0% | 0% | 0% | 0% | 0% | 0% | 0% | 0% | 0% | 0% | 0% | 0% | 0% | 0% | 0% | 0% | 0% | 0 | 0 | 0 | 0 | 0 | 0 | 0
F7_Industrial_Paper and Printing_Existing_Space Heating_Natural Gas_Thermostat - Programmable_A_Achievable Economic TRC Potential | F7 | Industrial | Paper and Printing | Existing | Space Heating | Natural Gas | Thermostat - Programmable | A | Incremental Energy Savings (MWh or mTherms) | Achievable Economic TRC Potential | 0 | 0 | 0 | 0 | 0 | 0 | 0 | 0 | 0 | 0 | 0 | 0 | 0 | 0 | 0 | 0 | 0 | 0 | 0 | 0 | 0 | 0 | 0 | 0 | 0 | 0 | 0 | 0 | 0 | 0 | 0
F8_Industrial_Paper and Printing_Existing_Space Heating_Natural Gas_Thermostat - Programmable_A_Achievable Economic TRC Potential | F8 | Industrial | Paper and Printing | Existing | Space Heating | Natural Gas | Thermostat - Programmable | A | Incremental Summer Peak Savings (MW) | Achievable Economic TRC Potential | 0 | 0 | 0 | 0 | 0 | 0 | 0 | 0 | 0 | 0 | 0 | 0 | 0 | 0 | 0 | 0 | 0 | 0 | 0 | 0 | 0 | 0 | 0 | 0 | 0 | 0 | 0 | 0 | 0 | 0 | 0
F9_Industrial_Paper and Printing_Existing_Space Heating_Natural Gas_Thermostat - Programmable_A_Achievable Economic TRC Potential | F9 | Industrial | Paper and Printing | Existing | Space Heating | Natural Gas | Thermostat - Programmable | A | Incremental Winter Peak Savings (MW) | Achievable Economic TRC Potential | 0 | 0 | 0 | 0 | 0 | 0 | 0 | 0 | 0 | 0 | 0 | 0 | 0 | 0 | 0 | 0 | 0 | 0 | 0 | 0 | 0 | 0 | 0 | 0 | 0 | 0 | 0 | 0 | 0 | 0 | 0
F10_Industrial_Paper and Printing_Existing_Space Heating_Natural Gas_Thermostat - Programmable_A_Achievable Economic TRC Potential | F10 | Industrial | Paper and Printing | Existing | Space Heating | Natural Gas | Thermostat - Programmable | A | Cumulative Energy Savings (MWh or mTherms) | Achievable Economic TRC Potential | 0 | 0 | 0 | 0 | 0 | 0 | 0 | 0 | 0 | 0 | 0 | 0 | 0 | 0 | 0 | 0 | 0 | 0 | 0 | 0 | 0 | 0 | 0 | 0 | 0 | 0 | 0 | 0 | 0 | 0 | 0
F11_Industrial_Paper and Printing_Existing_Space Heating_Natural Gas_Thermostat - Programmable_A_Achievable Economic TRC Potential | F11 | Industrial | Paper and Printing | Existing | Space Heating | Natural Gas | Thermostat - Programmable | A | Cumulative Summer Peak Savings (MW) | Achievable Economic TRC Potential | 0 | 0 | 0 | 0 | 0 | 0 | 0 | 0 | 0 | 0 | 0 | 0 | 0 | 0 | 0 | 0 | 0 | 0 | 0 | 0 | 0 | 0 | 0 | 0 | 0 | 0 | 0 | 0 | 0 | 0 | 0
F12_Industrial_Paper and Printing_Existing_Space Heating_Natural Gas_Thermostat - Programmable_A_Achievable Economic TRC Potential | F12 | Industrial | Paper and Printing | Existing | Space Heating | Natural Gas | Thermostat - Programmable | A | Cumulative Winter Peak Savings (MW) | Achievable Economic TRC Potential | 0 | 0 | 0 | 0 | 0 | 0 | 0 | 0 | 0 | 0 | 0 | 0 | 0 | 0 | 0 | 0 | 0 | 0 | 0 | 0 | 0 | 0 | 0 | 0 | 0 | 0 | 0 | 0 | 0 | 0 | 0
F13_Industrial_Paper and Printing_Existing_Space Heating_Natural Gas_Thermostat - Programmable_A_Achievable Economic TRC Potential | F13 | Industrial | Paper and Printing | Existing | Space Heating | Natural Gas | Thermostat - Programmable | A | Purchases (Incremental) | Achievable Economic TRC Potential | 0 | 0 | 0 | 0 | 0 | 0 | 0 | 0 | 0 | 0 | 0 | 0 | 0 | 0 | 0 | 0 | 0 | 0 | 0 | 0 | 0 | 0 | 0 | 0 | 0 | 0 | 0 | 0 | 0 | 0 | 0
F14_Industrial_Paper and Printing_Existing_Space Heating_Natural Gas_Thermostat - Programmable_A_Achievable Economic TRC Potential | F14 | Industrial | Paper and Printing | Existing | Space Heating | Natural Gas | Thermostat - Programmable | A | Purchases (Cumulative) | Achievable Economic TRC Potential | 0 | 0 | 0 | 0 | 0 | 0 | 0 | 0 | 0 | 0 | 0 | 0 | 0 | 0 | 0 | 0 | 0 | 0 | 0 | 0 | 0 | 0 | 0 | 0 | 0 | 0 | 0 | 0 | 0 | 0 | 0
F1_Industrial_Paper and Printing_Existing_Space Heating_Natural Gas_ENERGY STAR Connected Thermostat_A_Achievable Economic TRC Potential | F1 | Industrial | Paper and Printing | Existing | Space Heating | Natural Gas | ENERGY STAR Connected Thermostat | A | Original Unit Energy Savings (kWh or therms) | Achievable Economic TRC Potential | 0 | 0 | 0 | 0 | 0 | 0.015466 | 0.01539 | 0.015297 | 0.015198 | 0.015094 | 0.014989 | 0.014881 | 0.014774 | 0.014667 | 0.014552 | 0.014445 | 0.01434 | 0.014242 | 0.014151 | 0.014062 | 0.013978 | 0.013892 | 0.013815 | 0.013742 | 0.013672 | 0.013608 | 0.013548 | 0.013493 | 0 | 0 | 0
F2_Industrial_Paper and Printing_Existing_Space Heating_Natural Gas_ENERGY STAR Connected Thermostat_A_Achievable Economic TRC Potential | F2 | Industrial | Paper and Printing | Existing | Space Heating | Natural Gas | ENERGY STAR Connected Thermostat | A | Original Unit Summer Peak Savings (kW) | Achievable Economic TRC Potential | 0 | 0 | 0 | 0 | 0 | 0 | 0 | 0 | 0 | 0 | 0 | 0 | 0 | 0 | 0 | 0 | 0 | 0 | 0 | 0 | 0 | 0 | 0 | 0 | 0 | 0 | 0 | 0 | 0 | 0 | 0
F3_Industrial_Paper and Printing_Existing_Space Heating_Natural Gas_ENERGY STAR Connected Thermostat_A_Achievable Economic TRC Potential | F3 | Industrial | Paper and Printing | Existing | Space Heating | Natural Gas | ENERGY STAR Connected Thermostat | A | Original Unit Winter Peak Savings (kW) | Achievable Economic TRC Potential | 0 | 0 | 0 | 0 | 0 | 0 | 0 | 0 | 0 | 0 | 0 | 0 | 0 | 0 | 0 | 0 | 0 | 0 | 0 | 0 | 0 | 0 | 0 | 0 | 0 | 0 | 0 | 0 | 0 | 0 | 0
F4_Industrial_Paper and Printing_Existing_Space Heating_Natural Gas_ENERGY STAR Connected Thermostat_A_Achievable Economic TRC Potential | F4 | Industrial | Paper and Printing | Existing | Space Heating | Natural Gas | ENERGY STAR Connected Thermostat | A | Standalone Impact on Baseline Energy (%) | Achievable Economic TRC Potential | 0% | 0% | 0% | 0% | 0% | 0% | 0% | 0% | 0% | 0% | 0% | 0% | 0% | 0% | 0% | 0% | 0% | 0% | 0% | 0% | 0% | 0% | 0% | 0% | 0 | 0 | 0 | 0 | 0 | 0 | 0
F5_Industrial_Paper and Printing_Existing_Space Heating_Natural Gas_ENERGY STAR Connected Thermostat_A_Achievable Economic TRC Potential | F5 | Industrial | Paper and Printing | Existing | Space Heating | Natural Gas | ENERGY STAR Connected Thermostat | A | Standalone Impact on Baseline Summer Peak (%) | Achievable Economic TRC Potential | 0% | 0% | 0% | 0% | 0% | 0% | 0% | 0% | 0% | 0% | 0% | 0% | 0% | 0% | 0% | 0% | 0% | 0% | 0% | 0% | 0% | 0% | 0% | 0% | 0 | 0 | 0 | 0 | 0 | 0 | 0
F6_Industrial_Paper and Printing_Existing_Space Heating_Natural Gas_ENERGY STAR Connected Thermostat_A_Achievable Economic TRC Potential | F6 | Industrial | Paper and Printing | Existing | Space Heating | Natural Gas | ENERGY STAR Connected Thermostat | A | Standalone Impact on Baseline Winter Peak (%) | Achievable Economic TRC Potential | 0% | 0% | 0% | 0% | 0% | 0% | 0% | 0% | 0% | 0% | 0% | 0% | 0% | 0% | 0% | 0% | 0% | 0% | 0% | 0% | 0% | 0% | 0% | 0% | 0 | 0 | 0 | 0 | 0 | 0 | 0
F7_Industrial_Paper and Printing_Existing_Space Heating_Natural Gas_ENERGY STAR Connected Thermostat_A_Achievable Economic TRC Potential | F7 | Industrial | Paper and Printing | Existing | Space Heating | Natural Gas | ENERGY STAR Connected Thermostat | A | Incremental Energy Savings (MWh or mTherms) | Achievable Economic TRC Potential | 0 | 0 | 0 | 0 | 0 | 0 | 0 | 0 | 0 | 0 | 0 | 0 | 0 | 0 | 0 | 0 | 0 | 0 | 0 | 0 | 0 | 0 | 0 | 0 | 0 | 0 | 0 | 0 | 0 | 0 | 0
F8_Industrial_Paper and Printing_Existing_Space Heating_Natural Gas_ENERGY STAR Connected Thermostat_A_Achievable Economic TRC Potential | F8 | Industrial | Paper and Printing | Existing | Space Heating | Natural Gas | ENERGY STAR Connected Thermostat | A | Incremental Summer Peak Savings (MW) | Achievable Economic TRC Potential | 0 | 0 | 0 | 0 | 0 | 0 | 0 | 0 | 0 | 0 | 0 | 0 | 0 | 0 | 0 | 0 | 0 | 0 | 0 | 0 | 0 | 0 | 0 | 0 | 0 | 0 | 0 | 0 | 0 | 0 | 0
F9_Industrial_Paper and Printing_Existing_Space Heating_Natural Gas_ENERGY STAR Connected Thermostat_A_Achievable Economic TRC Potential | F9 | Industrial | Paper and Printing | Existing | Space Heating | Natural Gas | ENERGY STAR Connected Thermostat | A | Incremental Winter Peak Savings (MW) | Achievable Economic TRC Potential | 0 | 0 | 0 | 0 | 0 | 0 | 0 | 0 | 0 | 0 | 0 | 0 | 0 | 0 | 0 | 0 | 0 | 0 | 0 | 0 | 0 | 0 | 0 | 0 | 0 | 0 | 0 | 0 | 0 | 0 | 0
F10_Industrial_Paper and Printing_Existing_Space Heating_Natural Gas_ENERGY STAR Connected Thermostat_A_Achievable Economic TRC Potential | F10 | Industrial | Paper and Printing | Existing | Space Heating | Natural Gas | ENERGY STAR Connected Thermostat | A | Cumulative Energy Savings (MWh or mTherms) | Achievable Economic TRC Potential | 0 | 0 | 0 | 0 | 0 | 0 | 0 | 0 | 0 | 0 | 0 | 0 | 0 | 0 | 0 | 0 | 0 | 0 | 0 | 0 | 0 | 0 | 0 | 0 | 0 | 0 | 0 | 0 | 0 | 0 | 0
F11_Industrial_Paper and Printing_Existing_Space Heating_Natural Gas_ENERGY STAR Connected Thermostat_A_Achievable Economic TRC Potential | F11 | Industrial | Paper and Printing | Existing | Space Heating | Natural Gas | ENERGY STAR Connected Thermostat | A | Cumulative Summer Peak Savings (MW) | Achievable Economic TRC Potential | 0 | 0 | 0 | 0 | 0 | 0 | 0 | 0 | 0 | 0 | 0 | 0 | 0 | 0 | 0 | 0 | 0 | 0 | 0 | 0 | 0 | 0 | 0 | 0 | 0 | 0 | 0 | 0 | 0 | 0 | 0
F12_Industrial_Paper and Printing_Existing_Space Heating_Natural Gas_ENERGY STAR Connected Thermostat_A_Achievable Economic TRC Potential | F12 | Industrial | Paper and Printing | Existing | Space Heating | Natural Gas | ENERGY STAR Connected Thermostat | A | Cumulative Winter Peak Savings (MW) | Achievable Economic TRC Potential | 0 | 0 | 0 | 0 | 0 | 0 | 0 | 0 | 0 | 0 | 0 | 0 | 0 | 0 | 0 | 0 | 0 | 0 | 0 | 0 | 0 | 0 | 0 | 0 | 0 | 0 | 0 | 0 | 0 | 0 | 0
F13_Industrial_Paper and Printing_Existing_Space Heating_Natural Gas_ENERGY STAR Connected Thermostat_A_Achievable Economic TRC Potential | F13 | Industrial | Paper and Printing | Existing | Space Heating | Natural Gas | ENERGY STAR Connected Thermostat | A | Purchases (Incremental) | Achievable Economic TRC Potential | 0 | 0 | 0 | 0 | 0 | 0 | 0 | 0 | 0 | 0 | 0 | 0 | 0 | 0 | 0 | 0 | 0 | 0 | 0 | 0 | 0 | 0 | 0 | 0 | 0 | 0 | 0 | 0 | 0 | 0 | 0
F14_Industrial_Paper and Printing_Existing_Space Heating_Natural Gas_ENERGY STAR Connected Thermostat_A_Achievable Economic TRC Potential | F14 | Industrial | Paper and Printing | Existing | Space Heating | Natural Gas | ENERGY STAR Connected Thermostat | A | Purchases (Cumulative) | Achievable Economic TRC Potential | 0 | 0 | 0 | 0 | 0 | 0 | 0 | 0 | 0 | 0 | 0 | 0 | 0 | 0 | 0 | 0 | 0 | 0 | 0 | 0 | 0 | 0 | 0 | 0 | 0 | 0 | 0 | 0 | 0 | 0 | 0
F1_Industrial_Paper and Printing_Existing_Space Heating_Natural Gas_Destratification Fans (HVLS)_A_Achievable Economic TRC Potential | F1 | Industrial | Paper and Printing | Existing | Space Heating | Natural Gas | Destratification Fans (HVLS) | A | Original Unit Energy Savings (kWh or therms) | Achievable Economic TRC Potential | 0 | 0 | 0 | 0 | 0 | 0.015466 | 0.01539 | 0.015297 | 0.015198 | 0.015094 | 0.014989 | 0.014881 | 0.014774 | 0.014667 | 0.014552 | 0.014445 | 0.01434 | 0.014242 | 0.014151 | 0.014062 | 0.013978 | 0.013892 | 0.013815 | 0.013742 | 0.013672 | 0.013608 | 0.013548 | 0.013493 | 0 | 0 | 0
F2_Industrial_Paper and Printing_Existing_Space Heating_Natural Gas_Destratification Fans (HVLS)_A_Achievable Economic TRC Potential | F2 | Industrial | Paper and Printing | Existing | Space Heating | Natural Gas | Destratification Fans (HVLS) | A | Original Unit Summer Peak Savings (kW) | Achievable Economic TRC Potential | 0 | 0 | 0 | 0 | 0 | 0 | 0 | 0 | 0 | 0 | 0 | 0 | 0 | 0 | 0 | 0 | 0 | 0 | 0 | 0 | 0 | 0 | 0 | 0 | 0 | 0 | 0 | 0 | 0 | 0 | 0
F3_Industrial_Paper and Printing_Existing_Space Heating_Natural Gas_Destratification Fans (HVLS)_A_Achievable Economic TRC Potential | F3 | Industrial | Paper and Printing | Existing | Space Heating | Natural Gas | Destratification Fans (HVLS) | A | Original Unit Winter Peak Savings (kW) | Achievable Economic TRC Potential | 0 | 0 | 0 | 0 | 0 | 0 | 0 | 0 | 0 | 0 | 0 | 0 | 0 | 0 | 0 | 0 | 0 | 0 | 0 | 0 | 0 | 0 | 0 | 0 | 0 | 0 | 0 | 0 | 0 | 0 | 0
F4_Industrial_Paper and Printing_Existing_Space Heating_Natural Gas_Destratification Fans (HVLS)_A_Achievable Economic TRC Potential | F4 | Industrial | Paper and Printing | Existing | Space Heating | Natural Gas | Destratification Fans (HVLS) | A | Standalone Impact on Baseline Energy (%) | Achievable Economic TRC Potential | 0% | 0% | 0% | 0% | 0% | 0% | 0% | 0% | 0% | 0% | 0% | 0% | 0% | 0% | 0% | 0% | 0% | 0% | 0% | 0% | 0% | 0% | 0% | 0% | 0 | 0 | 0 | 0 | 0 | 0 | 0
F5_Industrial_Paper and Printing_Existing_Space Heating_Natural Gas_Destratification Fans (HVLS)_A_Achievable Economic TRC Potential | F5 | Industrial | Paper and Printing | Existing | Space Heating | Natural Gas | Destratification Fans (HVLS) | A | Standalone Impact on Baseline Summer Peak (%) | Achievable Economic TRC Potential | 0% | 0% | 0% | 0% | 0% | 0% | 0% | 0% | 0% | 0% | 0% | 0% | 0% | 0% | 0% | 0% | 0% | 0% | 0% | 0% | 0% | 0% | 0% | 0% | 0 | 0 | 0 | 0 | 0 | 0 | 0
F6_Industrial_Paper and Printing_Existing_Space Heating_Natural Gas_Destratification Fans (HVLS)_A_Achievable Economic TRC Potential | F6 | Industrial | Paper and Printing | Existing | Space Heating | Natural Gas | Destratification Fans (HVLS) | A | Standalone Impact on Baseline Winter Peak (%) | Achievable Economic TRC Potential | 0% | 0% | 0% | 0% | 0% | 0% | 0% | 0% | 0% | 0% | 0% | 0% | 0% | 0% | 0% | 0% | 0% | 0% | 0% | 0% | 0% | 0% | 0% | 0% | 0 | 0 | 0 | 0 | 0 | 0 | 0
F7_Industrial_Paper and Printing_Existing_Space Heating_Natural Gas_Destratification Fans (HVLS)_A_Achievable Economic TRC Potential | F7 | Industrial | Paper and Printing | Existing | Space Heating | Natural Gas | Destratification Fans (HVLS) | A | Incremental Energy Savings (MWh or mTherms) | Achievable Economic TRC Potential | 0 | 0 | 0 | 0 | 0 | 0 | 0 | 0 | 0 | 0 | 0 | 0 | 0 | 0 | 0 | 0 | 0 | 0 | 0 | 0 | 0 | 0 | 0 | 0 | 0 | 0 | 0 | 0 | 0 | 0 | 0
F8_Industrial_Paper and Printing_Existing_Space Heating_Natural Gas_Destratification Fans (HVLS)_A_Achievable Economic TRC Potential | F8 | Industrial | Paper and Printing | Existing | Space Heating | Natural Gas | Destratification Fans (HVLS) | A | Incremental Summer Peak Savings (MW) | Achievable Economic TRC Potential | 0 | 0 | 0 | 0 | 0 | 0 | 0 | 0 | 0 | 0 | 0 | 0 | 0 | 0 | 0 | 0 | 0 | 0 | 0 | 0 | 0 | 0 | 0 | 0 | 0 | 0 | 0 | 0 | 0 | 0 | 0
F9_Industrial_Paper and Printing_Existing_Space Heating_Natural Gas_Destratification Fans (HVLS)_A_Achievable Economic TRC Potential | F9 | Industrial | Paper and Printing | Existing | Space Heating | Natural Gas | Destratification Fans (HVLS) | A | Incremental Winter Peak Savings (MW) | Achievable Economic TRC Potential | 0 | 0 | 0 | 0 | 0 | 0 | 0 | 0 | 0 | 0 | 0 | 0 | 0 | 0 | 0 | 0 | 0 | 0 | 0 | 0 | 0 | 0 | 0 | 0 | 0 | 0 | 0 | 0 | 0 | 0 | 0
F10_Industrial_Paper and Printing_Existing_Space Heating_Natural Gas_Destratification Fans (HVLS)_A_Achievable Economic TRC Potential | F10 | Industrial | Paper and Printing | Existing | Space Heating | Natural Gas | Destratification Fans (HVLS) | A | Cumulative Energy Savings (MWh or mTherms) | Achievable Economic TRC Potential | 0 | 0 | 0 | 0 | 0 | 0 | 0 | 0 | 0 | 0 | 0 | 0 | 0 | 0 | 0 | 0 | 0 | 0 | 0 | 0 | 0 | 0 | 0 | 0 | 0 | 0 | 0 | 0 | 0 | 0 | 0
F11_Industrial_Paper and Printing_Existing_Space Heating_Natural Gas_Destratification Fans (HVLS)_A_Achievable Economic TRC Potential | F11 | Industrial | Paper and Printing | Existing | Space Heating | Natural Gas | Destratification Fans (HVLS) | A | Cumulative Summer Peak Savings (MW) | Achievable Economic TRC Potential | 0 | 0 | 0 | 0 | 0 | 0 | 0 | 0 | 0 | 0 | 0 | 0 | 0 | 0 | 0 | 0 | 0 | 0 | 0 | 0 | 0 | 0 | 0 | 0 | 0 | 0 | 0 | 0 | 0 | 0 | 0
F12_Industrial_Paper and Printing_Existing_Space Heating_Natural Gas_Destratification Fans (HVLS)_A_Achievable Economic TRC Potential | F12 | Industrial | Paper and Printing | Existing | Space Heating | Natural Gas | Destratification Fans (HVLS) | A | Cumulative Winter Peak Savings (MW) | Achievable Economic TRC Potential | 0 | 0 | 0 | 0 | 0 | 0 | 0 | 0 | 0 | 0 | 0 | 0 | 0 | 0 | 0 | 0 | 0 | 0 | 0 | 0 | 0 | 0 | 0 | 0 | 0 | 0 | 0 | 0 | 0 | 0 | 0
F13_Industrial_Paper and Printing_Existing_Space Heating_Natural Gas_Destratification Fans (HVLS)_A_Achievable Economic TRC Potential | F13 | Industrial | Paper and Printing | Existing | Space Heating | Natural Gas | Destratification Fans (HVLS) | A | Purchases (Incremental) | Achievable Economic TRC Potential | 0 | 0 | 0 | 0 | 0 | 0 | 0 | 0 | 0 | 0 | 0 | 0 | 0 | 0 | 0 | 0 | 0 | 0 | 0 | 0 | 0 | 0 | 0 | 0 | 0 | 0 | 0 | 0 | 0 | 0 | 0
F14_Industrial_Paper and Printing_Existing_Space Heating_Natural Gas_Destratification Fans (HVLS)_A_Achievable Economic TRC Potential | F14 | Industrial | Paper and Printing | Existing | Space Heating | Natural Gas | Destratification Fans (HVLS) | A | Purchases (Cumulative) | Achievable Economic TRC Potential | 0 | 0 | 0 | 0 | 0 | 0 | 0 | 0 | 0 | 0 | 0 | 0 | 0 | 0 | 0 | 0 | 0 | 0 | 0 | 0 | 0 | 0 | 0 | 0 | 0 | 0 | 0 | 0 | 0 | 0 | 0
F1_Industrial_Paper and Printing_Existing_Space Heating_Natural Gas_Gas Boiler - Insulate Steam Lines/Condensate Tank_A_Achievable Economic TRC Potential | F1 | Industrial | Paper and Printing | Existing | Space Heating | Natural Gas | Gas Boiler - Insulate Steam Lines/Condensate Tank | A | Original Unit Energy Savings (kWh or therms) | Achievable Economic TRC Potential | 0 | 0 | 0 | 0 | 0 | 1081.6254 | 1074.2963 | 1067.0135 | 1059.6922 | 1052.3918 | 1045.2967 | 1038.272 | 1031.3225 | 1024.4525 | 1017.1806 | 1010.5064 | 1003.9073 | 997.4167 | 991.0215 | 984.6123 | 978.4224 | 971.9802 | 965.7611 | 959.7372 | 953.6747 | 948.1426 | 943.0941 | 938.4869 | 934.2822 | 930.4445 | 926.9418
F2_Industrial_Paper and Printing_Existing_Space Heating_Natural Gas_Gas Boiler - Insulate Steam Lines/Condensate Tank_A_Achievable Economic TRC Potential | F2 | Industrial | Paper and Printing | Existing | Space Heating | Natural Gas | Gas Boiler - Insulate Steam Lines/Condensate Tank | A | Original Unit Summer Peak Savings (kW) | Achievable Economic TRC Potential | 0 | 0 | 0 | 0 | 0 | 0 | 0 | 0 | 0 | 0 | 0 | 0 | 0 | 0 | 0 | 0 | 0 | 0 | 0 | 0 | 0 | 0 | 0 | 0 | 0 | 0 | 0 | 0 | 0 | 0 | 0
F3_Industrial_Paper and Printing_Existing_Space Heating_Natural Gas_Gas Boiler - Insulate Steam Lines/Condensate Tank_A_Achievable Economic TRC Potential | F3 | Industrial | Paper and Printing | Existing | Space Heating | Natural Gas | Gas Boiler - Insulate Steam Lines/Condensate Tank | A | Original Unit Winter Peak Savings (kW) | Achievable Economic TRC Potential | 0 | 0 | 0 | 0 | 0 | 0 | 0 | 0 | 0 | 0 | 0 | 0 | 0 | 0 | 0 | 0 | 0 | 0 | 0 | 0 | 0 | 0 | 0 | 0 | 0 | 0 | 0 | 0 | 0 | 0 | 0
F4_Industrial_Paper and Printing_Existing_Space Heating_Natural Gas_Gas Boiler - Insulate Steam Lines/Condensate Tank_A_Achievable Economic TRC Potential | F4 | Industrial | Paper and Printing | Existing | Space Heating | Natural Gas | Gas Boiler - Insulate Steam Lines/Condensate Tank | A | Standalone Impact on Baseline Energy (%) | Achievable Economic TRC Potential | 0% | 0% | 0% | 0% | 0% | 0.005115% | 0.01021% | 0.01537% | 0.02045% | 0.02553% | 0.03097% | 0.03617% | 0.04137% | 0.04717% | 0.05214% | 0.0578% | 0.06296% | 0.06842% | 0.07416% | 0.07918% | 0.0846% | 0.09001% | 0.09538% | 0.1007% | 0.0010601 | 0.001062 | 0.0010639 | 0.0010656 | 0 | 0 | 0
F5_Industrial_Paper and Printing_Existing_Space Heating_Natural Gas_Gas Boiler - Insulate Steam Lines/Condensate Tank_A_Achievable Economic TRC Potential | F5 | Industrial | Paper and Printing | Existing | Space Heating | Natural Gas | Gas Boiler - Insulate Steam Lines/Condensate Tank | A | Standalone Impact on Baseline Summer Peak (%) | Achievable Economic TRC Potential | 0% | 0% | 0% | 0% | 0% | 0% | 0% | 0% | 0% | 0% | 0% | 0% | 0% | 0% | 0% | 0% | 0% | 0% | 0% | 0% | 0% | 0% | 0% | 0% | 0 | 0 | 0 | 0 | 0 | 0 | 0
F6_Industrial_Paper and Printing_Existing_Space Heating_Natural Gas_Gas Boiler - Insulate Steam Lines/Condensate Tank_A_Achievable Economic TRC Potential | F6 | Industrial | Paper and Printing | Existing | Space Heating | Natural Gas | Gas Boiler - Insulate Steam Lines/Condensate Tank | A | Standalone Impact on Baseline Winter Peak (%) | Achievable Economic TRC Potential | 0% | 0% | 0% | 0% | 0% | 0% | 0% | 0% | 0% | 0% | 0% | 0% | 0% | 0% | 0% | 0% | 0% | 0% | 0% | 0% | 0% | 0% | 0% | 0% | 0 | 0 | 0 | 0 | 0 | 0 | 0
F7_Industrial_Paper and Printing_Existing_Space Heating_Natural Gas_Gas Boiler - Insulate Steam Lines/Condensate Tank_A_Achievable Economic TRC Potential | F7 | Industrial | Paper and Printing | Existing | Space Heating | Natural Gas | Gas Boiler - Insulate Steam Lines/Condensate Tank | A | Incremental Energy Savings (MWh or mTherms) | Achievable Economic TRC Potential | 0 | 0 | 0 | 0 | 0 | 0.0028587 | 0.0028378 | 0.0028019 | 0.0027842 | 0.0027673 | 0.0027137 | 0.0026881 | 0.0026647 | 0.0026049 | 0.0025963 | 0.0025547 | 0.0025383 | 0.0025092 | 0.0024709 | 0.0024578 | 0.0024323 | 0.0024069 | 0.0023828 | 0.0023598 | 0.0023375 | 0 | 0 | 0 | 0 | 0 | 0
F8_Industrial_Paper and Printing_Existing_Space Heating_Natural Gas_Gas Boiler - Insulate Steam Lines/Condensate Tank_A_Achievable Economic TRC Potential | F8 | Industrial | Paper and Printing | Existing | Space Heating | Natural Gas | Gas Boiler - Insulate Steam Lines/Condensate Tank | A | Incremental Summer Peak Savings (MW) | Achievable Economic TRC Potential | 0 | 0 | 0 | 0 | 0 | 0 | 0 | 0 | 0 | 0 | 0 | 0 | 0 | 0 | 0 | 0 | 0 | 0 | 0 | 0 | 0 | 0 | 0 | 0 | 0 | 0 | 0 | 0 | 0 | 0 | 0
F9_Industrial_Paper and Printing_Existing_Space Heating_Natural Gas_Gas Boiler - Insulate Steam Lines/Condensate Tank_A_Achievable Economic TRC Potential | F9 | Industrial | Paper and Printing | Existing | Space Heating | Natural Gas | Gas Boiler - Insulate Steam Lines/Condensate Tank | A | Incremental Winter Peak Savings (MW) | Achievable Economic TRC Potential | 0 | 0 | 0 | 0 | 0 | 0 | 0 | 0 | 0 | 0 | 0 | 0 | 0 | 0 | 0 | 0 | 0 | 0 | 0 | 0 | 0 | 0 | 0 | 0 | 0 | 0 | 0 | 0 | 0 | 0 | 0
F10_Industrial_Paper and Printing_Existing_Space Heating_Natural Gas_Gas Boiler - Insulate Steam Lines/Condensate Tank_A_Achievable Economic TRC Potential | F10 | Industrial | Paper and Printing | Existing | Space Heating | Natural Gas | Gas Boiler - Insulate Steam Lines/Condensate Tank | A | Cumulative Energy Savings (MWh or mTherms) | Achievable Economic TRC Potential | 0 | 0 | 0 | 0 | 0 | 0.0028587 | 0.0056771 | 0.0084405 | 0.011167 | 0.013857 | 0.016478 | 0.019055 | 0.021592 | 0.024053 | 0.026479 | 0.02886 | 0.03121 | 0.033517 | 0.035773 | 0.038 | 0.040193 | 0.042335 | 0.044447 | 0.04653 | 0.048573 | 0.048292 | 0.048034 | 0.0478 | 0.047586 | 0.04739 | 0.047212
F11_Industrial_Paper and Printing_Existing_Space Heating_Natural Gas_Gas Boiler - Insulate Steam Lines/Condensate Tank_A_Achievable Economic TRC Potential | F11 | Industrial | Paper and Printing | Existing | Space Heating | Natural Gas | Gas Boiler - Insulate Steam Lines/Condensate Tank | A | Cumulative Summer Peak Savings (MW) | Achievable Economic TRC Potential | 0 | 0 | 0 | 0 | 0 | 0 | 0 | 0 | 0 | 0 | 0 | 0 | 0 | 0 | 0 | 0 | 0 | 0 | 0 | 0 | 0 | 0 | 0 | 0 | 0 | 0 | 0 | 0 | 0 | 0 | 0
F12_Industrial_Paper and Printing_Existing_Space Heating_Natural Gas_Gas Boiler - Insulate Steam Lines/Condensate Tank_A_Achievable Economic TRC Potential | F12 | Industrial | Paper and Printing | Existing | Space Heating | Natural Gas | Gas Boiler - Insulate Steam Lines/Condensate Tank | A | Cumulative Winter Peak Savings (MW) | Achievable Economic TRC Potential | 0 | 0 | 0 | 0 | 0 | 0 | 0 | 0 | 0 | 0 | 0 | 0 | 0 | 0 | 0 | 0 | 0 | 0 | 0 | 0 | 0 | 0 | 0 | 0 | 0 | 0 | 0 | 0 | 0 | 0 | 0
F13_Industrial_Paper and Printing_Existing_Space Heating_Natural Gas_Gas Boiler - Insulate Steam Lines/Condensate Tank_A_Achievable Economic TRC Potential | F13 | Industrial | Paper and Printing | Existing | Space Heating | Natural Gas | Gas Boiler - Insulate Steam Lines/Condensate Tank | A | Purchases (Incremental) | Achievable Economic TRC Potential | 0 | 0 | 0 | 0 | 0 | 0.002643 | 0.0026415 | 0.0026259 | 0.0026274 | 0.0026295 | 0.0025961 | 0.002589 | 0.0025838 | 0.0025428 | 0.0025525 | 0.0025281 | 0.0025285 | 0.0025157 | 0.0024933 | 0.0024962 | 0.0024859 | 0.0024763 | 0.0024672 | 0.0024588 | 0.0024511 | 0 | 0 | 0 | 0 | 0 | 0
F14_Industrial_Paper and Printing_Existing_Space Heating_Natural Gas_Gas Boiler - Insulate Steam Lines/Condensate Tank_A_Achievable Economic TRC Potential | F14 | Industrial | Paper and Printing | Existing | Space Heating | Natural Gas | Gas Boiler - Insulate Steam Lines/Condensate Tank | A | Purchases (Cumulative) | Achievable Economic TRC Potential | 0 | 0 | 0 | 0 | 0 | 0.002643 | 0.0052845 | 0.0079104 | 0.010538 | 0.013167 | 0.015763 | 0.018353 | 0.020936 | 0.023479 | 0.026032 | 0.02856 | 0.031088 | 0.033604 | 0.036097 | 0.038593 | 0.041079 | 0.043556 | 0.046023 | 0.048482 | 0.050933 | 0.050933 | 0.050933 | 0.050933 | 0.050933 | 0.050933 | 0.050933
F1_Industrial_Paper and Printing_Existing_Process_Natural Gas_Gas Boiler - Insulate Steam Lines/Condensate Tank_A_Achievable Economic TRC Potential | F1 | Industrial | Paper and Printing | Existing | Process | Natural Gas | Gas Boiler - Insulate Steam Lines/Condensate Tank | A | Original Unit Energy Savings (kWh or therms) | Achievable Economic TRC Potential | 0 | 0 | 0 | 0 | 0 | 604.3224 | 604.3224 | 604.3224 | 604.3224 | 604.3224 | 604.3224 | 604.3224 | 604.3224 | 604.3224 | 604.3224 | 604.3224 | 604.3224 | 604.3224 | 604.3224 | 604.3224 | 604.3224 | 604.3224 | 604.3224 | 604.3224 | 604.3224 | 604.3224 | 604.3224 | 604.3224 | 604.3224 | 604.3224 | 604.3224
F2_Industrial_Paper and Printing_Existing_Process_Natural Gas_Gas Boiler - Insulate Steam Lines/Condensate Tank_A_Achievable Economic TRC Potential | F2 | Industrial | Paper and Printing | Existing | Process | Natural Gas | Gas Boiler - Insulate Steam Lines/Condensate Tank | A | Original Unit Summer Peak Savings (kW) | Achievable Economic TRC Potential | 0 | 0 | 0 | 0 | 0 | 0 | 0 | 0 | 0 | 0 | 0 | 0 | 0 | 0 | 0 | 0 | 0 | 0 | 0 | 0 | 0 | 0 | 0 | 0 | 0 | 0 | 0 | 0 | 0 | 0 | 0
F3_Industrial_Paper and Printing_Existing_Process_Natural Gas_Gas Boiler - Insulate Steam Lines/Condensate Tank_A_Achievable Economic TRC Potential | F3 | Industrial | Paper and Printing | Existing | Process | Natural Gas | Gas Boiler - Insulate Steam Lines/Condensate Tank | A | Original Unit Winter Peak Savings (kW) | Achievable Economic TRC Potential | 0 | 0 | 0 | 0 | 0 | 0 | 0 | 0 | 0 | 0 | 0 | 0 | 0 | 0 | 0 | 0 | 0 | 0 | 0 | 0 | 0 | 0 | 0 | 0 | 0 | 0 | 0 | 0 | 0 | 0 | 0
F4_Industrial_Paper and Printing_Existing_Process_Natural Gas_Gas Boiler - Insulate Steam Lines/Condensate Tank_A_Achievable Economic TRC Potential | F4 | Industrial | Paper and Printing | Existing | Process | Natural Gas | Gas Boiler - Insulate Steam Lines/Condensate Tank | A | Standalone Impact on Baseline Energy (%) | Achievable Economic TRC Potential | 0% | 0% | 0% | 0% | 0% | 0.02427% | 0.04855% | 0.0731% | 0.09733% | 0.1215% | 0.1473% | 0.172% | 0.1966% | 0.2241% | 0.2475% | 0.2741% | 0.2984% | 0.3241% | 0.3513% | 0.3752% | 0.401% | 0.4268% | 0.4527% | 0.4785% | 0.0050426 | 0.0050573 | 0.0050708 | 0.0050831 | 0 | 0 | 0
F5_Industrial_Paper and Printing_Existing_Process_Natural Gas_Gas Boiler - Insulate Steam Lines/Condensate Tank_A_Achievable Economic TRC Potential | F5 | Industrial | Paper and Printing | Existing | Process | Natural Gas | Gas Boiler - Insulate Steam Lines/Condensate Tank | A | Standalone Impact on Baseline Summer Peak (%) | Achievable Economic TRC Potential | 0% | 0% | 0% | 0% | 0% | 0% | 0% | 0% | 0% | 0% | 0% | 0% | 0% | 0% | 0% | 0% | 0% | 0% | 0% | 0% | 0% | 0% | 0% | 0% | 0 | 0 | 0 | 0 | 0 | 0 | 0
F6_Industrial_Paper and Printing_Existing_Process_Natural Gas_Gas Boiler - Insulate Steam Lines/Condensate Tank_A_Achievable Economic TRC Potential | F6 | Industrial | Paper and Printing | Existing | Process | Natural Gas | Gas Boiler - Insulate Steam Lines/Condensate Tank | A | Standalone Impact on Baseline Winter Peak (%) | Achievable Economic TRC Potential | 0% | 0% | 0% | 0% | 0% | 0% | 0% | 0% | 0% | 0% | 0% | 0% | 0% | 0% | 0% | 0% | 0% | 0% | 0% | 0% | 0% | 0% | 0% | 0% | 0 | 0 | 0 | 0 | 0 | 0 | 0
F7_Industrial_Paper and Printing_Existing_Process_Natural Gas_Gas Boiler - Insulate Steam Lines/Condensate Tank_A_Achievable Economic TRC Potential | F7 | Industrial | Paper and Printing | Existing | Process | Natural Gas | Gas Boiler - Insulate Steam Lines/Condensate Tank | A | Incremental Energy Savings (MWh or mTherms) | Achievable Economic TRC Potential | 0 | 0 | 0 | 0 | 0 | 0.063733 | 0.063698 | 0.063323 | 0.063357 | 0.063409 | 0.062604 | 0.062433 | 0.062306 | 0.061317 | 0.061551 | 0.060964 | 0.060972 | 0.060665 | 0.060124 | 0.060195 | 0.059946 | 0.059713 | 0.059495 | 0.059293 | 0.059106 | 0 | 0 | 0 | 0 | 0 | 0
F8_Industrial_Paper and Printing_Existing_Process_Natural Gas_Gas Boiler - Insulate Steam Lines/Condensate Tank_A_Achievable Economic TRC Potential | F8 | Industrial | Paper and Printing | Existing | Process | Natural Gas | Gas Boiler - Insulate Steam Lines/Condensate Tank | A | Incremental Summer Peak Savings (MW) | Achievable Economic TRC Potential | 0 | 0 | 0 | 0 | 0 | 0 | 0 | 0 | 0 | 0 | 0 | 0 | 0 | 0 | 0 | 0 | 0 | 0 | 0 | 0 | 0 | 0 | 0 | 0 | 0 | 0 | 0 | 0 | 0 | 0 | 0
F9_Industrial_Paper and Printing_Existing_Process_Natural Gas_Gas Boiler - Insulate Steam Lines/Condensate Tank_A_Achievable Economic TRC Potential | F9 | Industrial | Paper and Printing | Existing | Process | Natural Gas | Gas Boiler - Insulate Steam Lines/Condensate Tank | A | Incremental Winter Peak Savings (MW) | Achievable Economic TRC Potential | 0 | 0 | 0 | 0 | 0 | 0 | 0 | 0 | 0 | 0 | 0 | 0 | 0 | 0 | 0 | 0 | 0 | 0 | 0 | 0 | 0 | 0 | 0 | 0 | 0 | 0 | 0 | 0 | 0 | 0 | 0
F10_Industrial_Paper and Printing_Existing_Process_Natural Gas_Gas Boiler - Insulate Steam Lines/Condensate Tank_A_Achievable Economic TRC Potential | F10 | Industrial | Paper and Printing | Existing | Process | Natural Gas | Gas Boiler - Insulate Steam Lines/Condensate Tank | A | Cumulative Energy Savings (MWh or mTherms) | Achievable Economic TRC Potential | 0 | 0 | 0 | 0 | 0 | 0.063733 | 0.12743 | 0.19075 | 0.25411 | 0.31752 | 0.38012 | 0.44256 | 0.50486 | 0.56618 | 0.62773 | 0.68869 | 0.74967 | 0.81033 | 0.87045 | 0.93065 | 0.9906 | 1.0503 | 1.1098 | 1.1691 | 1.2282 | 1.2282 | 1.2282 | 1.2282 | 1.2282 | 1.2282 | 1.2282
F11_Industrial_Paper and Printing_Existing_Process_Natural Gas_Gas Boiler - Insulate Steam Lines/Condensate Tank_A_Achievable Economic TRC Potential | F11 | Industrial | Paper and Printing | Existing | Process | Natural Gas | Gas Boiler - Insulate Steam Lines/Condensate Tank | A | Cumulative Summer Peak Savings (MW) | Achievable Economic TRC Potential | 0 | 0 | 0 | 0 | 0 | 0 | 0 | 0 | 0 | 0 | 0 | 0 | 0 | 0 | 0 | 0 | 0 | 0 | 0 | 0 | 0 | 0 | 0 | 0 | 0 | 0 | 0 | 0 | 0 | 0 | 0
F12_Industrial_Paper and Printing_Existing_Process_Natural Gas_Gas Boiler - Insulate Steam Lines/Condensate Tank_A_Achievable Economic TRC Potential | F12 | Industrial | Paper and Printing | Existing | Process | Natural Gas | Gas Boiler - Insulate Steam Lines/Condensate Tank | A | Cumulative Winter Peak Savings (MW) | Achievable Economic TRC Potential | 0 | 0 | 0 | 0 | 0 | 0 | 0 | 0 | 0 | 0 | 0 | 0 | 0 | 0 | 0 | 0 | 0 | 0 | 0 | 0 | 0 | 0 | 0 | 0 | 0 | 0 | 0 | 0 | 0 | 0 | 0
F13_Industrial_Paper and Printing_Existing_Process_Natural Gas_Gas Boiler - Insulate Steam Lines/Condensate Tank_A_Achievable Economic TRC Potential | F13 | Industrial | Paper and Printing | Existing | Process | Natural Gas | Gas Boiler - Insulate Steam Lines/Condensate Tank | A | Purchases (Incremental) | Achievable Economic TRC Potential | 0 | 0 | 0 | 0 | 0 | 0.10546 | 0.1054 | 0.10478 | 0.10484 | 0.10493 | 0.10359 | 0.10331 | 0.1031 | 0.10146 | 0.10185 | 0.10088 | 0.10089 | 0.10039 | 0.09949 | 0.099607 | 0.099196 | 0.09881 | 0.09845 | 0.098115 | 0.097806 | 0 | 0 | 0 | 0 | 0 | 0
F14_Industrial_Paper and Printing_Existing_Process_Natural Gas_Gas Boiler - Insulate Steam Lines/Condensate Tank_A_Achievable Economic TRC Potential | F14 | Industrial | Paper and Printing | Existing | Process | Natural Gas | Gas Boiler - Insulate Steam Lines/Condensate Tank | A | Purchases (Cumulative) | Achievable Economic TRC Potential | 0 | 0 | 0 | 0 | 0 | 0.10546 | 0.21087 | 0.31565 | 0.42049 | 0.52541 | 0.62901 | 0.73232 | 0.83542 | 0.93688 | 1.0387 | 1.1396 | 1.2405 | 1.3409 | 1.4404 | 1.54 | 1.6392 | 1.738 | 1.8364 | 1.9346 | 2.0324 | 2.0324 | 2.0324 | 2.0324 | 2.0324 | 2.0324 | 2.0324
F1_Industrial_Paper and Printing_Existing_Space Heating_Natural Gas_Gas Boiler - Insulate Hot Water Lines_A_Achievable Economic TRC Potential | F1 | Industrial | Paper and Printing | Existing | Space Heating | Natural Gas | Gas Boiler - Insulate Hot Water Lines | A | Original Unit Energy Savings (kWh or therms) | Achievable Economic TRC Potential | 0 | 0 | 0 | 0 | 0 | 1222.5768 | 1214.2927 | 1206.0609 | 1197.7855 | 1189.5337 | 1181.5141 | 1173.574 | 1165.7188 | 1157.9535 | 1149.7339 | 1142.19 | 1134.731 | 1127.3945 | 1120.166 | 1112.9215 | 1105.9251 | 1098.6433 | 1091.6137 | 1084.8048 | 1077.9524 | 1071.6993 | 1065.993 | 1060.7854 | 1056.0327 | 1051.695 | 1047.7358
F2_Industrial_Paper and Printing_Existing_Space Heating_Natural Gas_Gas Boiler - Insulate Hot Water Lines_A_Achievable Economic TRC Potential | F2 | Industrial | Paper and Printing | Existing | Space Heating | Natural Gas | Gas Boiler - Insulate Hot Water Lines | A | Original Unit Summer Peak Savings (kW) | Achievable Economic TRC Potential | 0 | 0 | 0 | 0 | 0 | 0 | 0 | 0 | 0 | 0 | 0 | 0 | 0 | 0 | 0 | 0 | 0 | 0 | 0 | 0 | 0 | 0 | 0 | 0 | 0 | 0 | 0 | 0 | 0 | 0 | 0
F3_Industrial_Paper and Printing_Existing_Space Heating_Natural Gas_Gas Boiler - Insulate Hot Water Lines_A_Achievable Economic TRC Potential | F3 | Industrial | Paper and Printing | Existing | Space Heating | Natural Gas | Gas Boiler - Insulate Hot Water Lines | A | Original Unit Winter Peak Savings (kW) | Achievable Economic TRC Potential | 0 | 0 | 0 | 0 | 0 | 0 | 0 | 0 | 0 | 0 | 0 | 0 | 0 | 0 | 0 | 0 | 0 | 0 | 0 | 0 | 0 | 0 | 0 | 0 | 0 | 0 | 0 | 0 | 0 | 0 | 0
F4_Industrial_Paper and Printing_Existing_Space Heating_Natural Gas_Gas Boiler - Insulate Hot Water Lines_A_Achievable Economic TRC Potential | F4 | Industrial | Paper and Printing | Existing | Space Heating | Natural Gas | Gas Boiler - Insulate Hot Water Lines | A | Standalone Impact on Baseline Energy (%) | Achievable Economic TRC Potential | 0% | 0% | 0% | 0% | 0% | 0.01156% | 0.02309% | 0.03474% | 0.04624% | 0.05772% | 0.07001% | 0.08177% | 0.09352% | 0.1066% | 0.1179% | 0.1307% | 0.1423% | 0.1547% | 0.1676% | 0.179% | 0.1912% | 0.2035% | 0.2156% | 0.2277% | 0.0023965 | 0.0024009 | 0.002405 | 0.0024089 | 0 | 0 | 0
F5_Industrial_Paper and Printing_Existing_Space Heating_Natural Gas_Gas Boiler - Insulate Hot Water Lines_A_Achievable Economic TRC Potential | F5 | Industrial | Paper and Printing | Existing | Space Heating | Natural Gas | Gas Boiler - Insulate Hot Water Lines | A | Standalone Impact on Baseline Summer Peak (%) | Achievable Economic TRC Potential | 0% | 0% | 0% | 0% | 0% | 0% | 0% | 0% | 0% | 0% | 0% | 0% | 0% | 0% | 0% | 0% | 0% | 0% | 0% | 0% | 0% | 0% | 0% | 0% | 0 | 0 | 0 | 0 | 0 | 0 | 0
F6_Industrial_Paper and Printing_Existing_Space Heating_Natural Gas_Gas Boiler - Insulate Hot Water Lines_A_Achievable Economic TRC Potential | F6 | Industrial | Paper and Printing | Existing | Space Heating | Natural Gas | Gas Boiler - Insulate Hot Water Lines | A | Standalone Impact on Baseline Winter Peak (%) | Achievable Economic TRC Potential | 0% | 0% | 0% | 0% | 0% | 0% | 0% | 0% | 0% | 0% | 0% | 0% | 0% | 0% | 0% | 0% | 0% | 0% | 0% | 0% | 0% | 0% | 0% | 0% | 0 | 0 | 0 | 0 | 0 | 0 | 0
F7_Industrial_Paper and Printing_Existing_Space Heating_Natural Gas_Gas Boiler - Insulate Hot Water Lines_A_Achievable Economic TRC Potential | F7 | Industrial | Paper and Printing | Existing | Space Heating | Natural Gas | Gas Boiler - Insulate Hot Water Lines | A | Incremental Energy Savings (MWh or mTherms) | Achievable Economic TRC Potential | 0 | 0 | 0 | 0 | 0 | 0.0064625 | 0.0064152 | 0.0063341 | 0.006294 | 0.0062558 | 0.0061348 | 0.0060769 | 0.006024 | 0.0058888 | 0.0058693 | 0.0057752 | 0.0057382 | 0.0056724 | 0.0055858 | 0.0055562 | 0.0054985 | 0.005441 | 0.0053865 | 0.0053347 | 0.0052843 | 0 | 0 | 0 | 0 | 0 | 0
F8_Industrial_Paper and Printing_Existing_Space Heating_Natural Gas_Gas Boiler - Insulate Hot Water Lines_A_Achievable Economic TRC Potential | F8 | Industrial | Paper and Printing | Existing | Space Heating | Natural Gas | Gas Boiler - Insulate Hot Water Lines | A | Incremental Summer Peak Savings (MW) | Achievable Economic TRC Potential | 0 | 0 | 0 | 0 | 0 | 0 | 0 | 0 | 0 | 0 | 0 | 0 | 0 | 0 | 0 | 0 | 0 | 0 | 0 | 0 | 0 | 0 | 0 | 0 | 0 | 0 | 0 | 0 | 0 | 0 | 0
F9_Industrial_Paper and Printing_Existing_Space Heating_Natural Gas_Gas Boiler - Insulate Hot Water Lines_A_Achievable Economic TRC Potential | F9 | Industrial | Paper and Printing | Existing | Space Heating | Natural Gas | Gas Boiler - Insulate Hot Water Lines | A | Incremental Winter Peak Savings (MW) | Achievable Economic TRC Potential | 0 | 0 | 0 | 0 | 0 | 0 | 0 | 0 | 0 | 0 | 0 | 0 | 0 | 0 | 0 | 0 | 0 | 0 | 0 | 0 | 0 | 0 | 0 | 0 | 0 | 0 | 0 | 0 | 0 | 0 | 0
F10_Industrial_Paper and Printing_Existing_Space Heating_Natural Gas_Gas Boiler - Insulate Hot Water Lines_A_Achievable Economic TRC Potential | F10 | Industrial | Paper and Printing | Existing | Space Heating | Natural Gas | Gas Boiler - Insulate Hot Water Lines | A | Cumulative Energy Savings (MWh or mTherms) | Achievable Economic TRC Potential | 0 | 0 | 0 | 0 | 0 | 0.0064625 | 0.012834 | 0.019081 | 0.025244 | 0.031326 | 0.03725 | 0.043076 | 0.048812 | 0.054375 | 0.059859 | 0.065241 | 0.070553 | 0.07577 | 0.08087 | 0.085903 | 0.090861 | 0.095704 | 0.10048 | 0.10519 | 0.10981 | 0.10917 | 0.10859 | 0.10806 | 0.10757 | 0.10713 | 0.10673
F11_Industrial_Paper and Printing_Existing_Space Heating_Natural Gas_Gas Boiler - Insulate Hot Water Lines_A_Achievable Economic TRC Potential | F11 | Industrial | Paper and Printing | Existing | Space Heating | Natural Gas | Gas Boiler - Insulate Hot Water Lines | A | Cumulative Summer Peak Savings (MW) | Achievable Economic TRC Potential | 0 | 0 | 0 | 0 | 0 | 0 | 0 | 0 | 0 | 0 | 0 | 0 | 0 | 0 | 0 | 0 | 0 | 0 | 0 | 0 | 0 | 0 | 0 | 0 | 0 | 0 | 0 | 0 | 0 | 0 | 0
F12_Industrial_Paper and Printing_Existing_Space Heating_Natural Gas_Gas Boiler - Insulate Hot Water Lines_A_Achievable Economic TRC Potential | F12 | Industrial | Paper and Printing | Existing | Space Heating | Natural Gas | Gas Boiler - Insulate Hot Water Lines | A | Cumulative Winter Peak Savings (MW) | Achievable Economic TRC Potential | 0 | 0 | 0 | 0 | 0 | 0 | 0 | 0 | 0 | 0 | 0 | 0 | 0 | 0 | 0 | 0 | 0 | 0 | 0 | 0 | 0 | 0 | 0 | 0 | 0 | 0 | 0 | 0 | 0 | 0 | 0
F13_Industrial_Paper and Printing_Existing_Space Heating_Natural Gas_Gas Boiler - Insulate Hot Water Lines_A_Achievable Economic TRC Potential | F13 | Industrial | Paper and Printing | Existing | Space Heating | Natural Gas | Gas Boiler - Insulate Hot Water Lines | A | Purchases (Incremental) | Achievable Economic TRC Potential | 0 | 0 | 0 | 0 | 0 | 0.0052859 | 0.005283 | 0.0052519 | 0.0052547 | 0.0052591 | 0.0051923 | 0.0051781 | 0.0051676 | 0.0050855 | 0.0051049 | 0.0050563 | 0.0050569 | 0.0050315 | 0.0049866 | 0.0049925 | 0.0049718 | 0.0049525 | 0.0049345 | 0.0049177 | 0.0049022 | 0 | 0 | 0 | 0 | 0 | 0
F14_Industrial_Paper and Printing_Existing_Space Heating_Natural Gas_Gas Boiler - Insulate Hot Water Lines_A_Achievable Economic TRC Potential | F14 | Industrial | Paper and Printing | Existing | Space Heating | Natural Gas | Gas Boiler - Insulate Hot Water Lines | A | Purchases (Cumulative) | Achievable Economic TRC Potential | 0 | 0 | 0 | 0 | 0 | 0.0052859 | 0.010569 | 0.015821 | 0.021076 | 0.026335 | 0.031527 | 0.036705 | 0.041873 | 0.046958 | 0.052063 | 0.057119 | 0.062176 | 0.067208 | 0.072194 | 0.077187 | 0.082159 | 0.087111 | 0.092046 | 0.096963 | 0.10187 | 0.10187 | 0.10187 | 0.10187 | 0.10187 | 0.10187 | 0.10187
F1_Industrial_Paper and Printing_Existing_Process_Natural Gas_Gas Boiler - Insulate Hot Water Lines_A_Achievable Economic TRC Potential | F1 | Industrial | Paper and Printing | Existing | Process | Natural Gas | Gas Boiler - Insulate Hot Water Lines | A | Original Unit Energy Savings (kWh or therms) | Achievable Economic TRC Potential | 0 | 0 | 0 | 0 | 0 | 683.0744 | 683.0744 | 683.0744 | 683.0744 | 683.0744 | 683.0744 | 683.0744 | 683.0744 | 683.0744 | 683.0744 | 683.0744 | 683.0744 | 683.0744 | 683.0744 | 683.0744 | 683.0744 | 683.0744 | 683.0744 | 683.0744 | 683.0744 | 683.0744 | 683.0744 | 683.0744 | 683.0744 | 683.0744 | 683.0744
F2_Industrial_Paper and Printing_Existing_Process_Natural Gas_Gas Boiler - Insulate Hot Water Lines_A_Achievable Economic TRC Potential | F2 | Industrial | Paper and Printing | Existing | Process | Natural Gas | Gas Boiler - Insulate Hot Water Lines | A | Original Unit Summer Peak Savings (kW) | Achievable Economic TRC Potential | 0 | 0 | 0 | 0 | 0 | 0 | 0 | 0 | 0 | 0 | 0 | 0 | 0 | 0 | 0 | 0 | 0 | 0 | 0 | 0 | 0 | 0 | 0 | 0 | 0 | 0 | 0 | 0 | 0 | 0 | 0
F3_Industrial_Paper and Printing_Existing_Process_Natural Gas_Gas Boiler - Insulate Hot Water Lines_A_Achievable Economic TRC Potential | F3 | Industrial | Paper and Printing | Existing | Process | Natural Gas | Gas Boiler - Insulate Hot Water Lines | A | Original Unit Winter Peak Savings (kW) | Achievable Economic TRC Potential | 0 | 0 | 0 | 0 | 0 | 0 | 0 | 0 | 0 | 0 | 0 | 0 | 0 | 0 | 0 | 0 | 0 | 0 | 0 | 0 | 0 | 0 | 0 | 0 | 0 | 0 | 0 | 0 | 0 | 0 | 0
F4_Industrial_Paper and Printing_Existing_Process_Natural Gas_Gas Boiler - Insulate Hot Water Lines_A_Achievable Economic TRC Potential | F4 | Industrial | Paper and Printing | Existing | Process | Natural Gas | Gas Boiler - Insulate Hot Water Lines | A | Standalone Impact on Baseline Energy (%) | Achievable Economic TRC Potential | 0% | 0% | 0% | 0% | 0% | 0.05486% | 0.1097% | 0.1653% | 0.22% | 0.2747% | 0.3331% | 0.3889% | 0.4445% | 0.5065% | 0.5595% | 0.6197% | 0.6745% | 0.7328% | 0.7942% | 0.8482% | 0.9065% | 0.9649% | 1.023% | 1.082% | 0.011399 | 0.011433 | 0.011463 | 0.011491 | 0 | 0 | 0
F5_Industrial_Paper and Printing_Existing_Process_Natural Gas_Gas Boiler - Insulate Hot Water Lines_A_Achievable Economic TRC Potential | F5 | Industrial | Paper and Printing | Existing | Process | Natural Gas | Gas Boiler - Insulate Hot Water Lines | A | Standalone Impact on Baseline Summer Peak (%) | Achievable Economic TRC Potential | 0% | 0% | 0% | 0% | 0% | 0% | 0% | 0% | 0% | 0% | 0% | 0% | 0% | 0% | 0% | 0% | 0% | 0% | 0% | 0% | 0% | 0% | 0% | 0% | 0 | 0 | 0 | 0 | 0 | 0 | 0
F6_Industrial_Paper and Printing_Existing_Process_Natural Gas_Gas Boiler - Insulate Hot Water Lines_A_Achievable Economic TRC Potential | F6 | Industrial | Paper and Printing | Existing | Process | Natural Gas | Gas Boiler - Insulate Hot Water Lines | A | Standalone Impact on Baseline Winter Peak (%) | Achievable Economic TRC Potential | 0% | 0% | 0% | 0% | 0% | 0% | 0% | 0% | 0% | 0% | 0% | 0% | 0% | 0% | 0% | 0% | 0% | 0% | 0% | 0% | 0% | 0% | 0% | 0% | 0 | 0 | 0 | 0 | 0 | 0 | 0
F7_Industrial_Paper and Printing_Existing_Process_Natural Gas_Gas Boiler - Insulate Hot Water Lines_A_Achievable Economic TRC Potential | F7 | Industrial | Paper and Printing | Existing | Process | Natural Gas | Gas Boiler - Insulate Hot Water Lines | A | Incremental Energy Savings (MWh or mTherms) | Achievable Economic TRC Potential | 0 | 0 | 0 | 0 | 0 | 0.14408 | 0.144 | 0.14315 | 0.14323 | 0.14334 | 0.14152 | 0.14114 | 0.14085 | 0.13861 | 0.13914 | 0.13782 | 0.13783 | 0.13714 | 0.13592 | 0.13608 | 0.13552 | 0.13499 | 0.1345 | 0.13404 | 0.13362 | 0 | 0 | 0 | 0 | 0 | 0
F8_Industrial_Paper and Printing_Existing_Process_Natural Gas_Gas Boiler - Insulate Hot Water Lines_A_Achievable Economic TRC Potential | F8 | Industrial | Paper and Printing | Existing | Process | Natural Gas | Gas Boiler - Insulate Hot Water Lines | A | Incremental Summer Peak Savings (MW) | Achievable Economic TRC Potential | 0 | 0 | 0 | 0 | 0 | 0 | 0 | 0 | 0 | 0 | 0 | 0 | 0 | 0 | 0 | 0 | 0 | 0 | 0 | 0 | 0 | 0 | 0 | 0 | 0 | 0 | 0 | 0 | 0 | 0 | 0
F9_Industrial_Paper and Printing_Existing_Process_Natural Gas_Gas Boiler - Insulate Hot Water Lines_A_Achievable Economic TRC Potential | F9 | Industrial | Paper and Printing | Existing | Process | Natural Gas | Gas Boiler - Insulate Hot Water Lines | A | Incremental Winter Peak Savings (MW) | Achievable Economic TRC Potential | 0 | 0 | 0 | 0 | 0 | 0 | 0 | 0 | 0 | 0 | 0 | 0 | 0 | 0 | 0 | 0 | 0 | 0 | 0 | 0 | 0 | 0 | 0 | 0 | 0 | 0 | 0 | 0 | 0 | 0 | 0
F10_Industrial_Paper and Printing_Existing_Process_Natural Gas_Gas Boiler - Insulate Hot Water Lines_A_Achievable Economic TRC Potential | F10 | Industrial | Paper and Printing | Existing | Process | Natural Gas | Gas Boiler - Insulate Hot Water Lines | A | Cumulative Energy Savings (MWh or mTherms) | Achievable Economic TRC Potential | 0 | 0 | 0 | 0 | 0 | 0.14408 | 0.28808 | 0.43122 | 0.57445 | 0.7178 | 0.85932 | 1.0005 | 1.1413 | 1.2799 | 1.4191 | 1.5569 | 1.6947 | 1.8319 | 1.9678 | 2.1039 | 2.2394 | 2.3744 | 2.5089 | 2.6429 | 2.7765 | 2.7765 | 2.7765 | 2.7765 | 2.7765 | 2.7765 | 2.7765
F11_Industrial_Paper and Printing_Existing_Process_Natural Gas_Gas Boiler - Insulate Hot Water Lines_A_Achievable Economic TRC Potential | F11 | Industrial | Paper and Printing | Existing | Process | Natural Gas | Gas Boiler - Insulate Hot Water Lines | A | Cumulative Summer Peak Savings (MW) | Achievable Economic TRC Potential | 0 | 0 | 0 | 0 | 0 | 0 | 0 | 0 | 0 | 0 | 0 | 0 | 0 | 0 | 0 | 0 | 0 | 0 | 0 | 0 | 0 | 0 | 0 | 0 | 0 | 0 | 0 | 0 | 0 | 0 | 0
F12_Industrial_Paper and Printing_Existing_Process_Natural Gas_Gas Boiler - Insulate Hot Water Lines_A_Achievable Economic TRC Potential | F12 | Industrial | Paper and Printing | Existing | Process | Natural Gas | Gas Boiler - Insulate Hot Water Lines | A | Cumulative Winter Peak Savings (MW) | Achievable Economic TRC Potential | 0 | 0 | 0 | 0 | 0 | 0 | 0 | 0 | 0 | 0 | 0 | 0 | 0 | 0 | 0 | 0 | 0 | 0 | 0 | 0 | 0 | 0 | 0 | 0 | 0 | 0 | 0 | 0 | 0 | 0 | 0
F13_Industrial_Paper and Printing_Existing_Process_Natural Gas_Gas Boiler - Insulate Hot Water Lines_A_Achievable Economic TRC Potential | F13 | Industrial | Paper and Printing | Existing | Process | Natural Gas | Gas Boiler - Insulate Hot Water Lines | A | Purchases (Incremental) | Achievable Economic TRC Potential | 0 | 0 | 0 | 0 | 0 | 0.21092 | 0.21081 | 0.20957 | 0.20968 | 0.20985 | 0.20719 | 0.20662 | 0.2062 | 0.20293 | 0.2037 | 0.20176 | 0.20179 | 0.20077 | 0.19898 | 0.19921 | 0.19839 | 0.19762 | 0.1969 | 0.19623 | 0.19561 | 0 | 0 | 0 | 0 | 0 | 0
F14_Industrial_Paper and Printing_Existing_Process_Natural Gas_Gas Boiler - Insulate Hot Water Lines_A_Achievable Economic TRC Potential | F14 | Industrial | Paper and Printing | Existing | Process | Natural Gas | Gas Boiler - Insulate Hot Water Lines | A | Purchases (Cumulative) | Achievable Economic TRC Potential | 0 | 0 | 0 | 0 | 0 | 0.21092 | 0.42173 | 0.6313 | 0.84098 | 1.0508 | 1.258 | 1.4646 | 1.6708 | 1.8738 | 2.0775 | 2.2792 | 2.481 | 2.6818 | 2.8808 | 3.08 | 3.2784 | 3.476 | 3.6729 | 3.8691 | 4.0647 | 4.0647 | 4.0647 | 4.0647 | 4.0647 | 4.0647 | 4.0647
F1_Industrial_Paper and Printing_Existing_Process_Natural Gas_Process - Insulate Heated Process Fluids_A_Achievable Economic TRC Potential | F1 | Industrial | Paper and Printing | Existing | Process | Natural Gas | Process - Insulate Heated Process Fluids | A | Original Unit Energy Savings (kWh or therms) | Achievable Economic TRC Potential | 0 | 0 | 0 | 0 | 0 | 559.2448 | 559.2448 | 559.2448 | 559.2448 | 559.2448 | 559.2448 | 559.2448 | 559.2448 | 559.2448 | 559.2448 | 559.2448 | 559.2448 | 559.2448 | 559.2448 | 559.2448 | 559.2448 | 559.2448 | 559.2448 | 559.2448 | 559.2448 | 559.2448 | 559.2448 | 559.2448 | 559.2448 | 559.2448 | 559.2448
F2_Industrial_Paper and Printing_Existing_Process_Natural Gas_Process - Insulate Heated Process Fluids_A_Achievable Economic TRC Potential | F2 | Industrial | Paper and Printing | Existing | Process | Natural Gas | Process - Insulate Heated Process Fluids | A | Original Unit Summer Peak Savings (kW) | Achievable Economic TRC Potential | 0 | 0 | 0 | 0 | 0 | 0 | 0 | 0 | 0 | 0 | 0 | 0 | 0 | 0 | 0 | 0 | 0 | 0 | 0 | 0 | 0 | 0 | 0 | 0 | 0 | 0 | 0 | 0 | 0 | 0 | 0
F3_Industrial_Paper and Printing_Existing_Process_Natural Gas_Process - Insulate Heated Process Fluids_A_Achievable Economic TRC Potential | F3 | Industrial | Paper and Printing | Existing | Process | Natural Gas | Process - Insulate Heated Process Fluids | A | Original Unit Winter Peak Savings (kW) | Achievable Economic TRC Potential | 0 | 0 | 0 | 0 | 0 | 0 | 0 | 0 | 0 | 0 | 0 | 0 | 0 | 0 | 0 | 0 | 0 | 0 | 0 | 0 | 0 | 0 | 0 | 0 | 0 | 0 | 0 | 0 | 0 | 0 | 0
F4_Industrial_Paper and Printing_Existing_Process_Natural Gas_Process - Insulate Heated Process Fluids_A_Achievable Economic TRC Potential | F4 | Industrial | Paper and Printing | Existing | Process | Natural Gas | Process - Insulate Heated Process Fluids | A | Standalone Impact on Baseline Energy (%) | Achievable Economic TRC Potential | 0% | 0% | 0% | 0% | 0% | 0% | 0% | 0% | 0% | 0% | 0% | 0% | 0% | 0% | 0% | 0% | 0% | 0% | 0% | 0% | 0% | 0% | 0% | 0% | 0 | 0 | 0 | 0 | 0 | 0 | 0
F5_Industrial_Paper and Printing_Existing_Process_Natural Gas_Process - Insulate Heated Process Fluids_A_Achievable Economic TRC Potential | F5 | Industrial | Paper and Printing | Existing | Process | Natural Gas | Process - Insulate Heated Process Fluids | A | Standalone Impact on Baseline Summer Peak (%) | Achievable Economic TRC Potential | 0% | 0% | 0% | 0% | 0% | 0% | 0% | 0% | 0% | 0% | 0% | 0% | 0% | 0% | 0% | 0% | 0% | 0% | 0% | 0% | 0% | 0% | 0% | 0% | 0 | 0 | 0 | 0 | 0 | 0 | 0
F6_Industrial_Paper and Printing_Existing_Process_Natural Gas_Process - Insulate Heated Process Fluids_A_Achievable Economic TRC Potential | F6 | Industrial | Paper and Printing | Existing | Process | Natural Gas | Process - Insulate Heated Process Fluids | A | Standalone Impact on Baseline Winter Peak (%) | Achievable Economic TRC Potential | 0% | 0% | 0% | 0% | 0% | 0% | 0% | 0% | 0% | 0% | 0% | 0% | 0% | 0% | 0% | 0% | 0% | 0% | 0% | 0% | 0% | 0% | 0% | 0% | 0 | 0 | 0 | 0 | 0 | 0 | 0
F7_Industrial_Paper and Printing_Existing_Process_Natural Gas_Process - Insulate Heated Process Fluids_A_Achievable Economic TRC Potential | F7 | Industrial | Paper and Printing | Existing | Process | Natural Gas | Process - Insulate Heated Process Fluids | A | Incremental Energy Savings (MWh or mTherms) | Achievable Economic TRC Potential | 0 | 0 | 0 | 0 | 0 | 0 | 0 | 0 | 0 | 0 | 0 | 0 | 0 | 0 | 0 | 0 | 0 | 0 | 0 | 0 | 0 | 0 | 0 | 0 | 0 | 0 | 0 | 0 | 0 | 0 | 0
F8_Industrial_Paper and Printing_Existing_Process_Natural Gas_Process - Insulate Heated Process Fluids_A_Achievable Economic TRC Potential | F8 | Industrial | Paper and Printing | Existing | Process | Natural Gas | Process - Insulate Heated Process Fluids | A | Incremental Summer Peak Savings (MW) | Achievable Economic TRC Potential | 0 | 0 | 0 | 0 | 0 | 0 | 0 | 0 | 0 | 0 | 0 | 0 | 0 | 0 | 0 | 0 | 0 | 0 | 0 | 0 | 0 | 0 | 0 | 0 | 0 | 0 | 0 | 0 | 0 | 0 | 0
F9_Industrial_Paper and Printing_Existing_Process_Natural Gas_Process - Insulate Heated Process Fluids_A_Achievable Economic TRC Potential | F9 | Industrial | Paper and Printing | Existing | Process | Natural Gas | Process - Insulate Heated Process Fluids | A | Incremental Winter Peak Savings (MW) | Achievable Economic TRC Potential | 0 | 0 | 0 | 0 | 0 | 0 | 0 | 0 | 0 | 0 | 0 | 0 | 0 | 0 | 0 | 0 | 0 | 0 | 0 | 0 | 0 | 0 | 0 | 0 | 0 | 0 | 0 | 0 | 0 | 0 | 0
F10_Industrial_Paper and Printing_Existing_Process_Natural Gas_Process - Insulate Heated Process Fluids_A_Achievable Economic TRC Potential | F10 | Industrial | Paper and Printing | Existing | Process | Natural Gas | Process - Insulate Heated Process Fluids | A | Cumulative Energy Savings (MWh or mTherms) | Achievable Economic TRC Potential | 0 | 0 | 0 | 0 | 0 | 0 | 0 | 0 | 0 | 0 | 0 | 0 | 0 | 0 | 0 | 0 | 0 | 0 | 0 | 0 | 0 | 0 | 0 | 0 | 0 | 0 | 0 | 0 | 0 | 0 | 0
F11_Industrial_Paper and Printing_Existing_Process_Natural Gas_Process - Insulate Heated Process Fluids_A_Achievable Economic TRC Potential | F11 | Industrial | Paper and Printing | Existing | Process | Natural Gas | Process - Insulate Heated Process Fluids | A | Cumulative Summer Peak Savings (MW) | Achievable Economic TRC Potential | 0 | 0 | 0 | 0 | 0 | 0 | 0 | 0 | 0 | 0 | 0 | 0 | 0 | 0 | 0 | 0 | 0 | 0 | 0 | 0 | 0 | 0 | 0 | 0 | 0 | 0 | 0 | 0 | 0 | 0 | 0
F12_Industrial_Paper and Printing_Existing_Process_Natural Gas_Process - Insulate Heated Process Fluids_A_Achievable Economic TRC Potential | F12 | Industrial | Paper and Printing | Existing | Process | Natural Gas | Process - Insulate Heated Process Fluids | A | Cumulative Winter Peak Savings (MW) | Achievable Economic TRC Potential | 0 | 0 | 0 | 0 | 0 | 0 | 0 | 0 | 0 | 0 | 0 | 0 | 0 | 0 | 0 | 0 | 0 | 0 | 0 | 0 | 0 | 0 | 0 | 0 | 0 | 0 | 0 | 0 | 0 | 0 | 0
F13_Industrial_Paper and Printing_Existing_Process_Natural Gas_Process - Insulate Heated Process Fluids_A_Achievable Economic TRC Potential | F13 | Industrial | Paper and Printing | Existing | Process | Natural Gas | Process - Insulate Heated Process Fluids | A | Purchases (Incremental) | Achievable Economic TRC Potential | 0 | 0 | 0 | 0 | 0 | 0 | 0 | 0 | 0 | 0 | 0 | 0 | 0 | 0 | 0 | 0 | 0 | 0 | 0 | 0 | 0 | 0 | 0 | 0 | 0 | 0 | 0 | 0 | 0 | 0 | 0
F14_Industrial_Paper and Printing_Existing_Process_Natural Gas_Process - Insulate Heated Process Fluids_A_Achievable Economic TRC Potential | F14 | Industrial | Paper and Printing | Existing | Process | Natural Gas | Process - Insulate Heated Process Fluids | A | Purchases (Cumulative) | Achievable Economic TRC Potential | 0 | 0 | 0 | 0 | 0 | 0 | 0 | 0 | 0 | 0 | 0 | 0 | 0 | 0 | 0 | 0 | 0 | 0 | 0 | 0 | 0 | 0 | 0 | 0 | 0 | 0 | 0 | 0 | 0 | 0 | 0
F1_Industrial_Paper and Printing_Existing_Process_Natural Gas_Process Heat Recovery_A_Achievable Economic TRC Potential | F1 | Industrial | Paper and Printing | Existing | Process | Natural Gas | Process Heat Recovery | A | Original Unit Energy Savings (kWh or therms) | Achievable Economic TRC Potential | 0 | 0 | 0 | 0 | 0 | 73.39 | 73.39 | 73.39 | 73.39 | 73.39 | 73.39 | 73.39 | 73.39 | 73.39 | 73.39 | 73.39 | 73.39 | 73.39 | 73.39 | 73.39 | 73.39 | 73.39 | 73.39 | 73.39 | 73.39 | 73.39 | 73.39 | 73.39 | 0 | 0 | 0
F2_Industrial_Paper and Printing_Existing_Process_Natural Gas_Process Heat Recovery_A_Achievable Economic TRC Potential | F2 | Industrial | Paper and Printing | Existing | Process | Natural Gas | Process Heat Recovery | A | Original Unit Summer Peak Savings (kW) | Achievable Economic TRC Potential | 0 | 0 | 0 | 0 | 0 | 0 | 0 | 0 | 0 | 0 | 0 | 0 | 0 | 0 | 0 | 0 | 0 | 0 | 0 | 0 | 0 | 0 | 0 | 0 | 0 | 0 | 0 | 0 | 0 | 0 | 0
F3_Industrial_Paper and Printing_Existing_Process_Natural Gas_Process Heat Recovery_A_Achievable Economic TRC Potential | F3 | Industrial | Paper and Printing | Existing | Process | Natural Gas | Process Heat Recovery | A | Original Unit Winter Peak Savings (kW) | Achievable Economic TRC Potential | 0 | 0 | 0 | 0 | 0 | 0 | 0 | 0 | 0 | 0 | 0 | 0 | 0 | 0 | 0 | 0 | 0 | 0 | 0 | 0 | 0 | 0 | 0 | 0 | 0 | 0 | 0 | 0 | 0 | 0 | 0
F4_Industrial_Paper and Printing_Existing_Process_Natural Gas_Process Heat Recovery_A_Achievable Economic TRC Potential | F4 | Industrial | Paper and Printing | Existing | Process | Natural Gas | Process Heat Recovery | A | Standalone Impact on Baseline Energy (%) | Achievable Economic TRC Potential | 0% | 0% | 0% | 0% | 0% | 0.2321% | 0.4643% | 0.6991% | 0.9308% | 1.162% | 1.386% | 1.557% | 1.694% | 1.828% | 1.907% | 1.993% | 2.048% | 2.102% | 2.156% | 2.181% | 2.213% | 2.222% | 2.23% | 2.238% | 0.022446 | 0.022512 | 0.022572 | 0.022627 | 0 | 0 | 0
F5_Industrial_Paper and Printing_Existing_Process_Natural Gas_Process Heat Recovery_A_Achievable Economic TRC Potential | F5 | Industrial | Paper and Printing | Existing | Process | Natural Gas | Process Heat Recovery | A | Standalone Impact on Baseline Summer Peak (%) | Achievable Economic TRC Potential | 0% | 0% | 0% | 0% | 0% | 0% | 0% | 0% | 0% | 0% | 0% | 0% | 0% | 0% | 0% | 0% | 0% | 0% | 0% | 0% | 0% | 0% | 0% | 0% | 0 | 0 | 0 | 0 | 0 | 0 | 0
F6_Industrial_Paper and Printing_Existing_Process_Natural Gas_Process Heat Recovery_A_Achievable Economic TRC Potential | F6 | Industrial | Paper and Printing | Existing | Process | Natural Gas | Process Heat Recovery | A | Standalone Impact on Baseline Winter Peak (%) | Achievable Economic TRC Potential | 0% | 0% | 0% | 0% | 0% | 0% | 0% | 0% | 0% | 0% | 0% | 0% | 0% | 0% | 0% | 0% | 0% | 0% | 0% | 0% | 0% | 0% | 0% | 0% | 0 | 0 | 0 | 0 | 0 | 0 | 0
F7_Industrial_Paper and Printing_Existing_Process_Natural Gas_Process Heat Recovery_A_Achievable Economic TRC Potential | F7 | Industrial | Paper and Printing | Existing | Process | Natural Gas | Process Heat Recovery | A | Incremental Energy Savings (MWh or mTherms) | Achievable Economic TRC Potential | 0 | 0 | 0 | 0 | 0 | 0.60951 | 0.60918 | 0.60559 | 0.60591 | 0.60641 | 0.53884 | 0.4299 | 0.34322 | 0.27021 | 0.217 | 0.17194 | 0.13757 | 0.1095 | 0.086821 | 0.069539 | 0.055401 | 0.00037641 | 0.00013394 | 4.5507e-05 | 1.4792e-05 | 1.2537e-05 | 1.2504e-05 | 1.2473e-05 | 0 | 0 | 0
F8_Industrial_Paper and Printing_Existing_Process_Natural Gas_Process Heat Recovery_A_Achievable Economic TRC Potential | F8 | Industrial | Paper and Printing | Existing | Process | Natural Gas | Process Heat Recovery | A | Incremental Summer Peak Savings (MW) | Achievable Economic TRC Potential | 0 | 0 | 0 | 0 | 0 | 0 | 0 | 0 | 0 | 0 | 0 | 0 | 0 | 0 | 0 | 0 | 0 | 0 | 0 | 0 | 0 | 0 | 0 | 0 | 0 | 0 | 0 | 0 | 0 | 0 | 0
F9_Industrial_Paper and Printing_Existing_Process_Natural Gas_Process Heat Recovery_A_Achievable Economic TRC Potential | F9 | Industrial | Paper and Printing | Existing | Process | Natural Gas | Process Heat Recovery | A | Incremental Winter Peak Savings (MW) | Achievable Economic TRC Potential | 0 | 0 | 0 | 0 | 0 | 0 | 0 | 0 | 0 | 0 | 0 | 0 | 0 | 0 | 0 | 0 | 0 | 0 | 0 | 0 | 0 | 0 | 0 | 0 | 0 | 0 | 0 | 0 | 0 | 0 | 0
F10_Industrial_Paper and Printing_Existing_Process_Natural Gas_Process Heat Recovery_A_Achievable Economic TRC Potential | F10 | Industrial | Paper and Printing | Existing | Process | Natural Gas | Process Heat Recovery | A | Cumulative Energy Savings (MWh or mTherms) | Achievable Economic TRC Potential | 0 | 0 | 0 | 0 | 0 | 0.60951 | 1.2187 | 1.8243 | 2.4302 | 3.0366 | 3.5754 | 4.0053 | 4.3486 | 4.6188 | 4.8358 | 5.0077 | 5.1453 | 5.2548 | 5.3416 | 5.4111 | 5.4666 | 5.4669 | 5.4671 | 5.4671 | 5.4671 | 5.4671 | 5.4671 | 5.4672 | 0 | 0 | 0
F11_Industrial_Paper and Printing_Existing_Process_Natural Gas_Process Heat Recovery_A_Achievable Economic TRC Potential | F11 | Industrial | Paper and Printing | Existing | Process | Natural Gas | Process Heat Recovery | A | Cumulative Summer Peak Savings (MW) | Achievable Economic TRC Potential | 0 | 0 | 0 | 0 | 0 | 0 | 0 | 0 | 0 | 0 | 0 | 0 | 0 | 0 | 0 | 0 | 0 | 0 | 0 | 0 | 0 | 0 | 0 | 0 | 0 | 0 | 0 | 0 | 0 | 0 | 0
F12_Industrial_Paper and Printing_Existing_Process_Natural Gas_Process Heat Recovery_A_Achievable Economic TRC Potential | F12 | Industrial | Paper and Printing | Existing | Process | Natural Gas | Process Heat Recovery | A | Cumulative Winter Peak Savings (MW) | Achievable Economic TRC Potential | 0 | 0 | 0 | 0 | 0 | 0 | 0 | 0 | 0 | 0 | 0 | 0 | 0 | 0 | 0 | 0 | 0 | 0 | 0 | 0 | 0 | 0 | 0 | 0 | 0 | 0 | 0 | 0 | 0 | 0 | 0
F13_Industrial_Paper and Printing_Existing_Process_Natural Gas_Process Heat Recovery_A_Achievable Economic TRC Potential | F13 | Industrial | Paper and Printing | Existing | Process | Natural Gas | Process Heat Recovery | A | Purchases (Incremental) | Achievable Economic TRC Potential | 0 | 0 | 0 | 0 | 0 | 8.3051 | 8.3006 | 8.2516 | 8.2561 | 8.2629 | 7.3422 | 5.8577 | 4.6766 | 3.6819 | 2.9568 | 2.3429 | 1.8745 | 1.4921 | 1.183 | 0.94753 | 0.75489 | 0.0051289 | 0.0018251 | 0.00062007 | 0.00020156 | 0.00017083 | 0.00017037 | 0.00016996 | 9.3059e-07 | 9.3059e-07 | 9.3059e-07
F14_Industrial_Paper and Printing_Existing_Process_Natural Gas_Process Heat Recovery_A_Achievable Economic TRC Potential | F14 | Industrial | Paper and Printing | Existing | Process | Natural Gas | Process Heat Recovery | A | Purchases (Cumulative) | Achievable Economic TRC Potential | 0 | 0 | 0 | 0 | 0 | 8.3051 | 16.6057 | 24.8573 | 33.1134 | 41.3763 | 48.7185 | 54.5761 | 59.2528 | 62.9347 | 65.8914 | 68.2343 | 70.1088 | 71.6009 | 72.7839 | 73.7314 | 74.4863 | 74.4915 | 74.4933 | 74.4939 | 74.4941 | 74.4943 | 74.4944 | 74.4946 | 74.4946 | 74.4946 | 74.4946
F1_Industrial_Paper and Printing_Existing_Space Heating_Natural Gas_Building Automation System_A_Achievable Economic TRC Potential | F1 | Industrial | Paper and Printing | Existing | Space Heating | Natural Gas | Building Automation System | A | Original Unit Energy Savings (kWh or therms) | Achievable Economic TRC Potential | 0 | 0 | 0 | 0 | 0 | 0.015466 | 0.01539 | 0.015297 | 0.015198 | 0.015094 | 0.014989 | 0.014881 | 0.014774 | 0.014667 | 0.014552 | 0.014445 | 0.01434 | 0.014242 | 0.014151 | 0.014062 | 0.013978 | 0.013892 | 0.013815 | 0.013742 | 0.013672 | 0.013608 | 0.013548 | 0.013493 | 0 | 0 | 0
F2_Industrial_Paper and Printing_Existing_Space Heating_Natural Gas_Building Automation System_A_Achievable Economic TRC Potential | F2 | Industrial | Paper and Printing | Existing | Space Heating | Natural Gas | Building Automation System | A | Original Unit Summer Peak Savings (kW) | Achievable Economic TRC Potential | 0 | 0 | 0 | 0 | 0 | 0 | 0 | 0 | 0 | 0 | 0 | 0 | 0 | 0 | 0 | 0 | 0 | 0 | 0 | 0 | 0 | 0 | 0 | 0 | 0 | 0 | 0 | 0 | 0 | 0 | 0
F3_Industrial_Paper and Printing_Existing_Space Heating_Natural Gas_Building Automation System_A_Achievable Economic TRC Potential | F3 | Industrial | Paper and Printing | Existing | Space Heating | Natural Gas | Building Automation System | A | Original Unit Winter Peak Savings (kW) | Achievable Economic TRC Potential | 0 | 0 | 0 | 0 | 0 | 0 | 0 | 0 | 0 | 0 | 0 | 0 | 0 | 0 | 0 | 0 | 0 | 0 | 0 | 0 | 0 | 0 | 0 | 0 | 0 | 0 | 0 | 0 | 0 | 0 | 0
F4_Industrial_Paper and Printing_Existing_Space Heating_Natural Gas_Building Automation System_A_Achievable Economic TRC Potential | F4 | Industrial | Paper and Printing | Existing | Space Heating | Natural Gas | Building Automation System | A | Standalone Impact on Baseline Energy (%) | Achievable Economic TRC Potential | 0% | 0% | 0% | 0% | 0% | 0.01308% | 0.03923% | 0.08588% | 0.1613% | 0.2758% | 0.4435% | 0.668% | 0.9588% | 1.332% | 1.749% | 2.24% | 2.743% | 3.263% | 3.77% | 4.184% | 4.549% | 4.832% | 5.033% | 5.167% | 0.052602 | 0.052755 | 0.052896 | 0.053025 | 0 | 0 | 0
F5_Industrial_Paper and Printing_Existing_Space Heating_Natural Gas_Building Automation System_A_Achievable Economic TRC Potential | F5 | Industrial | Paper and Printing | Existing | Space Heating | Natural Gas | Building Automation System | A | Standalone Impact on Baseline Summer Peak (%) | Achievable Economic TRC Potential | 0% | 0% | 0% | 0% | 0% | 0% | 0% | 0% | 0% | 0% | 0% | 0% | 0% | 0% | 0% | 0% | 0% | 0% | 0% | 0% | 0% | 0% | 0% | 0% | 0 | 0 | 0 | 0 | 0 | 0 | 0
F6_Industrial_Paper and Printing_Existing_Space Heating_Natural Gas_Building Automation System_A_Achievable Economic TRC Potential | F6 | Industrial | Paper and Printing | Existing | Space Heating | Natural Gas | Building Automation System | A | Standalone Impact on Baseline Winter Peak (%) | Achievable Economic TRC Potential | 0% | 0% | 0% | 0% | 0% | 0% | 0% | 0% | 0% | 0% | 0% | 0% | 0% | 0% | 0% | 0% | 0% | 0% | 0% | 0% | 0% | 0% | 0% | 0% | 0 | 0 | 0 | 0 | 0 | 0 | 0
F7_Industrial_Paper and Printing_Existing_Space Heating_Natural Gas_Building Automation System_A_Achievable Economic TRC Potential | F7 | Industrial | Paper and Printing | Existing | Space Heating | Natural Gas | Building Automation System | A | Incremental Energy Savings (MWh or mTherms) | Achievable Economic TRC Potential | 0 | 0 | 0 | 0 | 0 | 0.0073092 | 0.014531 | 0.025493 | 0.041222 | 0.062194 | 0.087333 | 0.11762 | 0.15107 | 0.18255 | 0.21439 | 0.23649 | 0.24978 | 0.24786 | 0.23008 | 0.20126 | 0.16476 | 0.12474 | 0.085562 | 0.05419 | 0.035052 | 0 | 0 | 0 | 0 | 0 | 0
F8_Industrial_Paper and Printing_Existing_Space Heating_Natural Gas_Building Automation System_A_Achievable Economic TRC Potential | F8 | Industrial | Paper and Printing | Existing | Space Heating | Natural Gas | Building Automation System | A | Incremental Summer Peak Savings (MW) | Achievable Economic TRC Potential | 0 | 0 | 0 | 0 | 0 | 0 | 0 | 0 | 0 | 0 | 0 | 0 | 0 | 0 | 0 | 0 | 0 | 0 | 0 | 0 | 0 | 0 | 0 | 0 | 0 | 0 | 0 | 0 | 0 | 0 | 0
F9_Industrial_Paper and Printing_Existing_Space Heating_Natural Gas_Building Automation System_A_Achievable Economic TRC Potential | F9 | Industrial | Paper and Printing | Existing | Space Heating | Natural Gas | Building Automation System | A | Incremental Winter Peak Savings (MW) | Achievable Economic TRC Potential | 0 | 0 | 0 | 0 | 0 | 0 | 0 | 0 | 0 | 0 | 0 | 0 | 0 | 0 | 0 | 0 | 0 | 0 | 0 | 0 | 0 | 0 | 0 | 0 | 0 | 0 | 0 | 0 | 0 | 0 | 0
F10_Industrial_Paper and Printing_Existing_Space Heating_Natural Gas_Building Automation System_A_Achievable Economic TRC Potential | F10 | Industrial | Paper and Printing | Existing | Space Heating | Natural Gas | Building Automation System | A | Cumulative Energy Savings (MWh or mTherms) | Achievable Economic TRC Potential | 0 | 0 | 0 | 0 | 0 | 0.0073092 | 0.021805 | 0.047165 | 0.088082 | 0.14968 | 0.23597 | 0.35189 | 0.50042 | 0.67936 | 0.8884 | 1.1184 | 1.36 | 1.5986 | 1.8184 | 2.0083 | 2.1611 | 2.2725 | 2.3454 | 2.3872 | 2.4102 | 2.3988 | 2.3883 | 2.3786 | 0 | 0 | 0
F11_Industrial_Paper and Printing_Existing_Space Heating_Natural Gas_Building Automation System_A_Achievable Economic TRC Potential | F11 | Industrial | Paper and Printing | Existing | Space Heating | Natural Gas | Building Automation System | A | Cumulative Summer Peak Savings (MW) | Achievable Economic TRC Potential | 0 | 0 | 0 | 0 | 0 | 0 | 0 | 0 | 0 | 0 | 0 | 0 | 0 | 0 | 0 | 0 | 0 | 0 | 0 | 0 | 0 | 0 | 0 | 0 | 0 | 0 | 0 | 0 | 0 | 0 | 0
F12_Industrial_Paper and Printing_Existing_Space Heating_Natural Gas_Building Automation System_A_Achievable Economic TRC Potential | F12 | Industrial | Paper and Printing | Existing | Space Heating | Natural Gas | Building Automation System | A | Cumulative Winter Peak Savings (MW) | Achievable Economic TRC Potential | 0 | 0 | 0 | 0 | 0 | 0 | 0 | 0 | 0 | 0 | 0 | 0 | 0 | 0 | 0 | 0 | 0 | 0 | 0 | 0 | 0 | 0 | 0 | 0 | 0 | 0 | 0 | 0 | 0 | 0 | 0
F13_Industrial_Paper and Printing_Existing_Space Heating_Natural Gas_Building Automation System_A_Achievable Economic TRC Potential | F13 | Industrial | Paper and Printing | Existing | Space Heating | Natural Gas | Building Automation System | A | Purchases (Incremental) | Achievable Economic TRC Potential | 0 | 0 | 0 | 0 | 0 | 472.6041 | 944.186 | 1666.5585 | 2712.3514 | 4120.3748 | 5826.3172 | 7903.734 | 10225.2899 | 12446.0925 | 14732.9366 | 16371.7681 | 17418.739 | 17403.4247 | 16259.3252 | 14312.5173 | 11787.3477 | 8978.7963 | 6193.4405 | 3943.4734 | 2563.7204 | 0 | 0 | 0 | 0 | 0 | 0
F14_Industrial_Paper and Printing_Existing_Space Heating_Natural Gas_Building Automation System_A_Achievable Economic TRC Potential | F14 | Industrial | Paper and Printing | Existing | Space Heating | Natural Gas | Building Automation System | A | Purchases (Cumulative) | Achievable Economic TRC Potential | 0 | 0 | 0 | 0 | 0 | 472.6041 | 1416.7901 | 3083.3486 | 5795.6999 | 9916.0747 | 15742.392 | 23646.126 | 33871.4159 | 46317.5084 | 61050.445 | 77422.2131 | 94840.9521 | 112244.3767 | 128503.702 | 142816.2193 | 154603.567 | 163582.3633 | 169775.8038 | 173719.2772 | 176282.9976 | 176282.9976 | 176282.9976 | 176282.9976 | 176282.9976 | 176282.9976 | 176282.9976
F1_Industrial_Paper and Printing_Existing_Space Heating_Natural Gas_Steam System Efficiency Improvements_A_Achievable Economic TRC Potential | F1 | Industrial | Paper and Printing | Existing | Space Heating | Natural Gas | Steam System Efficiency Improvements | A | Original Unit Energy Savings (kWh or therms) | Achievable Economic TRC Potential | 0 | 0 | 0 | 0 | 0 | 0.13779 | 0.13686 | 0.13593 | 0.135 | 0.13407 | 0.13317 | 0.13227 | 0.13139 | 0.13051 | 0.12958 | 0.12873 | 0.12789 | 0.12707 | 0.12625 | 0.12544 | 0.12465 | 0.12383 | 0.12303 | 0.12227 | 0.12149 | 0.12079 | 0.12015 | 0.11956 | 0.11902 | 0.11854 | 0.11809
F2_Industrial_Paper and Printing_Existing_Space Heating_Natural Gas_Steam System Efficiency Improvements_A_Achievable Economic TRC Potential | F2 | Industrial | Paper and Printing | Existing | Space Heating | Natural Gas | Steam System Efficiency Improvements | A | Original Unit Summer Peak Savings (kW) | Achievable Economic TRC Potential | 0 | 0 | 0 | 0 | 0 | 0 | 0 | 0 | 0 | 0 | 0 | 0 | 0 | 0 | 0 | 0 | 0 | 0 | 0 | 0 | 0 | 0 | 0 | 0 | 0 | 0 | 0 | 0 | 0 | 0 | 0
F3_Industrial_Paper and Printing_Existing_Space Heating_Natural Gas_Steam System Efficiency Improvements_A_Achievable Economic TRC Potential | F3 | Industrial | Paper and Printing | Existing | Space Heating | Natural Gas | Steam System Efficiency Improvements | A | Original Unit Winter Peak Savings (kW) | Achievable Economic TRC Potential | 0 | 0 | 0 | 0 | 0 | 0 | 0 | 0 | 0 | 0 | 0 | 0 | 0 | 0 | 0 | 0 | 0 | 0 | 0 | 0 | 0 | 0 | 0 | 0 | 0 | 0 | 0 | 0 | 0 | 0 | 0
F4_Industrial_Paper and Printing_Existing_Space Heating_Natural Gas_Steam System Efficiency Improvements_A_Achievable Economic TRC Potential | F4 | Industrial | Paper and Printing | Existing | Space Heating | Natural Gas | Steam System Efficiency Improvements | A | Standalone Impact on Baseline Energy (%) | Achievable Economic TRC Potential | 0% | 0% | 0% | 0% | 0% | 0.0008258% | 0.002472% | 0.005409% | 0.01016% | 0.01736% | 0.02792% | 0.04208% | 0.06043% | 0.08401% | 0.1104% | 0.1415% | 0.1734% | 0.2063% | 0.2384% | 0.2645% | 0.2875% | 0.3052% | 0.3177% | 0.3258% | 0.0033128 | 0.0033188 | 0.0033245 | 0.0033299 | 0 | 0 | 0
F5_Industrial_Paper and Printing_Existing_Space Heating_Natural Gas_Steam System Efficiency Improvements_A_Achievable Economic TRC Potential | F5 | Industrial | Paper and Printing | Existing | Space Heating | Natural Gas | Steam System Efficiency Improvements | A | Standalone Impact on Baseline Summer Peak (%) | Achievable Economic TRC Potential | 0% | 0% | 0% | 0% | 0% | 0% | 0% | 0% | 0% | 0% | 0% | 0% | 0% | 0% | 0% | 0% | 0% | 0% | 0% | 0% | 0% | 0% | 0% | 0% | 0 | 0 | 0 | 0 | 0 | 0 | 0
F6_Industrial_Paper and Printing_Existing_Space Heating_Natural Gas_Steam System Efficiency Improvements_A_Achievable Economic TRC Potential | F6 | Industrial | Paper and Printing | Existing | Space Heating | Natural Gas | Steam System Efficiency Improvements | A | Standalone Impact on Baseline Winter Peak (%) | Achievable Economic TRC Potential | 0% | 0% | 0% | 0% | 0% | 0% | 0% | 0% | 0% | 0% | 0% | 0% | 0% | 0% | 0% | 0% | 0% | 0% | 0% | 0% | 0% | 0% | 0% | 0% | 0 | 0 | 0 | 0 | 0 | 0 | 0
F7_Industrial_Paper and Printing_Existing_Space Heating_Natural Gas_Steam System Efficiency Improvements_A_Achievable Economic TRC Potential | F7 | Industrial | Paper and Printing | Existing | Space Heating | Natural Gas | Steam System Efficiency Improvements | A | Incremental Energy Savings (MWh or mTherms) | Achievable Economic TRC Potential | 0 | 0 | 0 | 0 | 0 | 0.00046153 | 0.00091582 | 0.0016055 | 0.0025951 | 0.0039151 | 0.0054987 | 0.0074092 | 0.0095213 | 0.011512 | 0.01353 | 0.014937 | 0.015788 | 0.015672 | 0.014548 | 0.012724 | 0.010413 | 0.0078796 | 0.0054004 | 0.0034171 | 0.0022075 | 0 | 0 | 0 | 0 | 0 | 0
F8_Industrial_Paper and Printing_Existing_Space Heating_Natural Gas_Steam System Efficiency Improvements_A_Achievable Economic TRC Potential | F8 | Industrial | Paper and Printing | Existing | Space Heating | Natural Gas | Steam System Efficiency Improvements | A | Incremental Summer Peak Savings (MW) | Achievable Economic TRC Potential | 0 | 0 | 0 | 0 | 0 | 0 | 0 | 0 | 0 | 0 | 0 | 0 | 0 | 0 | 0 | 0 | 0 | 0 | 0 | 0 | 0 | 0 | 0 | 0 | 0 | 0 | 0 | 0 | 0 | 0 | 0
F9_Industrial_Paper and Printing_Existing_Space Heating_Natural Gas_Steam System Efficiency Improvements_A_Achievable Economic TRC Potential | F9 | Industrial | Paper and Printing | Existing | Space Heating | Natural Gas | Steam System Efficiency Improvements | A | Incremental Winter Peak Savings (MW) | Achievable Economic TRC Potential | 0 | 0 | 0 | 0 | 0 | 0 | 0 | 0 | 0 | 0 | 0 | 0 | 0 | 0 | 0 | 0 | 0 | 0 | 0 | 0 | 0 | 0 | 0 | 0 | 0 | 0 | 0 | 0 | 0 | 0 | 0
F10_Industrial_Paper and Printing_Existing_Space Heating_Natural Gas_Steam System Efficiency Improvements_A_Achievable Economic TRC Potential | F10 | Industrial | Paper and Printing | Existing | Space Heating | Natural Gas | Steam System Efficiency Improvements | A | Cumulative Energy Savings (MWh or mTherms) | Achievable Economic TRC Potential | 0 | 0 | 0 | 0 | 0 | 0.00046153 | 0.0013742 | 0.0029704 | 0.0055451 | 0.009422 | 0.014857 | 0.022167 | 0.031539 | 0.042841 | 0.056068 | 0.070637 | 0.085964 | 0.10108 | 0.11498 | 0.12696 | 0.13658 | 0.14356 | 0.14804 | 0.15053 | 0.15179 | 0.15091 | 0.1501 | 0.14937 | 0.1487 | 0.14809 | 0.14753
F11_Industrial_Paper and Printing_Existing_Space Heating_Natural Gas_Steam System Efficiency Improvements_A_Achievable Economic TRC Potential | F11 | Industrial | Paper and Printing | Existing | Space Heating | Natural Gas | Steam System Efficiency Improvements | A | Cumulative Summer Peak Savings (MW) | Achievable Economic TRC Potential | 0 | 0 | 0 | 0 | 0 | 0 | 0 | 0 | 0 | 0 | 0 | 0 | 0 | 0 | 0 | 0 | 0 | 0 | 0 | 0 | 0 | 0 | 0 | 0 | 0 | 0 | 0 | 0 | 0 | 0 | 0
F12_Industrial_Paper and Printing_Existing_Space Heating_Natural Gas_Steam System Efficiency Improvements_A_Achievable Economic TRC Potential | F12 | Industrial | Paper and Printing | Existing | Space Heating | Natural Gas | Steam System Efficiency Improvements | A | Cumulative Winter Peak Savings (MW) | Achievable Economic TRC Potential | 0 | 0 | 0 | 0 | 0 | 0 | 0 | 0 | 0 | 0 | 0 | 0 | 0 | 0 | 0 | 0 | 0 | 0 | 0 | 0 | 0 | 0 | 0 | 0 | 0 | 0 | 0 | 0 | 0 | 0 | 0
F13_Industrial_Paper and Printing_Existing_Space Heating_Natural Gas_Steam System Efficiency Improvements_A_Achievable Economic TRC Potential | F13 | Industrial | Paper and Printing | Existing | Space Heating | Natural Gas | Steam System Efficiency Improvements | A | Purchases (Incremental) | Achievable Economic TRC Potential | 0 | 0 | 0 | 0 | 0 | 3.3494 | 6.6916 | 11.8111 | 19.2228 | 29.2016 | 41.2918 | 56.0147 | 72.4679 | 88.207 | 104.4141 | 116.0287 | 123.4487 | 123.3402 | 115.2318 | 101.4346 | 83.5384 | 63.6338 | 43.8937 | 27.9479 | 18.1694 | 0 | 0 | 0 | 0 | 0 | 0
F14_Industrial_Paper and Printing_Existing_Space Heating_Natural Gas_Steam System Efficiency Improvements_A_Achievable Economic TRC Potential | F14 | Industrial | Paper and Printing | Existing | Space Heating | Natural Gas | Steam System Efficiency Improvements | A | Purchases (Cumulative) | Achievable Economic TRC Potential | 0 | 0 | 0 | 0 | 0 | 3.3494 | 10.041 | 21.8521 | 41.0748 | 70.2764 | 111.5683 | 167.583 | 240.0509 | 328.2578 | 432.672 | 548.7007 | 672.1494 | 795.4896 | 910.7215 | 1012.156 | 1095.6944 | 1159.3282 | 1203.2219 | 1231.1698 | 1249.3392 | 1249.3392 | 1249.3392 | 1249.3392 | 1249.3392 | 1249.3392 | 1249.3392
F1_Industrial_Paper and Printing_Existing_Process_Natural Gas_Steam System Efficiency Improvements_A_Achievable Economic TRC Potential | F1 | Industrial | Paper and Printing | Existing | Process | Natural Gas | Steam System Efficiency Improvements | A | Original Unit Energy Savings (kWh or therms) | Achievable Economic TRC Potential | 0 | 0 | 0 | 0 | 0 | 0.076988 | 0.076988 | 0.076988 | 0.076988 | 0.076988 | 0.076988 | 0.076988 | 0.076988 | 0.076988 | 0.076988 | 0.076988 | 0.076988 | 0.076988 | 0.076988 | 0.076988 | 0.076988 | 0.076988 | 0.076988 | 0.076988 | 0.076988 | 0.076988 | 0.076988 | 0.076988 | 0.076988 | 0.076988 | 0.076988
F2_Industrial_Paper and Printing_Existing_Process_Natural Gas_Steam System Efficiency Improvements_A_Achievable Economic TRC Potential | F2 | Industrial | Paper and Printing | Existing | Process | Natural Gas | Steam System Efficiency Improvements | A | Original Unit Summer Peak Savings (kW) | Achievable Economic TRC Potential | 0 | 0 | 0 | 0 | 0 | 0 | 0 | 0 | 0 | 0 | 0 | 0 | 0 | 0 | 0 | 0 | 0 | 0 | 0 | 0 | 0 | 0 | 0 | 0 | 0 | 0 | 0 | 0 | 0 | 0 | 0
F3_Industrial_Paper and Printing_Existing_Process_Natural Gas_Steam System Efficiency Improvements_A_Achievable Economic TRC Potential | F3 | Industrial | Paper and Printing | Existing | Process | Natural Gas | Steam System Efficiency Improvements | A | Original Unit Winter Peak Savings (kW) | Achievable Economic TRC Potential | 0 | 0 | 0 | 0 | 0 | 0 | 0 | 0 | 0 | 0 | 0 | 0 | 0 | 0 | 0 | 0 | 0 | 0 | 0 | 0 | 0 | 0 | 0 | 0 | 0 | 0 | 0 | 0 | 0 | 0 | 0
F4_Industrial_Paper and Printing_Existing_Process_Natural Gas_Steam System Efficiency Improvements_A_Achievable Economic TRC Potential | F4 | Industrial | Paper and Printing | Existing | Process | Natural Gas | Steam System Efficiency Improvements | A | Standalone Impact on Baseline Energy (%) | Achievable Economic TRC Potential | 0% | 0% | 0% | 0% | 0% | 0% | 0% | 0% | 0% | 0% | 0% | 0% | 0% | 0% | 0% | 0% | 0% | 0% | 0% | 0% | 0% | 0% | 0% | 0% | 0 | 0 | 0 | 0 | 0 | 0 | 0
F5_Industrial_Paper and Printing_Existing_Process_Natural Gas_Steam System Efficiency Improvements_A_Achievable Economic TRC Potential | F5 | Industrial | Paper and Printing | Existing | Process | Natural Gas | Steam System Efficiency Improvements | A | Standalone Impact on Baseline Summer Peak (%) | Achievable Economic TRC Potential | 0% | 0% | 0% | 0% | 0% | 0% | 0% | 0% | 0% | 0% | 0% | 0% | 0% | 0% | 0% | 0% | 0% | 0% | 0% | 0% | 0% | 0% | 0% | 0% | 0 | 0 | 0 | 0 | 0 | 0 | 0
F6_Industrial_Paper and Printing_Existing_Process_Natural Gas_Steam System Efficiency Improvements_A_Achievable Economic TRC Potential | F6 | Industrial | Paper and Printing | Existing | Process | Natural Gas | Steam System Efficiency Improvements | A | Standalone Impact on Baseline Winter Peak (%) | Achievable Economic TRC Potential | 0% | 0% | 0% | 0% | 0% | 0% | 0% | 0% | 0% | 0% | 0% | 0% | 0% | 0% | 0% | 0% | 0% | 0% | 0% | 0% | 0% | 0% | 0% | 0% | 0 | 0 | 0 | 0 | 0 | 0 | 0
F7_Industrial_Paper and Printing_Existing_Process_Natural Gas_Steam System Efficiency Improvements_A_Achievable Economic TRC Potential | F7 | Industrial | Paper and Printing | Existing | Process | Natural Gas | Steam System Efficiency Improvements | A | Incremental Energy Savings (MWh or mTherms) | Achievable Economic TRC Potential | 0 | 0 | 0 | 0 | 0 | 0 | 0 | 0 | 0 | 0 | 0 | 0 | 0 | 0 | 0 | 0 | 0 | 0 | 0 | 0 | 0 | 0 | 0 | 0 | 0 | 0 | 0 | 0 | 0 | 0 | 0
F8_Industrial_Paper and Printing_Existing_Process_Natural Gas_Steam System Efficiency Improvements_A_Achievable Economic TRC Potential | F8 | Industrial | Paper and Printing | Existing | Process | Natural Gas | Steam System Efficiency Improvements | A | Incremental Summer Peak Savings (MW) | Achievable Economic TRC Potential | 0 | 0 | 0 | 0 | 0 | 0 | 0 | 0 | 0 | 0 | 0 | 0 | 0 | 0 | 0 | 0 | 0 | 0 | 0 | 0 | 0 | 0 | 0 | 0 | 0 | 0 | 0 | 0 | 0 | 0 | 0
F9_Industrial_Paper and Printing_Existing_Process_Natural Gas_Steam System Efficiency Improvements_A_Achievable Economic TRC Potential | F9 | Industrial | Paper and Printing | Existing | Process | Natural Gas | Steam System Efficiency Improvements | A | Incremental Winter Peak Savings (MW) | Achievable Economic TRC Potential | 0 | 0 | 0 | 0 | 0 | 0 | 0 | 0 | 0 | 0 | 0 | 0 | 0 | 0 | 0 | 0 | 0 | 0 | 0 | 0 | 0 | 0 | 0 | 0 | 0 | 0 | 0 | 0 | 0 | 0 | 0
F10_Industrial_Paper and Printing_Existing_Process_Natural Gas_Steam System Efficiency Improvements_A_Achievable Economic TRC Potential | F10 | Industrial | Paper and Printing | Existing | Process | Natural Gas | Steam System Efficiency Improvements | A | Cumulative Energy Savings (MWh or mTherms) | Achievable Economic TRC Potential | 0 | 0 | 0 | 0 | 0 | 0 | 0 | 0 | 0 | 0 | 0 | 0 | 0 | 0 | 0 | 0 | 0 | 0 | 0 | 0 | 0 | 0 | 0 | 0 | 0 | 0 | 0 | 0 | 0 | 0 | 0
F11_Industrial_Paper and Printing_Existing_Process_Natural Gas_Steam System Efficiency Improvements_A_Achievable Economic TRC Potential | F11 | Industrial | Paper and Printing | Existing | Process | Natural Gas | Steam System Efficiency Improvements | A | Cumulative Summer Peak Savings (MW) | Achievable Economic TRC Potential | 0 | 0 | 0 | 0 | 0 | 0 | 0 | 0 | 0 | 0 | 0 | 0 | 0 | 0 | 0 | 0 | 0 | 0 | 0 | 0 | 0 | 0 | 0 | 0 | 0 | 0 | 0 | 0 | 0 | 0 | 0
F12_Industrial_Paper and Printing_Existing_Process_Natural Gas_Steam System Efficiency Improvements_A_Achievable Economic TRC Potential | F12 | Industrial | Paper and Printing | Existing | Process | Natural Gas | Steam System Efficiency Improvements | A | Cumulative Winter Peak Savings (MW) | Achievable Economic TRC Potential | 0 | 0 | 0 | 0 | 0 | 0 | 0 | 0 | 0 | 0 | 0 | 0 | 0 | 0 | 0 | 0 | 0 | 0 | 0 | 0 | 0 | 0 | 0 | 0 | 0 | 0 | 0 | 0 | 0 | 0 | 0
F13_Industrial_Paper and Printing_Existing_Process_Natural Gas_Steam System Efficiency Improvements_A_Achievable Economic TRC Potential | F13 | Industrial | Paper and Printing | Existing | Process | Natural Gas | Steam System Efficiency Improvements | A | Purchases (Incremental) | Achievable Economic TRC Potential | 0 | 0 | 0 | 0 | 0 | 0 | 0 | 0 | 0 | 0 | 0 | 0 | 0 | 0 | 0 | 0 | 0 | 0 | 0 | 0 | 0 | 0 | 0 | 0 | 0 | 0 | 0 | 0 | 0 | 0 | 0
F14_Industrial_Paper and Printing_Existing_Process_Natural Gas_Steam System Efficiency Improvements_A_Achievable Economic TRC Potential | F14 | Industrial | Paper and Printing | Existing | Process | Natural Gas | Steam System Efficiency Improvements | A | Purchases (Cumulative) | Achievable Economic TRC Potential | 0 | 0 | 0 | 0 | 0 | 0 | 0 | 0 | 0 | 0 | 0 | 0 | 0 | 0 | 0 | 0 | 0 | 0 | 0 | 0 | 0 | 0 | 0 | 0 | 0 | 0 | 0 | 0 | 0 | 0 | 0
F1_Industrial_Paper and Printing_Existing_Space Heating_Natural Gas_Strategic Energy Management_A_Achievable Economic TRC Potential | F1 | Industrial | Paper and Printing | Existing | Space Heating | Natural Gas | Strategic Energy Management | A | Original Unit Energy Savings (kWh or therms) | Achievable Economic TRC Potential | 0 | 0 | 0 | 0 | 0 | 56.1445 | 55.8701 | 55.5306 | 55.1716 | 54.7957 | 54.4147 | 54.0231 | 53.6337 | 53.2458 | 52.8268 | 52.4395 | 52.0568 | 51.7018 | 51.3708 | 51.0483 | 50.7436 | 50.4323 | 50.1512 | 49.8857 | 49.6331 | 49.3993 | 49.1829 | 48.9826 | 0 | 0 | 0
F2_Industrial_Paper and Printing_Existing_Space Heating_Natural Gas_Strategic Energy Management_A_Achievable Economic TRC Potential | F2 | Industrial | Paper and Printing | Existing | Space Heating | Natural Gas | Strategic Energy Management | A | Original Unit Summer Peak Savings (kW) | Achievable Economic TRC Potential | 0 | 0 | 0 | 0 | 0 | 0 | 0 | 0 | 0 | 0 | 0 | 0 | 0 | 0 | 0 | 0 | 0 | 0 | 0 | 0 | 0 | 0 | 0 | 0 | 0 | 0 | 0 | 0 | 0 | 0 | 0
F3_Industrial_Paper and Printing_Existing_Space Heating_Natural Gas_Strategic Energy Management_A_Achievable Economic TRC Potential | F3 | Industrial | Paper and Printing | Existing | Space Heating | Natural Gas | Strategic Energy Management | A | Original Unit Winter Peak Savings (kW) | Achievable Economic TRC Potential | 0 | 0 | 0 | 0 | 0 | 0 | 0 | 0 | 0 | 0 | 0 | 0 | 0 | 0 | 0 | 0 | 0 | 0 | 0 | 0 | 0 | 0 | 0 | 0 | 0 | 0 | 0 | 0 | 0 | 0 | 0
F4_Industrial_Paper and Printing_Existing_Space Heating_Natural Gas_Strategic Energy Management_A_Achievable Economic TRC Potential | F4 | Industrial | Paper and Printing | Existing | Space Heating | Natural Gas | Strategic Energy Management | A | Standalone Impact on Baseline Energy (%) | Achievable Economic TRC Potential | 0% | 0% | 0% | 0% | 0% | 0.08224% | 0.1645% | 0.2477% | 0.3298% | 0.4118% | 0.4993% | 0.5829% | 0.6664% | 0.7594% | 0.8387% | 0.929% | 1.011% | 1.098% | 1.191% | 1.271% | 1.359% | 1.447% | 1.534% | 1.621% | 0.017089 | 0.017138 | 0.017184 | 0.017226 | 0 | 0 | 0
F5_Industrial_Paper and Printing_Existing_Space Heating_Natural Gas_Strategic Energy Management_A_Achievable Economic TRC Potential | F5 | Industrial | Paper and Printing | Existing | Space Heating | Natural Gas | Strategic Energy Management | A | Standalone Impact on Baseline Summer Peak (%) | Achievable Economic TRC Potential | 0% | 0% | 0% | 0% | 0% | 0% | 0% | 0% | 0% | 0% | 0% | 0% | 0% | 0% | 0% | 0% | 0% | 0% | 0% | 0% | 0% | 0% | 0% | 0% | 0 | 0 | 0 | 0 | 0 | 0 | 0
F6_Industrial_Paper and Printing_Existing_Space Heating_Natural Gas_Strategic Energy Management_A_Achievable Economic TRC Potential | F6 | Industrial | Paper and Printing | Existing | Space Heating | Natural Gas | Strategic Energy Management | A | Standalone Impact on Baseline Winter Peak (%) | Achievable Economic TRC Potential | 0% | 0% | 0% | 0% | 0% | 0% | 0% | 0% | 0% | 0% | 0% | 0% | 0% | 0% | 0% | 0% | 0% | 0% | 0% | 0% | 0% | 0% | 0% | 0% | 0 | 0 | 0 | 0 | 0 | 0 | 0
F7_Industrial_Paper and Printing_Existing_Space Heating_Natural Gas_Strategic Energy Management_A_Achievable Economic TRC Potential | F7 | Industrial | Paper and Printing | Existing | Space Heating | Natural Gas | Strategic Energy Management | A | Incremental Energy Savings (MWh or mTherms) | Achievable Economic TRC Potential | 0 | 0 | 0 | 0 | 0 | 0.045961 | 0.045711 | 0.045165 | 0.044897 | 0.044628 | 0.043755 | 0.043322 | 0.042922 | 0.041935 | 0.041764 | 0.041062 | 0.040768 | 0.040286 | 0.039671 | 0.039469 | 0.039071 | 0.03868 | 0.038325 | 0.037992 | 0.03768 | 0 | 0 | 0 | 0 | 0 | 0
F8_Industrial_Paper and Printing_Existing_Space Heating_Natural Gas_Strategic Energy Management_A_Achievable Economic TRC Potential | F8 | Industrial | Paper and Printing | Existing | Space Heating | Natural Gas | Strategic Energy Management | A | Incremental Summer Peak Savings (MW) | Achievable Economic TRC Potential | 0 | 0 | 0 | 0 | 0 | 0 | 0 | 0 | 0 | 0 | 0 | 0 | 0 | 0 | 0 | 0 | 0 | 0 | 0 | 0 | 0 | 0 | 0 | 0 | 0 | 0 | 0 | 0 | 0 | 0 | 0
F9_Industrial_Paper and Printing_Existing_Space Heating_Natural Gas_Strategic Energy Management_A_Achievable Economic TRC Potential | F9 | Industrial | Paper and Printing | Existing | Space Heating | Natural Gas | Strategic Energy Management | A | Incremental Winter Peak Savings (MW) | Achievable Economic TRC Potential | 0 | 0 | 0 | 0 | 0 | 0 | 0 | 0 | 0 | 0 | 0 | 0 | 0 | 0 | 0 | 0 | 0 | 0 | 0 | 0 | 0 | 0 | 0 | 0 | 0 | 0 | 0 | 0 | 0 | 0 | 0
F10_Industrial_Paper and Printing_Existing_Space Heating_Natural Gas_Strategic Energy Management_A_Achievable Economic TRC Potential | F10 | Industrial | Paper and Printing | Existing | Space Heating | Natural Gas | Strategic Energy Management | A | Cumulative Energy Savings (MWh or mTherms) | Achievable Economic TRC Potential | 0 | 0 | 0 | 0 | 0 | 0.045961 | 0.091447 | 0.13606 | 0.18007 | 0.22348 | 0.26568 | 0.30709 | 0.34779 | 0.38721 | 0.42593 | 0.46387 | 0.50125 | 0.53812 | 0.57435 | 0.61021 | 0.64564 | 0.68036 | 0.71489 | 0.7491 | 0.78299 | 0.7793 | 0.77588 | 0.77272 | 0 | 0 | 0
F11_Industrial_Paper and Printing_Existing_Space Heating_Natural Gas_Strategic Energy Management_A_Achievable Economic TRC Potential | F11 | Industrial | Paper and Printing | Existing | Space Heating | Natural Gas | Strategic Energy Management | A | Cumulative Summer Peak Savings (MW) | Achievable Economic TRC Potential | 0 | 0 | 0 | 0 | 0 | 0 | 0 | 0 | 0 | 0 | 0 | 0 | 0 | 0 | 0 | 0 | 0 | 0 | 0 | 0 | 0 | 0 | 0 | 0 | 0 | 0 | 0 | 0 | 0 | 0 | 0
F12_Industrial_Paper and Printing_Existing_Space Heating_Natural Gas_Strategic Energy Management_A_Achievable Economic TRC Potential | F12 | Industrial | Paper and Printing | Existing | Space Heating | Natural Gas | Strategic Energy Management | A | Cumulative Winter Peak Savings (MW) | Achievable Economic TRC Potential | 0 | 0 | 0 | 0 | 0 | 0 | 0 | 0 | 0 | 0 | 0 | 0 | 0 | 0 | 0 | 0 | 0 | 0 | 0 | 0 | 0 | 0 | 0 | 0 | 0 | 0 | 0 | 0 | 0 | 0 | 0
F13_Industrial_Paper and Printing_Existing_Space Heating_Natural Gas_Strategic Energy Management_A_Achievable Economic TRC Potential | F13 | Industrial | Paper and Printing | Existing | Space Heating | Natural Gas | Strategic Energy Management | A | Purchases (Incremental) | Achievable Economic TRC Potential | 0 | 0 | 0 | 0 | 0 | 0.81861 | 0.81816 | 0.81334 | 0.81378 | 0.81445 | 0.80411 | 0.80191 | 0.80028 | 0.78757 | 0.79058 | 0.78304 | 0.78314 | 0.7792 | 0.77225 | 0.77317 | 0.76997 | 0.76697 | 0.76418 | 0.76158 | 0.75918 | 0 | 0 | 0 | 0 | 0 | 0
F14_Industrial_Paper and Printing_Existing_Space Heating_Natural Gas_Strategic Energy Management_A_Achievable Economic TRC Potential | F14 | Industrial | Paper and Printing | Existing | Space Heating | Natural Gas | Strategic Energy Management | A | Purchases (Cumulative) | Achievable Economic TRC Potential | 0 | 0 | 0 | 0 | 0 | 0.81861 | 1.6368 | 2.4501 | 3.2639 | 4.0783 | 4.8824 | 5.6844 | 6.4846 | 7.2722 | 8.0628 | 8.8458 | 9.629 | 10.4082 | 11.1804 | 11.9536 | 12.7236 | 13.4905 | 14.2547 | 15.0163 | 15.7755 | 15.7755 | 15.7755 | 15.7755 | 15.7755 | 15.7755 | 15.7755
F1_Industrial_Paper and Printing_Existing_Process_Natural Gas_Strategic Energy Management_A_Achievable Economic TRC Potential | F1 | Industrial | Paper and Printing | Existing | Process | Natural Gas | Strategic Energy Management | A | Original Unit Energy Savings (kWh or therms) | Achievable Economic TRC Potential | 0 | 0 | 0 | 0 | 0 | 56.8877 | 56.8877 | 56.8877 | 56.8877 | 56.8877 | 56.8877 | 56.8877 | 56.8877 | 56.8877 | 56.8877 | 56.8877 | 56.8877 | 56.8877 | 56.8877 | 56.8877 | 56.8877 | 56.8877 | 56.8877 | 56.8877 | 56.8877 | 56.8877 | 56.8877 | 56.8877 | 0 | 0 | 0
F2_Industrial_Paper and Printing_Existing_Process_Natural Gas_Strategic Energy Management_A_Achievable Economic TRC Potential | F2 | Industrial | Paper and Printing | Existing | Process | Natural Gas | Strategic Energy Management | A | Original Unit Summer Peak Savings (kW) | Achievable Economic TRC Potential | 0 | 0 | 0 | 0 | 0 | 0 | 0 | 0 | 0 | 0 | 0 | 0 | 0 | 0 | 0 | 0 | 0 | 0 | 0 | 0 | 0 | 0 | 0 | 0 | 0 | 0 | 0 | 0 | 0 | 0 | 0
F3_Industrial_Paper and Printing_Existing_Process_Natural Gas_Strategic Energy Management_A_Achievable Economic TRC Potential | F3 | Industrial | Paper and Printing | Existing | Process | Natural Gas | Strategic Energy Management | A | Original Unit Winter Peak Savings (kW) | Achievable Economic TRC Potential | 0 | 0 | 0 | 0 | 0 | 0 | 0 | 0 | 0 | 0 | 0 | 0 | 0 | 0 | 0 | 0 | 0 | 0 | 0 | 0 | 0 | 0 | 0 | 0 | 0 | 0 | 0 | 0 | 0 | 0 | 0
F4_Industrial_Paper and Printing_Existing_Process_Natural Gas_Strategic Energy Management_A_Achievable Economic TRC Potential | F4 | Industrial | Paper and Printing | Existing | Process | Natural Gas | Strategic Energy Management | A | Standalone Impact on Baseline Energy (%) | Achievable Economic TRC Potential | 0% | 0% | 0% | 0% | 0% | 0.08224% | 0.1645% | 0.2477% | 0.3298% | 0.4118% | 0.4993% | 0.5829% | 0.6664% | 0.7594% | 0.8387% | 0.929% | 1.011% | 1.098% | 1.191% | 1.271% | 1.359% | 1.447% | 1.534% | 1.621% | 0.017089 | 0.017138 | 0.017184 | 0.017226 | 0 | 0 | 0
F5_Industrial_Paper and Printing_Existing_Process_Natural Gas_Strategic Energy Management_A_Achievable Economic TRC Potential | F5 | Industrial | Paper and Printing | Existing | Process | Natural Gas | Strategic Energy Management | A | Standalone Impact on Baseline Summer Peak (%) | Achievable Economic TRC Potential | 0% | 0% | 0% | 0% | 0% | 0% | 0% | 0% | 0% | 0% | 0% | 0% | 0% | 0% | 0% | 0% | 0% | 0% | 0% | 0% | 0% | 0% | 0% | 0% | 0 | 0 | 0 | 0 | 0 | 0 | 0
F6_Industrial_Paper and Printing_Existing_Process_Natural Gas_Strategic Energy Management_A_Achievable Economic TRC Potential | F6 | Industrial | Paper and Printing | Existing | Process | Natural Gas | Strategic Energy Management | A | Standalone Impact on Baseline Winter Peak (%) | Achievable Economic TRC Potential | 0% | 0% | 0% | 0% | 0% | 0% | 0% | 0% | 0% | 0% | 0% | 0% | 0% | 0% | 0% | 0% | 0% | 0% | 0% | 0% | 0% | 0% | 0% | 0% | 0 | 0 | 0 | 0 | 0 | 0 | 0
F7_Industrial_Paper and Printing_Existing_Process_Natural Gas_Strategic Energy Management_A_Achievable Economic TRC Potential | F7 | Industrial | Paper and Printing | Existing | Process | Natural Gas | Strategic Energy Management | A | Incremental Energy Savings (MWh or mTherms) | Achievable Economic TRC Potential | 0 | 0 | 0 | 0 | 0 | 0.21598 | 0.21586 | 0.21459 | 0.21471 | 0.21488 | 0.21216 | 0.21158 | 0.21115 | 0.20779 | 0.20859 | 0.2066 | 0.20662 | 0.20558 | 0.20375 | 0.20399 | 0.20315 | 0.20236 | 0.20162 | 0.20094 | 0.2003 | 0 | 0 | 0 | 0 | 0 | 0
F8_Industrial_Paper and Printing_Existing_Process_Natural Gas_Strategic Energy Management_A_Achievable Economic TRC Potential | F8 | Industrial | Paper and Printing | Existing | Process | Natural Gas | Strategic Energy Management | A | Incremental Summer Peak Savings (MW) | Achievable Economic TRC Potential | 0 | 0 | 0 | 0 | 0 | 0 | 0 | 0 | 0 | 0 | 0 | 0 | 0 | 0 | 0 | 0 | 0 | 0 | 0 | 0 | 0 | 0 | 0 | 0 | 0 | 0 | 0 | 0 | 0 | 0 | 0
F9_Industrial_Paper and Printing_Existing_Process_Natural Gas_Strategic Energy Management_A_Achievable Economic TRC Potential | F9 | Industrial | Paper and Printing | Existing | Process | Natural Gas | Strategic Energy Management | A | Incremental Winter Peak Savings (MW) | Achievable Economic TRC Potential | 0 | 0 | 0 | 0 | 0 | 0 | 0 | 0 | 0 | 0 | 0 | 0 | 0 | 0 | 0 | 0 | 0 | 0 | 0 | 0 | 0 | 0 | 0 | 0 | 0 | 0 | 0 | 0 | 0 | 0 | 0
F10_Industrial_Paper and Printing_Existing_Process_Natural Gas_Strategic Energy Management_A_Achievable Economic TRC Potential | F10 | Industrial | Paper and Printing | Existing | Process | Natural Gas | Strategic Energy Management | A | Cumulative Energy Savings (MWh or mTherms) | Achievable Economic TRC Potential | 0 | 0 | 0 | 0 | 0 | 0.21598 | 0.43185 | 0.64644 | 0.86114 | 1.076 | 1.2882 | 1.4998 | 1.7109 | 1.9187 | 2.1273 | 2.3339 | 2.5405 | 2.7461 | 2.9498 | 3.1538 | 3.357 | 3.5593 | 3.761 | 3.9619 | 4.1622 | 4.1622 | 4.1622 | 4.1622 | 0 | 0 | 0
F11_Industrial_Paper and Printing_Existing_Process_Natural Gas_Strategic Energy Management_A_Achievable Economic TRC Potential | F11 | Industrial | Paper and Printing | Existing | Process | Natural Gas | Strategic Energy Management | A | Cumulative Summer Peak Savings (MW) | Achievable Economic TRC Potential | 0 | 0 | 0 | 0 | 0 | 0 | 0 | 0 | 0 | 0 | 0 | 0 | 0 | 0 | 0 | 0 | 0 | 0 | 0 | 0 | 0 | 0 | 0 | 0 | 0 | 0 | 0 | 0 | 0 | 0 | 0
F12_Industrial_Paper and Printing_Existing_Process_Natural Gas_Strategic Energy Management_A_Achievable Economic TRC Potential | F12 | Industrial | Paper and Printing | Existing | Process | Natural Gas | Strategic Energy Management | A | Cumulative Winter Peak Savings (MW) | Achievable Economic TRC Potential | 0 | 0 | 0 | 0 | 0 | 0 | 0 | 0 | 0 | 0 | 0 | 0 | 0 | 0 | 0 | 0 | 0 | 0 | 0 | 0 | 0 | 0 | 0 | 0 | 0 | 0 | 0 | 0 | 0 | 0 | 0
F13_Industrial_Paper and Printing_Existing_Process_Natural Gas_Strategic Energy Management_A_Achievable Economic TRC Potential | F13 | Industrial | Paper and Printing | Existing | Process | Natural Gas | Strategic Energy Management | A | Purchases (Incremental) | Achievable Economic TRC Potential | 0 | 0 | 0 | 0 | 0 | 3.7966 | 3.7946 | 3.7722 | 3.7742 | 3.7773 | 3.7294 | 3.7192 | 3.7116 | 3.6527 | 3.6666 | 3.6317 | 3.6321 | 3.6139 | 3.5816 | 3.5859 | 3.571 | 3.5572 | 3.5442 | 3.5321 | 3.521 | 0 | 0 | 0 | 0 | 0 | 0
F14_Industrial_Paper and Printing_Existing_Process_Natural Gas_Strategic Energy Management_A_Achievable Economic TRC Potential | F14 | Industrial | Paper and Printing | Existing | Process | Natural Gas | Strategic Energy Management | A | Purchases (Cumulative) | Achievable Economic TRC Potential | 0 | 0 | 0 | 0 | 0 | 3.7966 | 7.5912 | 11.3634 | 15.1376 | 18.9149 | 22.6443 | 26.3635 | 30.0751 | 33.7278 | 37.3944 | 41.0261 | 44.6583 | 48.2721 | 51.8537 | 55.4396 | 59.0107 | 62.5678 | 66.112 | 69.6441 | 73.1651 | 73.1651 | 73.1651 | 73.1651 | 73.1651 | 73.1651 | 73.1651
F1_Industrial_Paper and Printing_Existing_Miscellaneous_Natural Gas_Strategic Energy Management_A_Achievable Economic TRC Potential | F1 | Industrial | Paper and Printing | Existing | Miscellaneous | Natural Gas | Strategic Energy Management | A | Original Unit Energy Savings (kWh or therms) | Achievable Economic TRC Potential | 0 | 0 | 0 | 0 | 0 | 18.0192 | 18.0192 | 18.0192 | 18.0192 | 18.0192 | 18.0192 | 18.0192 | 18.0192 | 18.0192 | 18.0192 | 18.0192 | 18.0192 | 18.0192 | 18.0192 | 18.0192 | 18.0192 | 18.0192 | 18.0192 | 18.0192 | 18.0192 | 18.0192 | 18.0192 | 18.0192 | 0 | 0 | 0
F2_Industrial_Paper and Printing_Existing_Miscellaneous_Natural Gas_Strategic Energy Management_A_Achievable Economic TRC Potential | F2 | Industrial | Paper and Printing | Existing | Miscellaneous | Natural Gas | Strategic Energy Management | A | Original Unit Summer Peak Savings (kW) | Achievable Economic TRC Potential | 0 | 0 | 0 | 0 | 0 | 0 | 0 | 0 | 0 | 0 | 0 | 0 | 0 | 0 | 0 | 0 | 0 | 0 | 0 | 0 | 0 | 0 | 0 | 0 | 0 | 0 | 0 | 0 | 0 | 0 | 0
F3_Industrial_Paper and Printing_Existing_Miscellaneous_Natural Gas_Strategic Energy Management_A_Achievable Economic TRC Potential | F3 | Industrial | Paper and Printing | Existing | Miscellaneous | Natural Gas | Strategic Energy Management | A | Original Unit Winter Peak Savings (kW) | Achievable Economic TRC Potential | 0 | 0 | 0 | 0 | 0 | 0 | 0 | 0 | 0 | 0 | 0 | 0 | 0 | 0 | 0 | 0 | 0 | 0 | 0 | 0 | 0 | 0 | 0 | 0 | 0 | 0 | 0 | 0 | 0 | 0 | 0
F4_Industrial_Paper and Printing_Existing_Miscellaneous_Natural Gas_Strategic Energy Management_A_Achievable Economic TRC Potential | F4 | Industrial | Paper and Printing | Existing | Miscellaneous | Natural Gas | Strategic Energy Management | A | Standalone Impact on Baseline Energy (%) | Achievable Economic TRC Potential | 0% | 0% | 0% | 0% | 0% | 0.08224% | 0.1645% | 0.2477% | 0.3298% | 0.4118% | 0.4993% | 0.5829% | 0.6664% | 0.7594% | 0.8387% | 0.929% | 1.011% | 1.098% | 1.191% | 1.271% | 1.359% | 1.447% | 1.534% | 1.621% | 0.017089 | 0.017138 | 0.017184 | 0.017226 | 0 | 0 | 0
F5_Industrial_Paper and Printing_Existing_Miscellaneous_Natural Gas_Strategic Energy Management_A_Achievable Economic TRC Potential | F5 | Industrial | Paper and Printing | Existing | Miscellaneous | Natural Gas | Strategic Energy Management | A | Standalone Impact on Baseline Summer Peak (%) | Achievable Economic TRC Potential | 0% | 0% | 0% | 0% | 0% | 0% | 0% | 0% | 0% | 0% | 0% | 0% | 0% | 0% | 0% | 0% | 0% | 0% | 0% | 0% | 0% | 0% | 0% | 0% | 0 | 0 | 0 | 0 | 0 | 0 | 0
F6_Industrial_Paper and Printing_Existing_Miscellaneous_Natural Gas_Strategic Energy Management_A_Achievable Economic TRC Potential | F6 | Industrial | Paper and Printing | Existing | Miscellaneous | Natural Gas | Strategic Energy Management | A | Standalone Impact on Baseline Winter Peak (%) | Achievable Economic TRC Potential | 0% | 0% | 0% | 0% | 0% | 0% | 0% | 0% | 0% | 0% | 0% | 0% | 0% | 0% | 0% | 0% | 0% | 0% | 0% | 0% | 0% | 0% | 0% | 0% | 0 | 0 | 0 | 0 | 0 | 0 | 0
F7_Industrial_Paper and Printing_Existing_Miscellaneous_Natural Gas_Strategic Energy Management_A_Achievable Economic TRC Potential | F7 | Industrial | Paper and Printing | Existing | Miscellaneous | Natural Gas | Strategic Energy Management | A | Incremental Energy Savings (MWh or mTherms) | Achievable Economic TRC Potential | 0 | 0 | 0 | 0 | 0 | 0.017103 | 0.017094 | 0.016993 | 0.017002 | 0.017016 | 0.0168 | 0.016754 | 0.01672 | 0.016455 | 0.016517 | 0.01636 | 0.016362 | 0.01628 | 0.016134 | 0.016154 | 0.016087 | 0.016024 | 0.015966 | 0.015912 | 0.015861 | 0 | 0 | 0 | 0 | 0 | 0
F8_Industrial_Paper and Printing_Existing_Miscellaneous_Natural Gas_Strategic Energy Management_A_Achievable Economic TRC Potential | F8 | Industrial | Paper and Printing | Existing | Miscellaneous | Natural Gas | Strategic Energy Management | A | Incremental Summer Peak Savings (MW) | Achievable Economic TRC Potential | 0 | 0 | 0 | 0 | 0 | 0 | 0 | 0 | 0 | 0 | 0 | 0 | 0 | 0 | 0 | 0 | 0 | 0 | 0 | 0 | 0 | 0 | 0 | 0 | 0 | 0 | 0 | 0 | 0 | 0 | 0
F9_Industrial_Paper and Printing_Existing_Miscellaneous_Natural Gas_Strategic Energy Management_A_Achievable Economic TRC Potential | F9 | Industrial | Paper and Printing | Existing | Miscellaneous | Natural Gas | Strategic Energy Management | A | Incremental Winter Peak Savings (MW) | Achievable Economic TRC Potential | 0 | 0 | 0 | 0 | 0 | 0 | 0 | 0 | 0 | 0 | 0 | 0 | 0 | 0 | 0 | 0 | 0 | 0 | 0 | 0 | 0 | 0 | 0 | 0 | 0 | 0 | 0 | 0 | 0 | 0 | 0
F10_Industrial_Paper and Printing_Existing_Miscellaneous_Natural Gas_Strategic Energy Management_A_Achievable Economic TRC Potential | F10 | Industrial | Paper and Printing | Existing | Miscellaneous | Natural Gas | Strategic Energy Management | A | Cumulative Energy Savings (MWh or mTherms) | Achievable Economic TRC Potential | 0 | 0 | 0 | 0 | 0 | 0.017103 | 0.034197 | 0.05119 | 0.068192 | 0.085208 | 0.10201 | 0.11876 | 0.13548 | 0.15194 | 0.16845 | 0.18481 | 0.20118 | 0.21746 | 0.23359 | 0.24974 | 0.26583 | 0.28186 | 0.29782 | 0.31373 | 0.32959 | 0.32959 | 0.32959 | 0.32959 | 0 | 0 | 0
F11_Industrial_Paper and Printing_Existing_Miscellaneous_Natural Gas_Strategic Energy Management_A_Achievable Economic TRC Potential | F11 | Industrial | Paper and Printing | Existing | Miscellaneous | Natural Gas | Strategic Energy Management | A | Cumulative Summer Peak Savings (MW) | Achievable Economic TRC Potential | 0 | 0 | 0 | 0 | 0 | 0 | 0 | 0 | 0 | 0 | 0 | 0 | 0 | 0 | 0 | 0 | 0 | 0 | 0 | 0 | 0 | 0 | 0 | 0 | 0 | 0 | 0 | 0 | 0 | 0 | 0
F12_Industrial_Paper and Printing_Existing_Miscellaneous_Natural Gas_Strategic Energy Management_A_Achievable Economic TRC Potential | F12 | Industrial | Paper and Printing | Existing | Miscellaneous | Natural Gas | Strategic Energy Management | A | Cumulative Winter Peak Savings (MW) | Achievable Economic TRC Potential | 0 | 0 | 0 | 0 | 0 | 0 | 0 | 0 | 0 | 0 | 0 | 0 | 0 | 0 | 0 | 0 | 0 | 0 | 0 | 0 | 0 | 0 | 0 | 0 | 0 | 0 | 0 | 0 | 0 | 0 | 0
F13_Industrial_Paper and Printing_Existing_Miscellaneous_Natural Gas_Strategic Energy Management_A_Achievable Economic TRC Potential | F13 | Industrial | Paper and Printing | Existing | Miscellaneous | Natural Gas | Strategic Energy Management | A | Purchases (Incremental) | Achievable Economic TRC Potential | 0 | 0 | 0 | 0 | 0 | 0.94916 | 0.94864 | 0.94305 | 0.94355 | 0.94434 | 0.93234 | 0.9298 | 0.92791 | 0.91317 | 0.91666 | 0.90792 | 0.90804 | 0.90347 | 0.89541 | 0.89647 | 0.89276 | 0.88929 | 0.88605 | 0.88304 | 0.88025 | 0 | 0 | 0 | 0 | 0 | 0
F14_Industrial_Paper and Printing_Existing_Miscellaneous_Natural Gas_Strategic Energy Management_A_Achievable Economic TRC Potential | F14 | Industrial | Paper and Printing | Existing | Miscellaneous | Natural Gas | Strategic Energy Management | A | Purchases (Cumulative) | Achievable Economic TRC Potential | 0 | 0 | 0 | 0 | 0 | 0.94916 | 1.8978 | 2.8408 | 3.7844 | 4.7287 | 5.6611 | 6.5909 | 7.5188 | 8.432 | 9.3486 | 10.2565 | 11.1646 | 12.068 | 12.9634 | 13.8599 | 14.7527 | 15.642 | 16.528 | 17.411 | 18.2913 | 18.2913 | 18.2913 | 18.2913 | 18.2913 | 18.2913 | 18.2913
F1_Industrial_Paper and Printing_Existing_Space Heating_Natural Gas_Commissioning_A_Achievable Economic TRC Potential | F1 | Industrial | Paper and Printing | Existing | Space Heating | Natural Gas | Commissioning | A | Original Unit Energy Savings (kWh or therms) | Achievable Economic TRC Potential | 0 | 0 | 0 | 0 | 0 | 67.5661 | 67.2358 | 66.8272 | 66.3952 | 65.9429 | 65.4843 | 65.0131 | 64.5444 | 64.0777 | 63.5734 | 63.1073 | 62.6468 | 62.2196 | 61.8212 | 61.4331 | 61.0664 | 60.6917 | 60.3535 | 60.034 | 59.73 | 59.4487 | 59.1883 | 58.9472 | 0 | 0 | 0
F2_Industrial_Paper and Printing_Existing_Space Heating_Natural Gas_Commissioning_A_Achievable Economic TRC Potential | F2 | Industrial | Paper and Printing | Existing | Space Heating | Natural Gas | Commissioning | A | Original Unit Summer Peak Savings (kW) | Achievable Economic TRC Potential | 0 | 0 | 0 | 0 | 0 | 0 | 0 | 0 | 0 | 0 | 0 | 0 | 0 | 0 | 0 | 0 | 0 | 0 | 0 | 0 | 0 | 0 | 0 | 0 | 0 | 0 | 0 | 0 | 0 | 0 | 0
F3_Industrial_Paper and Printing_Existing_Space Heating_Natural Gas_Commissioning_A_Achievable Economic TRC Potential | F3 | Industrial | Paper and Printing | Existing | Space Heating | Natural Gas | Commissioning | A | Original Unit Winter Peak Savings (kW) | Achievable Economic TRC Potential | 0 | 0 | 0 | 0 | 0 | 0 | 0 | 0 | 0 | 0 | 0 | 0 | 0 | 0 | 0 | 0 | 0 | 0 | 0 | 0 | 0 | 0 | 0 | 0 | 0 | 0 | 0 | 0 | 0 | 0 | 0
F4_Industrial_Paper and Printing_Existing_Space Heating_Natural Gas_Commissioning_A_Achievable Economic TRC Potential | F4 | Industrial | Paper and Printing | Existing | Space Heating | Natural Gas | Commissioning | A | Standalone Impact on Baseline Energy (%) | Achievable Economic TRC Potential | 0% | 0% | 0% | 0% | 0% | 0% | 0% | 0% | 0% | 0% | 0% | 0% | 0% | 0% | 0% | 0% | 0% | 0% | 0% | 0% | 0% | 0% | 0% | 0% | 0 | 0 | 0 | 0 | 0 | 0 | 0
F5_Industrial_Paper and Printing_Existing_Space Heating_Natural Gas_Commissioning_A_Achievable Economic TRC Potential | F5 | Industrial | Paper and Printing | Existing | Space Heating | Natural Gas | Commissioning | A | Standalone Impact on Baseline Summer Peak (%) | Achievable Economic TRC Potential | 0% | 0% | 0% | 0% | 0% | 0% | 0% | 0% | 0% | 0% | 0% | 0% | 0% | 0% | 0% | 0% | 0% | 0% | 0% | 0% | 0% | 0% | 0% | 0% | 0 | 0 | 0 | 0 | 0 | 0 | 0
F6_Industrial_Paper and Printing_Existing_Space Heating_Natural Gas_Commissioning_A_Achievable Economic TRC Potential | F6 | Industrial | Paper and Printing | Existing | Space Heating | Natural Gas | Commissioning | A | Standalone Impact on Baseline Winter Peak (%) | Achievable Economic TRC Potential | 0% | 0% | 0% | 0% | 0% | 0% | 0% | 0% | 0% | 0% | 0% | 0% | 0% | 0% | 0% | 0% | 0% | 0% | 0% | 0% | 0% | 0% | 0% | 0% | 0 | 0 | 0 | 0 | 0 | 0 | 0
F7_Industrial_Paper and Printing_Existing_Space Heating_Natural Gas_Commissioning_A_Achievable Economic TRC Potential | F7 | Industrial | Paper and Printing | Existing | Space Heating | Natural Gas | Commissioning | A | Incremental Energy Savings (MWh or mTherms) | Achievable Economic TRC Potential | 0 | 0 | 0 | 0 | 0 | 0 | 0 | 0 | 0 | 0 | 0 | 0 | 0 | 0 | 0 | 0 | 0 | 0 | 0 | 0 | 0 | 0 | 0 | 0 | 0 | 0 | 0 | 0 | 0 | 0 | 0
F8_Industrial_Paper and Printing_Existing_Space Heating_Natural Gas_Commissioning_A_Achievable Economic TRC Potential | F8 | Industrial | Paper and Printing | Existing | Space Heating | Natural Gas | Commissioning | A | Incremental Summer Peak Savings (MW) | Achievable Economic TRC Potential | 0 | 0 | 0 | 0 | 0 | 0 | 0 | 0 | 0 | 0 | 0 | 0 | 0 | 0 | 0 | 0 | 0 | 0 | 0 | 0 | 0 | 0 | 0 | 0 | 0 | 0 | 0 | 0 | 0 | 0 | 0
F9_Industrial_Paper and Printing_Existing_Space Heating_Natural Gas_Commissioning_A_Achievable Economic TRC Potential | F9 | Industrial | Paper and Printing | Existing | Space Heating | Natural Gas | Commissioning | A | Incremental Winter Peak Savings (MW) | Achievable Economic TRC Potential | 0 | 0 | 0 | 0 | 0 | 0 | 0 | 0 | 0 | 0 | 0 | 0 | 0 | 0 | 0 | 0 | 0 | 0 | 0 | 0 | 0 | 0 | 0 | 0 | 0 | 0 | 0 | 0 | 0 | 0 | 0
F10_Industrial_Paper and Printing_Existing_Space Heating_Natural Gas_Commissioning_A_Achievable Economic TRC Potential | F10 | Industrial | Paper and Printing | Existing | Space Heating | Natural Gas | Commissioning | A | Cumulative Energy Savings (MWh or mTherms) | Achievable Economic TRC Potential | 0 | 0 | 0 | 0 | 0 | 0 | 0 | 0 | 0 | 0 | 0 | 0 | 0 | 0 | 0 | 0 | 0 | 0 | 0 | 0 | 0 | 0 | 0 | 0 | 0 | 0 | 0 | 0 | 0 | 0 | 0
F11_Industrial_Paper and Printing_Existing_Space Heating_Natural Gas_Commissioning_A_Achievable Economic TRC Potential | F11 | Industrial | Paper and Printing | Existing | Space Heating | Natural Gas | Commissioning | A | Cumulative Summer Peak Savings (MW) | Achievable Economic TRC Potential | 0 | 0 | 0 | 0 | 0 | 0 | 0 | 0 | 0 | 0 | 0 | 0 | 0 | 0 | 0 | 0 | 0 | 0 | 0 | 0 | 0 | 0 | 0 | 0 | 0 | 0 | 0 | 0 | 0 | 0 | 0
F12_Industrial_Paper and Printing_Existing_Space Heating_Natural Gas_Commissioning_A_Achievable Economic TRC Potential | F12 | Industrial | Paper and Printing | Existing | Space Heating | Natural Gas | Commissioning | A | Cumulative Winter Peak Savings (MW) | Achievable Economic TRC Potential | 0 | 0 | 0 | 0 | 0 | 0 | 0 | 0 | 0 | 0 | 0 | 0 | 0 | 0 | 0 | 0 | 0 | 0 | 0 | 0 | 0 | 0 | 0 | 0 | 0 | 0 | 0 | 0 | 0 | 0 | 0
F13_Industrial_Paper and Printing_Existing_Space Heating_Natural Gas_Commissioning_A_Achievable Economic TRC Potential | F13 | Industrial | Paper and Printing | Existing | Space Heating | Natural Gas | Commissioning | A | Purchases (Incremental) | Achievable Economic TRC Potential | 0 | 0 | 0 | 0 | 0 | 0 | 0 | 0 | 0 | 0 | 0 | 0 | 0 | 0 | 0 | 0 | 0 | 0 | 0 | 0 | 0 | 0 | 0 | 0 | 0 | 0 | 0 | 0 | 0 | 0 | 0
F14_Industrial_Paper and Printing_Existing_Space Heating_Natural Gas_Commissioning_A_Achievable Economic TRC Potential | F14 | Industrial | Paper and Printing | Existing | Space Heating | Natural Gas | Commissioning | A | Purchases (Cumulative) | Achievable Economic TRC Potential | 0 | 0 | 0 | 0 | 0 | 0 | 0 | 0 | 0 | 0 | 0 | 0 | 0 | 0 | 0 | 0 | 0 | 0 | 0 | 0 | 0 | 0 | 0 | 0 | 0 | 0 | 0 | 0 | 0 | 0 | 0
F1_Industrial_Paper and Printing_Existing_Process_Natural Gas_Commissioning_A_Achievable Economic TRC Potential | F1 | Industrial | Paper and Printing | Existing | Process | Natural Gas | Commissioning | A | Original Unit Energy Savings (kWh or therms) | Achievable Economic TRC Potential | 0 | 0 | 0 | 0 | 0 | 317.5129 | 317.5129 | 317.5129 | 317.5129 | 317.5129 | 317.5129 | 317.5129 | 317.5129 | 317.5129 | 317.5129 | 317.5129 | 317.5129 | 317.5129 | 317.5129 | 317.5129 | 317.5129 | 317.5129 | 317.5129 | 317.5129 | 317.5129 | 317.5129 | 317.5129 | 317.5129 | 0 | 0 | 0
F2_Industrial_Paper and Printing_Existing_Process_Natural Gas_Commissioning_A_Achievable Economic TRC Potential | F2 | Industrial | Paper and Printing | Existing | Process | Natural Gas | Commissioning | A | Original Unit Summer Peak Savings (kW) | Achievable Economic TRC Potential | 0 | 0 | 0 | 0 | 0 | 0 | 0 | 0 | 0 | 0 | 0 | 0 | 0 | 0 | 0 | 0 | 0 | 0 | 0 | 0 | 0 | 0 | 0 | 0 | 0 | 0 | 0 | 0 | 0 | 0 | 0
F3_Industrial_Paper and Printing_Existing_Process_Natural Gas_Commissioning_A_Achievable Economic TRC Potential | F3 | Industrial | Paper and Printing | Existing | Process | Natural Gas | Commissioning | A | Original Unit Winter Peak Savings (kW) | Achievable Economic TRC Potential | 0 | 0 | 0 | 0 | 0 | 0 | 0 | 0 | 0 | 0 | 0 | 0 | 0 | 0 | 0 | 0 | 0 | 0 | 0 | 0 | 0 | 0 | 0 | 0 | 0 | 0 | 0 | 0 | 0 | 0 | 0
F4_Industrial_Paper and Printing_Existing_Process_Natural Gas_Commissioning_A_Achievable Economic TRC Potential | F4 | Industrial | Paper and Printing | Existing | Process | Natural Gas | Commissioning | A | Standalone Impact on Baseline Energy (%) | Achievable Economic TRC Potential | 0% | 0% | 0% | 0% | 0% | 0% | 0% | 0% | 0% | 0% | 0% | 0% | 0% | 0% | 0% | 0% | 0% | 0% | 0% | 0% | 0% | 0% | 0% | 0% | 0 | 0 | 0 | 0 | 0 | 0 | 0
F5_Industrial_Paper and Printing_Existing_Process_Natural Gas_Commissioning_A_Achievable Economic TRC Potential | F5 | Industrial | Paper and Printing | Existing | Process | Natural Gas | Commissioning | A | Standalone Impact on Baseline Summer Peak (%) | Achievable Economic TRC Potential | 0% | 0% | 0% | 0% | 0% | 0% | 0% | 0% | 0% | 0% | 0% | 0% | 0% | 0% | 0% | 0% | 0% | 0% | 0% | 0% | 0% | 0% | 0% | 0% | 0 | 0 | 0 | 0 | 0 | 0 | 0
F6_Industrial_Paper and Printing_Existing_Process_Natural Gas_Commissioning_A_Achievable Economic TRC Potential | F6 | Industrial | Paper and Printing | Existing | Process | Natural Gas | Commissioning | A | Standalone Impact on Baseline Winter Peak (%) | Achievable Economic TRC Potential | 0% | 0% | 0% | 0% | 0% | 0% | 0% | 0% | 0% | 0% | 0% | 0% | 0% | 0% | 0% | 0% | 0% | 0% | 0% | 0% | 0% | 0% | 0% | 0% | 0 | 0 | 0 | 0 | 0 | 0 | 0
F7_Industrial_Paper and Printing_Existing_Process_Natural Gas_Commissioning_A_Achievable Economic TRC Potential | F7 | Industrial | Paper and Printing | Existing | Process | Natural Gas | Commissioning | A | Incremental Energy Savings (MWh or mTherms) | Achievable Economic TRC Potential | 0 | 0 | 0 | 0 | 0 | 0 | 0 | 0 | 0 | 0 | 0 | 0 | 0 | 0 | 0 | 0 | 0 | 0 | 0 | 0 | 0 | 0 | 0 | 0 | 0 | 0 | 0 | 0 | 0 | 0 | 0
F8_Industrial_Paper and Printing_Existing_Process_Natural Gas_Commissioning_A_Achievable Economic TRC Potential | F8 | Industrial | Paper and Printing | Existing | Process | Natural Gas | Commissioning | A | Incremental Summer Peak Savings (MW) | Achievable Economic TRC Potential | 0 | 0 | 0 | 0 | 0 | 0 | 0 | 0 | 0 | 0 | 0 | 0 | 0 | 0 | 0 | 0 | 0 | 0 | 0 | 0 | 0 | 0 | 0 | 0 | 0 | 0 | 0 | 0 | 0 | 0 | 0
F9_Industrial_Paper and Printing_Existing_Process_Natural Gas_Commissioning_A_Achievable Economic TRC Potential | F9 | Industrial | Paper and Printing | Existing | Process | Natural Gas | Commissioning | A | Incremental Winter Peak Savings (MW) | Achievable Economic TRC Potential | 0 | 0 | 0 | 0 | 0 | 0 | 0 | 0 | 0 | 0 | 0 | 0 | 0 | 0 | 0 | 0 | 0 | 0 | 0 | 0 | 0 | 0 | 0 | 0 | 0 | 0 | 0 | 0 | 0 | 0 | 0
F10_Industrial_Paper and Printing_Existing_Process_Natural Gas_Commissioning_A_Achievable Economic TRC Potential | F10 | Industrial | Paper and Printing | Existing | Process | Natural Gas | Commissioning | A | Cumulative Energy Savings (MWh or mTherms) | Achievable Economic TRC Potential | 0 | 0 | 0 | 0 | 0 | 0 | 0 | 0 | 0 | 0 | 0 | 0 | 0 | 0 | 0 | 0 | 0 | 0 | 0 | 0 | 0 | 0 | 0 | 0 | 0 | 0 | 0 | 0 | 0 | 0 | 0
F11_Industrial_Paper and Printing_Existing_Process_Natural Gas_Commissioning_A_Achievable Economic TRC Potential | F11 | Industrial | Paper and Printing | Existing | Process | Natural Gas | Commissioning | A | Cumulative Summer Peak Savings (MW) | Achievable Economic TRC Potential | 0 | 0 | 0 | 0 | 0 | 0 | 0 | 0 | 0 | 0 | 0 | 0 | 0 | 0 | 0 | 0 | 0 | 0 | 0 | 0 | 0 | 0 | 0 | 0 | 0 | 0 | 0 | 0 | 0 | 0 | 0
F12_Industrial_Paper and Printing_Existing_Process_Natural Gas_Commissioning_A_Achievable Economic TRC Potential | F12 | Industrial | Paper and Printing | Existing | Process | Natural Gas | Commissioning | A | Cumulative Winter Peak Savings (MW) | Achievable Economic TRC Potential | 0 | 0 | 0 | 0 | 0 | 0 | 0 | 0 | 0 | 0 | 0 | 0 | 0 | 0 | 0 | 0 | 0 | 0 | 0 | 0 | 0 | 0 | 0 | 0 | 0 | 0 | 0 | 0 | 0 | 0 | 0
F13_Industrial_Paper and Printing_Existing_Process_Natural Gas_Commissioning_A_Achievable Economic TRC Potential | F13 | Industrial | Paper and Printing | Existing | Process | Natural Gas | Commissioning | A | Purchases (Incremental) | Achievable Economic TRC Potential | 0 | 0 | 0 | 0 | 0 | 0 | 0 | 0 | 0 | 0 | 0 | 0 | 0 | 0 | 0 | 0 | 0 | 0 | 0 | 0 | 0 | 0 | 0 | 0 | 0 | 0 | 0 | 0 | 0 | 0 | 0
F14_Industrial_Paper and Printing_Existing_Process_Natural Gas_Commissioning_A_Achievable Economic TRC Potential | F14 | Industrial | Paper and Printing | Existing | Process | Natural Gas | Commissioning | A | Purchases (Cumulative) | Achievable Economic TRC Potential | 0 | 0 | 0 | 0 | 0 | 0 | 0 | 0 | 0 | 0 | 0 | 0 | 0 | 0 | 0 | 0 | 0 | 0 | 0 | 0 | 0 | 0 | 0 | 0 | 0 | 0 | 0 | 0 | 0 | 0 | 0
F1_Industrial_Paper and Printing_Existing_Space Heating_Natural Gas_Retrocommissioning_A_Achievable Economic TRC Potential | F1 | Industrial | Paper and Printing | Existing | Space Heating | Natural Gas | Retrocommissioning | A | Original Unit Energy Savings (kWh or therms) | Achievable Economic TRC Potential | 0 | 0 | 0 | 0 | 0 | 9.3845 | 9.3386 | 9.2818 | 9.2218 | 9.159 | 9.0953 | 9.0299 | 8.9648 | 8.8999 | 8.8299 | 8.7652 | 8.7012 | 8.6419 | 8.5865 | 8.5326 | 8.4817 | 8.4297 | 8.3827 | 8.3383 | 8.2961 | 8.257 | 8.2208 | 8.1873 | 0 | 0 | 0
F2_Industrial_Paper and Printing_Existing_Space Heating_Natural Gas_Retrocommissioning_A_Achievable Economic TRC Potential | F2 | Industrial | Paper and Printing | Existing | Space Heating | Natural Gas | Retrocommissioning | A | Original Unit Summer Peak Savings (kW) | Achievable Economic TRC Potential | 0 | 0 | 0 | 0 | 0 | 0 | 0 | 0 | 0 | 0 | 0 | 0 | 0 | 0 | 0 | 0 | 0 | 0 | 0 | 0 | 0 | 0 | 0 | 0 | 0 | 0 | 0 | 0 | 0 | 0 | 0
F3_Industrial_Paper and Printing_Existing_Space Heating_Natural Gas_Retrocommissioning_A_Achievable Economic TRC Potential | F3 | Industrial | Paper and Printing | Existing | Space Heating | Natural Gas | Retrocommissioning | A | Original Unit Winter Peak Savings (kW) | Achievable Economic TRC Potential | 0 | 0 | 0 | 0 | 0 | 0 | 0 | 0 | 0 | 0 | 0 | 0 | 0 | 0 | 0 | 0 | 0 | 0 | 0 | 0 | 0 | 0 | 0 | 0 | 0 | 0 | 0 | 0 | 0 | 0 | 0
F4_Industrial_Paper and Printing_Existing_Space Heating_Natural Gas_Retrocommissioning_A_Achievable Economic TRC Potential | F4 | Industrial | Paper and Printing | Existing | Space Heating | Natural Gas | Retrocommissioning | A | Standalone Impact on Baseline Energy (%) | Achievable Economic TRC Potential | 0% | 0% | 0% | 0% | 0% | 0.0124% | 0.0248% | 0.03734% | 0.04972% | 0.06207% | 0.07527% | 0.08787% | 0.1004% | 0.1145% | 0.1264% | 0.14% | 0.1524% | 0.1656% | 0.1795% | 0.1917% | 0.2048% | 0.218% | 0.2312% | 0.2444% | 0.0025759 | 0.0025834 | 0.0025903 | 0.0025966 | 0 | 0 | 0
F5_Industrial_Paper and Printing_Existing_Space Heating_Natural Gas_Retrocommissioning_A_Achievable Economic TRC Potential | F5 | Industrial | Paper and Printing | Existing | Space Heating | Natural Gas | Retrocommissioning | A | Standalone Impact on Baseline Summer Peak (%) | Achievable Economic TRC Potential | 0% | 0% | 0% | 0% | 0% | 0% | 0% | 0% | 0% | 0% | 0% | 0% | 0% | 0% | 0% | 0% | 0% | 0% | 0% | 0% | 0% | 0% | 0% | 0% | 0 | 0 | 0 | 0 | 0 | 0 | 0
F6_Industrial_Paper and Printing_Existing_Space Heating_Natural Gas_Retrocommissioning_A_Achievable Economic TRC Potential | F6 | Industrial | Paper and Printing | Existing | Space Heating | Natural Gas | Retrocommissioning | A | Standalone Impact on Baseline Winter Peak (%) | Achievable Economic TRC Potential | 0% | 0% | 0% | 0% | 0% | 0% | 0% | 0% | 0% | 0% | 0% | 0% | 0% | 0% | 0% | 0% | 0% | 0% | 0% | 0% | 0% | 0% | 0% | 0% | 0 | 0 | 0 | 0 | 0 | 0 | 0
F7_Industrial_Paper and Printing_Existing_Space Heating_Natural Gas_Retrocommissioning_A_Achievable Economic TRC Potential | F7 | Industrial | Paper and Printing | Existing | Space Heating | Natural Gas | Retrocommissioning | A | Incremental Energy Savings (MWh or mTherms) | Achievable Economic TRC Potential | 0 | 0 | 0 | 0 | 0 | 0.0069279 | 0.0068903 | 0.006808 | 0.0067677 | 0.0067271 | 0.0065955 | 0.0065302 | 0.0064699 | 0.0063211 | 0.0062953 | 0.0061896 | 0.0061452 | 0.0060726 | 0.0059799 | 0.0059494 | 0.0058894 | 0.0058305 | 0.0057769 | 0.0057268 | 0.0056798 | 0 | 0 | 0 | 0 | 0 | 0
F8_Industrial_Paper and Printing_Existing_Space Heating_Natural Gas_Retrocommissioning_A_Achievable Economic TRC Potential | F8 | Industrial | Paper and Printing | Existing | Space Heating | Natural Gas | Retrocommissioning | A | Incremental Summer Peak Savings (MW) | Achievable Economic TRC Potential | 0 | 0 | 0 | 0 | 0 | 0 | 0 | 0 | 0 | 0 | 0 | 0 | 0 | 0 | 0 | 0 | 0 | 0 | 0 | 0 | 0 | 0 | 0 | 0 | 0 | 0 | 0 | 0 | 0 | 0 | 0
F9_Industrial_Paper and Printing_Existing_Space Heating_Natural Gas_Retrocommissioning_A_Achievable Economic TRC Potential | F9 | Industrial | Paper and Printing | Existing | Space Heating | Natural Gas | Retrocommissioning | A | Incremental Winter Peak Savings (MW) | Achievable Economic TRC Potential | 0 | 0 | 0 | 0 | 0 | 0 | 0 | 0 | 0 | 0 | 0 | 0 | 0 | 0 | 0 | 0 | 0 | 0 | 0 | 0 | 0 | 0 | 0 | 0 | 0 | 0 | 0 | 0 | 0 | 0 | 0
F10_Industrial_Paper and Printing_Existing_Space Heating_Natural Gas_Retrocommissioning_A_Achievable Economic TRC Potential | F10 | Industrial | Paper and Printing | Existing | Space Heating | Natural Gas | Retrocommissioning | A | Cumulative Energy Savings (MWh or mTherms) | Achievable Economic TRC Potential | 0 | 0 | 0 | 0 | 0 | 0.0069279 | 0.013784 | 0.020509 | 0.027144 | 0.033686 | 0.040047 | 0.046289 | 0.052425 | 0.058367 | 0.064203 | 0.069922 | 0.075557 | 0.081115 | 0.086575 | 0.091981 | 0.097321 | 0.10255 | 0.10776 | 0.11292 | 0.11802 | 0.11747 | 0.11695 | 0.11648 | 0 | 0 | 0
F11_Industrial_Paper and Printing_Existing_Space Heating_Natural Gas_Retrocommissioning_A_Achievable Economic TRC Potential | F11 | Industrial | Paper and Printing | Existing | Space Heating | Natural Gas | Retrocommissioning | A | Cumulative Summer Peak Savings (MW) | Achievable Economic TRC Potential | 0 | 0 | 0 | 0 | 0 | 0 | 0 | 0 | 0 | 0 | 0 | 0 | 0 | 0 | 0 | 0 | 0 | 0 | 0 | 0 | 0 | 0 | 0 | 0 | 0 | 0 | 0 | 0 | 0 | 0 | 0
F12_Industrial_Paper and Printing_Existing_Space Heating_Natural Gas_Retrocommissioning_A_Achievable Economic TRC Potential | F12 | Industrial | Paper and Printing | Existing | Space Heating | Natural Gas | Retrocommissioning | A | Cumulative Winter Peak Savings (MW) | Achievable Economic TRC Potential | 0 | 0 | 0 | 0 | 0 | 0 | 0 | 0 | 0 | 0 | 0 | 0 | 0 | 0 | 0 | 0 | 0 | 0 | 0 | 0 | 0 | 0 | 0 | 0 | 0 | 0 | 0 | 0 | 0 | 0 | 0
F13_Industrial_Paper and Printing_Existing_Space Heating_Natural Gas_Retrocommissioning_A_Achievable Economic TRC Potential | F13 | Industrial | Paper and Printing | Existing | Space Heating | Natural Gas | Retrocommissioning | A | Purchases (Incremental) | Achievable Economic TRC Potential | 0 | 0 | 0 | 0 | 0 | 0.73824 | 0.73783 | 0.73348 | 0.73388 | 0.73448 | 0.72516 | 0.72317 | 0.72171 | 0.71025 | 0.71296 | 0.70616 | 0.70625 | 0.7027 | 0.69643 | 0.69725 | 0.69437 | 0.69167 | 0.68915 | 0.68681 | 0.68464 | 0 | 0 | 0 | 0 | 0 | 0
F14_Industrial_Paper and Printing_Existing_Space Heating_Natural Gas_Retrocommissioning_A_Achievable Economic TRC Potential | F14 | Industrial | Paper and Printing | Existing | Space Heating | Natural Gas | Retrocommissioning | A | Purchases (Cumulative) | Achievable Economic TRC Potential | 0 | 0 | 0 | 0 | 0 | 0.73824 | 1.4761 | 2.2095 | 2.9434 | 3.6779 | 4.4031 | 5.1262 | 5.8479 | 6.5582 | 7.2711 | 7.9773 | 8.6836 | 9.3862 | 10.0827 | 10.7799 | 11.4743 | 12.166 | 12.8551 | 13.5419 | 14.2266 | 14.2266 | 14.2266 | 14.2266 | 14.2266 | 14.2266 | 14.2266
F1_Industrial_Paper and Printing_Existing_Process_Natural Gas_Retrocommissioning_A_Achievable Economic TRC Potential | F1 | Industrial | Paper and Printing | Existing | Process | Natural Gas | Retrocommissioning | A | Original Unit Energy Savings (kWh or therms) | Achievable Economic TRC Potential | 0 | 0 | 0 | 0 | 0 | 0 | 0 | 0 | 0 | 0 | 0 | 0 | 0 | 0 | 0 | 0 | 0 | 0 | 0 | 0 | 0 | 0 | 0 | 0 | 0 | 0 | 0 | 0 | 0 | 0 | 0
F2_Industrial_Paper and Printing_Existing_Process_Natural Gas_Retrocommissioning_A_Achievable Economic TRC Potential | F2 | Industrial | Paper and Printing | Existing | Process | Natural Gas | Retrocommissioning | A | Original Unit Summer Peak Savings (kW) | Achievable Economic TRC Potential | 0 | 0 | 0 | 0 | 0 | 0 | 0 | 0 | 0 | 0 | 0 | 0 | 0 | 0 | 0 | 0 | 0 | 0 | 0 | 0 | 0 | 0 | 0 | 0 | 0 | 0 | 0 | 0 | 0 | 0 | 0
F3_Industrial_Paper and Printing_Existing_Process_Natural Gas_Retrocommissioning_A_Achievable Economic TRC Potential | F3 | Industrial | Paper and Printing | Existing | Process | Natural Gas | Retrocommissioning | A | Original Unit Winter Peak Savings (kW) | Achievable Economic TRC Potential | 0 | 0 | 0 | 0 | 0 | 0 | 0 | 0 | 0 | 0 | 0 | 0 | 0 | 0 | 0 | 0 | 0 | 0 | 0 | 0 | 0 | 0 | 0 | 0 | 0 | 0 | 0 | 0 | 0 | 0 | 0
F4_Industrial_Paper and Printing_Existing_Process_Natural Gas_Retrocommissioning_A_Achievable Economic TRC Potential | F4 | Industrial | Paper and Printing | Existing | Process | Natural Gas | Retrocommissioning | A | Standalone Impact on Baseline Energy (%) | Achievable Economic TRC Potential | 0% | 0% | 0% | 0% | 0% | 0% | 0% | 0% | 0% | 0% | 0% | 0% | 0% | 0% | 0% | 0% | 0% | 0% | 0% | 0% | 0% | 0% | 0% | 0% | 0 | 0 | 0 | 0 | 0 | 0 | 0
F5_Industrial_Paper and Printing_Existing_Process_Natural Gas_Retrocommissioning_A_Achievable Economic TRC Potential | F5 | Industrial | Paper and Printing | Existing | Process | Natural Gas | Retrocommissioning | A | Standalone Impact on Baseline Summer Peak (%) | Achievable Economic TRC Potential | 0% | 0% | 0% | 0% | 0% | 0% | 0% | 0% | 0% | 0% | 0% | 0% | 0% | 0% | 0% | 0% | 0% | 0% | 0% | 0% | 0% | 0% | 0% | 0% | 0 | 0 | 0 | 0 | 0 | 0 | 0
F6_Industrial_Paper and Printing_Existing_Process_Natural Gas_Retrocommissioning_A_Achievable Economic TRC Potential | F6 | Industrial | Paper and Printing | Existing | Process | Natural Gas | Retrocommissioning | A | Standalone Impact on Baseline Winter Peak (%) | Achievable Economic TRC Potential | 0% | 0% | 0% | 0% | 0% | 0% | 0% | 0% | 0% | 0% | 0% | 0% | 0% | 0% | 0% | 0% | 0% | 0% | 0% | 0% | 0% | 0% | 0% | 0% | 0 | 0 | 0 | 0 | 0 | 0 | 0
F7_Industrial_Paper and Printing_Existing_Process_Natural Gas_Retrocommissioning_A_Achievable Economic TRC Potential | F7 | Industrial | Paper and Printing | Existing | Process | Natural Gas | Retrocommissioning | A | Incremental Energy Savings (MWh or mTherms) | Achievable Economic TRC Potential | 0 | 0 | 0 | 0 | 0 | 0 | 0 | 0 | 0 | 0 | 0 | 0 | 0 | 0 | 0 | 0 | 0 | 0 | 0 | 0 | 0 | 0 | 0 | 0 | 0 | 0 | 0 | 0 | 0 | 0 | 0
F8_Industrial_Paper and Printing_Existing_Process_Natural Gas_Retrocommissioning_A_Achievable Economic TRC Potential | F8 | Industrial | Paper and Printing | Existing | Process | Natural Gas | Retrocommissioning | A | Incremental Summer Peak Savings (MW) | Achievable Economic TRC Potential | 0 | 0 | 0 | 0 | 0 | 0 | 0 | 0 | 0 | 0 | 0 | 0 | 0 | 0 | 0 | 0 | 0 | 0 | 0 | 0 | 0 | 0 | 0 | 0 | 0 | 0 | 0 | 0 | 0 | 0 | 0
F9_Industrial_Paper and Printing_Existing_Process_Natural Gas_Retrocommissioning_A_Achievable Economic TRC Potential | F9 | Industrial | Paper and Printing | Existing | Process | Natural Gas | Retrocommissioning | A | Incremental Winter Peak Savings (MW) | Achievable Economic TRC Potential | 0 | 0 | 0 | 0 | 0 | 0 | 0 | 0 | 0 | 0 | 0 | 0 | 0 | 0 | 0 | 0 | 0 | 0 | 0 | 0 | 0 | 0 | 0 | 0 | 0 | 0 | 0 | 0 | 0 | 0 | 0
F10_Industrial_Paper and Printing_Existing_Process_Natural Gas_Retrocommissioning_A_Achievable Economic TRC Potential | F10 | Industrial | Paper and Printing | Existing | Process | Natural Gas | Retrocommissioning | A | Cumulative Energy Savings (MWh or mTherms) | Achievable Economic TRC Potential | 0 | 0 | 0 | 0 | 0 | 0 | 0 | 0 | 0 | 0 | 0 | 0 | 0 | 0 | 0 | 0 | 0 | 0 | 0 | 0 | 0 | 0 | 0 | 0 | 0 | 0 | 0 | 0 | 0 | 0 | 0
F11_Industrial_Paper and Printing_Existing_Process_Natural Gas_Retrocommissioning_A_Achievable Economic TRC Potential | F11 | Industrial | Paper and Printing | Existing | Process | Natural Gas | Retrocommissioning | A | Cumulative Summer Peak Savings (MW) | Achievable Economic TRC Potential | 0 | 0 | 0 | 0 | 0 | 0 | 0 | 0 | 0 | 0 | 0 | 0 | 0 | 0 | 0 | 0 | 0 | 0 | 0 | 0 | 0 | 0 | 0 | 0 | 0 | 0 | 0 | 0 | 0 | 0 | 0
F12_Industrial_Paper and Printing_Existing_Process_Natural Gas_Retrocommissioning_A_Achievable Economic TRC Potential | F12 | Industrial | Paper and Printing | Existing | Process | Natural Gas | Retrocommissioning | A | Cumulative Winter Peak Savings (MW) | Achievable Economic TRC Potential | 0 | 0 | 0 | 0 | 0 | 0 | 0 | 0 | 0 | 0 | 0 | 0 | 0 | 0 | 0 | 0 | 0 | 0 | 0 | 0 | 0 | 0 | 0 | 0 | 0 | 0 | 0 | 0 | 0 | 0 | 0
F13_Industrial_Paper and Printing_Existing_Process_Natural Gas_Retrocommissioning_A_Achievable Economic TRC Potential | F13 | Industrial | Paper and Printing | Existing | Process | Natural Gas | Retrocommissioning | A | Purchases (Incremental) | Achievable Economic TRC Potential | 0 | 0 | 0 | 0 | 0 | 0.73824 | 0.73783 | 0.73348 | 0.73388 | 0.73448 | 0.72516 | 0.72317 | 0.72171 | 0.71025 | 0.71296 | 0.70616 | 0.70625 | 0.7027 | 0.69643 | 0.69725 | 0.69437 | 0.69167 | 0.68915 | 0.68681 | 0.68464 | 0 | 0 | 0 | 0 | 0 | 0
F14_Industrial_Paper and Printing_Existing_Process_Natural Gas_Retrocommissioning_A_Achievable Economic TRC Potential | F14 | Industrial | Paper and Printing | Existing | Process | Natural Gas | Retrocommissioning | A | Purchases (Cumulative) | Achievable Economic TRC Potential | 0 | 0 | 0 | 0 | 0 | 0.73824 | 1.4761 | 2.2095 | 2.9434 | 3.6779 | 4.4031 | 5.1262 | 5.8479 | 6.5582 | 7.2711 | 7.9773 | 8.6836 | 9.3862 | 10.0827 | 10.7799 | 11.4743 | 12.166 | 12.8551 | 13.5419 | 14.2266 | 14.2266 | 14.2266 | 14.2266 | 14.2266 | 14.2266 | 14.2266
F1_Industrial_Paper and Printing_New_Space Heating_Natural Gas_Insulation - Roof/Ceiling_A_Achievable Economic TRC Potential | F1 | Industrial | Paper and Printing | New | Space Heating | Natural Gas | Insulation - Roof/Ceiling | A | Original Unit Energy Savings (kWh or therms) | Achievable Economic TRC Potential | 0 | 0 | 0 | 0 | 0 | 0.093892 | 0.092679 | 0.091794 | 0.091122 | 0.090592 | 0.090164 | 0.089662 | 0.089136 | 0.088616 | 0.088114 | 0.08772 | 0.087409 | 0.087162 | 0.08677 | 0.086483 | 0.086275 | 0.086113 | 0.086113 | 0.086113 | 0.086113 | 0.086113 | 0.086113 | 0.086113 | 0 | 0 | 0
F2_Industrial_Paper and Printing_New_Space Heating_Natural Gas_Insulation - Roof/Ceiling_A_Achievable Economic TRC Potential | F2 | Industrial | Paper and Printing | New | Space Heating | Natural Gas | Insulation - Roof/Ceiling | A | Original Unit Summer Peak Savings (kW) | Achievable Economic TRC Potential | 0 | 0 | 0 | 0 | 0 | 0 | 0 | 0 | 0 | 0 | 0 | 0 | 0 | 0 | 0 | 0 | 0 | 0 | 0 | 0 | 0 | 0 | 0 | 0 | 0 | 0 | 0 | 0 | 0 | 0 | 0
F3_Industrial_Paper and Printing_New_Space Heating_Natural Gas_Insulation - Roof/Ceiling_A_Achievable Economic TRC Potential | F3 | Industrial | Paper and Printing | New | Space Heating | Natural Gas | Insulation - Roof/Ceiling | A | Original Unit Winter Peak Savings (kW) | Achievable Economic TRC Potential | 0 | 0 | 0 | 0 | 0 | 0 | 0 | 0 | 0 | 0 | 0 | 0 | 0 | 0 | 0 | 0 | 0 | 0 | 0 | 0 | 0 | 0 | 0 | 0 | 0 | 0 | 0 | 0 | 0 | 0 | 0
F4_Industrial_Paper and Printing_New_Space Heating_Natural Gas_Insulation - Roof/Ceiling_A_Achievable Economic TRC Potential | F4 | Industrial | Paper and Printing | New | Space Heating | Natural Gas | Insulation - Roof/Ceiling | A | Standalone Impact on Baseline Energy (%) | Achievable Economic TRC Potential | 0% | 0% | 0% | 0% | 0% | 0% | 0% | 0% | 0% | 0% | 0% | 0% | 0% | 0% | 0% | 0% | 0% | 0% | 0% | 0% | 0% | 0% | 0% | 0% | 0 | 0 | 0 | 0 | 0 | 0 | 0
F5_Industrial_Paper and Printing_New_Space Heating_Natural Gas_Insulation - Roof/Ceiling_A_Achievable Economic TRC Potential | F5 | Industrial | Paper and Printing | New | Space Heating | Natural Gas | Insulation - Roof/Ceiling | A | Standalone Impact on Baseline Summer Peak (%) | Achievable Economic TRC Potential | 0% | 0% | 0% | 0% | 0% | 0% | 0% | 0% | 0% | 0% | 0% | 0% | 0% | 0% | 0% | 0% | 0% | 0% | 0% | 0% | 0% | 0% | 0% | 0% | 0 | 0 | 0 | 0 | 0 | 0 | 0
F6_Industrial_Paper and Printing_New_Space Heating_Natural Gas_Insulation - Roof/Ceiling_A_Achievable Economic TRC Potential | F6 | Industrial | Paper and Printing | New | Space Heating | Natural Gas | Insulation - Roof/Ceiling | A | Standalone Impact on Baseline Winter Peak (%) | Achievable Economic TRC Potential | 0% | 0% | 0% | 0% | 0% | 0% | 0% | 0% | 0% | 0% | 0% | 0% | 0% | 0% | 0% | 0% | 0% | 0% | 0% | 0% | 0% | 0% | 0% | 0% | 0 | 0 | 0 | 0 | 0 | 0 | 0
F7_Industrial_Paper and Printing_New_Space Heating_Natural Gas_Insulation - Roof/Ceiling_A_Achievable Economic TRC Potential | F7 | Industrial | Paper and Printing | New | Space Heating | Natural Gas | Insulation - Roof/Ceiling | A | Incremental Energy Savings (MWh or mTherms) | Achievable Economic TRC Potential | 0 | 0 | 0 | 0 | 0 | 0 | 0 | 0 | 0 | 0 | 0 | 0 | 0 | 0 | 0 | 0 | 0 | 0 | 0 | 0 | 0 | 0 | 0 | 0 | 0 | 0 | 0 | 0 | 0 | 0 | 0
F8_Industrial_Paper and Printing_New_Space Heating_Natural Gas_Insulation - Roof/Ceiling_A_Achievable Economic TRC Potential | F8 | Industrial | Paper and Printing | New | Space Heating | Natural Gas | Insulation - Roof/Ceiling | A | Incremental Summer Peak Savings (MW) | Achievable Economic TRC Potential | 0 | 0 | 0 | 0 | 0 | 0 | 0 | 0 | 0 | 0 | 0 | 0 | 0 | 0 | 0 | 0 | 0 | 0 | 0 | 0 | 0 | 0 | 0 | 0 | 0 | 0 | 0 | 0 | 0 | 0 | 0
F9_Industrial_Paper and Printing_New_Space Heating_Natural Gas_Insulation - Roof/Ceiling_A_Achievable Economic TRC Potential | F9 | Industrial | Paper and Printing | New | Space Heating | Natural Gas | Insulation - Roof/Ceiling | A | Incremental Winter Peak Savings (MW) | Achievable Economic TRC Potential | 0 | 0 | 0 | 0 | 0 | 0 | 0 | 0 | 0 | 0 | 0 | 0 | 0 | 0 | 0 | 0 | 0 | 0 | 0 | 0 | 0 | 0 | 0 | 0 | 0 | 0 | 0 | 0 | 0 | 0 | 0
F10_Industrial_Paper and Printing_New_Space Heating_Natural Gas_Insulation - Roof/Ceiling_A_Achievable Economic TRC Potential | F10 | Industrial | Paper and Printing | New | Space Heating | Natural Gas | Insulation - Roof/Ceiling | A | Cumulative Energy Savings (MWh or mTherms) | Achievable Economic TRC Potential | 0 | 0 | 0 | 0 | 0 | 0 | 0 | 0 | 0 | 0 | 0 | 0 | 0 | 0 | 0 | 0 | 0 | 0 | 0 | 0 | 0 | 0 | 0 | 0 | 0 | 0 | 0 | 0 | 0 | 0 | 0
F11_Industrial_Paper and Printing_New_Space Heating_Natural Gas_Insulation - Roof/Ceiling_A_Achievable Economic TRC Potential | F11 | Industrial | Paper and Printing | New | Space Heating | Natural Gas | Insulation - Roof/Ceiling | A | Cumulative Summer Peak Savings (MW) | Achievable Economic TRC Potential | 0 | 0 | 0 | 0 | 0 | 0 | 0 | 0 | 0 | 0 | 0 | 0 | 0 | 0 | 0 | 0 | 0 | 0 | 0 | 0 | 0 | 0 | 0 | 0 | 0 | 0 | 0 | 0 | 0 | 0 | 0
F12_Industrial_Paper and Printing_New_Space Heating_Natural Gas_Insulation - Roof/Ceiling_A_Achievable Economic TRC Potential | F12 | Industrial | Paper and Printing | New | Space Heating | Natural Gas | Insulation - Roof/Ceiling | A | Cumulative Winter Peak Savings (MW) | Achievable Economic TRC Potential | 0 | 0 | 0 | 0 | 0 | 0 | 0 | 0 | 0 | 0 | 0 | 0 | 0 | 0 | 0 | 0 | 0 | 0 | 0 | 0 | 0 | 0 | 0 | 0 | 0 | 0 | 0 | 0 | 0 | 0 | 0
F13_Industrial_Paper and Printing_New_Space Heating_Natural Gas_Insulation - Roof/Ceiling_A_Achievable Economic TRC Potential | F13 | Industrial | Paper and Printing | New | Space Heating | Natural Gas | Insulation - Roof/Ceiling | A | Purchases (Incremental) | Achievable Economic TRC Potential | 0 | 0 | 0 | 0 | 0 | 0 | 0 | 0 | 0 | 0 | 0 | 0 | 0 | 0 | 0 | 0 | 0 | 0 | 0 | 0 | 0 | 0 | 0 | 0 | 0 | 0 | 0 | 0 | 0 | 0 | 0
F14_Industrial_Paper and Printing_New_Space Heating_Natural Gas_Insulation - Roof/Ceiling_A_Achievable Economic TRC Potential | F14 | Industrial | Paper and Printing | New | Space Heating | Natural Gas | Insulation - Roof/Ceiling | A | Purchases (Cumulative) | Achievable Economic TRC Potential | 0 | 0 | 0 | 0 | 0 | 0 | 0 | 0 | 0 | 0 | 0 | 0 | 0 | 0 | 0 | 0 | 0 | 0 | 0 | 0 | 0 | 0 | 0 | 0 | 0 | 0 | 0 | 0 | 0 | 0 | 0
F1_Industrial_Paper and Printing_New_Space Heating_Natural Gas_Insulation - Wall Cavity_A_Achievable Economic TRC Potential | F1 | Industrial | Paper and Printing | New | Space Heating | Natural Gas | Insulation - Wall Cavity | A | Original Unit Energy Savings (kWh or therms) | Achievable Economic TRC Potential | 0 | 0 | 0 | 0 | 0 | 0.016909 | 0.016691 | 0.016531 | 0.01641 | 0.016315 | 0.016238 | 0.016147 | 0.016053 | 0.015959 | 0.015869 | 0.015798 | 0.015742 | 0.015697 | 0.015627 | 0.015575 | 0.015537 | 0.015508 | 0.015508 | 0.015508 | 0.015508 | 0.015508 | 0.015508 | 0.015508 | 0 | 0 | 0
F2_Industrial_Paper and Printing_New_Space Heating_Natural Gas_Insulation - Wall Cavity_A_Achievable Economic TRC Potential | F2 | Industrial | Paper and Printing | New | Space Heating | Natural Gas | Insulation - Wall Cavity | A | Original Unit Summer Peak Savings (kW) | Achievable Economic TRC Potential | 0 | 0 | 0 | 0 | 0 | 0 | 0 | 0 | 0 | 0 | 0 | 0 | 0 | 0 | 0 | 0 | 0 | 0 | 0 | 0 | 0 | 0 | 0 | 0 | 0 | 0 | 0 | 0 | 0 | 0 | 0
F3_Industrial_Paper and Printing_New_Space Heating_Natural Gas_Insulation - Wall Cavity_A_Achievable Economic TRC Potential | F3 | Industrial | Paper and Printing | New | Space Heating | Natural Gas | Insulation - Wall Cavity | A | Original Unit Winter Peak Savings (kW) | Achievable Economic TRC Potential | 0 | 0 | 0 | 0 | 0 | 0 | 0 | 0 | 0 | 0 | 0 | 0 | 0 | 0 | 0 | 0 | 0 | 0 | 0 | 0 | 0 | 0 | 0 | 0 | 0 | 0 | 0 | 0 | 0 | 0 | 0
F4_Industrial_Paper and Printing_New_Space Heating_Natural Gas_Insulation - Wall Cavity_A_Achievable Economic TRC Potential | F4 | Industrial | Paper and Printing | New | Space Heating | Natural Gas | Insulation - Wall Cavity | A | Standalone Impact on Baseline Energy (%) | Achievable Economic TRC Potential | 0% | 0% | 0% | 0% | 0% | 0% | 0% | 0% | 0% | 0% | 0% | 0% | 0% | 0% | 0% | 0% | 0% | 0% | 0% | 0% | 0% | 0% | 0% | 0% | 0 | 0 | 0 | 0 | 0 | 0 | 0
F5_Industrial_Paper and Printing_New_Space Heating_Natural Gas_Insulation - Wall Cavity_A_Achievable Economic TRC Potential | F5 | Industrial | Paper and Printing | New | Space Heating | Natural Gas | Insulation - Wall Cavity | A | Standalone Impact on Baseline Summer Peak (%) | Achievable Economic TRC Potential | 0% | 0% | 0% | 0% | 0% | 0% | 0% | 0% | 0% | 0% | 0% | 0% | 0% | 0% | 0% | 0% | 0% | 0% | 0% | 0% | 0% | 0% | 0% | 0% | 0 | 0 | 0 | 0 | 0 | 0 | 0
F6_Industrial_Paper and Printing_New_Space Heating_Natural Gas_Insulation - Wall Cavity_A_Achievable Economic TRC Potential | F6 | Industrial | Paper and Printing | New | Space Heating | Natural Gas | Insulation - Wall Cavity | A | Standalone Impact on Baseline Winter Peak (%) | Achievable Economic TRC Potential | 0% | 0% | 0% | 0% | 0% | 0% | 0% | 0% | 0% | 0% | 0% | 0% | 0% | 0% | 0% | 0% | 0% | 0% | 0% | 0% | 0% | 0% | 0% | 0% | 0 | 0 | 0 | 0 | 0 | 0 | 0
F7_Industrial_Paper and Printing_New_Space Heating_Natural Gas_Insulation - Wall Cavity_A_Achievable Economic TRC Potential | F7 | Industrial | Paper and Printing | New | Space Heating | Natural Gas | Insulation - Wall Cavity | A | Incremental Energy Savings (MWh or mTherms) | Achievable Economic TRC Potential | 0 | 0 | 0 | 0 | 0 | 0 | 0 | 0 | 0 | 0 | 0 | 0 | 0 | 0 | 0 | 0 | 0 | 0 | 0 | 0 | 0 | 0 | 0 | 0 | 0 | 0 | 0 | 0 | 0 | 0 | 0
F8_Industrial_Paper and Printing_New_Space Heating_Natural Gas_Insulation - Wall Cavity_A_Achievable Economic TRC Potential | F8 | Industrial | Paper and Printing | New | Space Heating | Natural Gas | Insulation - Wall Cavity | A | Incremental Summer Peak Savings (MW) | Achievable Economic TRC Potential | 0 | 0 | 0 | 0 | 0 | 0 | 0 | 0 | 0 | 0 | 0 | 0 | 0 | 0 | 0 | 0 | 0 | 0 | 0 | 0 | 0 | 0 | 0 | 0 | 0 | 0 | 0 | 0 | 0 | 0 | 0
F9_Industrial_Paper and Printing_New_Space Heating_Natural Gas_Insulation - Wall Cavity_A_Achievable Economic TRC Potential | F9 | Industrial | Paper and Printing | New | Space Heating | Natural Gas | Insulation - Wall Cavity | A | Incremental Winter Peak Savings (MW) | Achievable Economic TRC Potential | 0 | 0 | 0 | 0 | 0 | 0 | 0 | 0 | 0 | 0 | 0 | 0 | 0 | 0 | 0 | 0 | 0 | 0 | 0 | 0 | 0 | 0 | 0 | 0 | 0 | 0 | 0 | 0 | 0 | 0 | 0
F10_Industrial_Paper and Printing_New_Space Heating_Natural Gas_Insulation - Wall Cavity_A_Achievable Economic TRC Potential | F10 | Industrial | Paper and Printing | New | Space Heating | Natural Gas | Insulation - Wall Cavity | A | Cumulative Energy Savings (MWh or mTherms) | Achievable Economic TRC Potential | 0 | 0 | 0 | 0 | 0 | 0 | 0 | 0 | 0 | 0 | 0 | 0 | 0 | 0 | 0 | 0 | 0 | 0 | 0 | 0 | 0 | 0 | 0 | 0 | 0 | 0 | 0 | 0 | 0 | 0 | 0
F11_Industrial_Paper and Printing_New_Space Heating_Natural Gas_Insulation - Wall Cavity_A_Achievable Economic TRC Potential | F11 | Industrial | Paper and Printing | New | Space Heating | Natural Gas | Insulation - Wall Cavity | A | Cumulative Summer Peak Savings (MW) | Achievable Economic TRC Potential | 0 | 0 | 0 | 0 | 0 | 0 | 0 | 0 | 0 | 0 | 0 | 0 | 0 | 0 | 0 | 0 | 0 | 0 | 0 | 0 | 0 | 0 | 0 | 0 | 0 | 0 | 0 | 0 | 0 | 0 | 0
F12_Industrial_Paper and Printing_New_Space Heating_Natural Gas_Insulation - Wall Cavity_A_Achievable Economic TRC Potential | F12 | Industrial | Paper and Printing | New | Space Heating | Natural Gas | Insulation - Wall Cavity | A | Cumulative Winter Peak Savings (MW) | Achievable Economic TRC Potential | 0 | 0 | 0 | 0 | 0 | 0 | 0 | 0 | 0 | 0 | 0 | 0 | 0 | 0 | 0 | 0 | 0 | 0 | 0 | 0 | 0 | 0 | 0 | 0 | 0 | 0 | 0 | 0 | 0 | 0 | 0
F13_Industrial_Paper and Printing_New_Space Heating_Natural Gas_Insulation - Wall Cavity_A_Achievable Economic TRC Potential | F13 | Industrial | Paper and Printing | New | Space Heating | Natural Gas | Insulation - Wall Cavity | A | Purchases (Incremental) | Achievable Economic TRC Potential | 0 | 0 | 0 | 0 | 0 | 0 | 0 | 0 | 0 | 0 | 0 | 0 | 0 | 0 | 0 | 0 | 0 | 0 | 0 | 0 | 0 | 0 | 0 | 0 | 0 | 0 | 0 | 0 | 0 | 0 | 0
F14_Industrial_Paper and Printing_New_Space Heating_Natural Gas_Insulation - Wall Cavity_A_Achievable Economic TRC Potential | F14 | Industrial | Paper and Printing | New | Space Heating | Natural Gas | Insulation - Wall Cavity | A | Purchases (Cumulative) | Achievable Economic TRC Potential | 0 | 0 | 0 | 0 | 0 | 0 | 0 | 0 | 0 | 0 | 0 | 0 | 0 | 0 | 0 | 0 | 0 | 0 | 0 | 0 | 0 | 0 | 0 | 0 | 0 | 0 | 0 | 0 | 0 | 0 | 0
F1_Industrial_Paper and Printing_New_Space Heating_Natural Gas_Insulation - Ducting_A_Achievable Economic TRC Potential | F1 | Industrial | Paper and Printing | New | Space Heating | Natural Gas | Insulation - Ducting | A | Original Unit Energy Savings (kWh or therms) | Achievable Economic TRC Potential | 0 | 0 | 0 | 0 | 0 | 0 | 0 | 0 | 0 | 0 | 0 | 0 | 0 | 0 | 0 | 0 | 0 | 0 | 0 | 0 | 0 | 0 | 0 | 0 | 0 | 0 | 0 | 0 | 0 | 0 | 0
F2_Industrial_Paper and Printing_New_Space Heating_Natural Gas_Insulation - Ducting_A_Achievable Economic TRC Potential | F2 | Industrial | Paper and Printing | New | Space Heating | Natural Gas | Insulation - Ducting | A | Original Unit Summer Peak Savings (kW) | Achievable Economic TRC Potential | 0 | 0 | 0 | 0 | 0 | 0 | 0 | 0 | 0 | 0 | 0 | 0 | 0 | 0 | 0 | 0 | 0 | 0 | 0 | 0 | 0 | 0 | 0 | 0 | 0 | 0 | 0 | 0 | 0 | 0 | 0
F3_Industrial_Paper and Printing_New_Space Heating_Natural Gas_Insulation - Ducting_A_Achievable Economic TRC Potential | F3 | Industrial | Paper and Printing | New | Space Heating | Natural Gas | Insulation - Ducting | A | Original Unit Winter Peak Savings (kW) | Achievable Economic TRC Potential | 0 | 0 | 0 | 0 | 0 | 0 | 0 | 0 | 0 | 0 | 0 | 0 | 0 | 0 | 0 | 0 | 0 | 0 | 0 | 0 | 0 | 0 | 0 | 0 | 0 | 0 | 0 | 0 | 0 | 0 | 0
F4_Industrial_Paper and Printing_New_Space Heating_Natural Gas_Insulation - Ducting_A_Achievable Economic TRC Potential | F4 | Industrial | Paper and Printing | New | Space Heating | Natural Gas | Insulation - Ducting | A | Standalone Impact on Baseline Energy (%) | Achievable Economic TRC Potential | 0% | 0% | 0% | 0% | 0% | 0% | 0% | 0% | 0% | 0% | 0% | 0% | 0% | 0% | 0% | 0% | 0% | 0% | 0% | 0% | 0% | 0% | 0% | 0% | 0 | 0 | 0 | 0 | 0 | 0 | 0
F5_Industrial_Paper and Printing_New_Space Heating_Natural Gas_Insulation - Ducting_A_Achievable Economic TRC Potential | F5 | Industrial | Paper and Printing | New | Space Heating | Natural Gas | Insulation - Ducting | A | Standalone Impact on Baseline Summer Peak (%) | Achievable Economic TRC Potential | 0% | 0% | 0% | 0% | 0% | 0% | 0% | 0% | 0% | 0% | 0% | 0% | 0% | 0% | 0% | 0% | 0% | 0% | 0% | 0% | 0% | 0% | 0% | 0% | 0 | 0 | 0 | 0 | 0 | 0 | 0
F6_Industrial_Paper and Printing_New_Space Heating_Natural Gas_Insulation - Ducting_A_Achievable Economic TRC Potential | F6 | Industrial | Paper and Printing | New | Space Heating | Natural Gas | Insulation - Ducting | A | Standalone Impact on Baseline Winter Peak (%) | Achievable Economic TRC Potential | 0% | 0% | 0% | 0% | 0% | 0% | 0% | 0% | 0% | 0% | 0% | 0% | 0% | 0% | 0% | 0% | 0% | 0% | 0% | 0% | 0% | 0% | 0% | 0% | 0 | 0 | 0 | 0 | 0 | 0 | 0
F7_Industrial_Paper and Printing_New_Space Heating_Natural Gas_Insulation - Ducting_A_Achievable Economic TRC Potential | F7 | Industrial | Paper and Printing | New | Space Heating | Natural Gas | Insulation - Ducting | A | Incremental Energy Savings (MWh or mTherms) | Achievable Economic TRC Potential | 0 | 0 | 0 | 0 | 0 | 0 | 0 | 0 | 0 | 0 | 0 | 0 | 0 | 0 | 0 | 0 | 0 | 0 | 0 | 0 | 0 | 0 | 0 | 0 | 0 | 0 | 0 | 0 | 0 | 0 | 0
F8_Industrial_Paper and Printing_New_Space Heating_Natural Gas_Insulation - Ducting_A_Achievable Economic TRC Potential | F8 | Industrial | Paper and Printing | New | Space Heating | Natural Gas | Insulation - Ducting | A | Incremental Summer Peak Savings (MW) | Achievable Economic TRC Potential | 0 | 0 | 0 | 0 | 0 | 0 | 0 | 0 | 0 | 0 | 0 | 0 | 0 | 0 | 0 | 0 | 0 | 0 | 0 | 0 | 0 | 0 | 0 | 0 | 0 | 0 | 0 | 0 | 0 | 0 | 0
F9_Industrial_Paper and Printing_New_Space Heating_Natural Gas_Insulation - Ducting_A_Achievable Economic TRC Potential | F9 | Industrial | Paper and Printing | New | Space Heating | Natural Gas | Insulation - Ducting | A | Incremental Winter Peak Savings (MW) | Achievable Economic TRC Potential | 0 | 0 | 0 | 0 | 0 | 0 | 0 | 0 | 0 | 0 | 0 | 0 | 0 | 0 | 0 | 0 | 0 | 0 | 0 | 0 | 0 | 0 | 0 | 0 | 0 | 0 | 0 | 0 | 0 | 0 | 0
F10_Industrial_Paper and Printing_New_Space Heating_Natural Gas_Insulation - Ducting_A_Achievable Economic TRC Potential | F10 | Industrial | Paper and Printing | New | Space Heating | Natural Gas | Insulation - Ducting | A | Cumulative Energy Savings (MWh or mTherms) | Achievable Economic TRC Potential | 0 | 0 | 0 | 0 | 0 | 0 | 0 | 0 | 0 | 0 | 0 | 0 | 0 | 0 | 0 | 0 | 0 | 0 | 0 | 0 | 0 | 0 | 0 | 0 | 0 | 0 | 0 | 0 | 0 | 0 | 0
F11_Industrial_Paper and Printing_New_Space Heating_Natural Gas_Insulation - Ducting_A_Achievable Economic TRC Potential | F11 | Industrial | Paper and Printing | New | Space Heating | Natural Gas | Insulation - Ducting | A | Cumulative Summer Peak Savings (MW) | Achievable Economic TRC Potential | 0 | 0 | 0 | 0 | 0 | 0 | 0 | 0 | 0 | 0 | 0 | 0 | 0 | 0 | 0 | 0 | 0 | 0 | 0 | 0 | 0 | 0 | 0 | 0 | 0 | 0 | 0 | 0 | 0 | 0 | 0
F12_Industrial_Paper and Printing_New_Space Heating_Natural Gas_Insulation - Ducting_A_Achievable Economic TRC Potential | F12 | Industrial | Paper and Printing | New | Space Heating | Natural Gas | Insulation - Ducting | A | Cumulative Winter Peak Savings (MW) | Achievable Economic TRC Potential | 0 | 0 | 0 | 0 | 0 | 0 | 0 | 0 | 0 | 0 | 0 | 0 | 0 | 0 | 0 | 0 | 0 | 0 | 0 | 0 | 0 | 0 | 0 | 0 | 0 | 0 | 0 | 0 | 0 | 0 | 0
F13_Industrial_Paper and Printing_New_Space Heating_Natural Gas_Insulation - Ducting_A_Achievable Economic TRC Potential | F13 | Industrial | Paper and Printing | New | Space Heating | Natural Gas | Insulation - Ducting | A | Purchases (Incremental) | Achievable Economic TRC Potential | 0 | 0 | 0 | 0 | 0 | 0 | 0 | 0 | 0 | 0 | 0 | 0 | 0 | 0 | 0 | 0 | 0 | 0 | 0 | 0 | 0 | 0 | 0 | 0 | 0 | 0 | 0 | 0 | 0 | 0 | 0
F14_Industrial_Paper and Printing_New_Space Heating_Natural Gas_Insulation - Ducting_A_Achievable Economic TRC Potential | F14 | Industrial | Paper and Printing | New | Space Heating | Natural Gas | Insulation - Ducting | A | Purchases (Cumulative) | Achievable Economic TRC Potential | 0 | 0 | 0 | 0 | 0 | 0 | 0 | 0 | 0 | 0 | 0 | 0 | 0 | 0 | 0 | 0 | 0 | 0 | 0 | 0 | 0 | 0 | 0 | 0 | 0 | 0 | 0 | 0 | 0 | 0 | 0
F1_Industrial_Paper and Printing_New_Space Heating_Natural Gas_HVAC - Duct Repair and Sealing_A_Achievable Economic TRC Potential | F1 | Industrial | Paper and Printing | New | Space Heating | Natural Gas | HVAC - Duct Repair and Sealing | A | Original Unit Energy Savings (kWh or therms) | Achievable Economic TRC Potential | 0 | 0 | 0 | 0 | 0 | 0 | 0 | 0 | 0 | 0 | 0 | 0 | 0 | 0 | 0 | 0 | 0 | 0 | 0 | 0 | 0 | 0 | 0 | 0 | 0 | 0 | 0 | 0 | 0 | 0 | 0
F2_Industrial_Paper and Printing_New_Space Heating_Natural Gas_HVAC - Duct Repair and Sealing_A_Achievable Economic TRC Potential | F2 | Industrial | Paper and Printing | New | Space Heating | Natural Gas | HVAC - Duct Repair and Sealing | A | Original Unit Summer Peak Savings (kW) | Achievable Economic TRC Potential | 0 | 0 | 0 | 0 | 0 | 0 | 0 | 0 | 0 | 0 | 0 | 0 | 0 | 0 | 0 | 0 | 0 | 0 | 0 | 0 | 0 | 0 | 0 | 0 | 0 | 0 | 0 | 0 | 0 | 0 | 0
F3_Industrial_Paper and Printing_New_Space Heating_Natural Gas_HVAC - Duct Repair and Sealing_A_Achievable Economic TRC Potential | F3 | Industrial | Paper and Printing | New | Space Heating | Natural Gas | HVAC - Duct Repair and Sealing | A | Original Unit Winter Peak Savings (kW) | Achievable Economic TRC Potential | 0 | 0 | 0 | 0 | 0 | 0 | 0 | 0 | 0 | 0 | 0 | 0 | 0 | 0 | 0 | 0 | 0 | 0 | 0 | 0 | 0 | 0 | 0 | 0 | 0 | 0 | 0 | 0 | 0 | 0 | 0
F4_Industrial_Paper and Printing_New_Space Heating_Natural Gas_HVAC - Duct Repair and Sealing_A_Achievable Economic TRC Potential | F4 | Industrial | Paper and Printing | New | Space Heating | Natural Gas | HVAC - Duct Repair and Sealing | A | Standalone Impact on Baseline Energy (%) | Achievable Economic TRC Potential | 0% | 0% | 0% | 0% | 0% | 0% | 0% | 0% | 0% | 0% | 0% | 0% | 0% | 0% | 0% | 0% | 0% | 0% | 0% | 0% | 0% | 0% | 0% | 0% | 0 | 0 | 0 | 0 | 0 | 0 | 0
F5_Industrial_Paper and Printing_New_Space Heating_Natural Gas_HVAC - Duct Repair and Sealing_A_Achievable Economic TRC Potential | F5 | Industrial | Paper and Printing | New | Space Heating | Natural Gas | HVAC - Duct Repair and Sealing | A | Standalone Impact on Baseline Summer Peak (%) | Achievable Economic TRC Potential | 0% | 0% | 0% | 0% | 0% | 0% | 0% | 0% | 0% | 0% | 0% | 0% | 0% | 0% | 0% | 0% | 0% | 0% | 0% | 0% | 0% | 0% | 0% | 0% | 0 | 0 | 0 | 0 | 0 | 0 | 0
F6_Industrial_Paper and Printing_New_Space Heating_Natural Gas_HVAC - Duct Repair and Sealing_A_Achievable Economic TRC Potential | F6 | Industrial | Paper and Printing | New | Space Heating | Natural Gas | HVAC - Duct Repair and Sealing | A | Standalone Impact on Baseline Winter Peak (%) | Achievable Economic TRC Potential | 0% | 0% | 0% | 0% | 0% | 0% | 0% | 0% | 0% | 0% | 0% | 0% | 0% | 0% | 0% | 0% | 0% | 0% | 0% | 0% | 0% | 0% | 0% | 0% | 0 | 0 | 0 | 0 | 0 | 0 | 0
F7_Industrial_Paper and Printing_New_Space Heating_Natural Gas_HVAC - Duct Repair and Sealing_A_Achievable Economic TRC Potential | F7 | Industrial | Paper and Printing | New | Space Heating | Natural Gas | HVAC - Duct Repair and Sealing | A | Incremental Energy Savings (MWh or mTherms) | Achievable Economic TRC Potential | 0 | 0 | 0 | 0 | 0 | 0 | 0 | 0 | 0 | 0 | 0 | 0 | 0 | 0 | 0 | 0 | 0 | 0 | 0 | 0 | 0 | 0 | 0 | 0 | 0 | 0 | 0 | 0 | 0 | 0 | 0
F8_Industrial_Paper and Printing_New_Space Heating_Natural Gas_HVAC - Duct Repair and Sealing_A_Achievable Economic TRC Potential | F8 | Industrial | Paper and Printing | New | Space Heating | Natural Gas | HVAC - Duct Repair and Sealing | A | Incremental Summer Peak Savings (MW) | Achievable Economic TRC Potential | 0 | 0 | 0 | 0 | 0 | 0 | 0 | 0 | 0 | 0 | 0 | 0 | 0 | 0 | 0 | 0 | 0 | 0 | 0 | 0 | 0 | 0 | 0 | 0 | 0 | 0 | 0 | 0 | 0 | 0 | 0
F9_Industrial_Paper and Printing_New_Space Heating_Natural Gas_HVAC - Duct Repair and Sealing_A_Achievable Economic TRC Potential | F9 | Industrial | Paper and Printing | New | Space Heating | Natural Gas | HVAC - Duct Repair and Sealing | A | Incremental Winter Peak Savings (MW) | Achievable Economic TRC Potential | 0 | 0 | 0 | 0 | 0 | 0 | 0 | 0 | 0 | 0 | 0 | 0 | 0 | 0 | 0 | 0 | 0 | 0 | 0 | 0 | 0 | 0 | 0 | 0 | 0 | 0 | 0 | 0 | 0 | 0 | 0
F10_Industrial_Paper and Printing_New_Space Heating_Natural Gas_HVAC - Duct Repair and Sealing_A_Achievable Economic TRC Potential | F10 | Industrial | Paper and Printing | New | Space Heating | Natural Gas | HVAC - Duct Repair and Sealing | A | Cumulative Energy Savings (MWh or mTherms) | Achievable Economic TRC Potential | 0 | 0 | 0 | 0 | 0 | 0 | 0 | 0 | 0 | 0 | 0 | 0 | 0 | 0 | 0 | 0 | 0 | 0 | 0 | 0 | 0 | 0 | 0 | 0 | 0 | 0 | 0 | 0 | 0 | 0 | 0
F11_Industrial_Paper and Printing_New_Space Heating_Natural Gas_HVAC - Duct Repair and Sealing_A_Achievable Economic TRC Potential | F11 | Industrial | Paper and Printing | New | Space Heating | Natural Gas | HVAC - Duct Repair and Sealing | A | Cumulative Summer Peak Savings (MW) | Achievable Economic TRC Potential | 0 | 0 | 0 | 0 | 0 | 0 | 0 | 0 | 0 | 0 | 0 | 0 | 0 | 0 | 0 | 0 | 0 | 0 | 0 | 0 | 0 | 0 | 0 | 0 | 0 | 0 | 0 | 0 | 0 | 0 | 0
F12_Industrial_Paper and Printing_New_Space Heating_Natural Gas_HVAC - Duct Repair and Sealing_A_Achievable Economic TRC Potential | F12 | Industrial | Paper and Printing | New | Space Heating | Natural Gas | HVAC - Duct Repair and Sealing | A | Cumulative Winter Peak Savings (MW) | Achievable Economic TRC Potential | 0 | 0 | 0 | 0 | 0 | 0 | 0 | 0 | 0 | 0 | 0 | 0 | 0 | 0 | 0 | 0 | 0 | 0 | 0 | 0 | 0 | 0 | 0 | 0 | 0 | 0 | 0 | 0 | 0 | 0 | 0
F13_Industrial_Paper and Printing_New_Space Heating_Natural Gas_HVAC - Duct Repair and Sealing_A_Achievable Economic TRC Potential | F13 | Industrial | Paper and Printing | New | Space Heating | Natural Gas | HVAC - Duct Repair and Sealing | A | Purchases (Incremental) | Achievable Economic TRC Potential | 0 | 0 | 0 | 0 | 0 | 0 | 0 | 0 | 0 | 0 | 0 | 0 | 0 | 0 | 0 | 0 | 0 | 0 | 0 | 0 | 0 | 0 | 0 | 0 | 0 | 0 | 0 | 0 | 0 | 0 | 0
F14_Industrial_Paper and Printing_New_Space Heating_Natural Gas_HVAC - Duct Repair and Sealing_A_Achievable Economic TRC Potential | F14 | Industrial | Paper and Printing | New | Space Heating | Natural Gas | HVAC - Duct Repair and Sealing | A | Purchases (Cumulative) | Achievable Economic TRC Potential | 0 | 0 | 0 | 0 | 0 | 0 | 0 | 0 | 0 | 0 | 0 | 0 | 0 | 0 | 0 | 0 | 0 | 0 | 0 | 0 | 0 | 0 | 0 | 0 | 0 | 0 | 0 | 0 | 0 | 0 | 0
F1_Industrial_Paper and Printing_New_Space Heating_Natural Gas_Windows - High Efficiency_A_Achievable Economic TRC Potential | F1 | Industrial | Paper and Printing | New | Space Heating | Natural Gas | Windows - High Efficiency | A | Original Unit Energy Savings (kWh or therms) | Achievable Economic TRC Potential | 0 | 0 | 0 | 0 | 0 | 0.0053664 | 0.005297 | 0.0052464 | 0.0052081 | 0.0051778 | 0.0051533 | 0.0051246 | 0.0050945 | 0.0050648 | 0.0050361 | 0.0050136 | 0.0049958 | 0.0049817 | 0.0049593 | 0.0049429 | 0.004931 | 0.0049217 | 0.0049217 | 0.0049217 | 0.0049217 | 0.0049217 | 0.0049217 | 0.0049217 | 0 | 0 | 0
F2_Industrial_Paper and Printing_New_Space Heating_Natural Gas_Windows - High Efficiency_A_Achievable Economic TRC Potential | F2 | Industrial | Paper and Printing | New | Space Heating | Natural Gas | Windows - High Efficiency | A | Original Unit Summer Peak Savings (kW) | Achievable Economic TRC Potential | 0 | 0 | 0 | 0 | 0 | 0 | 0 | 0 | 0 | 0 | 0 | 0 | 0 | 0 | 0 | 0 | 0 | 0 | 0 | 0 | 0 | 0 | 0 | 0 | 0 | 0 | 0 | 0 | 0 | 0 | 0
F3_Industrial_Paper and Printing_New_Space Heating_Natural Gas_Windows - High Efficiency_A_Achievable Economic TRC Potential | F3 | Industrial | Paper and Printing | New | Space Heating | Natural Gas | Windows - High Efficiency | A | Original Unit Winter Peak Savings (kW) | Achievable Economic TRC Potential | 0 | 0 | 0 | 0 | 0 | 0 | 0 | 0 | 0 | 0 | 0 | 0 | 0 | 0 | 0 | 0 | 0 | 0 | 0 | 0 | 0 | 0 | 0 | 0 | 0 | 0 | 0 | 0 | 0 | 0 | 0
F4_Industrial_Paper and Printing_New_Space Heating_Natural Gas_Windows - High Efficiency_A_Achievable Economic TRC Potential | F4 | Industrial | Paper and Printing | New | Space Heating | Natural Gas | Windows - High Efficiency | A | Standalone Impact on Baseline Energy (%) | Achievable Economic TRC Potential | 0% | 0% | 0% | 0% | 0% | 0% | 0% | 0% | 0% | 0% | 0% | 0% | 0% | 0% | 0% | 0% | 0% | 0% | 0% | 0% | 0% | 0% | 0% | 0% | 0 | 0 | 0 | 0 | 0 | 0 | 0
F5_Industrial_Paper and Printing_New_Space Heating_Natural Gas_Windows - High Efficiency_A_Achievable Economic TRC Potential | F5 | Industrial | Paper and Printing | New | Space Heating | Natural Gas | Windows - High Efficiency | A | Standalone Impact on Baseline Summer Peak (%) | Achievable Economic TRC Potential | 0% | 0% | 0% | 0% | 0% | 0% | 0% | 0% | 0% | 0% | 0% | 0% | 0% | 0% | 0% | 0% | 0% | 0% | 0% | 0% | 0% | 0% | 0% | 0% | 0 | 0 | 0 | 0 | 0 | 0 | 0
F6_Industrial_Paper and Printing_New_Space Heating_Natural Gas_Windows - High Efficiency_A_Achievable Economic TRC Potential | F6 | Industrial | Paper and Printing | New | Space Heating | Natural Gas | Windows - High Efficiency | A | Standalone Impact on Baseline Winter Peak (%) | Achievable Economic TRC Potential | 0% | 0% | 0% | 0% | 0% | 0% | 0% | 0% | 0% | 0% | 0% | 0% | 0% | 0% | 0% | 0% | 0% | 0% | 0% | 0% | 0% | 0% | 0% | 0% | 0 | 0 | 0 | 0 | 0 | 0 | 0
F7_Industrial_Paper and Printing_New_Space Heating_Natural Gas_Windows - High Efficiency_A_Achievable Economic TRC Potential | F7 | Industrial | Paper and Printing | New | Space Heating | Natural Gas | Windows - High Efficiency | A | Incremental Energy Savings (MWh or mTherms) | Achievable Economic TRC Potential | 0 | 0 | 0 | 0 | 0 | 0 | 0 | 0 | 0 | 0 | 0 | 0 | 0 | 0 | 0 | 0 | 0 | 0 | 0 | 0 | 0 | 0 | 0 | 0 | 0 | 0 | 0 | 0 | 0 | 0 | 0
F8_Industrial_Paper and Printing_New_Space Heating_Natural Gas_Windows - High Efficiency_A_Achievable Economic TRC Potential | F8 | Industrial | Paper and Printing | New | Space Heating | Natural Gas | Windows - High Efficiency | A | Incremental Summer Peak Savings (MW) | Achievable Economic TRC Potential | 0 | 0 | 0 | 0 | 0 | 0 | 0 | 0 | 0 | 0 | 0 | 0 | 0 | 0 | 0 | 0 | 0 | 0 | 0 | 0 | 0 | 0 | 0 | 0 | 0 | 0 | 0 | 0 | 0 | 0 | 0
F9_Industrial_Paper and Printing_New_Space Heating_Natural Gas_Windows - High Efficiency_A_Achievable Economic TRC Potential | F9 | Industrial | Paper and Printing | New | Space Heating | Natural Gas | Windows - High Efficiency | A | Incremental Winter Peak Savings (MW) | Achievable Economic TRC Potential | 0 | 0 | 0 | 0 | 0 | 0 | 0 | 0 | 0 | 0 | 0 | 0 | 0 | 0 | 0 | 0 | 0 | 0 | 0 | 0 | 0 | 0 | 0 | 0 | 0 | 0 | 0 | 0 | 0 | 0 | 0
F10_Industrial_Paper and Printing_New_Space Heating_Natural Gas_Windows - High Efficiency_A_Achievable Economic TRC Potential | F10 | Industrial | Paper and Printing | New | Space Heating | Natural Gas | Windows - High Efficiency | A | Cumulative Energy Savings (MWh or mTherms) | Achievable Economic TRC Potential | 0 | 0 | 0 | 0 | 0 | 0 | 0 | 0 | 0 | 0 | 0 | 0 | 0 | 0 | 0 | 0 | 0 | 0 | 0 | 0 | 0 | 0 | 0 | 0 | 0 | 0 | 0 | 0 | 0 | 0 | 0
F11_Industrial_Paper and Printing_New_Space Heating_Natural Gas_Windows - High Efficiency_A_Achievable Economic TRC Potential | F11 | Industrial | Paper and Printing | New | Space Heating | Natural Gas | Windows - High Efficiency | A | Cumulative Summer Peak Savings (MW) | Achievable Economic TRC Potential | 0 | 0 | 0 | 0 | 0 | 0 | 0 | 0 | 0 | 0 | 0 | 0 | 0 | 0 | 0 | 0 | 0 | 0 | 0 | 0 | 0 | 0 | 0 | 0 | 0 | 0 | 0 | 0 | 0 | 0 | 0
F12_Industrial_Paper and Printing_New_Space Heating_Natural Gas_Windows - High Efficiency_A_Achievable Economic TRC Potential | F12 | Industrial | Paper and Printing | New | Space Heating | Natural Gas | Windows - High Efficiency | A | Cumulative Winter Peak Savings (MW) | Achievable Economic TRC Potential | 0 | 0 | 0 | 0 | 0 | 0 | 0 | 0 | 0 | 0 | 0 | 0 | 0 | 0 | 0 | 0 | 0 | 0 | 0 | 0 | 0 | 0 | 0 | 0 | 0 | 0 | 0 | 0 | 0 | 0 | 0
F13_Industrial_Paper and Printing_New_Space Heating_Natural Gas_Windows - High Efficiency_A_Achievable Economic TRC Potential | F13 | Industrial | Paper and Printing | New | Space Heating | Natural Gas | Windows - High Efficiency | A | Purchases (Incremental) | Achievable Economic TRC Potential | 0 | 0 | 0 | 0 | 0 | 0 | 0 | 0 | 0 | 0 | 0 | 0 | 0 | 0 | 0 | 0 | 0 | 0 | 0 | 0 | 0 | 0 | 0 | 0 | 0 | 0 | 0 | 0 | 0 | 0 | 0
F14_Industrial_Paper and Printing_New_Space Heating_Natural Gas_Windows - High Efficiency_A_Achievable Economic TRC Potential | F14 | Industrial | Paper and Printing | New | Space Heating | Natural Gas | Windows - High Efficiency | A | Purchases (Cumulative) | Achievable Economic TRC Potential | 0 | 0 | 0 | 0 | 0 | 0 | 0 | 0 | 0 | 0 | 0 | 0 | 0 | 0 | 0 | 0 | 0 | 0 | 0 | 0 | 0 | 0 | 0 | 0 | 0 | 0 | 0 | 0 | 0 | 0 | 0
F1_Industrial_Paper and Printing_New_Space Heating_Natural Gas_Gas Boiler - Maintenance_A_Achievable Economic TRC Potential | F1 | Industrial | Paper and Printing | New | Space Heating | Natural Gas | Gas Boiler - Maintenance | A | Original Unit Energy Savings (kWh or therms) | Achievable Economic TRC Potential | 0 | 0 | 0 | 0 | 0 | 0 | 0 | 0 | 0 | 0 | 0 | 0 | 0 | 0 | 0 | 0 | 0 | 0 | 0 | 0 | 0 | 0 | 0 | 0 | 0 | 0 | 0 | 0 | 0 | 0 | 0
F2_Industrial_Paper and Printing_New_Space Heating_Natural Gas_Gas Boiler - Maintenance_A_Achievable Economic TRC Potential | F2 | Industrial | Paper and Printing | New | Space Heating | Natural Gas | Gas Boiler - Maintenance | A | Original Unit Summer Peak Savings (kW) | Achievable Economic TRC Potential | 0 | 0 | 0 | 0 | 0 | 0 | 0 | 0 | 0 | 0 | 0 | 0 | 0 | 0 | 0 | 0 | 0 | 0 | 0 | 0 | 0 | 0 | 0 | 0 | 0 | 0 | 0 | 0 | 0 | 0 | 0
F3_Industrial_Paper and Printing_New_Space Heating_Natural Gas_Gas Boiler - Maintenance_A_Achievable Economic TRC Potential | F3 | Industrial | Paper and Printing | New | Space Heating | Natural Gas | Gas Boiler - Maintenance | A | Original Unit Winter Peak Savings (kW) | Achievable Economic TRC Potential | 0 | 0 | 0 | 0 | 0 | 0 | 0 | 0 | 0 | 0 | 0 | 0 | 0 | 0 | 0 | 0 | 0 | 0 | 0 | 0 | 0 | 0 | 0 | 0 | 0 | 0 | 0 | 0 | 0 | 0 | 0
F4_Industrial_Paper and Printing_New_Space Heating_Natural Gas_Gas Boiler - Maintenance_A_Achievable Economic TRC Potential | F4 | Industrial | Paper and Printing | New | Space Heating | Natural Gas | Gas Boiler - Maintenance | A | Standalone Impact on Baseline Energy (%) | Achievable Economic TRC Potential | 0% | 0% | 0% | 0% | 0% | 0% | 0% | 0% | 0% | 0% | 0% | 0% | 0% | 0% | 0% | 0% | 0% | 0% | 0% | 0% | 0% | 0% | 0% | 0% | 0 | 0 | 0 | 0 | 0 | 0 | 0
F5_Industrial_Paper and Printing_New_Space Heating_Natural Gas_Gas Boiler - Maintenance_A_Achievable Economic TRC Potential | F5 | Industrial | Paper and Printing | New | Space Heating | Natural Gas | Gas Boiler - Maintenance | A | Standalone Impact on Baseline Summer Peak (%) | Achievable Economic TRC Potential | 0% | 0% | 0% | 0% | 0% | 0% | 0% | 0% | 0% | 0% | 0% | 0% | 0% | 0% | 0% | 0% | 0% | 0% | 0% | 0% | 0% | 0% | 0% | 0% | 0 | 0 | 0 | 0 | 0 | 0 | 0
F6_Industrial_Paper and Printing_New_Space Heating_Natural Gas_Gas Boiler - Maintenance_A_Achievable Economic TRC Potential | F6 | Industrial | Paper and Printing | New | Space Heating | Natural Gas | Gas Boiler - Maintenance | A | Standalone Impact on Baseline Winter Peak (%) | Achievable Economic TRC Potential | 0% | 0% | 0% | 0% | 0% | 0% | 0% | 0% | 0% | 0% | 0% | 0% | 0% | 0% | 0% | 0% | 0% | 0% | 0% | 0% | 0% | 0% | 0% | 0% | 0 | 0 | 0 | 0 | 0 | 0 | 0
F7_Industrial_Paper and Printing_New_Space Heating_Natural Gas_Gas Boiler - Maintenance_A_Achievable Economic TRC Potential | F7 | Industrial | Paper and Printing | New | Space Heating | Natural Gas | Gas Boiler - Maintenance | A | Incremental Energy Savings (MWh or mTherms) | Achievable Economic TRC Potential | 0 | 0 | 0 | 0 | 0 | 0 | 0 | 0 | 0 | 0 | 0 | 0 | 0 | 0 | 0 | 0 | 0 | 0 | 0 | 0 | 0 | 0 | 0 | 0 | 0 | 0 | 0 | 0 | 0 | 0 | 0
F8_Industrial_Paper and Printing_New_Space Heating_Natural Gas_Gas Boiler - Maintenance_A_Achievable Economic TRC Potential | F8 | Industrial | Paper and Printing | New | Space Heating | Natural Gas | Gas Boiler - Maintenance | A | Incremental Summer Peak Savings (MW) | Achievable Economic TRC Potential | 0 | 0 | 0 | 0 | 0 | 0 | 0 | 0 | 0 | 0 | 0 | 0 | 0 | 0 | 0 | 0 | 0 | 0 | 0 | 0 | 0 | 0 | 0 | 0 | 0 | 0 | 0 | 0 | 0 | 0 | 0
F9_Industrial_Paper and Printing_New_Space Heating_Natural Gas_Gas Boiler - Maintenance_A_Achievable Economic TRC Potential | F9 | Industrial | Paper and Printing | New | Space Heating | Natural Gas | Gas Boiler - Maintenance | A | Incremental Winter Peak Savings (MW) | Achievable Economic TRC Potential | 0 | 0 | 0 | 0 | 0 | 0 | 0 | 0 | 0 | 0 | 0 | 0 | 0 | 0 | 0 | 0 | 0 | 0 | 0 | 0 | 0 | 0 | 0 | 0 | 0 | 0 | 0 | 0 | 0 | 0 | 0
F10_Industrial_Paper and Printing_New_Space Heating_Natural Gas_Gas Boiler - Maintenance_A_Achievable Economic TRC Potential | F10 | Industrial | Paper and Printing | New | Space Heating | Natural Gas | Gas Boiler - Maintenance | A | Cumulative Energy Savings (MWh or mTherms) | Achievable Economic TRC Potential | 0 | 0 | 0 | 0 | 0 | 0 | 0 | 0 | 0 | 0 | 0 | 0 | 0 | 0 | 0 | 0 | 0 | 0 | 0 | 0 | 0 | 0 | 0 | 0 | 0 | 0 | 0 | 0 | 0 | 0 | 0
F11_Industrial_Paper and Printing_New_Space Heating_Natural Gas_Gas Boiler - Maintenance_A_Achievable Economic TRC Potential | F11 | Industrial | Paper and Printing | New | Space Heating | Natural Gas | Gas Boiler - Maintenance | A | Cumulative Summer Peak Savings (MW) | Achievable Economic TRC Potential | 0 | 0 | 0 | 0 | 0 | 0 | 0 | 0 | 0 | 0 | 0 | 0 | 0 | 0 | 0 | 0 | 0 | 0 | 0 | 0 | 0 | 0 | 0 | 0 | 0 | 0 | 0 | 0 | 0 | 0 | 0
F12_Industrial_Paper and Printing_New_Space Heating_Natural Gas_Gas Boiler - Maintenance_A_Achievable Economic TRC Potential | F12 | Industrial | Paper and Printing | New | Space Heating | Natural Gas | Gas Boiler - Maintenance | A | Cumulative Winter Peak Savings (MW) | Achievable Economic TRC Potential | 0 | 0 | 0 | 0 | 0 | 0 | 0 | 0 | 0 | 0 | 0 | 0 | 0 | 0 | 0 | 0 | 0 | 0 | 0 | 0 | 0 | 0 | 0 | 0 | 0 | 0 | 0 | 0 | 0 | 0 | 0
F13_Industrial_Paper and Printing_New_Space Heating_Natural Gas_Gas Boiler - Maintenance_A_Achievable Economic TRC Potential | F13 | Industrial | Paper and Printing | New | Space Heating | Natural Gas | Gas Boiler - Maintenance | A | Purchases (Incremental) | Achievable Economic TRC Potential | 0 | 0 | 0 | 0 | 0 | 0 | 0 | 0 | 0 | 0 | 0 | 0 | 0 | 0 | 0 | 0 | 0 | 0 | 0 | 0 | 0 | 0 | 0 | 0 | 0 | 0 | 0 | 0 | 0 | 0 | 0
F14_Industrial_Paper and Printing_New_Space Heating_Natural Gas_Gas Boiler - Maintenance_A_Achievable Economic TRC Potential | F14 | Industrial | Paper and Printing | New | Space Heating | Natural Gas | Gas Boiler - Maintenance | A | Purchases (Cumulative) | Achievable Economic TRC Potential | 0 | 0 | 0 | 0 | 0 | 0 | 0 | 0 | 0 | 0 | 0 | 0 | 0 | 0 | 0 | 0 | 0 | 0 | 0 | 0 | 0 | 0 | 0 | 0 | 0 | 0 | 0 | 0 | 0 | 0 | 0
F1_Industrial_Paper and Printing_New_Process_Natural Gas_Gas Boiler - Maintenance_A_Achievable Economic TRC Potential | F1 | Industrial | Paper and Printing | New | Process | Natural Gas | Gas Boiler - Maintenance | A | Original Unit Energy Savings (kWh or therms) | Achievable Economic TRC Potential | 0 | 0 | 0 | 0 | 0 | 55.8015 | 55.8015 | 55.8015 | 55.8015 | 55.8015 | 55.8015 | 55.8015 | 55.8015 | 55.8015 | 55.8015 | 55.8015 | 55.8015 | 55.8015 | 55.8015 | 55.8015 | 55.8015 | 55.8015 | 55.8015 | 55.8015 | 55.8015 | 55.8015 | 55.8015 | 55.8015 | 55.8015 | 55.8015 | 55.8015
F2_Industrial_Paper and Printing_New_Process_Natural Gas_Gas Boiler - Maintenance_A_Achievable Economic TRC Potential | F2 | Industrial | Paper and Printing | New | Process | Natural Gas | Gas Boiler - Maintenance | A | Original Unit Summer Peak Savings (kW) | Achievable Economic TRC Potential | 0 | 0 | 0 | 0 | 0 | 0 | 0 | 0 | 0 | 0 | 0 | 0 | 0 | 0 | 0 | 0 | 0 | 0 | 0 | 0 | 0 | 0 | 0 | 0 | 0 | 0 | 0 | 0 | 0 | 0 | 0
F3_Industrial_Paper and Printing_New_Process_Natural Gas_Gas Boiler - Maintenance_A_Achievable Economic TRC Potential | F3 | Industrial | Paper and Printing | New | Process | Natural Gas | Gas Boiler - Maintenance | A | Original Unit Winter Peak Savings (kW) | Achievable Economic TRC Potential | 0 | 0 | 0 | 0 | 0 | 0 | 0 | 0 | 0 | 0 | 0 | 0 | 0 | 0 | 0 | 0 | 0 | 0 | 0 | 0 | 0 | 0 | 0 | 0 | 0 | 0 | 0 | 0 | 0 | 0 | 0
F4_Industrial_Paper and Printing_New_Process_Natural Gas_Gas Boiler - Maintenance_A_Achievable Economic TRC Potential | F4 | Industrial | Paper and Printing | New | Process | Natural Gas | Gas Boiler - Maintenance | A | Standalone Impact on Baseline Energy (%) | Achievable Economic TRC Potential | 0% | 0% | 0% | 0% | 0% | 0.009913% | 0.01532% | 0.01806% | 0.01593% | 0.01424% | 0.01288% | 0.01177% | 0.01083% | 0.01004% | 0.009364% | 0.008772% | 0.008254% | 0.007795% | 0.007385% | 0.00702% | 0.006689% | 0.006389% | 0.006115% | 0.005865% | 5.6355e-05 | 5.4237e-05 | 5.2279e-05 | 5.0462e-05 | 0 | 0 | 0
F5_Industrial_Paper and Printing_New_Process_Natural Gas_Gas Boiler - Maintenance_A_Achievable Economic TRC Potential | F5 | Industrial | Paper and Printing | New | Process | Natural Gas | Gas Boiler - Maintenance | A | Standalone Impact on Baseline Summer Peak (%) | Achievable Economic TRC Potential | 0% | 0% | 0% | 0% | 0% | 0% | 0% | 0% | 0% | 0% | 0% | 0% | 0% | 0% | 0% | 0% | 0% | 0% | 0% | 0% | 0% | 0% | 0% | 0% | 0 | 0 | 0 | 0 | 0 | 0 | 0
F6_Industrial_Paper and Printing_New_Process_Natural Gas_Gas Boiler - Maintenance_A_Achievable Economic TRC Potential | F6 | Industrial | Paper and Printing | New | Process | Natural Gas | Gas Boiler - Maintenance | A | Standalone Impact on Baseline Winter Peak (%) | Achievable Economic TRC Potential | 0% | 0% | 0% | 0% | 0% | 0% | 0% | 0% | 0% | 0% | 0% | 0% | 0% | 0% | 0% | 0% | 0% | 0% | 0% | 0% | 0% | 0% | 0% | 0% | 0 | 0 | 0 | 0 | 0 | 0 | 0
F7_Industrial_Paper and Printing_New_Process_Natural Gas_Gas Boiler - Maintenance_A_Achievable Economic TRC Potential | F7 | Industrial | Paper and Printing | New | Process | Natural Gas | Gas Boiler - Maintenance | A | Incremental Energy Savings (MWh or mTherms) | Achievable Economic TRC Potential | 0 | 0 | 0 | 0 | 0 | 0.0028187 | 0.0023407 | 0.0018729 | 0.0028187 | 0.0023407 | 0.0018729 | 0.0028187 | 0.0023407 | 0.0018729 | 0.0028187 | 0.0023407 | 0.0018729 | 0.0028187 | 0.0023407 | 0.0018729 | 0.0028187 | 0.0023407 | 0.0018729 | 0.0028187 | 0.0023407 | 0.0018729 | 0.0028187 | 0.0023407 | 0.0018729 | 0.0028187 | 0.0023407
F8_Industrial_Paper and Printing_New_Process_Natural Gas_Gas Boiler - Maintenance_A_Achievable Economic TRC Potential | F8 | Industrial | Paper and Printing | New | Process | Natural Gas | Gas Boiler - Maintenance | A | Incremental Summer Peak Savings (MW) | Achievable Economic TRC Potential | 0 | 0 | 0 | 0 | 0 | 0 | 0 | 0 | 0 | 0 | 0 | 0 | 0 | 0 | 0 | 0 | 0 | 0 | 0 | 0 | 0 | 0 | 0 | 0 | 0 | 0 | 0 | 0 | 0 | 0 | 0
F9_Industrial_Paper and Printing_New_Process_Natural Gas_Gas Boiler - Maintenance_A_Achievable Economic TRC Potential | F9 | Industrial | Paper and Printing | New | Process | Natural Gas | Gas Boiler - Maintenance | A | Incremental Winter Peak Savings (MW) | Achievable Economic TRC Potential | 0 | 0 | 0 | 0 | 0 | 0 | 0 | 0 | 0 | 0 | 0 | 0 | 0 | 0 | 0 | 0 | 0 | 0 | 0 | 0 | 0 | 0 | 0 | 0 | 0 | 0 | 0 | 0 | 0 | 0 | 0
F10_Industrial_Paper and Printing_New_Process_Natural Gas_Gas Boiler - Maintenance_A_Achievable Economic TRC Potential | F10 | Industrial | Paper and Printing | New | Process | Natural Gas | Gas Boiler - Maintenance | A | Cumulative Energy Savings (MWh or mTherms) | Achievable Economic TRC Potential | 0 | 0 | 0 | 0 | 0 | 0.0028187 | 0.0051594 | 0.0070323 | 0.0070323 | 0.0070323 | 0.0070323 | 0.0070323 | 0.0070323 | 0.0070323 | 0.0070323 | 0.0070323 | 0.0070323 | 0.0070323 | 0.0070323 | 0.0070323 | 0.0070323 | 0.0070323 | 0.0070323 | 0.0070323 | 0.0070323 | 0.0070323 | 0.0070323 | 0.0070323 | 0.0070323 | 0.0070323 | 0.0070323
F11_Industrial_Paper and Printing_New_Process_Natural Gas_Gas Boiler - Maintenance_A_Achievable Economic TRC Potential | F11 | Industrial | Paper and Printing | New | Process | Natural Gas | Gas Boiler - Maintenance | A | Cumulative Summer Peak Savings (MW) | Achievable Economic TRC Potential | 0 | 0 | 0 | 0 | 0 | 0 | 0 | 0 | 0 | 0 | 0 | 0 | 0 | 0 | 0 | 0 | 0 | 0 | 0 | 0 | 0 | 0 | 0 | 0 | 0 | 0 | 0 | 0 | 0 | 0 | 0
F12_Industrial_Paper and Printing_New_Process_Natural Gas_Gas Boiler - Maintenance_A_Achievable Economic TRC Potential | F12 | Industrial | Paper and Printing | New | Process | Natural Gas | Gas Boiler - Maintenance | A | Cumulative Winter Peak Savings (MW) | Achievable Economic TRC Potential | 0 | 0 | 0 | 0 | 0 | 0 | 0 | 0 | 0 | 0 | 0 | 0 | 0 | 0 | 0 | 0 | 0 | 0 | 0 | 0 | 0 | 0 | 0 | 0 | 0 | 0 | 0 | 0 | 0 | 0 | 0
F13_Industrial_Paper and Printing_New_Process_Natural Gas_Gas Boiler - Maintenance_A_Achievable Economic TRC Potential | F13 | Industrial | Paper and Printing | New | Process | Natural Gas | Gas Boiler - Maintenance | A | Purchases (Incremental) | Achievable Economic TRC Potential | 0 | 0 | 0 | 0 | 0 | 0.050514 | 0.041947 | 0.033564 | 0.050514 | 0.041947 | 0.033564 | 0.050514 | 0.041947 | 0.033564 | 0.050514 | 0.041947 | 0.033564 | 0.050514 | 0.041947 | 0.033564 | 0.050514 | 0.041947 | 0.033564 | 0.050514 | 0.041947 | 0.033564 | 0.050514 | 0.041947 | 0.033564 | 0.050514 | 0.041947
F14_Industrial_Paper and Printing_New_Process_Natural Gas_Gas Boiler - Maintenance_A_Achievable Economic TRC Potential | F14 | Industrial | Paper and Printing | New | Process | Natural Gas | Gas Boiler - Maintenance | A | Purchases (Cumulative) | Achievable Economic TRC Potential | 0 | 0 | 0 | 0 | 0 | 0.050514 | 0.09246 | 0.12602 | 0.12602 | 0.12602 | 0.12602 | 0.12602 | 0.12602 | 0.12602 | 0.12602 | 0.12602 | 0.12602 | 0.12602 | 0.12602 | 0.12602 | 0.12602 | 0.12602 | 0.12602 | 0.12602 | 0.12602 | 0.12602 | 0.12602 | 0.12602 | 0.12602 | 0.12602 | 0.12602
F1_Industrial_Paper and Printing_New_Space Heating_Natural Gas_Gas Furnace - Maintenance_A_Achievable Economic TRC Potential | F1 | Industrial | Paper and Printing | New | Space Heating | Natural Gas | Gas Furnace - Maintenance | A | Original Unit Energy Savings (kWh or therms) | Achievable Economic TRC Potential | 0 | 0 | 0 | 0 | 0 | 0 | 0 | 0 | 0 | 0 | 0 | 0 | 0 | 0 | 0 | 0 | 0 | 0 | 0 | 0 | 0 | 0 | 0 | 0 | 0 | 0 | 0 | 0 | 0 | 0 | 0
F2_Industrial_Paper and Printing_New_Space Heating_Natural Gas_Gas Furnace - Maintenance_A_Achievable Economic TRC Potential | F2 | Industrial | Paper and Printing | New | Space Heating | Natural Gas | Gas Furnace - Maintenance | A | Original Unit Summer Peak Savings (kW) | Achievable Economic TRC Potential | 0 | 0 | 0 | 0 | 0 | 0 | 0 | 0 | 0 | 0 | 0 | 0 | 0 | 0 | 0 | 0 | 0 | 0 | 0 | 0 | 0 | 0 | 0 | 0 | 0 | 0 | 0 | 0 | 0 | 0 | 0
F3_Industrial_Paper and Printing_New_Space Heating_Natural Gas_Gas Furnace - Maintenance_A_Achievable Economic TRC Potential | F3 | Industrial | Paper and Printing | New | Space Heating | Natural Gas | Gas Furnace - Maintenance | A | Original Unit Winter Peak Savings (kW) | Achievable Economic TRC Potential | 0 | 0 | 0 | 0 | 0 | 0 | 0 | 0 | 0 | 0 | 0 | 0 | 0 | 0 | 0 | 0 | 0 | 0 | 0 | 0 | 0 | 0 | 0 | 0 | 0 | 0 | 0 | 0 | 0 | 0 | 0
F4_Industrial_Paper and Printing_New_Space Heating_Natural Gas_Gas Furnace - Maintenance_A_Achievable Economic TRC Potential | F4 | Industrial | Paper and Printing | New | Space Heating | Natural Gas | Gas Furnace - Maintenance | A | Standalone Impact on Baseline Energy (%) | Achievable Economic TRC Potential | 0% | 0% | 0% | 0% | 0% | 0% | 0% | 0% | 0% | 0% | 0% | 0% | 0% | 0% | 0% | 0% | 0% | 0% | 0% | 0% | 0% | 0% | 0% | 0% | 0 | 0 | 0 | 0 | 0 | 0 | 0
F5_Industrial_Paper and Printing_New_Space Heating_Natural Gas_Gas Furnace - Maintenance_A_Achievable Economic TRC Potential | F5 | Industrial | Paper and Printing | New | Space Heating | Natural Gas | Gas Furnace - Maintenance | A | Standalone Impact on Baseline Summer Peak (%) | Achievable Economic TRC Potential | 0% | 0% | 0% | 0% | 0% | 0% | 0% | 0% | 0% | 0% | 0% | 0% | 0% | 0% | 0% | 0% | 0% | 0% | 0% | 0% | 0% | 0% | 0% | 0% | 0 | 0 | 0 | 0 | 0 | 0 | 0
F6_Industrial_Paper and Printing_New_Space Heating_Natural Gas_Gas Furnace - Maintenance_A_Achievable Economic TRC Potential | F6 | Industrial | Paper and Printing | New | Space Heating | Natural Gas | Gas Furnace - Maintenance | A | Standalone Impact on Baseline Winter Peak (%) | Achievable Economic TRC Potential | 0% | 0% | 0% | 0% | 0% | 0% | 0% | 0% | 0% | 0% | 0% | 0% | 0% | 0% | 0% | 0% | 0% | 0% | 0% | 0% | 0% | 0% | 0% | 0% | 0 | 0 | 0 | 0 | 0 | 0 | 0
F7_Industrial_Paper and Printing_New_Space Heating_Natural Gas_Gas Furnace - Maintenance_A_Achievable Economic TRC Potential | F7 | Industrial | Paper and Printing | New | Space Heating | Natural Gas | Gas Furnace - Maintenance | A | Incremental Energy Savings (MWh or mTherms) | Achievable Economic TRC Potential | 0 | 0 | 0 | 0 | 0 | 0 | 0 | 0 | 0 | 0 | 0 | 0 | 0 | 0 | 0 | 0 | 0 | 0 | 0 | 0 | 0 | 0 | 0 | 0 | 0 | 0 | 0 | 0 | 0 | 0 | 0
F8_Industrial_Paper and Printing_New_Space Heating_Natural Gas_Gas Furnace - Maintenance_A_Achievable Economic TRC Potential | F8 | Industrial | Paper and Printing | New | Space Heating | Natural Gas | Gas Furnace - Maintenance | A | Incremental Summer Peak Savings (MW) | Achievable Economic TRC Potential | 0 | 0 | 0 | 0 | 0 | 0 | 0 | 0 | 0 | 0 | 0 | 0 | 0 | 0 | 0 | 0 | 0 | 0 | 0 | 0 | 0 | 0 | 0 | 0 | 0 | 0 | 0 | 0 | 0 | 0 | 0
F9_Industrial_Paper and Printing_New_Space Heating_Natural Gas_Gas Furnace - Maintenance_A_Achievable Economic TRC Potential | F9 | Industrial | Paper and Printing | New | Space Heating | Natural Gas | Gas Furnace - Maintenance | A | Incremental Winter Peak Savings (MW) | Achievable Economic TRC Potential | 0 | 0 | 0 | 0 | 0 | 0 | 0 | 0 | 0 | 0 | 0 | 0 | 0 | 0 | 0 | 0 | 0 | 0 | 0 | 0 | 0 | 0 | 0 | 0 | 0 | 0 | 0 | 0 | 0 | 0 | 0
F10_Industrial_Paper and Printing_New_Space Heating_Natural Gas_Gas Furnace - Maintenance_A_Achievable Economic TRC Potential | F10 | Industrial | Paper and Printing | New | Space Heating | Natural Gas | Gas Furnace - Maintenance | A | Cumulative Energy Savings (MWh or mTherms) | Achievable Economic TRC Potential | 0 | 0 | 0 | 0 | 0 | 0 | 0 | 0 | 0 | 0 | 0 | 0 | 0 | 0 | 0 | 0 | 0 | 0 | 0 | 0 | 0 | 0 | 0 | 0 | 0 | 0 | 0 | 0 | 0 | 0 | 0
F11_Industrial_Paper and Printing_New_Space Heating_Natural Gas_Gas Furnace - Maintenance_A_Achievable Economic TRC Potential | F11 | Industrial | Paper and Printing | New | Space Heating | Natural Gas | Gas Furnace - Maintenance | A | Cumulative Summer Peak Savings (MW) | Achievable Economic TRC Potential | 0 | 0 | 0 | 0 | 0 | 0 | 0 | 0 | 0 | 0 | 0 | 0 | 0 | 0 | 0 | 0 | 0 | 0 | 0 | 0 | 0 | 0 | 0 | 0 | 0 | 0 | 0 | 0 | 0 | 0 | 0
F12_Industrial_Paper and Printing_New_Space Heating_Natural Gas_Gas Furnace - Maintenance_A_Achievable Economic TRC Potential | F12 | Industrial | Paper and Printing | New | Space Heating | Natural Gas | Gas Furnace - Maintenance | A | Cumulative Winter Peak Savings (MW) | Achievable Economic TRC Potential | 0 | 0 | 0 | 0 | 0 | 0 | 0 | 0 | 0 | 0 | 0 | 0 | 0 | 0 | 0 | 0 | 0 | 0 | 0 | 0 | 0 | 0 | 0 | 0 | 0 | 0 | 0 | 0 | 0 | 0 | 0
F13_Industrial_Paper and Printing_New_Space Heating_Natural Gas_Gas Furnace - Maintenance_A_Achievable Economic TRC Potential | F13 | Industrial | Paper and Printing | New | Space Heating | Natural Gas | Gas Furnace - Maintenance | A | Purchases (Incremental) | Achievable Economic TRC Potential | 0 | 0 | 0 | 0 | 0 | 0 | 0 | 0 | 0 | 0 | 0 | 0 | 0 | 0 | 0 | 0 | 0 | 0 | 0 | 0 | 0 | 0 | 0 | 0 | 0 | 0 | 0 | 0 | 0 | 0 | 0
F14_Industrial_Paper and Printing_New_Space Heating_Natural Gas_Gas Furnace - Maintenance_A_Achievable Economic TRC Potential | F14 | Industrial | Paper and Printing | New | Space Heating | Natural Gas | Gas Furnace - Maintenance | A | Purchases (Cumulative) | Achievable Economic TRC Potential | 0 | 0 | 0 | 0 | 0 | 0 | 0 | 0 | 0 | 0 | 0 | 0 | 0 | 0 | 0 | 0 | 0 | 0 | 0 | 0 | 0 | 0 | 0 | 0 | 0 | 0 | 0 | 0 | 0 | 0 | 0
F1_Industrial_Paper and Printing_New_Space Heating_Natural Gas_Gas Boiler - Hot Water Reset_A_Achievable Economic TRC Potential | F1 | Industrial | Paper and Printing | New | Space Heating | Natural Gas | Gas Boiler - Hot Water Reset | A | Original Unit Energy Savings (kWh or therms) | Achievable Economic TRC Potential | 0 | 0 | 0 | 0 | 0 | 0 | 0 | 0 | 0 | 0 | 0 | 0 | 0 | 0 | 0 | 0 | 0 | 0 | 0 | 0 | 0 | 0 | 0 | 0 | 0 | 0 | 0 | 0 | 0 | 0 | 0
F2_Industrial_Paper and Printing_New_Space Heating_Natural Gas_Gas Boiler - Hot Water Reset_A_Achievable Economic TRC Potential | F2 | Industrial | Paper and Printing | New | Space Heating | Natural Gas | Gas Boiler - Hot Water Reset | A | Original Unit Summer Peak Savings (kW) | Achievable Economic TRC Potential | 0 | 0 | 0 | 0 | 0 | 0 | 0 | 0 | 0 | 0 | 0 | 0 | 0 | 0 | 0 | 0 | 0 | 0 | 0 | 0 | 0 | 0 | 0 | 0 | 0 | 0 | 0 | 0 | 0 | 0 | 0
F3_Industrial_Paper and Printing_New_Space Heating_Natural Gas_Gas Boiler - Hot Water Reset_A_Achievable Economic TRC Potential | F3 | Industrial | Paper and Printing | New | Space Heating | Natural Gas | Gas Boiler - Hot Water Reset | A | Original Unit Winter Peak Savings (kW) | Achievable Economic TRC Potential | 0 | 0 | 0 | 0 | 0 | 0 | 0 | 0 | 0 | 0 | 0 | 0 | 0 | 0 | 0 | 0 | 0 | 0 | 0 | 0 | 0 | 0 | 0 | 0 | 0 | 0 | 0 | 0 | 0 | 0 | 0
F4_Industrial_Paper and Printing_New_Space Heating_Natural Gas_Gas Boiler - Hot Water Reset_A_Achievable Economic TRC Potential | F4 | Industrial | Paper and Printing | New | Space Heating | Natural Gas | Gas Boiler - Hot Water Reset | A | Standalone Impact on Baseline Energy (%) | Achievable Economic TRC Potential | 0% | 0% | 0% | 0% | 0% | 0% | 0% | 0% | 0% | 0% | 0% | 0% | 0% | 0% | 0% | 0% | 0% | 0% | 0% | 0% | 0% | 0% | 0% | 0% | 0 | 0 | 0 | 0 | 0 | 0 | 0
F5_Industrial_Paper and Printing_New_Space Heating_Natural Gas_Gas Boiler - Hot Water Reset_A_Achievable Economic TRC Potential | F5 | Industrial | Paper and Printing | New | Space Heating | Natural Gas | Gas Boiler - Hot Water Reset | A | Standalone Impact on Baseline Summer Peak (%) | Achievable Economic TRC Potential | 0% | 0% | 0% | 0% | 0% | 0% | 0% | 0% | 0% | 0% | 0% | 0% | 0% | 0% | 0% | 0% | 0% | 0% | 0% | 0% | 0% | 0% | 0% | 0% | 0 | 0 | 0 | 0 | 0 | 0 | 0
F6_Industrial_Paper and Printing_New_Space Heating_Natural Gas_Gas Boiler - Hot Water Reset_A_Achievable Economic TRC Potential | F6 | Industrial | Paper and Printing | New | Space Heating | Natural Gas | Gas Boiler - Hot Water Reset | A | Standalone Impact on Baseline Winter Peak (%) | Achievable Economic TRC Potential | 0% | 0% | 0% | 0% | 0% | 0% | 0% | 0% | 0% | 0% | 0% | 0% | 0% | 0% | 0% | 0% | 0% | 0% | 0% | 0% | 0% | 0% | 0% | 0% | 0 | 0 | 0 | 0 | 0 | 0 | 0
F7_Industrial_Paper and Printing_New_Space Heating_Natural Gas_Gas Boiler - Hot Water Reset_A_Achievable Economic TRC Potential | F7 | Industrial | Paper and Printing | New | Space Heating | Natural Gas | Gas Boiler - Hot Water Reset | A | Incremental Energy Savings (MWh or mTherms) | Achievable Economic TRC Potential | 0 | 0 | 0 | 0 | 0 | 0 | 0 | 0 | 0 | 0 | 0 | 0 | 0 | 0 | 0 | 0 | 0 | 0 | 0 | 0 | 0 | 0 | 0 | 0 | 0 | 0 | 0 | 0 | 0 | 0 | 0
F8_Industrial_Paper and Printing_New_Space Heating_Natural Gas_Gas Boiler - Hot Water Reset_A_Achievable Economic TRC Potential | F8 | Industrial | Paper and Printing | New | Space Heating | Natural Gas | Gas Boiler - Hot Water Reset | A | Incremental Summer Peak Savings (MW) | Achievable Economic TRC Potential | 0 | 0 | 0 | 0 | 0 | 0 | 0 | 0 | 0 | 0 | 0 | 0 | 0 | 0 | 0 | 0 | 0 | 0 | 0 | 0 | 0 | 0 | 0 | 0 | 0 | 0 | 0 | 0 | 0 | 0 | 0
F9_Industrial_Paper and Printing_New_Space Heating_Natural Gas_Gas Boiler - Hot Water Reset_A_Achievable Economic TRC Potential | F9 | Industrial | Paper and Printing | New | Space Heating | Natural Gas | Gas Boiler - Hot Water Reset | A | Incremental Winter Peak Savings (MW) | Achievable Economic TRC Potential | 0 | 0 | 0 | 0 | 0 | 0 | 0 | 0 | 0 | 0 | 0 | 0 | 0 | 0 | 0 | 0 | 0 | 0 | 0 | 0 | 0 | 0 | 0 | 0 | 0 | 0 | 0 | 0 | 0 | 0 | 0
F10_Industrial_Paper and Printing_New_Space Heating_Natural Gas_Gas Boiler - Hot Water Reset_A_Achievable Economic TRC Potential | F10 | Industrial | Paper and Printing | New | Space Heating | Natural Gas | Gas Boiler - Hot Water Reset | A | Cumulative Energy Savings (MWh or mTherms) | Achievable Economic TRC Potential | 0 | 0 | 0 | 0 | 0 | 0 | 0 | 0 | 0 | 0 | 0 | 0 | 0 | 0 | 0 | 0 | 0 | 0 | 0 | 0 | 0 | 0 | 0 | 0 | 0 | 0 | 0 | 0 | 0 | 0 | 0
F11_Industrial_Paper and Printing_New_Space Heating_Natural Gas_Gas Boiler - Hot Water Reset_A_Achievable Economic TRC Potential | F11 | Industrial | Paper and Printing | New | Space Heating | Natural Gas | Gas Boiler - Hot Water Reset | A | Cumulative Summer Peak Savings (MW) | Achievable Economic TRC Potential | 0 | 0 | 0 | 0 | 0 | 0 | 0 | 0 | 0 | 0 | 0 | 0 | 0 | 0 | 0 | 0 | 0 | 0 | 0 | 0 | 0 | 0 | 0 | 0 | 0 | 0 | 0 | 0 | 0 | 0 | 0
F12_Industrial_Paper and Printing_New_Space Heating_Natural Gas_Gas Boiler - Hot Water Reset_A_Achievable Economic TRC Potential | F12 | Industrial | Paper and Printing | New | Space Heating | Natural Gas | Gas Boiler - Hot Water Reset | A | Cumulative Winter Peak Savings (MW) | Achievable Economic TRC Potential | 0 | 0 | 0 | 0 | 0 | 0 | 0 | 0 | 0 | 0 | 0 | 0 | 0 | 0 | 0 | 0 | 0 | 0 | 0 | 0 | 0 | 0 | 0 | 0 | 0 | 0 | 0 | 0 | 0 | 0 | 0
F13_Industrial_Paper and Printing_New_Space Heating_Natural Gas_Gas Boiler - Hot Water Reset_A_Achievable Economic TRC Potential | F13 | Industrial | Paper and Printing | New | Space Heating | Natural Gas | Gas Boiler - Hot Water Reset | A | Purchases (Incremental) | Achievable Economic TRC Potential | 0 | 0 | 0 | 0 | 0 | 0 | 0 | 0 | 0 | 0 | 0 | 0 | 0 | 0 | 0 | 0 | 0 | 0 | 0 | 0 | 0 | 0 | 0 | 0 | 0 | 0 | 0 | 0 | 0 | 0 | 0
F14_Industrial_Paper and Printing_New_Space Heating_Natural Gas_Gas Boiler - Hot Water Reset_A_Achievable Economic TRC Potential | F14 | Industrial | Paper and Printing | New | Space Heating | Natural Gas | Gas Boiler - Hot Water Reset | A | Purchases (Cumulative) | Achievable Economic TRC Potential | 0 | 0 | 0 | 0 | 0 | 0 | 0 | 0 | 0 | 0 | 0 | 0 | 0 | 0 | 0 | 0 | 0 | 0 | 0 | 0 | 0 | 0 | 0 | 0 | 0 | 0 | 0 | 0 | 0 | 0 | 0
F1_Industrial_Paper and Printing_New_Process_Natural Gas_Gas Boiler - Hot Water Reset_A_Achievable Economic TRC Potential | F1 | Industrial | Paper and Printing | New | Process | Natural Gas | Gas Boiler - Hot Water Reset | A | Original Unit Energy Savings (kWh or therms) | Achievable Economic TRC Potential | 0 | 0 | 0 | 0 | 0 | 101.4573 | 101.4573 | 101.4573 | 101.4573 | 101.4573 | 101.4573 | 101.4573 | 101.4573 | 101.4573 | 101.4573 | 101.4573 | 101.4573 | 101.4573 | 101.4573 | 101.4573 | 101.4573 | 101.4573 | 101.4573 | 101.4573 | 101.4573 | 101.4573 | 101.4573 | 101.4573 | 101.4573 | 101.4573 | 101.4573
F2_Industrial_Paper and Printing_New_Process_Natural Gas_Gas Boiler - Hot Water Reset_A_Achievable Economic TRC Potential | F2 | Industrial | Paper and Printing | New | Process | Natural Gas | Gas Boiler - Hot Water Reset | A | Original Unit Summer Peak Savings (kW) | Achievable Economic TRC Potential | 0 | 0 | 0 | 0 | 0 | 0 | 0 | 0 | 0 | 0 | 0 | 0 | 0 | 0 | 0 | 0 | 0 | 0 | 0 | 0 | 0 | 0 | 0 | 0 | 0 | 0 | 0 | 0 | 0 | 0 | 0
F3_Industrial_Paper and Printing_New_Process_Natural Gas_Gas Boiler - Hot Water Reset_A_Achievable Economic TRC Potential | F3 | Industrial | Paper and Printing | New | Process | Natural Gas | Gas Boiler - Hot Water Reset | A | Original Unit Winter Peak Savings (kW) | Achievable Economic TRC Potential | 0 | 0 | 0 | 0 | 0 | 0 | 0 | 0 | 0 | 0 | 0 | 0 | 0 | 0 | 0 | 0 | 0 | 0 | 0 | 0 | 0 | 0 | 0 | 0 | 0 | 0 | 0 | 0 | 0 | 0 | 0
F4_Industrial_Paper and Printing_New_Process_Natural Gas_Gas Boiler - Hot Water Reset_A_Achievable Economic TRC Potential | F4 | Industrial | Paper and Printing | New | Process | Natural Gas | Gas Boiler - Hot Water Reset | A | Standalone Impact on Baseline Energy (%) | Achievable Economic TRC Potential | 0% | 0% | 0% | 0% | 0% | 0% | 0% | 0.01752% | 0.03696% | 0.05937% | 0.08425% | 0.1118% | 0.1437% | 0.1779% | 0.2116% | 0.2412% | 0.264% | 0.2779% | 0.2823% | 0.2793% | 0.2714% | 0.2615% | 0.2511% | 0.2408% | 0.0023139 | 0.002227 | 0.0021466 | 0.002072 | 0 | 0 | 0
F5_Industrial_Paper and Printing_New_Process_Natural Gas_Gas Boiler - Hot Water Reset_A_Achievable Economic TRC Potential | F5 | Industrial | Paper and Printing | New | Process | Natural Gas | Gas Boiler - Hot Water Reset | A | Standalone Impact on Baseline Summer Peak (%) | Achievable Economic TRC Potential | 0% | 0% | 0% | 0% | 0% | 0% | 0% | 0% | 0% | 0% | 0% | 0% | 0% | 0% | 0% | 0% | 0% | 0% | 0% | 0% | 0% | 0% | 0% | 0% | 0 | 0 | 0 | 0 | 0 | 0 | 0
F6_Industrial_Paper and Printing_New_Process_Natural Gas_Gas Boiler - Hot Water Reset_A_Achievable Economic TRC Potential | F6 | Industrial | Paper and Printing | New | Process | Natural Gas | Gas Boiler - Hot Water Reset | A | Standalone Impact on Baseline Winter Peak (%) | Achievable Economic TRC Potential | 0% | 0% | 0% | 0% | 0% | 0% | 0% | 0% | 0% | 0% | 0% | 0% | 0% | 0% | 0% | 0% | 0% | 0% | 0% | 0% | 0% | 0% | 0% | 0% | 0 | 0 | 0 | 0 | 0 | 0 | 0
F7_Industrial_Paper and Printing_New_Process_Natural Gas_Gas Boiler - Hot Water Reset_A_Achievable Economic TRC Potential | F7 | Industrial | Paper and Printing | New | Process | Natural Gas | Gas Boiler - Hot Water Reset | A | Incremental Energy Savings (MWh or mTherms) | Achievable Economic TRC Potential | 0 | 0 | 0 | 0 | 0 | 0 | 0 | 0.0068212 | 0.009498 | 0.012997 | 0.016685 | 0.020829 | 0.026448 | 0.03131 | 0.034293 | 0.0345 | 0.031514 | 0.025825 | 0.018039 | 0.011019 | 0.0055683 | 0.0024665 | 0.00093702 | 0.0068212 | 0.009498 | 0.012997 | 0.016685 | 0.020829 | 0.026448 | 0.03131 | 0.034293
F8_Industrial_Paper and Printing_New_Process_Natural Gas_Gas Boiler - Hot Water Reset_A_Achievable Economic TRC Potential | F8 | Industrial | Paper and Printing | New | Process | Natural Gas | Gas Boiler - Hot Water Reset | A | Incremental Summer Peak Savings (MW) | Achievable Economic TRC Potential | 0 | 0 | 0 | 0 | 0 | 0 | 0 | 0 | 0 | 0 | 0 | 0 | 0 | 0 | 0 | 0 | 0 | 0 | 0 | 0 | 0 | 0 | 0 | 0 | 0 | 0 | 0 | 0 | 0 | 0 | 0
F9_Industrial_Paper and Printing_New_Process_Natural Gas_Gas Boiler - Hot Water Reset_A_Achievable Economic TRC Potential | F9 | Industrial | Paper and Printing | New | Process | Natural Gas | Gas Boiler - Hot Water Reset | A | Incremental Winter Peak Savings (MW) | Achievable Economic TRC Potential | 0 | 0 | 0 | 0 | 0 | 0 | 0 | 0 | 0 | 0 | 0 | 0 | 0 | 0 | 0 | 0 | 0 | 0 | 0 | 0 | 0 | 0 | 0 | 0 | 0 | 0 | 0 | 0 | 0 | 0 | 0
F10_Industrial_Paper and Printing_New_Process_Natural Gas_Gas Boiler - Hot Water Reset_A_Achievable Economic TRC Potential | F10 | Industrial | Paper and Printing | New | Process | Natural Gas | Gas Boiler - Hot Water Reset | A | Cumulative Energy Savings (MWh or mTherms) | Achievable Economic TRC Potential | 0 | 0 | 0 | 0 | 0 | 0 | 0 | 0.0068212 | 0.016319 | 0.029316 | 0.046001 | 0.06683 | 0.093278 | 0.12459 | 0.15888 | 0.19338 | 0.22489 | 0.25072 | 0.26876 | 0.27978 | 0.28535 | 0.28781 | 0.28875 | 0.28875 | 0.28875 | 0.28875 | 0.28875 | 0.28875 | 0.28875 | 0.28875 | 0.28875
F11_Industrial_Paper and Printing_New_Process_Natural Gas_Gas Boiler - Hot Water Reset_A_Achievable Economic TRC Potential | F11 | Industrial | Paper and Printing | New | Process | Natural Gas | Gas Boiler - Hot Water Reset | A | Cumulative Summer Peak Savings (MW) | Achievable Economic TRC Potential | 0 | 0 | 0 | 0 | 0 | 0 | 0 | 0 | 0 | 0 | 0 | 0 | 0 | 0 | 0 | 0 | 0 | 0 | 0 | 0 | 0 | 0 | 0 | 0 | 0 | 0 | 0 | 0 | 0 | 0 | 0
F12_Industrial_Paper and Printing_New_Process_Natural Gas_Gas Boiler - Hot Water Reset_A_Achievable Economic TRC Potential | F12 | Industrial | Paper and Printing | New | Process | Natural Gas | Gas Boiler - Hot Water Reset | A | Cumulative Winter Peak Savings (MW) | Achievable Economic TRC Potential | 0 | 0 | 0 | 0 | 0 | 0 | 0 | 0 | 0 | 0 | 0 | 0 | 0 | 0 | 0 | 0 | 0 | 0 | 0 | 0 | 0 | 0 | 0 | 0 | 0 | 0 | 0 | 0 | 0 | 0 | 0
F13_Industrial_Paper and Printing_New_Process_Natural Gas_Gas Boiler - Hot Water Reset_A_Achievable Economic TRC Potential | F13 | Industrial | Paper and Printing | New | Process | Natural Gas | Gas Boiler - Hot Water Reset | A | Purchases (Incremental) | Achievable Economic TRC Potential | 0 | 0 | 0 | 0 | 0 | 0 | 0 | 0.067233 | 0.093615 | 0.1281 | 0.16445 | 0.2053 | 0.26068 | 0.3086 | 0.338 | 0.34004 | 0.31061 | 0.25454 | 0.1778 | 0.10861 | 0.054883 | 0.024311 | 0.0092356 | 0.067233 | 0.093615 | 0.1281 | 0.16445 | 0.2053 | 0.26068 | 0.3086 | 0.338
F14_Industrial_Paper and Printing_New_Process_Natural Gas_Gas Boiler - Hot Water Reset_A_Achievable Economic TRC Potential | F14 | Industrial | Paper and Printing | New | Process | Natural Gas | Gas Boiler - Hot Water Reset | A | Purchases (Cumulative) | Achievable Economic TRC Potential | 0 | 0 | 0 | 0 | 0 | 0 | 0 | 0.067233 | 0.16085 | 0.28895 | 0.4534 | 0.6587 | 0.91938 | 1.228 | 1.566 | 1.906 | 2.2166 | 2.4712 | 2.649 | 2.7576 | 2.8125 | 2.8368 | 2.846 | 2.846 | 2.846 | 2.846 | 2.846 | 2.846 | 2.846 | 2.846 | 2.846
F1_Industrial_Paper and Printing_New_Space Heating_Natural Gas_Steam Trap Maintenance_A_Achievable Economic TRC Potential | F1 | Industrial | Paper and Printing | New | Space Heating | Natural Gas | Steam Trap Maintenance | A | Original Unit Energy Savings (kWh or therms) | Achievable Economic TRC Potential | 0 | 0 | 0 | 0 | 0 | 0 | 0 | 0 | 0 | 0 | 0 | 0 | 0 | 0 | 0 | 0 | 0 | 0 | 0 | 0 | 0 | 0 | 0 | 0 | 0 | 0 | 0 | 0 | 0 | 0 | 0
F2_Industrial_Paper and Printing_New_Space Heating_Natural Gas_Steam Trap Maintenance_A_Achievable Economic TRC Potential | F2 | Industrial | Paper and Printing | New | Space Heating | Natural Gas | Steam Trap Maintenance | A | Original Unit Summer Peak Savings (kW) | Achievable Economic TRC Potential | 0 | 0 | 0 | 0 | 0 | 0 | 0 | 0 | 0 | 0 | 0 | 0 | 0 | 0 | 0 | 0 | 0 | 0 | 0 | 0 | 0 | 0 | 0 | 0 | 0 | 0 | 0 | 0 | 0 | 0 | 0
F3_Industrial_Paper and Printing_New_Space Heating_Natural Gas_Steam Trap Maintenance_A_Achievable Economic TRC Potential | F3 | Industrial | Paper and Printing | New | Space Heating | Natural Gas | Steam Trap Maintenance | A | Original Unit Winter Peak Savings (kW) | Achievable Economic TRC Potential | 0 | 0 | 0 | 0 | 0 | 0 | 0 | 0 | 0 | 0 | 0 | 0 | 0 | 0 | 0 | 0 | 0 | 0 | 0 | 0 | 0 | 0 | 0 | 0 | 0 | 0 | 0 | 0 | 0 | 0 | 0
F4_Industrial_Paper and Printing_New_Space Heating_Natural Gas_Steam Trap Maintenance_A_Achievable Economic TRC Potential | F4 | Industrial | Paper and Printing | New | Space Heating | Natural Gas | Steam Trap Maintenance | A | Standalone Impact on Baseline Energy (%) | Achievable Economic TRC Potential | 0% | 0% | 0% | 0% | 0% | 0% | 0% | 0% | 0% | 0% | 0% | 0% | 0% | 0% | 0% | 0% | 0% | 0% | 0% | 0% | 0% | 0% | 0% | 0% | 0 | 0 | 0 | 0 | 0 | 0 | 0
F5_Industrial_Paper and Printing_New_Space Heating_Natural Gas_Steam Trap Maintenance_A_Achievable Economic TRC Potential | F5 | Industrial | Paper and Printing | New | Space Heating | Natural Gas | Steam Trap Maintenance | A | Standalone Impact on Baseline Summer Peak (%) | Achievable Economic TRC Potential | 0% | 0% | 0% | 0% | 0% | 0% | 0% | 0% | 0% | 0% | 0% | 0% | 0% | 0% | 0% | 0% | 0% | 0% | 0% | 0% | 0% | 0% | 0% | 0% | 0 | 0 | 0 | 0 | 0 | 0 | 0
F6_Industrial_Paper and Printing_New_Space Heating_Natural Gas_Steam Trap Maintenance_A_Achievable Economic TRC Potential | F6 | Industrial | Paper and Printing | New | Space Heating | Natural Gas | Steam Trap Maintenance | A | Standalone Impact on Baseline Winter Peak (%) | Achievable Economic TRC Potential | 0% | 0% | 0% | 0% | 0% | 0% | 0% | 0% | 0% | 0% | 0% | 0% | 0% | 0% | 0% | 0% | 0% | 0% | 0% | 0% | 0% | 0% | 0% | 0% | 0 | 0 | 0 | 0 | 0 | 0 | 0
F7_Industrial_Paper and Printing_New_Space Heating_Natural Gas_Steam Trap Maintenance_A_Achievable Economic TRC Potential | F7 | Industrial | Paper and Printing | New | Space Heating | Natural Gas | Steam Trap Maintenance | A | Incremental Energy Savings (MWh or mTherms) | Achievable Economic TRC Potential | 0 | 0 | 0 | 0 | 0 | 0 | 0 | 0 | 0 | 0 | 0 | 0 | 0 | 0 | 0 | 0 | 0 | 0 | 0 | 0 | 0 | 0 | 0 | 0 | 0 | 0 | 0 | 0 | 0 | 0 | 0
F8_Industrial_Paper and Printing_New_Space Heating_Natural Gas_Steam Trap Maintenance_A_Achievable Economic TRC Potential | F8 | Industrial | Paper and Printing | New | Space Heating | Natural Gas | Steam Trap Maintenance | A | Incremental Summer Peak Savings (MW) | Achievable Economic TRC Potential | 0 | 0 | 0 | 0 | 0 | 0 | 0 | 0 | 0 | 0 | 0 | 0 | 0 | 0 | 0 | 0 | 0 | 0 | 0 | 0 | 0 | 0 | 0 | 0 | 0 | 0 | 0 | 0 | 0 | 0 | 0
F9_Industrial_Paper and Printing_New_Space Heating_Natural Gas_Steam Trap Maintenance_A_Achievable Economic TRC Potential | F9 | Industrial | Paper and Printing | New | Space Heating | Natural Gas | Steam Trap Maintenance | A | Incremental Winter Peak Savings (MW) | Achievable Economic TRC Potential | 0 | 0 | 0 | 0 | 0 | 0 | 0 | 0 | 0 | 0 | 0 | 0 | 0 | 0 | 0 | 0 | 0 | 0 | 0 | 0 | 0 | 0 | 0 | 0 | 0 | 0 | 0 | 0 | 0 | 0 | 0
F10_Industrial_Paper and Printing_New_Space Heating_Natural Gas_Steam Trap Maintenance_A_Achievable Economic TRC Potential | F10 | Industrial | Paper and Printing | New | Space Heating | Natural Gas | Steam Trap Maintenance | A | Cumulative Energy Savings (MWh or mTherms) | Achievable Economic TRC Potential | 0 | 0 | 0 | 0 | 0 | 0 | 0 | 0 | 0 | 0 | 0 | 0 | 0 | 0 | 0 | 0 | 0 | 0 | 0 | 0 | 0 | 0 | 0 | 0 | 0 | 0 | 0 | 0 | 0 | 0 | 0
F11_Industrial_Paper and Printing_New_Space Heating_Natural Gas_Steam Trap Maintenance_A_Achievable Economic TRC Potential | F11 | Industrial | Paper and Printing | New | Space Heating | Natural Gas | Steam Trap Maintenance | A | Cumulative Summer Peak Savings (MW) | Achievable Economic TRC Potential | 0 | 0 | 0 | 0 | 0 | 0 | 0 | 0 | 0 | 0 | 0 | 0 | 0 | 0 | 0 | 0 | 0 | 0 | 0 | 0 | 0 | 0 | 0 | 0 | 0 | 0 | 0 | 0 | 0 | 0 | 0
F12_Industrial_Paper and Printing_New_Space Heating_Natural Gas_Steam Trap Maintenance_A_Achievable Economic TRC Potential | F12 | Industrial | Paper and Printing | New | Space Heating | Natural Gas | Steam Trap Maintenance | A | Cumulative Winter Peak Savings (MW) | Achievable Economic TRC Potential | 0 | 0 | 0 | 0 | 0 | 0 | 0 | 0 | 0 | 0 | 0 | 0 | 0 | 0 | 0 | 0 | 0 | 0 | 0 | 0 | 0 | 0 | 0 | 0 | 0 | 0 | 0 | 0 | 0 | 0 | 0
F13_Industrial_Paper and Printing_New_Space Heating_Natural Gas_Steam Trap Maintenance_A_Achievable Economic TRC Potential | F13 | Industrial | Paper and Printing | New | Space Heating | Natural Gas | Steam Trap Maintenance | A | Purchases (Incremental) | Achievable Economic TRC Potential | 0 | 0 | 0 | 0 | 0 | 0 | 0 | 0 | 0 | 0 | 0 | 0 | 0 | 0 | 0 | 0 | 0 | 0 | 0 | 0 | 0 | 0 | 0 | 0 | 0 | 0 | 0 | 0 | 0 | 0 | 0
F14_Industrial_Paper and Printing_New_Space Heating_Natural Gas_Steam Trap Maintenance_A_Achievable Economic TRC Potential | F14 | Industrial | Paper and Printing | New | Space Heating | Natural Gas | Steam Trap Maintenance | A | Purchases (Cumulative) | Achievable Economic TRC Potential | 0 | 0 | 0 | 0 | 0 | 0 | 0 | 0 | 0 | 0 | 0 | 0 | 0 | 0 | 0 | 0 | 0 | 0 | 0 | 0 | 0 | 0 | 0 | 0 | 0 | 0 | 0 | 0 | 0 | 0 | 0
F1_Industrial_Paper and Printing_New_Process_Natural Gas_Steam Trap Maintenance_A_Achievable Economic TRC Potential | F1 | Industrial | Paper and Printing | New | Process | Natural Gas | Steam Trap Maintenance | A | Original Unit Energy Savings (kWh or therms) | Achievable Economic TRC Potential | 0 | 0 | 0 | 0 | 0 | 71.6855 | 71.6855 | 71.6855 | 71.6855 | 71.6855 | 71.6855 | 71.6855 | 71.6855 | 71.6855 | 71.6855 | 71.6855 | 71.6855 | 71.6855 | 71.6855 | 71.6855 | 71.6855 | 71.6855 | 71.6855 | 71.6855 | 71.6855 | 71.6855 | 71.6855 | 71.6855 | 71.6855 | 71.6855 | 71.6855
F2_Industrial_Paper and Printing_New_Process_Natural Gas_Steam Trap Maintenance_A_Achievable Economic TRC Potential | F2 | Industrial | Paper and Printing | New | Process | Natural Gas | Steam Trap Maintenance | A | Original Unit Summer Peak Savings (kW) | Achievable Economic TRC Potential | 0 | 0 | 0 | 0 | 0 | 0 | 0 | 0 | 0 | 0 | 0 | 0 | 0 | 0 | 0 | 0 | 0 | 0 | 0 | 0 | 0 | 0 | 0 | 0 | 0 | 0 | 0 | 0 | 0 | 0 | 0
F3_Industrial_Paper and Printing_New_Process_Natural Gas_Steam Trap Maintenance_A_Achievable Economic TRC Potential | F3 | Industrial | Paper and Printing | New | Process | Natural Gas | Steam Trap Maintenance | A | Original Unit Winter Peak Savings (kW) | Achievable Economic TRC Potential | 0 | 0 | 0 | 0 | 0 | 0 | 0 | 0 | 0 | 0 | 0 | 0 | 0 | 0 | 0 | 0 | 0 | 0 | 0 | 0 | 0 | 0 | 0 | 0 | 0 | 0 | 0 | 0 | 0 | 0 | 0
F4_Industrial_Paper and Printing_New_Process_Natural Gas_Steam Trap Maintenance_A_Achievable Economic TRC Potential | F4 | Industrial | Paper and Printing | New | Process | Natural Gas | Steam Trap Maintenance | A | Standalone Impact on Baseline Energy (%) | Achievable Economic TRC Potential | 0% | 0% | 0% | 0% | 0% | 0% | 0% | 0% | 0% | 0% | 0% | 0% | 0% | 0% | 0% | 0% | 0% | 0% | 0% | 0% | 0% | 0% | 0% | 0% | 0 | 0 | 0 | 0 | 0 | 0 | 0
F5_Industrial_Paper and Printing_New_Process_Natural Gas_Steam Trap Maintenance_A_Achievable Economic TRC Potential | F5 | Industrial | Paper and Printing | New | Process | Natural Gas | Steam Trap Maintenance | A | Standalone Impact on Baseline Summer Peak (%) | Achievable Economic TRC Potential | 0% | 0% | 0% | 0% | 0% | 0% | 0% | 0% | 0% | 0% | 0% | 0% | 0% | 0% | 0% | 0% | 0% | 0% | 0% | 0% | 0% | 0% | 0% | 0% | 0 | 0 | 0 | 0 | 0 | 0 | 0
F6_Industrial_Paper and Printing_New_Process_Natural Gas_Steam Trap Maintenance_A_Achievable Economic TRC Potential | F6 | Industrial | Paper and Printing | New | Process | Natural Gas | Steam Trap Maintenance | A | Standalone Impact on Baseline Winter Peak (%) | Achievable Economic TRC Potential | 0% | 0% | 0% | 0% | 0% | 0% | 0% | 0% | 0% | 0% | 0% | 0% | 0% | 0% | 0% | 0% | 0% | 0% | 0% | 0% | 0% | 0% | 0% | 0% | 0 | 0 | 0 | 0 | 0 | 0 | 0
F7_Industrial_Paper and Printing_New_Process_Natural Gas_Steam Trap Maintenance_A_Achievable Economic TRC Potential | F7 | Industrial | Paper and Printing | New | Process | Natural Gas | Steam Trap Maintenance | A | Incremental Energy Savings (MWh or mTherms) | Achievable Economic TRC Potential | 0 | 0 | 0 | 0 | 0 | 0 | 0 | 0 | 0 | 0 | 0 | 0 | 0 | 0 | 0 | 0 | 0 | 0 | 0 | 0 | 0 | 0 | 0 | 0 | 0 | 0 | 0 | 0 | 0 | 0 | 0
F8_Industrial_Paper and Printing_New_Process_Natural Gas_Steam Trap Maintenance_A_Achievable Economic TRC Potential | F8 | Industrial | Paper and Printing | New | Process | Natural Gas | Steam Trap Maintenance | A | Incremental Summer Peak Savings (MW) | Achievable Economic TRC Potential | 0 | 0 | 0 | 0 | 0 | 0 | 0 | 0 | 0 | 0 | 0 | 0 | 0 | 0 | 0 | 0 | 0 | 0 | 0 | 0 | 0 | 0 | 0 | 0 | 0 | 0 | 0 | 0 | 0 | 0 | 0
F9_Industrial_Paper and Printing_New_Process_Natural Gas_Steam Trap Maintenance_A_Achievable Economic TRC Potential | F9 | Industrial | Paper and Printing | New | Process | Natural Gas | Steam Trap Maintenance | A | Incremental Winter Peak Savings (MW) | Achievable Economic TRC Potential | 0 | 0 | 0 | 0 | 0 | 0 | 0 | 0 | 0 | 0 | 0 | 0 | 0 | 0 | 0 | 0 | 0 | 0 | 0 | 0 | 0 | 0 | 0 | 0 | 0 | 0 | 0 | 0 | 0 | 0 | 0
F10_Industrial_Paper and Printing_New_Process_Natural Gas_Steam Trap Maintenance_A_Achievable Economic TRC Potential | F10 | Industrial | Paper and Printing | New | Process | Natural Gas | Steam Trap Maintenance | A | Cumulative Energy Savings (MWh or mTherms) | Achievable Economic TRC Potential | 0 | 0 | 0 | 0 | 0 | 0 | 0 | 0 | 0 | 0 | 0 | 0 | 0 | 0 | 0 | 0 | 0 | 0 | 0 | 0 | 0 | 0 | 0 | 0 | 0 | 0 | 0 | 0 | 0 | 0 | 0
F11_Industrial_Paper and Printing_New_Process_Natural Gas_Steam Trap Maintenance_A_Achievable Economic TRC Potential | F11 | Industrial | Paper and Printing | New | Process | Natural Gas | Steam Trap Maintenance | A | Cumulative Summer Peak Savings (MW) | Achievable Economic TRC Potential | 0 | 0 | 0 | 0 | 0 | 0 | 0 | 0 | 0 | 0 | 0 | 0 | 0 | 0 | 0 | 0 | 0 | 0 | 0 | 0 | 0 | 0 | 0 | 0 | 0 | 0 | 0 | 0 | 0 | 0 | 0
F12_Industrial_Paper and Printing_New_Process_Natural Gas_Steam Trap Maintenance_A_Achievable Economic TRC Potential | F12 | Industrial | Paper and Printing | New | Process | Natural Gas | Steam Trap Maintenance | A | Cumulative Winter Peak Savings (MW) | Achievable Economic TRC Potential | 0 | 0 | 0 | 0 | 0 | 0 | 0 | 0 | 0 | 0 | 0 | 0 | 0 | 0 | 0 | 0 | 0 | 0 | 0 | 0 | 0 | 0 | 0 | 0 | 0 | 0 | 0 | 0 | 0 | 0 | 0
F13_Industrial_Paper and Printing_New_Process_Natural Gas_Steam Trap Maintenance_A_Achievable Economic TRC Potential | F13 | Industrial | Paper and Printing | New | Process | Natural Gas | Steam Trap Maintenance | A | Purchases (Incremental) | Achievable Economic TRC Potential | 0 | 0 | 0 | 0 | 0 | 0 | 0 | 0 | 0 | 0 | 0 | 0 | 0 | 0 | 0 | 0 | 0 | 0 | 0 | 0 | 0 | 0 | 0 | 0 | 0 | 0 | 0 | 0 | 0 | 0 | 0
F14_Industrial_Paper and Printing_New_Process_Natural Gas_Steam Trap Maintenance_A_Achievable Economic TRC Potential | F14 | Industrial | Paper and Printing | New | Process | Natural Gas | Steam Trap Maintenance | A | Purchases (Cumulative) | Achievable Economic TRC Potential | 0 | 0 | 0 | 0 | 0 | 0 | 0 | 0 | 0 | 0 | 0 | 0 | 0 | 0 | 0 | 0 | 0 | 0 | 0 | 0 | 0 | 0 | 0 | 0 | 0 | 0 | 0 | 0 | 0 | 0 | 0
F1_Industrial_Paper and Printing_New_Space Heating_Natural Gas_Gas Boiler - High Turndown_A_Achievable Economic TRC Potential | F1 | Industrial | Paper and Printing | New | Space Heating | Natural Gas | Gas Boiler - High Turndown | A | Original Unit Energy Savings (kWh or therms) | Achievable Economic TRC Potential | 0 | 0 | 0 | 0 | 0 | 0 | 0 | 0 | 0 | 0 | 0 | 0 | 0 | 0 | 0 | 0 | 0 | 0 | 0 | 0 | 0 | 0 | 0 | 0 | 0 | 0 | 0 | 0 | 0 | 0 | 0
F2_Industrial_Paper and Printing_New_Space Heating_Natural Gas_Gas Boiler - High Turndown_A_Achievable Economic TRC Potential | F2 | Industrial | Paper and Printing | New | Space Heating | Natural Gas | Gas Boiler - High Turndown | A | Original Unit Summer Peak Savings (kW) | Achievable Economic TRC Potential | 0 | 0 | 0 | 0 | 0 | 0 | 0 | 0 | 0 | 0 | 0 | 0 | 0 | 0 | 0 | 0 | 0 | 0 | 0 | 0 | 0 | 0 | 0 | 0 | 0 | 0 | 0 | 0 | 0 | 0 | 0
F3_Industrial_Paper and Printing_New_Space Heating_Natural Gas_Gas Boiler - High Turndown_A_Achievable Economic TRC Potential | F3 | Industrial | Paper and Printing | New | Space Heating | Natural Gas | Gas Boiler - High Turndown | A | Original Unit Winter Peak Savings (kW) | Achievable Economic TRC Potential | 0 | 0 | 0 | 0 | 0 | 0 | 0 | 0 | 0 | 0 | 0 | 0 | 0 | 0 | 0 | 0 | 0 | 0 | 0 | 0 | 0 | 0 | 0 | 0 | 0 | 0 | 0 | 0 | 0 | 0 | 0
F4_Industrial_Paper and Printing_New_Space Heating_Natural Gas_Gas Boiler - High Turndown_A_Achievable Economic TRC Potential | F4 | Industrial | Paper and Printing | New | Space Heating | Natural Gas | Gas Boiler - High Turndown | A | Standalone Impact on Baseline Energy (%) | Achievable Economic TRC Potential | 0% | 0% | 0% | 0% | 0% | 0% | 0% | 0% | 0% | 0% | 0% | 0% | 0% | 0% | 0% | 0% | 0% | 0% | 0% | 0% | 0% | 0% | 0% | 0% | 0 | 0 | 0 | 0 | 0 | 0 | 0
F5_Industrial_Paper and Printing_New_Space Heating_Natural Gas_Gas Boiler - High Turndown_A_Achievable Economic TRC Potential | F5 | Industrial | Paper and Printing | New | Space Heating | Natural Gas | Gas Boiler - High Turndown | A | Standalone Impact on Baseline Summer Peak (%) | Achievable Economic TRC Potential | 0% | 0% | 0% | 0% | 0% | 0% | 0% | 0% | 0% | 0% | 0% | 0% | 0% | 0% | 0% | 0% | 0% | 0% | 0% | 0% | 0% | 0% | 0% | 0% | 0 | 0 | 0 | 0 | 0 | 0 | 0
F6_Industrial_Paper and Printing_New_Space Heating_Natural Gas_Gas Boiler - High Turndown_A_Achievable Economic TRC Potential | F6 | Industrial | Paper and Printing | New | Space Heating | Natural Gas | Gas Boiler - High Turndown | A | Standalone Impact on Baseline Winter Peak (%) | Achievable Economic TRC Potential | 0% | 0% | 0% | 0% | 0% | 0% | 0% | 0% | 0% | 0% | 0% | 0% | 0% | 0% | 0% | 0% | 0% | 0% | 0% | 0% | 0% | 0% | 0% | 0% | 0 | 0 | 0 | 0 | 0 | 0 | 0
F7_Industrial_Paper and Printing_New_Space Heating_Natural Gas_Gas Boiler - High Turndown_A_Achievable Economic TRC Potential | F7 | Industrial | Paper and Printing | New | Space Heating | Natural Gas | Gas Boiler - High Turndown | A | Incremental Energy Savings (MWh or mTherms) | Achievable Economic TRC Potential | 0 | 0 | 0 | 0 | 0 | 0 | 0 | 0 | 0 | 0 | 0 | 0 | 0 | 0 | 0 | 0 | 0 | 0 | 0 | 0 | 0 | 0 | 0 | 0 | 0 | 0 | 0 | 0 | 0 | 0 | 0
F8_Industrial_Paper and Printing_New_Space Heating_Natural Gas_Gas Boiler - High Turndown_A_Achievable Economic TRC Potential | F8 | Industrial | Paper and Printing | New | Space Heating | Natural Gas | Gas Boiler - High Turndown | A | Incremental Summer Peak Savings (MW) | Achievable Economic TRC Potential | 0 | 0 | 0 | 0 | 0 | 0 | 0 | 0 | 0 | 0 | 0 | 0 | 0 | 0 | 0 | 0 | 0 | 0 | 0 | 0 | 0 | 0 | 0 | 0 | 0 | 0 | 0 | 0 | 0 | 0 | 0
F9_Industrial_Paper and Printing_New_Space Heating_Natural Gas_Gas Boiler - High Turndown_A_Achievable Economic TRC Potential | F9 | Industrial | Paper and Printing | New | Space Heating | Natural Gas | Gas Boiler - High Turndown | A | Incremental Winter Peak Savings (MW) | Achievable Economic TRC Potential | 0 | 0 | 0 | 0 | 0 | 0 | 0 | 0 | 0 | 0 | 0 | 0 | 0 | 0 | 0 | 0 | 0 | 0 | 0 | 0 | 0 | 0 | 0 | 0 | 0 | 0 | 0 | 0 | 0 | 0 | 0
F10_Industrial_Paper and Printing_New_Space Heating_Natural Gas_Gas Boiler - High Turndown_A_Achievable Economic TRC Potential | F10 | Industrial | Paper and Printing | New | Space Heating | Natural Gas | Gas Boiler - High Turndown | A | Cumulative Energy Savings (MWh or mTherms) | Achievable Economic TRC Potential | 0 | 0 | 0 | 0 | 0 | 0 | 0 | 0 | 0 | 0 | 0 | 0 | 0 | 0 | 0 | 0 | 0 | 0 | 0 | 0 | 0 | 0 | 0 | 0 | 0 | 0 | 0 | 0 | 0 | 0 | 0
F11_Industrial_Paper and Printing_New_Space Heating_Natural Gas_Gas Boiler - High Turndown_A_Achievable Economic TRC Potential | F11 | Industrial | Paper and Printing | New | Space Heating | Natural Gas | Gas Boiler - High Turndown | A | Cumulative Summer Peak Savings (MW) | Achievable Economic TRC Potential | 0 | 0 | 0 | 0 | 0 | 0 | 0 | 0 | 0 | 0 | 0 | 0 | 0 | 0 | 0 | 0 | 0 | 0 | 0 | 0 | 0 | 0 | 0 | 0 | 0 | 0 | 0 | 0 | 0 | 0 | 0
F12_Industrial_Paper and Printing_New_Space Heating_Natural Gas_Gas Boiler - High Turndown_A_Achievable Economic TRC Potential | F12 | Industrial | Paper and Printing | New | Space Heating | Natural Gas | Gas Boiler - High Turndown | A | Cumulative Winter Peak Savings (MW) | Achievable Economic TRC Potential | 0 | 0 | 0 | 0 | 0 | 0 | 0 | 0 | 0 | 0 | 0 | 0 | 0 | 0 | 0 | 0 | 0 | 0 | 0 | 0 | 0 | 0 | 0 | 0 | 0 | 0 | 0 | 0 | 0 | 0 | 0
F13_Industrial_Paper and Printing_New_Space Heating_Natural Gas_Gas Boiler - High Turndown_A_Achievable Economic TRC Potential | F13 | Industrial | Paper and Printing | New | Space Heating | Natural Gas | Gas Boiler - High Turndown | A | Purchases (Incremental) | Achievable Economic TRC Potential | 0 | 0 | 0 | 0 | 0 | 0 | 0 | 0 | 0 | 0 | 0 | 0 | 0 | 0 | 0 | 0 | 0 | 0 | 0 | 0 | 0 | 0 | 0 | 0 | 0 | 0 | 0 | 0 | 0 | 0 | 0
F14_Industrial_Paper and Printing_New_Space Heating_Natural Gas_Gas Boiler - High Turndown_A_Achievable Economic TRC Potential | F14 | Industrial | Paper and Printing | New | Space Heating | Natural Gas | Gas Boiler - High Turndown | A | Purchases (Cumulative) | Achievable Economic TRC Potential | 0 | 0 | 0 | 0 | 0 | 0 | 0 | 0 | 0 | 0 | 0 | 0 | 0 | 0 | 0 | 0 | 0 | 0 | 0 | 0 | 0 | 0 | 0 | 0 | 0 | 0 | 0 | 0 | 0 | 0 | 0
F1_Industrial_Paper and Printing_New_Process_Natural Gas_Gas Boiler - High Turndown_A_Achievable Economic TRC Potential | F1 | Industrial | Paper and Printing | New | Process | Natural Gas | Gas Boiler - High Turndown | A | Original Unit Energy Savings (kWh or therms) | Achievable Economic TRC Potential | 0 | 0 | 0 | 0 | 0 | 76.093 | 76.093 | 76.093 | 76.093 | 76.093 | 76.093 | 76.093 | 76.093 | 76.093 | 76.093 | 76.093 | 76.093 | 76.093 | 76.093 | 76.093 | 76.093 | 76.093 | 76.093 | 76.093 | 76.093 | 76.093 | 76.093 | 76.093 | 76.093 | 76.093 | 76.093
F2_Industrial_Paper and Printing_New_Process_Natural Gas_Gas Boiler - High Turndown_A_Achievable Economic TRC Potential | F2 | Industrial | Paper and Printing | New | Process | Natural Gas | Gas Boiler - High Turndown | A | Original Unit Summer Peak Savings (kW) | Achievable Economic TRC Potential | 0 | 0 | 0 | 0 | 0 | 0 | 0 | 0 | 0 | 0 | 0 | 0 | 0 | 0 | 0 | 0 | 0 | 0 | 0 | 0 | 0 | 0 | 0 | 0 | 0 | 0 | 0 | 0 | 0 | 0 | 0
F3_Industrial_Paper and Printing_New_Process_Natural Gas_Gas Boiler - High Turndown_A_Achievable Economic TRC Potential | F3 | Industrial | Paper and Printing | New | Process | Natural Gas | Gas Boiler - High Turndown | A | Original Unit Winter Peak Savings (kW) | Achievable Economic TRC Potential | 0 | 0 | 0 | 0 | 0 | 0 | 0 | 0 | 0 | 0 | 0 | 0 | 0 | 0 | 0 | 0 | 0 | 0 | 0 | 0 | 0 | 0 | 0 | 0 | 0 | 0 | 0 | 0 | 0 | 0 | 0
F4_Industrial_Paper and Printing_New_Process_Natural Gas_Gas Boiler - High Turndown_A_Achievable Economic TRC Potential | F4 | Industrial | Paper and Printing | New | Process | Natural Gas | Gas Boiler - High Turndown | A | Standalone Impact on Baseline Energy (%) | Achievable Economic TRC Potential | 0% | 0% | 0% | 0% | 0% | 0% | 0% | 0% | 0% | 0% | 0% | 0% | 0% | 0% | 0% | 0% | 0% | 0% | 0% | 0% | 0% | 0% | 0% | 0% | 0 | 0 | 0 | 0 | 0 | 0 | 0
F5_Industrial_Paper and Printing_New_Process_Natural Gas_Gas Boiler - High Turndown_A_Achievable Economic TRC Potential | F5 | Industrial | Paper and Printing | New | Process | Natural Gas | Gas Boiler - High Turndown | A | Standalone Impact on Baseline Summer Peak (%) | Achievable Economic TRC Potential | 0% | 0% | 0% | 0% | 0% | 0% | 0% | 0% | 0% | 0% | 0% | 0% | 0% | 0% | 0% | 0% | 0% | 0% | 0% | 0% | 0% | 0% | 0% | 0% | 0 | 0 | 0 | 0 | 0 | 0 | 0
F6_Industrial_Paper and Printing_New_Process_Natural Gas_Gas Boiler - High Turndown_A_Achievable Economic TRC Potential | F6 | Industrial | Paper and Printing | New | Process | Natural Gas | Gas Boiler - High Turndown | A | Standalone Impact on Baseline Winter Peak (%) | Achievable Economic TRC Potential | 0% | 0% | 0% | 0% | 0% | 0% | 0% | 0% | 0% | 0% | 0% | 0% | 0% | 0% | 0% | 0% | 0% | 0% | 0% | 0% | 0% | 0% | 0% | 0% | 0 | 0 | 0 | 0 | 0 | 0 | 0
F7_Industrial_Paper and Printing_New_Process_Natural Gas_Gas Boiler - High Turndown_A_Achievable Economic TRC Potential | F7 | Industrial | Paper and Printing | New | Process | Natural Gas | Gas Boiler - High Turndown | A | Incremental Energy Savings (MWh or mTherms) | Achievable Economic TRC Potential | 0 | 0 | 0 | 0 | 0 | 0 | 0 | 0 | 0 | 0 | 0 | 0 | 0 | 0 | 0 | 0 | 0 | 0 | 0 | 0 | 0 | 0 | 0 | 0 | 0 | 0 | 0 | 0 | 0 | 0 | 0
F8_Industrial_Paper and Printing_New_Process_Natural Gas_Gas Boiler - High Turndown_A_Achievable Economic TRC Potential | F8 | Industrial | Paper and Printing | New | Process | Natural Gas | Gas Boiler - High Turndown | A | Incremental Summer Peak Savings (MW) | Achievable Economic TRC Potential | 0 | 0 | 0 | 0 | 0 | 0 | 0 | 0 | 0 | 0 | 0 | 0 | 0 | 0 | 0 | 0 | 0 | 0 | 0 | 0 | 0 | 0 | 0 | 0 | 0 | 0 | 0 | 0 | 0 | 0 | 0
F9_Industrial_Paper and Printing_New_Process_Natural Gas_Gas Boiler - High Turndown_A_Achievable Economic TRC Potential | F9 | Industrial | Paper and Printing | New | Process | Natural Gas | Gas Boiler - High Turndown | A | Incremental Winter Peak Savings (MW) | Achievable Economic TRC Potential | 0 | 0 | 0 | 0 | 0 | 0 | 0 | 0 | 0 | 0 | 0 | 0 | 0 | 0 | 0 | 0 | 0 | 0 | 0 | 0 | 0 | 0 | 0 | 0 | 0 | 0 | 0 | 0 | 0 | 0 | 0
F10_Industrial_Paper and Printing_New_Process_Natural Gas_Gas Boiler - High Turndown_A_Achievable Economic TRC Potential | F10 | Industrial | Paper and Printing | New | Process | Natural Gas | Gas Boiler - High Turndown | A | Cumulative Energy Savings (MWh or mTherms) | Achievable Economic TRC Potential | 0 | 0 | 0 | 0 | 0 | 0 | 0 | 0 | 0 | 0 | 0 | 0 | 0 | 0 | 0 | 0 | 0 | 0 | 0 | 0 | 0 | 0 | 0 | 0 | 0 | 0 | 0 | 0 | 0 | 0 | 0
F11_Industrial_Paper and Printing_New_Process_Natural Gas_Gas Boiler - High Turndown_A_Achievable Economic TRC Potential | F11 | Industrial | Paper and Printing | New | Process | Natural Gas | Gas Boiler - High Turndown | A | Cumulative Summer Peak Savings (MW) | Achievable Economic TRC Potential | 0 | 0 | 0 | 0 | 0 | 0 | 0 | 0 | 0 | 0 | 0 | 0 | 0 | 0 | 0 | 0 | 0 | 0 | 0 | 0 | 0 | 0 | 0 | 0 | 0 | 0 | 0 | 0 | 0 | 0 | 0
F12_Industrial_Paper and Printing_New_Process_Natural Gas_Gas Boiler - High Turndown_A_Achievable Economic TRC Potential | F12 | Industrial | Paper and Printing | New | Process | Natural Gas | Gas Boiler - High Turndown | A | Cumulative Winter Peak Savings (MW) | Achievable Economic TRC Potential | 0 | 0 | 0 | 0 | 0 | 0 | 0 | 0 | 0 | 0 | 0 | 0 | 0 | 0 | 0 | 0 | 0 | 0 | 0 | 0 | 0 | 0 | 0 | 0 | 0 | 0 | 0 | 0 | 0 | 0 | 0
F13_Industrial_Paper and Printing_New_Process_Natural Gas_Gas Boiler - High Turndown_A_Achievable Economic TRC Potential | F13 | Industrial | Paper and Printing | New | Process | Natural Gas | Gas Boiler - High Turndown | A | Purchases (Incremental) | Achievable Economic TRC Potential | 0 | 0 | 0 | 0 | 0 | 0 | 0 | 0 | 0 | 0 | 0 | 0 | 0 | 0 | 0 | 0 | 0 | 0 | 0 | 0 | 0 | 0 | 0 | 0 | 0 | 0 | 0 | 0 | 0 | 0 | 0
F14_Industrial_Paper and Printing_New_Process_Natural Gas_Gas Boiler - High Turndown_A_Achievable Economic TRC Potential | F14 | Industrial | Paper and Printing | New | Process | Natural Gas | Gas Boiler - High Turndown | A | Purchases (Cumulative) | Achievable Economic TRC Potential | 0 | 0 | 0 | 0 | 0 | 0 | 0 | 0 | 0 | 0 | 0 | 0 | 0 | 0 | 0 | 0 | 0 | 0 | 0 | 0 | 0 | 0 | 0 | 0 | 0 | 0 | 0 | 0 | 0 | 0 | 0
F1_Industrial_Paper and Printing_New_Space Heating_Natural Gas_Gas Boiler - Burner Control Optimization_A_Achievable Economic TRC Potential | F1 | Industrial | Paper and Printing | New | Space Heating | Natural Gas | Gas Boiler - Burner Control Optimization | A | Original Unit Energy Savings (kWh or therms) | Achievable Economic TRC Potential | 0 | 0 | 0 | 0 | 0 | 0 | 0 | 0 | 0 | 0 | 0 | 0 | 0 | 0 | 0 | 0 | 0 | 0 | 0 | 0 | 0 | 0 | 0 | 0 | 0 | 0 | 0 | 0 | 0 | 0 | 0
F2_Industrial_Paper and Printing_New_Space Heating_Natural Gas_Gas Boiler - Burner Control Optimization_A_Achievable Economic TRC Potential | F2 | Industrial | Paper and Printing | New | Space Heating | Natural Gas | Gas Boiler - Burner Control Optimization | A | Original Unit Summer Peak Savings (kW) | Achievable Economic TRC Potential | 0 | 0 | 0 | 0 | 0 | 0 | 0 | 0 | 0 | 0 | 0 | 0 | 0 | 0 | 0 | 0 | 0 | 0 | 0 | 0 | 0 | 0 | 0 | 0 | 0 | 0 | 0 | 0 | 0 | 0 | 0
F3_Industrial_Paper and Printing_New_Space Heating_Natural Gas_Gas Boiler - Burner Control Optimization_A_Achievable Economic TRC Potential | F3 | Industrial | Paper and Printing | New | Space Heating | Natural Gas | Gas Boiler - Burner Control Optimization | A | Original Unit Winter Peak Savings (kW) | Achievable Economic TRC Potential | 0 | 0 | 0 | 0 | 0 | 0 | 0 | 0 | 0 | 0 | 0 | 0 | 0 | 0 | 0 | 0 | 0 | 0 | 0 | 0 | 0 | 0 | 0 | 0 | 0 | 0 | 0 | 0 | 0 | 0 | 0
F4_Industrial_Paper and Printing_New_Space Heating_Natural Gas_Gas Boiler - Burner Control Optimization_A_Achievable Economic TRC Potential | F4 | Industrial | Paper and Printing | New | Space Heating | Natural Gas | Gas Boiler - Burner Control Optimization | A | Standalone Impact on Baseline Energy (%) | Achievable Economic TRC Potential | 0% | 0% | 0% | 0% | 0% | 0% | 0% | 0% | 0% | 0% | 0% | 0% | 0% | 0% | 0% | 0% | 0% | 0% | 0% | 0% | 0% | 0% | 0% | 0% | 0 | 0 | 0 | 0 | 0 | 0 | 0
F5_Industrial_Paper and Printing_New_Space Heating_Natural Gas_Gas Boiler - Burner Control Optimization_A_Achievable Economic TRC Potential | F5 | Industrial | Paper and Printing | New | Space Heating | Natural Gas | Gas Boiler - Burner Control Optimization | A | Standalone Impact on Baseline Summer Peak (%) | Achievable Economic TRC Potential | 0% | 0% | 0% | 0% | 0% | 0% | 0% | 0% | 0% | 0% | 0% | 0% | 0% | 0% | 0% | 0% | 0% | 0% | 0% | 0% | 0% | 0% | 0% | 0% | 0 | 0 | 0 | 0 | 0 | 0 | 0
F6_Industrial_Paper and Printing_New_Space Heating_Natural Gas_Gas Boiler - Burner Control Optimization_A_Achievable Economic TRC Potential | F6 | Industrial | Paper and Printing | New | Space Heating | Natural Gas | Gas Boiler - Burner Control Optimization | A | Standalone Impact on Baseline Winter Peak (%) | Achievable Economic TRC Potential | 0% | 0% | 0% | 0% | 0% | 0% | 0% | 0% | 0% | 0% | 0% | 0% | 0% | 0% | 0% | 0% | 0% | 0% | 0% | 0% | 0% | 0% | 0% | 0% | 0 | 0 | 0 | 0 | 0 | 0 | 0
F7_Industrial_Paper and Printing_New_Space Heating_Natural Gas_Gas Boiler - Burner Control Optimization_A_Achievable Economic TRC Potential | F7 | Industrial | Paper and Printing | New | Space Heating | Natural Gas | Gas Boiler - Burner Control Optimization | A | Incremental Energy Savings (MWh or mTherms) | Achievable Economic TRC Potential | 0 | 0 | 0 | 0 | 0 | 0 | 0 | 0 | 0 | 0 | 0 | 0 | 0 | 0 | 0 | 0 | 0 | 0 | 0 | 0 | 0 | 0 | 0 | 0 | 0 | 0 | 0 | 0 | 0 | 0 | 0
F8_Industrial_Paper and Printing_New_Space Heating_Natural Gas_Gas Boiler - Burner Control Optimization_A_Achievable Economic TRC Potential | F8 | Industrial | Paper and Printing | New | Space Heating | Natural Gas | Gas Boiler - Burner Control Optimization | A | Incremental Summer Peak Savings (MW) | Achievable Economic TRC Potential | 0 | 0 | 0 | 0 | 0 | 0 | 0 | 0 | 0 | 0 | 0 | 0 | 0 | 0 | 0 | 0 | 0 | 0 | 0 | 0 | 0 | 0 | 0 | 0 | 0 | 0 | 0 | 0 | 0 | 0 | 0
F9_Industrial_Paper and Printing_New_Space Heating_Natural Gas_Gas Boiler - Burner Control Optimization_A_Achievable Economic TRC Potential | F9 | Industrial | Paper and Printing | New | Space Heating | Natural Gas | Gas Boiler - Burner Control Optimization | A | Incremental Winter Peak Savings (MW) | Achievable Economic TRC Potential | 0 | 0 | 0 | 0 | 0 | 0 | 0 | 0 | 0 | 0 | 0 | 0 | 0 | 0 | 0 | 0 | 0 | 0 | 0 | 0 | 0 | 0 | 0 | 0 | 0 | 0 | 0 | 0 | 0 | 0 | 0
F10_Industrial_Paper and Printing_New_Space Heating_Natural Gas_Gas Boiler - Burner Control Optimization_A_Achievable Economic TRC Potential | F10 | Industrial | Paper and Printing | New | Space Heating | Natural Gas | Gas Boiler - Burner Control Optimization | A | Cumulative Energy Savings (MWh or mTherms) | Achievable Economic TRC Potential | 0 | 0 | 0 | 0 | 0 | 0 | 0 | 0 | 0 | 0 | 0 | 0 | 0 | 0 | 0 | 0 | 0 | 0 | 0 | 0 | 0 | 0 | 0 | 0 | 0 | 0 | 0 | 0 | 0 | 0 | 0
F11_Industrial_Paper and Printing_New_Space Heating_Natural Gas_Gas Boiler - Burner Control Optimization_A_Achievable Economic TRC Potential | F11 | Industrial | Paper and Printing | New | Space Heating | Natural Gas | Gas Boiler - Burner Control Optimization | A | Cumulative Summer Peak Savings (MW) | Achievable Economic TRC Potential | 0 | 0 | 0 | 0 | 0 | 0 | 0 | 0 | 0 | 0 | 0 | 0 | 0 | 0 | 0 | 0 | 0 | 0 | 0 | 0 | 0 | 0 | 0 | 0 | 0 | 0 | 0 | 0 | 0 | 0 | 0
F12_Industrial_Paper and Printing_New_Space Heating_Natural Gas_Gas Boiler - Burner Control Optimization_A_Achievable Economic TRC Potential | F12 | Industrial | Paper and Printing | New | Space Heating | Natural Gas | Gas Boiler - Burner Control Optimization | A | Cumulative Winter Peak Savings (MW) | Achievable Economic TRC Potential | 0 | 0 | 0 | 0 | 0 | 0 | 0 | 0 | 0 | 0 | 0 | 0 | 0 | 0 | 0 | 0 | 0 | 0 | 0 | 0 | 0 | 0 | 0 | 0 | 0 | 0 | 0 | 0 | 0 | 0 | 0
F13_Industrial_Paper and Printing_New_Space Heating_Natural Gas_Gas Boiler - Burner Control Optimization_A_Achievable Economic TRC Potential | F13 | Industrial | Paper and Printing | New | Space Heating | Natural Gas | Gas Boiler - Burner Control Optimization | A | Purchases (Incremental) | Achievable Economic TRC Potential | 0 | 0 | 0 | 0 | 0 | 0 | 0 | 0 | 0 | 0 | 0 | 0 | 0 | 0 | 0 | 0 | 0 | 0 | 0 | 0 | 0 | 0 | 0 | 0 | 0 | 0 | 0 | 0 | 0 | 0 | 0
F14_Industrial_Paper and Printing_New_Space Heating_Natural Gas_Gas Boiler - Burner Control Optimization_A_Achievable Economic TRC Potential | F14 | Industrial | Paper and Printing | New | Space Heating | Natural Gas | Gas Boiler - Burner Control Optimization | A | Purchases (Cumulative) | Achievable Economic TRC Potential | 0 | 0 | 0 | 0 | 0 | 0 | 0 | 0 | 0 | 0 | 0 | 0 | 0 | 0 | 0 | 0 | 0 | 0 | 0 | 0 | 0 | 0 | 0 | 0 | 0 | 0 | 0 | 0 | 0 | 0 | 0
F1_Industrial_Paper and Printing_New_Process_Natural Gas_Gas Boiler - Burner Control Optimization_A_Achievable Economic TRC Potential | F1 | Industrial | Paper and Printing | New | Process | Natural Gas | Gas Boiler - Burner Control Optimization | A | Original Unit Energy Savings (kWh or therms) | Achievable Economic TRC Potential | 0 | 0 | 0 | 0 | 0 | 22.067 | 22.067 | 22.067 | 22.067 | 22.067 | 22.067 | 22.067 | 22.067 | 22.067 | 22.067 | 22.067 | 22.067 | 22.067 | 22.067 | 22.067 | 22.067 | 22.067 | 22.067 | 22.067 | 22.067 | 22.067 | 22.067 | 22.067 | 22.067 | 22.067 | 22.067
F2_Industrial_Paper and Printing_New_Process_Natural Gas_Gas Boiler - Burner Control Optimization_A_Achievable Economic TRC Potential | F2 | Industrial | Paper and Printing | New | Process | Natural Gas | Gas Boiler - Burner Control Optimization | A | Original Unit Summer Peak Savings (kW) | Achievable Economic TRC Potential | 0 | 0 | 0 | 0 | 0 | 0 | 0 | 0 | 0 | 0 | 0 | 0 | 0 | 0 | 0 | 0 | 0 | 0 | 0 | 0 | 0 | 0 | 0 | 0 | 0 | 0 | 0 | 0 | 0 | 0 | 0
F3_Industrial_Paper and Printing_New_Process_Natural Gas_Gas Boiler - Burner Control Optimization_A_Achievable Economic TRC Potential | F3 | Industrial | Paper and Printing | New | Process | Natural Gas | Gas Boiler - Burner Control Optimization | A | Original Unit Winter Peak Savings (kW) | Achievable Economic TRC Potential | 0 | 0 | 0 | 0 | 0 | 0 | 0 | 0 | 0 | 0 | 0 | 0 | 0 | 0 | 0 | 0 | 0 | 0 | 0 | 0 | 0 | 0 | 0 | 0 | 0 | 0 | 0 | 0 | 0 | 0 | 0
F4_Industrial_Paper and Printing_New_Process_Natural Gas_Gas Boiler - Burner Control Optimization_A_Achievable Economic TRC Potential | F4 | Industrial | Paper and Printing | New | Process | Natural Gas | Gas Boiler - Burner Control Optimization | A | Standalone Impact on Baseline Energy (%) | Achievable Economic TRC Potential | 0% | 0% | 0% | 0% | 0% | 0% | 0% | 0% | 0% | 0% | 0% | 0% | 0% | 0% | 0% | 0% | 0% | 0% | 0% | 0% | 0% | 0% | 0% | 0% | 0 | 0 | 0 | 0 | 0 | 0 | 0
F5_Industrial_Paper and Printing_New_Process_Natural Gas_Gas Boiler - Burner Control Optimization_A_Achievable Economic TRC Potential | F5 | Industrial | Paper and Printing | New | Process | Natural Gas | Gas Boiler - Burner Control Optimization | A | Standalone Impact on Baseline Summer Peak (%) | Achievable Economic TRC Potential | 0% | 0% | 0% | 0% | 0% | 0% | 0% | 0% | 0% | 0% | 0% | 0% | 0% | 0% | 0% | 0% | 0% | 0% | 0% | 0% | 0% | 0% | 0% | 0% | 0 | 0 | 0 | 0 | 0 | 0 | 0
F6_Industrial_Paper and Printing_New_Process_Natural Gas_Gas Boiler - Burner Control Optimization_A_Achievable Economic TRC Potential | F6 | Industrial | Paper and Printing | New | Process | Natural Gas | Gas Boiler - Burner Control Optimization | A | Standalone Impact on Baseline Winter Peak (%) | Achievable Economic TRC Potential | 0% | 0% | 0% | 0% | 0% | 0% | 0% | 0% | 0% | 0% | 0% | 0% | 0% | 0% | 0% | 0% | 0% | 0% | 0% | 0% | 0% | 0% | 0% | 0% | 0 | 0 | 0 | 0 | 0 | 0 | 0
F7_Industrial_Paper and Printing_New_Process_Natural Gas_Gas Boiler - Burner Control Optimization_A_Achievable Economic TRC Potential | F7 | Industrial | Paper and Printing | New | Process | Natural Gas | Gas Boiler - Burner Control Optimization | A | Incremental Energy Savings (MWh or mTherms) | Achievable Economic TRC Potential | 0 | 0 | 0 | 0 | 0 | 0 | 0 | 0 | 0 | 0 | 0 | 0 | 0 | 0 | 0 | 0 | 0 | 0 | 0 | 0 | 0 | 0 | 0 | 0 | 0 | 0 | 0 | 0 | 0 | 0 | 0
F8_Industrial_Paper and Printing_New_Process_Natural Gas_Gas Boiler - Burner Control Optimization_A_Achievable Economic TRC Potential | F8 | Industrial | Paper and Printing | New | Process | Natural Gas | Gas Boiler - Burner Control Optimization | A | Incremental Summer Peak Savings (MW) | Achievable Economic TRC Potential | 0 | 0 | 0 | 0 | 0 | 0 | 0 | 0 | 0 | 0 | 0 | 0 | 0 | 0 | 0 | 0 | 0 | 0 | 0 | 0 | 0 | 0 | 0 | 0 | 0 | 0 | 0 | 0 | 0 | 0 | 0
F9_Industrial_Paper and Printing_New_Process_Natural Gas_Gas Boiler - Burner Control Optimization_A_Achievable Economic TRC Potential | F9 | Industrial | Paper and Printing | New | Process | Natural Gas | Gas Boiler - Burner Control Optimization | A | Incremental Winter Peak Savings (MW) | Achievable Economic TRC Potential | 0 | 0 | 0 | 0 | 0 | 0 | 0 | 0 | 0 | 0 | 0 | 0 | 0 | 0 | 0 | 0 | 0 | 0 | 0 | 0 | 0 | 0 | 0 | 0 | 0 | 0 | 0 | 0 | 0 | 0 | 0
F10_Industrial_Paper and Printing_New_Process_Natural Gas_Gas Boiler - Burner Control Optimization_A_Achievable Economic TRC Potential | F10 | Industrial | Paper and Printing | New | Process | Natural Gas | Gas Boiler - Burner Control Optimization | A | Cumulative Energy Savings (MWh or mTherms) | Achievable Economic TRC Potential | 0 | 0 | 0 | 0 | 0 | 0 | 0 | 0 | 0 | 0 | 0 | 0 | 0 | 0 | 0 | 0 | 0 | 0 | 0 | 0 | 0 | 0 | 0 | 0 | 0 | 0 | 0 | 0 | 0 | 0 | 0
F11_Industrial_Paper and Printing_New_Process_Natural Gas_Gas Boiler - Burner Control Optimization_A_Achievable Economic TRC Potential | F11 | Industrial | Paper and Printing | New | Process | Natural Gas | Gas Boiler - Burner Control Optimization | A | Cumulative Summer Peak Savings (MW) | Achievable Economic TRC Potential | 0 | 0 | 0 | 0 | 0 | 0 | 0 | 0 | 0 | 0 | 0 | 0 | 0 | 0 | 0 | 0 | 0 | 0 | 0 | 0 | 0 | 0 | 0 | 0 | 0 | 0 | 0 | 0 | 0 | 0 | 0
F12_Industrial_Paper and Printing_New_Process_Natural Gas_Gas Boiler - Burner Control Optimization_A_Achievable Economic TRC Potential | F12 | Industrial | Paper and Printing | New | Process | Natural Gas | Gas Boiler - Burner Control Optimization | A | Cumulative Winter Peak Savings (MW) | Achievable Economic TRC Potential | 0 | 0 | 0 | 0 | 0 | 0 | 0 | 0 | 0 | 0 | 0 | 0 | 0 | 0 | 0 | 0 | 0 | 0 | 0 | 0 | 0 | 0 | 0 | 0 | 0 | 0 | 0 | 0 | 0 | 0 | 0
F13_Industrial_Paper and Printing_New_Process_Natural Gas_Gas Boiler - Burner Control Optimization_A_Achievable Economic TRC Potential | F13 | Industrial | Paper and Printing | New | Process | Natural Gas | Gas Boiler - Burner Control Optimization | A | Purchases (Incremental) | Achievable Economic TRC Potential | 0 | 0 | 0 | 0 | 0 | 0 | 0 | 0 | 0 | 0 | 0 | 0 | 0 | 0 | 0 | 0 | 0 | 0 | 0 | 0 | 0 | 0 | 0 | 0 | 0 | 0 | 0 | 0 | 0 | 0 | 0
F14_Industrial_Paper and Printing_New_Process_Natural Gas_Gas Boiler - Burner Control Optimization_A_Achievable Economic TRC Potential | F14 | Industrial | Paper and Printing | New | Process | Natural Gas | Gas Boiler - Burner Control Optimization | A | Purchases (Cumulative) | Achievable Economic TRC Potential | 0 | 0 | 0 | 0 | 0 | 0 | 0 | 0 | 0 | 0 | 0 | 0 | 0 | 0 | 0 | 0 | 0 | 0 | 0 | 0 | 0 | 0 | 0 | 0 | 0 | 0 | 0 | 0 | 0 | 0 | 0
F1_Industrial_Paper and Printing_New_Space Heating_Natural Gas_HVAC - Demand Controlled Ventilation_A_Achievable Economic TRC Potential | F1 | Industrial | Paper and Printing | New | Space Heating | Natural Gas | HVAC - Demand Controlled Ventilation | A | Original Unit Energy Savings (kWh or therms) | Achievable Economic TRC Potential | 0 | 0 | 0 | 0 | 0 | 0 | 0 | 0 | 0 | 0 | 0 | 0 | 0 | 0 | 0 | 0 | 0 | 0 | 0 | 0 | 0 | 0 | 0 | 0 | 0 | 0 | 0 | 0 | 0 | 0 | 0
F2_Industrial_Paper and Printing_New_Space Heating_Natural Gas_HVAC - Demand Controlled Ventilation_A_Achievable Economic TRC Potential | F2 | Industrial | Paper and Printing | New | Space Heating | Natural Gas | HVAC - Demand Controlled Ventilation | A | Original Unit Summer Peak Savings (kW) | Achievable Economic TRC Potential | 0 | 0 | 0 | 0 | 0 | 0 | 0 | 0 | 0 | 0 | 0 | 0 | 0 | 0 | 0 | 0 | 0 | 0 | 0 | 0 | 0 | 0 | 0 | 0 | 0 | 0 | 0 | 0 | 0 | 0 | 0
F3_Industrial_Paper and Printing_New_Space Heating_Natural Gas_HVAC - Demand Controlled Ventilation_A_Achievable Economic TRC Potential | F3 | Industrial | Paper and Printing | New | Space Heating | Natural Gas | HVAC - Demand Controlled Ventilation | A | Original Unit Winter Peak Savings (kW) | Achievable Economic TRC Potential | 0 | 0 | 0 | 0 | 0 | 0 | 0 | 0 | 0 | 0 | 0 | 0 | 0 | 0 | 0 | 0 | 0 | 0 | 0 | 0 | 0 | 0 | 0 | 0 | 0 | 0 | 0 | 0 | 0 | 0 | 0
F4_Industrial_Paper and Printing_New_Space Heating_Natural Gas_HVAC - Demand Controlled Ventilation_A_Achievable Economic TRC Potential | F4 | Industrial | Paper and Printing | New | Space Heating | Natural Gas | HVAC - Demand Controlled Ventilation | A | Standalone Impact on Baseline Energy (%) | Achievable Economic TRC Potential | 0% | 0% | 0% | 0% | 0% | 0% | 0% | 0% | 0% | 0% | 0% | 0% | 0% | 0% | 0% | 0% | 0% | 0% | 0% | 0% | 0% | 0% | 0% | 0% | 0 | 0 | 0 | 0 | 0 | 0 | 0
F5_Industrial_Paper and Printing_New_Space Heating_Natural Gas_HVAC - Demand Controlled Ventilation_A_Achievable Economic TRC Potential | F5 | Industrial | Paper and Printing | New | Space Heating | Natural Gas | HVAC - Demand Controlled Ventilation | A | Standalone Impact on Baseline Summer Peak (%) | Achievable Economic TRC Potential | 0% | 0% | 0% | 0% | 0% | 0% | 0% | 0% | 0% | 0% | 0% | 0% | 0% | 0% | 0% | 0% | 0% | 0% | 0% | 0% | 0% | 0% | 0% | 0% | 0 | 0 | 0 | 0 | 0 | 0 | 0
F6_Industrial_Paper and Printing_New_Space Heating_Natural Gas_HVAC - Demand Controlled Ventilation_A_Achievable Economic TRC Potential | F6 | Industrial | Paper and Printing | New | Space Heating | Natural Gas | HVAC - Demand Controlled Ventilation | A | Standalone Impact on Baseline Winter Peak (%) | Achievable Economic TRC Potential | 0% | 0% | 0% | 0% | 0% | 0% | 0% | 0% | 0% | 0% | 0% | 0% | 0% | 0% | 0% | 0% | 0% | 0% | 0% | 0% | 0% | 0% | 0% | 0% | 0 | 0 | 0 | 0 | 0 | 0 | 0
F7_Industrial_Paper and Printing_New_Space Heating_Natural Gas_HVAC - Demand Controlled Ventilation_A_Achievable Economic TRC Potential | F7 | Industrial | Paper and Printing | New | Space Heating | Natural Gas | HVAC - Demand Controlled Ventilation | A | Incremental Energy Savings (MWh or mTherms) | Achievable Economic TRC Potential | 0 | 0 | 0 | 0 | 0 | 0 | 0 | 0 | 0 | 0 | 0 | 0 | 0 | 0 | 0 | 0 | 0 | 0 | 0 | 0 | 0 | 0 | 0 | 0 | 0 | 0 | 0 | 0 | 0 | 0 | 0
F8_Industrial_Paper and Printing_New_Space Heating_Natural Gas_HVAC - Demand Controlled Ventilation_A_Achievable Economic TRC Potential | F8 | Industrial | Paper and Printing | New | Space Heating | Natural Gas | HVAC - Demand Controlled Ventilation | A | Incremental Summer Peak Savings (MW) | Achievable Economic TRC Potential | 0 | 0 | 0 | 0 | 0 | 0 | 0 | 0 | 0 | 0 | 0 | 0 | 0 | 0 | 0 | 0 | 0 | 0 | 0 | 0 | 0 | 0 | 0 | 0 | 0 | 0 | 0 | 0 | 0 | 0 | 0
F9_Industrial_Paper and Printing_New_Space Heating_Natural Gas_HVAC - Demand Controlled Ventilation_A_Achievable Economic TRC Potential | F9 | Industrial | Paper and Printing | New | Space Heating | Natural Gas | HVAC - Demand Controlled Ventilation | A | Incremental Winter Peak Savings (MW) | Achievable Economic TRC Potential | 0 | 0 | 0 | 0 | 0 | 0 | 0 | 0 | 0 | 0 | 0 | 0 | 0 | 0 | 0 | 0 | 0 | 0 | 0 | 0 | 0 | 0 | 0 | 0 | 0 | 0 | 0 | 0 | 0 | 0 | 0
F10_Industrial_Paper and Printing_New_Space Heating_Natural Gas_HVAC - Demand Controlled Ventilation_A_Achievable Economic TRC Potential | F10 | Industrial | Paper and Printing | New | Space Heating | Natural Gas | HVAC - Demand Controlled Ventilation | A | Cumulative Energy Savings (MWh or mTherms) | Achievable Economic TRC Potential | 0 | 0 | 0 | 0 | 0 | 0 | 0 | 0 | 0 | 0 | 0 | 0 | 0 | 0 | 0 | 0 | 0 | 0 | 0 | 0 | 0 | 0 | 0 | 0 | 0 | 0 | 0 | 0 | 0 | 0 | 0
F11_Industrial_Paper and Printing_New_Space Heating_Natural Gas_HVAC - Demand Controlled Ventilation_A_Achievable Economic TRC Potential | F11 | Industrial | Paper and Printing | New | Space Heating | Natural Gas | HVAC - Demand Controlled Ventilation | A | Cumulative Summer Peak Savings (MW) | Achievable Economic TRC Potential | 0 | 0 | 0 | 0 | 0 | 0 | 0 | 0 | 0 | 0 | 0 | 0 | 0 | 0 | 0 | 0 | 0 | 0 | 0 | 0 | 0 | 0 | 0 | 0 | 0 | 0 | 0 | 0 | 0 | 0 | 0
F12_Industrial_Paper and Printing_New_Space Heating_Natural Gas_HVAC - Demand Controlled Ventilation_A_Achievable Economic TRC Potential | F12 | Industrial | Paper and Printing | New | Space Heating | Natural Gas | HVAC - Demand Controlled Ventilation | A | Cumulative Winter Peak Savings (MW) | Achievable Economic TRC Potential | 0 | 0 | 0 | 0 | 0 | 0 | 0 | 0 | 0 | 0 | 0 | 0 | 0 | 0 | 0 | 0 | 0 | 0 | 0 | 0 | 0 | 0 | 0 | 0 | 0 | 0 | 0 | 0 | 0 | 0 | 0
F13_Industrial_Paper and Printing_New_Space Heating_Natural Gas_HVAC - Demand Controlled Ventilation_A_Achievable Economic TRC Potential | F13 | Industrial | Paper and Printing | New | Space Heating | Natural Gas | HVAC - Demand Controlled Ventilation | A | Purchases (Incremental) | Achievable Economic TRC Potential | 0 | 0 | 0 | 0 | 0 | 0 | 0 | 0 | 0 | 0 | 0 | 0 | 0 | 0 | 0 | 0 | 0 | 0 | 0 | 0 | 0 | 0 | 0 | 0 | 0 | 0 | 0 | 0 | 0 | 0 | 0
F14_Industrial_Paper and Printing_New_Space Heating_Natural Gas_HVAC - Demand Controlled Ventilation_A_Achievable Economic TRC Potential | F14 | Industrial | Paper and Printing | New | Space Heating | Natural Gas | HVAC - Demand Controlled Ventilation | A | Purchases (Cumulative) | Achievable Economic TRC Potential | 0 | 0 | 0 | 0 | 0 | 0 | 0 | 0 | 0 | 0 | 0 | 0 | 0 | 0 | 0 | 0 | 0 | 0 | 0 | 0 | 0 | 0 | 0 | 0 | 0 | 0 | 0 | 0 | 0 | 0 | 0
F1_Industrial_Paper and Printing_New_Space Heating_Natural Gas_Gas Boiler - Stack Economizer_A_Achievable Economic TRC Potential | F1 | Industrial | Paper and Printing | New | Space Heating | Natural Gas | Gas Boiler - Stack Economizer | A | Original Unit Energy Savings (kWh or therms) | Achievable Economic TRC Potential | 0 | 0 | 0 | 0 | 0 | 0 | 0 | 0 | 0 | 0 | 0 | 0 | 0 | 0 | 0 | 0 | 0 | 0 | 0 | 0 | 0 | 0 | 0 | 0 | 0 | 0 | 0 | 0 | 0 | 0 | 0
F2_Industrial_Paper and Printing_New_Space Heating_Natural Gas_Gas Boiler - Stack Economizer_A_Achievable Economic TRC Potential | F2 | Industrial | Paper and Printing | New | Space Heating | Natural Gas | Gas Boiler - Stack Economizer | A | Original Unit Summer Peak Savings (kW) | Achievable Economic TRC Potential | 0 | 0 | 0 | 0 | 0 | 0 | 0 | 0 | 0 | 0 | 0 | 0 | 0 | 0 | 0 | 0 | 0 | 0 | 0 | 0 | 0 | 0 | 0 | 0 | 0 | 0 | 0 | 0 | 0 | 0 | 0
F3_Industrial_Paper and Printing_New_Space Heating_Natural Gas_Gas Boiler - Stack Economizer_A_Achievable Economic TRC Potential | F3 | Industrial | Paper and Printing | New | Space Heating | Natural Gas | Gas Boiler - Stack Economizer | A | Original Unit Winter Peak Savings (kW) | Achievable Economic TRC Potential | 0 | 0 | 0 | 0 | 0 | 0 | 0 | 0 | 0 | 0 | 0 | 0 | 0 | 0 | 0 | 0 | 0 | 0 | 0 | 0 | 0 | 0 | 0 | 0 | 0 | 0 | 0 | 0 | 0 | 0 | 0
F4_Industrial_Paper and Printing_New_Space Heating_Natural Gas_Gas Boiler - Stack Economizer_A_Achievable Economic TRC Potential | F4 | Industrial | Paper and Printing | New | Space Heating | Natural Gas | Gas Boiler - Stack Economizer | A | Standalone Impact on Baseline Energy (%) | Achievable Economic TRC Potential | 0% | 0% | 0% | 0% | 0% | 0% | 0% | 0% | 0% | 0% | 0% | 0% | 0% | 0% | 0% | 0% | 0% | 0% | 0% | 0% | 0% | 0% | 0% | 0% | 0 | 0 | 0 | 0 | 0 | 0 | 0
F5_Industrial_Paper and Printing_New_Space Heating_Natural Gas_Gas Boiler - Stack Economizer_A_Achievable Economic TRC Potential | F5 | Industrial | Paper and Printing | New | Space Heating | Natural Gas | Gas Boiler - Stack Economizer | A | Standalone Impact on Baseline Summer Peak (%) | Achievable Economic TRC Potential | 0% | 0% | 0% | 0% | 0% | 0% | 0% | 0% | 0% | 0% | 0% | 0% | 0% | 0% | 0% | 0% | 0% | 0% | 0% | 0% | 0% | 0% | 0% | 0% | 0 | 0 | 0 | 0 | 0 | 0 | 0
F6_Industrial_Paper and Printing_New_Space Heating_Natural Gas_Gas Boiler - Stack Economizer_A_Achievable Economic TRC Potential | F6 | Industrial | Paper and Printing | New | Space Heating | Natural Gas | Gas Boiler - Stack Economizer | A | Standalone Impact on Baseline Winter Peak (%) | Achievable Economic TRC Potential | 0% | 0% | 0% | 0% | 0% | 0% | 0% | 0% | 0% | 0% | 0% | 0% | 0% | 0% | 0% | 0% | 0% | 0% | 0% | 0% | 0% | 0% | 0% | 0% | 0 | 0 | 0 | 0 | 0 | 0 | 0
F7_Industrial_Paper and Printing_New_Space Heating_Natural Gas_Gas Boiler - Stack Economizer_A_Achievable Economic TRC Potential | F7 | Industrial | Paper and Printing | New | Space Heating | Natural Gas | Gas Boiler - Stack Economizer | A | Incremental Energy Savings (MWh or mTherms) | Achievable Economic TRC Potential | 0 | 0 | 0 | 0 | 0 | 0 | 0 | 0 | 0 | 0 | 0 | 0 | 0 | 0 | 0 | 0 | 0 | 0 | 0 | 0 | 0 | 0 | 0 | 0 | 0 | 0 | 0 | 0 | 0 | 0 | 0
F8_Industrial_Paper and Printing_New_Space Heating_Natural Gas_Gas Boiler - Stack Economizer_A_Achievable Economic TRC Potential | F8 | Industrial | Paper and Printing | New | Space Heating | Natural Gas | Gas Boiler - Stack Economizer | A | Incremental Summer Peak Savings (MW) | Achievable Economic TRC Potential | 0 | 0 | 0 | 0 | 0 | 0 | 0 | 0 | 0 | 0 | 0 | 0 | 0 | 0 | 0 | 0 | 0 | 0 | 0 | 0 | 0 | 0 | 0 | 0 | 0 | 0 | 0 | 0 | 0 | 0 | 0
F9_Industrial_Paper and Printing_New_Space Heating_Natural Gas_Gas Boiler - Stack Economizer_A_Achievable Economic TRC Potential | F9 | Industrial | Paper and Printing | New | Space Heating | Natural Gas | Gas Boiler - Stack Economizer | A | Incremental Winter Peak Savings (MW) | Achievable Economic TRC Potential | 0 | 0 | 0 | 0 | 0 | 0 | 0 | 0 | 0 | 0 | 0 | 0 | 0 | 0 | 0 | 0 | 0 | 0 | 0 | 0 | 0 | 0 | 0 | 0 | 0 | 0 | 0 | 0 | 0 | 0 | 0
F10_Industrial_Paper and Printing_New_Space Heating_Natural Gas_Gas Boiler - Stack Economizer_A_Achievable Economic TRC Potential | F10 | Industrial | Paper and Printing | New | Space Heating | Natural Gas | Gas Boiler - Stack Economizer | A | Cumulative Energy Savings (MWh or mTherms) | Achievable Economic TRC Potential | 0 | 0 | 0 | 0 | 0 | 0 | 0 | 0 | 0 | 0 | 0 | 0 | 0 | 0 | 0 | 0 | 0 | 0 | 0 | 0 | 0 | 0 | 0 | 0 | 0 | 0 | 0 | 0 | 0 | 0 | 0
F11_Industrial_Paper and Printing_New_Space Heating_Natural Gas_Gas Boiler - Stack Economizer_A_Achievable Economic TRC Potential | F11 | Industrial | Paper and Printing | New | Space Heating | Natural Gas | Gas Boiler - Stack Economizer | A | Cumulative Summer Peak Savings (MW) | Achievable Economic TRC Potential | 0 | 0 | 0 | 0 | 0 | 0 | 0 | 0 | 0 | 0 | 0 | 0 | 0 | 0 | 0 | 0 | 0 | 0 | 0 | 0 | 0 | 0 | 0 | 0 | 0 | 0 | 0 | 0 | 0 | 0 | 0
F12_Industrial_Paper and Printing_New_Space Heating_Natural Gas_Gas Boiler - Stack Economizer_A_Achievable Economic TRC Potential | F12 | Industrial | Paper and Printing | New | Space Heating | Natural Gas | Gas Boiler - Stack Economizer | A | Cumulative Winter Peak Savings (MW) | Achievable Economic TRC Potential | 0 | 0 | 0 | 0 | 0 | 0 | 0 | 0 | 0 | 0 | 0 | 0 | 0 | 0 | 0 | 0 | 0 | 0 | 0 | 0 | 0 | 0 | 0 | 0 | 0 | 0 | 0 | 0 | 0 | 0 | 0
F13_Industrial_Paper and Printing_New_Space Heating_Natural Gas_Gas Boiler - Stack Economizer_A_Achievable Economic TRC Potential | F13 | Industrial | Paper and Printing | New | Space Heating | Natural Gas | Gas Boiler - Stack Economizer | A | Purchases (Incremental) | Achievable Economic TRC Potential | 0 | 0 | 0 | 0 | 0 | 0 | 0 | 0 | 0 | 0 | 0 | 0 | 0 | 0 | 0 | 0 | 0 | 0 | 0 | 0 | 0 | 0 | 0 | 0 | 0 | 0 | 0 | 0 | 0 | 0 | 0
F14_Industrial_Paper and Printing_New_Space Heating_Natural Gas_Gas Boiler - Stack Economizer_A_Achievable Economic TRC Potential | F14 | Industrial | Paper and Printing | New | Space Heating | Natural Gas | Gas Boiler - Stack Economizer | A | Purchases (Cumulative) | Achievable Economic TRC Potential | 0 | 0 | 0 | 0 | 0 | 0 | 0 | 0 | 0 | 0 | 0 | 0 | 0 | 0 | 0 | 0 | 0 | 0 | 0 | 0 | 0 | 0 | 0 | 0 | 0 | 0 | 0 | 0 | 0 | 0 | 0
F1_Industrial_Paper and Printing_New_Process_Natural Gas_Gas Boiler - Stack Economizer_A_Achievable Economic TRC Potential | F1 | Industrial | Paper and Printing | New | Process | Natural Gas | Gas Boiler - Stack Economizer | A | Original Unit Energy Savings (kWh or therms) | Achievable Economic TRC Potential | 0 | 0 | 0 | 0 | 0 | 73.0493 | 73.0493 | 73.0493 | 73.0493 | 73.0493 | 73.0493 | 73.0493 | 73.0493 | 73.0493 | 73.0493 | 73.0493 | 73.0493 | 73.0493 | 73.0493 | 73.0493 | 73.0493 | 73.0493 | 73.0493 | 73.0493 | 73.0493 | 73.0493 | 73.0493 | 73.0493 | 73.0493 | 73.0493 | 73.0493
F2_Industrial_Paper and Printing_New_Process_Natural Gas_Gas Boiler - Stack Economizer_A_Achievable Economic TRC Potential | F2 | Industrial | Paper and Printing | New | Process | Natural Gas | Gas Boiler - Stack Economizer | A | Original Unit Summer Peak Savings (kW) | Achievable Economic TRC Potential | 0 | 0 | 0 | 0 | 0 | 0 | 0 | 0 | 0 | 0 | 0 | 0 | 0 | 0 | 0 | 0 | 0 | 0 | 0 | 0 | 0 | 0 | 0 | 0 | 0 | 0 | 0 | 0 | 0 | 0 | 0
F3_Industrial_Paper and Printing_New_Process_Natural Gas_Gas Boiler - Stack Economizer_A_Achievable Economic TRC Potential | F3 | Industrial | Paper and Printing | New | Process | Natural Gas | Gas Boiler - Stack Economizer | A | Original Unit Winter Peak Savings (kW) | Achievable Economic TRC Potential | 0 | 0 | 0 | 0 | 0 | 0 | 0 | 0 | 0 | 0 | 0 | 0 | 0 | 0 | 0 | 0 | 0 | 0 | 0 | 0 | 0 | 0 | 0 | 0 | 0 | 0 | 0 | 0 | 0 | 0 | 0
F4_Industrial_Paper and Printing_New_Process_Natural Gas_Gas Boiler - Stack Economizer_A_Achievable Economic TRC Potential | F4 | Industrial | Paper and Printing | New | Process | Natural Gas | Gas Boiler - Stack Economizer | A | Standalone Impact on Baseline Energy (%) | Achievable Economic TRC Potential | 0% | 0% | 0% | 0% | 0% | 0.05133% | 0.09466% | 0.1332% | 0.1688% | 0.2023% | 0.2291% | 0.2463% | 0.2564% | 0.2612% | 0.2626% | 0.2611% | 0.2578% | 0.2531% | 0.2476% | 0.2415% | 0.2301% | 0.2198% | 0.2104% | 0.2018% | 0.001939 | 0.0018662 | 0.0017988 | 0.0017363 | 0 | 0 | 0
F5_Industrial_Paper and Printing_New_Process_Natural Gas_Gas Boiler - Stack Economizer_A_Achievable Economic TRC Potential | F5 | Industrial | Paper and Printing | New | Process | Natural Gas | Gas Boiler - Stack Economizer | A | Standalone Impact on Baseline Summer Peak (%) | Achievable Economic TRC Potential | 0% | 0% | 0% | 0% | 0% | 0% | 0% | 0% | 0% | 0% | 0% | 0% | 0% | 0% | 0% | 0% | 0% | 0% | 0% | 0% | 0% | 0% | 0% | 0% | 0 | 0 | 0 | 0 | 0 | 0 | 0
F6_Industrial_Paper and Printing_New_Process_Natural Gas_Gas Boiler - Stack Economizer_A_Achievable Economic TRC Potential | F6 | Industrial | Paper and Printing | New | Process | Natural Gas | Gas Boiler - Stack Economizer | A | Standalone Impact on Baseline Winter Peak (%) | Achievable Economic TRC Potential | 0% | 0% | 0% | 0% | 0% | 0% | 0% | 0% | 0% | 0% | 0% | 0% | 0% | 0% | 0% | 0% | 0% | 0% | 0% | 0% | 0% | 0% | 0% | 0% | 0 | 0 | 0 | 0 | 0 | 0 | 0
F7_Industrial_Paper and Printing_New_Process_Natural Gas_Gas Boiler - Stack Economizer_A_Achievable Economic TRC Potential | F7 | Industrial | Paper and Printing | New | Process | Natural Gas | Gas Boiler - Stack Economizer | A | Incremental Energy Savings (MWh or mTherms) | Achievable Economic TRC Potential | 0 | 0 | 0 | 0 | 0 | 0.014596 | 0.017293 | 0.019988 | 0.022667 | 0.025347 | 0.025227 | 0.022088 | 0.019192 | 0.016568 | 0.014211 | 0.012137 | 0.010318 | 0.0087412 | 0.0073805 | 0.0062117 | 0.014596 | 0.017293 | 0.019988 | 0.022667 | 0.025347 | 0.025227 | 0.022088 | 0.019192 | 0.016568 | 0.014211 | 0.012137
F8_Industrial_Paper and Printing_New_Process_Natural Gas_Gas Boiler - Stack Economizer_A_Achievable Economic TRC Potential | F8 | Industrial | Paper and Printing | New | Process | Natural Gas | Gas Boiler - Stack Economizer | A | Incremental Summer Peak Savings (MW) | Achievable Economic TRC Potential | 0 | 0 | 0 | 0 | 0 | 0 | 0 | 0 | 0 | 0 | 0 | 0 | 0 | 0 | 0 | 0 | 0 | 0 | 0 | 0 | 0 | 0 | 0 | 0 | 0 | 0 | 0 | 0 | 0 | 0 | 0
F9_Industrial_Paper and Printing_New_Process_Natural Gas_Gas Boiler - Stack Economizer_A_Achievable Economic TRC Potential | F9 | Industrial | Paper and Printing | New | Process | Natural Gas | Gas Boiler - Stack Economizer | A | Incremental Winter Peak Savings (MW) | Achievable Economic TRC Potential | 0 | 0 | 0 | 0 | 0 | 0 | 0 | 0 | 0 | 0 | 0 | 0 | 0 | 0 | 0 | 0 | 0 | 0 | 0 | 0 | 0 | 0 | 0 | 0 | 0 | 0 | 0 | 0 | 0 | 0 | 0
F10_Industrial_Paper and Printing_New_Process_Natural Gas_Gas Boiler - Stack Economizer_A_Achievable Economic TRC Potential | F10 | Industrial | Paper and Printing | New | Process | Natural Gas | Gas Boiler - Stack Economizer | A | Cumulative Energy Savings (MWh or mTherms) | Achievable Economic TRC Potential | 0 | 0 | 0 | 0 | 0 | 0.014596 | 0.031889 | 0.051877 | 0.074544 | 0.099891 | 0.12512 | 0.14721 | 0.1664 | 0.18297 | 0.19718 | 0.20931 | 0.21963 | 0.22837 | 0.23575 | 0.24197 | 0.24197 | 0.24197 | 0.24197 | 0.24197 | 0.24197 | 0.24197 | 0.24197 | 0.24197 | 0.24197 | 0.24197 | 0.24197
F11_Industrial_Paper and Printing_New_Process_Natural Gas_Gas Boiler - Stack Economizer_A_Achievable Economic TRC Potential | F11 | Industrial | Paper and Printing | New | Process | Natural Gas | Gas Boiler - Stack Economizer | A | Cumulative Summer Peak Savings (MW) | Achievable Economic TRC Potential | 0 | 0 | 0 | 0 | 0 | 0 | 0 | 0 | 0 | 0 | 0 | 0 | 0 | 0 | 0 | 0 | 0 | 0 | 0 | 0 | 0 | 0 | 0 | 0 | 0 | 0 | 0 | 0 | 0 | 0 | 0
F12_Industrial_Paper and Printing_New_Process_Natural Gas_Gas Boiler - Stack Economizer_A_Achievable Economic TRC Potential | F12 | Industrial | Paper and Printing | New | Process | Natural Gas | Gas Boiler - Stack Economizer | A | Cumulative Winter Peak Savings (MW) | Achievable Economic TRC Potential | 0 | 0 | 0 | 0 | 0 | 0 | 0 | 0 | 0 | 0 | 0 | 0 | 0 | 0 | 0 | 0 | 0 | 0 | 0 | 0 | 0 | 0 | 0 | 0 | 0 | 0 | 0 | 0 | 0 | 0 | 0
F13_Industrial_Paper and Printing_New_Process_Natural Gas_Gas Boiler - Stack Economizer_A_Achievable Economic TRC Potential | F13 | Industrial | Paper and Printing | New | Process | Natural Gas | Gas Boiler - Stack Economizer | A | Purchases (Incremental) | Achievable Economic TRC Potential | 0 | 0 | 0 | 0 | 0 | 0.19982 | 0.23673 | 0.27362 | 0.31029 | 0.34699 | 0.34534 | 0.30238 | 0.26273 | 0.22681 | 0.19454 | 0.16615 | 0.14125 | 0.11966 | 0.10103 | 0.085034 | 0.19982 | 0.23673 | 0.27362 | 0.31029 | 0.34699 | 0.34534 | 0.30238 | 0.26273 | 0.22681 | 0.19454 | 0.16615
F14_Industrial_Paper and Printing_New_Process_Natural Gas_Gas Boiler - Stack Economizer_A_Achievable Economic TRC Potential | F14 | Industrial | Paper and Printing | New | Process | Natural Gas | Gas Boiler - Stack Economizer | A | Purchases (Cumulative) | Achievable Economic TRC Potential | 0 | 0 | 0 | 0 | 0 | 0.19982 | 0.43655 | 0.71017 | 1.0205 | 1.3674 | 1.7128 | 2.0152 | 2.2779 | 2.5047 | 2.6992 | 2.8654 | 3.0066 | 3.1263 | 3.2273 | 3.3124 | 3.3124 | 3.3124 | 3.3124 | 3.3124 | 3.3124 | 3.3124 | 3.3124 | 3.3124 | 3.3124 | 3.3124 | 3.3124
F1_Industrial_Paper and Printing_New_Space Heating_Natural Gas_Gas Furnace Tube Inserts_A_Achievable Economic TRC Potential | F1 | Industrial | Paper and Printing | New | Space Heating | Natural Gas | Gas Furnace Tube Inserts | A | Original Unit Energy Savings (kWh or therms) | Achievable Economic TRC Potential | 0 | 0 | 0 | 0 | 0 | 0 | 0 | 0 | 0 | 0 | 0 | 0 | 0 | 0 | 0 | 0 | 0 | 0 | 0 | 0 | 0 | 0 | 0 | 0 | 0 | 0 | 0 | 0 | 0 | 0 | 0
F2_Industrial_Paper and Printing_New_Space Heating_Natural Gas_Gas Furnace Tube Inserts_A_Achievable Economic TRC Potential | F2 | Industrial | Paper and Printing | New | Space Heating | Natural Gas | Gas Furnace Tube Inserts | A | Original Unit Summer Peak Savings (kW) | Achievable Economic TRC Potential | 0 | 0 | 0 | 0 | 0 | 0 | 0 | 0 | 0 | 0 | 0 | 0 | 0 | 0 | 0 | 0 | 0 | 0 | 0 | 0 | 0 | 0 | 0 | 0 | 0 | 0 | 0 | 0 | 0 | 0 | 0
F3_Industrial_Paper and Printing_New_Space Heating_Natural Gas_Gas Furnace Tube Inserts_A_Achievable Economic TRC Potential | F3 | Industrial | Paper and Printing | New | Space Heating | Natural Gas | Gas Furnace Tube Inserts | A | Original Unit Winter Peak Savings (kW) | Achievable Economic TRC Potential | 0 | 0 | 0 | 0 | 0 | 0 | 0 | 0 | 0 | 0 | 0 | 0 | 0 | 0 | 0 | 0 | 0 | 0 | 0 | 0 | 0 | 0 | 0 | 0 | 0 | 0 | 0 | 0 | 0 | 0 | 0
F4_Industrial_Paper and Printing_New_Space Heating_Natural Gas_Gas Furnace Tube Inserts_A_Achievable Economic TRC Potential | F4 | Industrial | Paper and Printing | New | Space Heating | Natural Gas | Gas Furnace Tube Inserts | A | Standalone Impact on Baseline Energy (%) | Achievable Economic TRC Potential | 0% | 0% | 0% | 0% | 0% | 0% | 0% | 0% | 0% | 0% | 0% | 0% | 0% | 0% | 0% | 0% | 0% | 0% | 0% | 0% | 0% | 0% | 0% | 0% | 0 | 0 | 0 | 0 | 0 | 0 | 0
F5_Industrial_Paper and Printing_New_Space Heating_Natural Gas_Gas Furnace Tube Inserts_A_Achievable Economic TRC Potential | F5 | Industrial | Paper and Printing | New | Space Heating | Natural Gas | Gas Furnace Tube Inserts | A | Standalone Impact on Baseline Summer Peak (%) | Achievable Economic TRC Potential | 0% | 0% | 0% | 0% | 0% | 0% | 0% | 0% | 0% | 0% | 0% | 0% | 0% | 0% | 0% | 0% | 0% | 0% | 0% | 0% | 0% | 0% | 0% | 0% | 0 | 0 | 0 | 0 | 0 | 0 | 0
F6_Industrial_Paper and Printing_New_Space Heating_Natural Gas_Gas Furnace Tube Inserts_A_Achievable Economic TRC Potential | F6 | Industrial | Paper and Printing | New | Space Heating | Natural Gas | Gas Furnace Tube Inserts | A | Standalone Impact on Baseline Winter Peak (%) | Achievable Economic TRC Potential | 0% | 0% | 0% | 0% | 0% | 0% | 0% | 0% | 0% | 0% | 0% | 0% | 0% | 0% | 0% | 0% | 0% | 0% | 0% | 0% | 0% | 0% | 0% | 0% | 0 | 0 | 0 | 0 | 0 | 0 | 0
F7_Industrial_Paper and Printing_New_Space Heating_Natural Gas_Gas Furnace Tube Inserts_A_Achievable Economic TRC Potential | F7 | Industrial | Paper and Printing | New | Space Heating | Natural Gas | Gas Furnace Tube Inserts | A | Incremental Energy Savings (MWh or mTherms) | Achievable Economic TRC Potential | 0 | 0 | 0 | 0 | 0 | 0 | 0 | 0 | 0 | 0 | 0 | 0 | 0 | 0 | 0 | 0 | 0 | 0 | 0 | 0 | 0 | 0 | 0 | 0 | 0 | 0 | 0 | 0 | 0 | 0 | 0
F8_Industrial_Paper and Printing_New_Space Heating_Natural Gas_Gas Furnace Tube Inserts_A_Achievable Economic TRC Potential | F8 | Industrial | Paper and Printing | New | Space Heating | Natural Gas | Gas Furnace Tube Inserts | A | Incremental Summer Peak Savings (MW) | Achievable Economic TRC Potential | 0 | 0 | 0 | 0 | 0 | 0 | 0 | 0 | 0 | 0 | 0 | 0 | 0 | 0 | 0 | 0 | 0 | 0 | 0 | 0 | 0 | 0 | 0 | 0 | 0 | 0 | 0 | 0 | 0 | 0 | 0
F9_Industrial_Paper and Printing_New_Space Heating_Natural Gas_Gas Furnace Tube Inserts_A_Achievable Economic TRC Potential | F9 | Industrial | Paper and Printing | New | Space Heating | Natural Gas | Gas Furnace Tube Inserts | A | Incremental Winter Peak Savings (MW) | Achievable Economic TRC Potential | 0 | 0 | 0 | 0 | 0 | 0 | 0 | 0 | 0 | 0 | 0 | 0 | 0 | 0 | 0 | 0 | 0 | 0 | 0 | 0 | 0 | 0 | 0 | 0 | 0 | 0 | 0 | 0 | 0 | 0 | 0
F10_Industrial_Paper and Printing_New_Space Heating_Natural Gas_Gas Furnace Tube Inserts_A_Achievable Economic TRC Potential | F10 | Industrial | Paper and Printing | New | Space Heating | Natural Gas | Gas Furnace Tube Inserts | A | Cumulative Energy Savings (MWh or mTherms) | Achievable Economic TRC Potential | 0 | 0 | 0 | 0 | 0 | 0 | 0 | 0 | 0 | 0 | 0 | 0 | 0 | 0 | 0 | 0 | 0 | 0 | 0 | 0 | 0 | 0 | 0 | 0 | 0 | 0 | 0 | 0 | 0 | 0 | 0
F11_Industrial_Paper and Printing_New_Space Heating_Natural Gas_Gas Furnace Tube Inserts_A_Achievable Economic TRC Potential | F11 | Industrial | Paper and Printing | New | Space Heating | Natural Gas | Gas Furnace Tube Inserts | A | Cumulative Summer Peak Savings (MW) | Achievable Economic TRC Potential | 0 | 0 | 0 | 0 | 0 | 0 | 0 | 0 | 0 | 0 | 0 | 0 | 0 | 0 | 0 | 0 | 0 | 0 | 0 | 0 | 0 | 0 | 0 | 0 | 0 | 0 | 0 | 0 | 0 | 0 | 0
F12_Industrial_Paper and Printing_New_Space Heating_Natural Gas_Gas Furnace Tube Inserts_A_Achievable Economic TRC Potential | F12 | Industrial | Paper and Printing | New | Space Heating | Natural Gas | Gas Furnace Tube Inserts | A | Cumulative Winter Peak Savings (MW) | Achievable Economic TRC Potential | 0 | 0 | 0 | 0 | 0 | 0 | 0 | 0 | 0 | 0 | 0 | 0 | 0 | 0 | 0 | 0 | 0 | 0 | 0 | 0 | 0 | 0 | 0 | 0 | 0 | 0 | 0 | 0 | 0 | 0 | 0
F13_Industrial_Paper and Printing_New_Space Heating_Natural Gas_Gas Furnace Tube Inserts_A_Achievable Economic TRC Potential | F13 | Industrial | Paper and Printing | New | Space Heating | Natural Gas | Gas Furnace Tube Inserts | A | Purchases (Incremental) | Achievable Economic TRC Potential | 0 | 0 | 0 | 0 | 0 | 0 | 0 | 0 | 0 | 0 | 0 | 0 | 0 | 0 | 0 | 0 | 0 | 0 | 0 | 0 | 0 | 0 | 0 | 0 | 0 | 0 | 0 | 0 | 0 | 0 | 0
F14_Industrial_Paper and Printing_New_Space Heating_Natural Gas_Gas Furnace Tube Inserts_A_Achievable Economic TRC Potential | F14 | Industrial | Paper and Printing | New | Space Heating | Natural Gas | Gas Furnace Tube Inserts | A | Purchases (Cumulative) | Achievable Economic TRC Potential | 0 | 0 | 0 | 0 | 0 | 0 | 0 | 0 | 0 | 0 | 0 | 0 | 0 | 0 | 0 | 0 | 0 | 0 | 0 | 0 | 0 | 0 | 0 | 0 | 0 | 0 | 0 | 0 | 0 | 0 | 0
F1_Industrial_Paper and Printing_New_Space Heating_Natural Gas_Space Heating - Heat Recovery Ventilator_A_Achievable Economic TRC Potential | F1 | Industrial | Paper and Printing | New | Space Heating | Natural Gas | Space Heating - Heat Recovery Ventilator | A | Original Unit Energy Savings (kWh or therms) | Achievable Economic TRC Potential | 0 | 0 | 0 | 0 | 0 | 0.012468 | 0.012307 | 0.01219 | 0.0121 | 0.01203 | 0.011973 | 0.011906 | 0.011837 | 0.011768 | 0.011701 | 0.011649 | 0.011607 | 0.011574 | 0.011522 | 0.011484 | 0.011457 | 0.011435 | 0.011435 | 0.011435 | 0.011435 | 0.011435 | 0.011435 | 0.011435 | 0 | 0 | 0
F2_Industrial_Paper and Printing_New_Space Heating_Natural Gas_Space Heating - Heat Recovery Ventilator_A_Achievable Economic TRC Potential | F2 | Industrial | Paper and Printing | New | Space Heating | Natural Gas | Space Heating - Heat Recovery Ventilator | A | Original Unit Summer Peak Savings (kW) | Achievable Economic TRC Potential | 0 | 0 | 0 | 0 | 0 | 0 | 0 | 0 | 0 | 0 | 0 | 0 | 0 | 0 | 0 | 0 | 0 | 0 | 0 | 0 | 0 | 0 | 0 | 0 | 0 | 0 | 0 | 0 | 0 | 0 | 0
F3_Industrial_Paper and Printing_New_Space Heating_Natural Gas_Space Heating - Heat Recovery Ventilator_A_Achievable Economic TRC Potential | F3 | Industrial | Paper and Printing | New | Space Heating | Natural Gas | Space Heating - Heat Recovery Ventilator | A | Original Unit Winter Peak Savings (kW) | Achievable Economic TRC Potential | 0 | 0 | 0 | 0 | 0 | 0 | 0 | 0 | 0 | 0 | 0 | 0 | 0 | 0 | 0 | 0 | 0 | 0 | 0 | 0 | 0 | 0 | 0 | 0 | 0 | 0 | 0 | 0 | 0 | 0 | 0
F4_Industrial_Paper and Printing_New_Space Heating_Natural Gas_Space Heating - Heat Recovery Ventilator_A_Achievable Economic TRC Potential | F4 | Industrial | Paper and Printing | New | Space Heating | Natural Gas | Space Heating - Heat Recovery Ventilator | A | Standalone Impact on Baseline Energy (%) | Achievable Economic TRC Potential | 0% | 0% | 0% | 0% | 0% | 0% | 0% | 0% | 0% | 0% | 0% | 0% | 0% | 0% | 0% | 0% | 0% | 0% | 0% | 0% | 0% | 0% | 0% | 0% | 0 | 0 | 0 | 0 | 0 | 0 | 0
F5_Industrial_Paper and Printing_New_Space Heating_Natural Gas_Space Heating - Heat Recovery Ventilator_A_Achievable Economic TRC Potential | F5 | Industrial | Paper and Printing | New | Space Heating | Natural Gas | Space Heating - Heat Recovery Ventilator | A | Standalone Impact on Baseline Summer Peak (%) | Achievable Economic TRC Potential | 0% | 0% | 0% | 0% | 0% | 0% | 0% | 0% | 0% | 0% | 0% | 0% | 0% | 0% | 0% | 0% | 0% | 0% | 0% | 0% | 0% | 0% | 0% | 0% | 0 | 0 | 0 | 0 | 0 | 0 | 0
F6_Industrial_Paper and Printing_New_Space Heating_Natural Gas_Space Heating - Heat Recovery Ventilator_A_Achievable Economic TRC Potential | F6 | Industrial | Paper and Printing | New | Space Heating | Natural Gas | Space Heating - Heat Recovery Ventilator | A | Standalone Impact on Baseline Winter Peak (%) | Achievable Economic TRC Potential | 0% | 0% | 0% | 0% | 0% | 0% | 0% | 0% | 0% | 0% | 0% | 0% | 0% | 0% | 0% | 0% | 0% | 0% | 0% | 0% | 0% | 0% | 0% | 0% | 0 | 0 | 0 | 0 | 0 | 0 | 0
F7_Industrial_Paper and Printing_New_Space Heating_Natural Gas_Space Heating - Heat Recovery Ventilator_A_Achievable Economic TRC Potential | F7 | Industrial | Paper and Printing | New | Space Heating | Natural Gas | Space Heating - Heat Recovery Ventilator | A | Incremental Energy Savings (MWh or mTherms) | Achievable Economic TRC Potential | 0 | 0 | 0 | 0 | 0 | 0 | 0 | 0 | 0 | 0 | 0 | 0 | 0 | 0 | 0 | 0 | 0 | 0 | 0 | 0 | 0 | 0 | 0 | 0 | 0 | 0 | 0 | 0 | 0 | 0 | 0
F8_Industrial_Paper and Printing_New_Space Heating_Natural Gas_Space Heating - Heat Recovery Ventilator_A_Achievable Economic TRC Potential | F8 | Industrial | Paper and Printing | New | Space Heating | Natural Gas | Space Heating - Heat Recovery Ventilator | A | Incremental Summer Peak Savings (MW) | Achievable Economic TRC Potential | 0 | 0 | 0 | 0 | 0 | 0 | 0 | 0 | 0 | 0 | 0 | 0 | 0 | 0 | 0 | 0 | 0 | 0 | 0 | 0 | 0 | 0 | 0 | 0 | 0 | 0 | 0 | 0 | 0 | 0 | 0
F9_Industrial_Paper and Printing_New_Space Heating_Natural Gas_Space Heating - Heat Recovery Ventilator_A_Achievable Economic TRC Potential | F9 | Industrial | Paper and Printing | New | Space Heating | Natural Gas | Space Heating - Heat Recovery Ventilator | A | Incremental Winter Peak Savings (MW) | Achievable Economic TRC Potential | 0 | 0 | 0 | 0 | 0 | 0 | 0 | 0 | 0 | 0 | 0 | 0 | 0 | 0 | 0 | 0 | 0 | 0 | 0 | 0 | 0 | 0 | 0 | 0 | 0 | 0 | 0 | 0 | 0 | 0 | 0
F10_Industrial_Paper and Printing_New_Space Heating_Natural Gas_Space Heating - Heat Recovery Ventilator_A_Achievable Economic TRC Potential | F10 | Industrial | Paper and Printing | New | Space Heating | Natural Gas | Space Heating - Heat Recovery Ventilator | A | Cumulative Energy Savings (MWh or mTherms) | Achievable Economic TRC Potential | 0 | 0 | 0 | 0 | 0 | 0 | 0 | 0 | 0 | 0 | 0 | 0 | 0 | 0 | 0 | 0 | 0 | 0 | 0 | 0 | 0 | 0 | 0 | 0 | 0 | 0 | 0 | 0 | 0 | 0 | 0
F11_Industrial_Paper and Printing_New_Space Heating_Natural Gas_Space Heating - Heat Recovery Ventilator_A_Achievable Economic TRC Potential | F11 | Industrial | Paper and Printing | New | Space Heating | Natural Gas | Space Heating - Heat Recovery Ventilator | A | Cumulative Summer Peak Savings (MW) | Achievable Economic TRC Potential | 0 | 0 | 0 | 0 | 0 | 0 | 0 | 0 | 0 | 0 | 0 | 0 | 0 | 0 | 0 | 0 | 0 | 0 | 0 | 0 | 0 | 0 | 0 | 0 | 0 | 0 | 0 | 0 | 0 | 0 | 0
F12_Industrial_Paper and Printing_New_Space Heating_Natural Gas_Space Heating - Heat Recovery Ventilator_A_Achievable Economic TRC Potential | F12 | Industrial | Paper and Printing | New | Space Heating | Natural Gas | Space Heating - Heat Recovery Ventilator | A | Cumulative Winter Peak Savings (MW) | Achievable Economic TRC Potential | 0 | 0 | 0 | 0 | 0 | 0 | 0 | 0 | 0 | 0 | 0 | 0 | 0 | 0 | 0 | 0 | 0 | 0 | 0 | 0 | 0 | 0 | 0 | 0 | 0 | 0 | 0 | 0 | 0 | 0 | 0
F13_Industrial_Paper and Printing_New_Space Heating_Natural Gas_Space Heating - Heat Recovery Ventilator_A_Achievable Economic TRC Potential | F13 | Industrial | Paper and Printing | New | Space Heating | Natural Gas | Space Heating - Heat Recovery Ventilator | A | Purchases (Incremental) | Achievable Economic TRC Potential | 0 | 0 | 0 | 0 | 0 | 0 | 0 | 0 | 0 | 0 | 0 | 0 | 0 | 0 | 0 | 0 | 0 | 0 | 0 | 0 | 0 | 0 | 0 | 0 | 0 | 0 | 0 | 0 | 0 | 0 | 0
F14_Industrial_Paper and Printing_New_Space Heating_Natural Gas_Space Heating - Heat Recovery Ventilator_A_Achievable Economic TRC Potential | F14 | Industrial | Paper and Printing | New | Space Heating | Natural Gas | Space Heating - Heat Recovery Ventilator | A | Purchases (Cumulative) | Achievable Economic TRC Potential | 0 | 0 | 0 | 0 | 0 | 0 | 0 | 0 | 0 | 0 | 0 | 0 | 0 | 0 | 0 | 0 | 0 | 0 | 0 | 0 | 0 | 0 | 0 | 0 | 0 | 0 | 0 | 0 | 0 | 0 | 0
F1_Industrial_Paper and Printing_New_Space Heating_Natural Gas_Thermostat - Programmable_A_Achievable Economic TRC Potential | F1 | Industrial | Paper and Printing | New | Space Heating | Natural Gas | Thermostat - Programmable | A | Original Unit Energy Savings (kWh or therms) | Achievable Economic TRC Potential | 0 | 0 | 0 | 0 | 0 | 0.006194 | 0.006114 | 0.0060556 | 0.0060113 | 0.0059764 | 0.0059481 | 0.005915 | 0.0058802 | 0.005846 | 0.0058129 | 0.0057868 | 0.0057663 | 0.00575 | 0.0057242 | 0.0057053 | 0.0056915 | 0.0056808 | 0.0056808 | 0.0056808 | 0.0056808 | 0.0056808 | 0.0056808 | 0.0056808 | 0 | 0 | 0
F2_Industrial_Paper and Printing_New_Space Heating_Natural Gas_Thermostat - Programmable_A_Achievable Economic TRC Potential | F2 | Industrial | Paper and Printing | New | Space Heating | Natural Gas | Thermostat - Programmable | A | Original Unit Summer Peak Savings (kW) | Achievable Economic TRC Potential | 0 | 0 | 0 | 0 | 0 | 0 | 0 | 0 | 0 | 0 | 0 | 0 | 0 | 0 | 0 | 0 | 0 | 0 | 0 | 0 | 0 | 0 | 0 | 0 | 0 | 0 | 0 | 0 | 0 | 0 | 0
F3_Industrial_Paper and Printing_New_Space Heating_Natural Gas_Thermostat - Programmable_A_Achievable Economic TRC Potential | F3 | Industrial | Paper and Printing | New | Space Heating | Natural Gas | Thermostat - Programmable | A | Original Unit Winter Peak Savings (kW) | Achievable Economic TRC Potential | 0 | 0 | 0 | 0 | 0 | 0 | 0 | 0 | 0 | 0 | 0 | 0 | 0 | 0 | 0 | 0 | 0 | 0 | 0 | 0 | 0 | 0 | 0 | 0 | 0 | 0 | 0 | 0 | 0 | 0 | 0
F4_Industrial_Paper and Printing_New_Space Heating_Natural Gas_Thermostat - Programmable_A_Achievable Economic TRC Potential | F4 | Industrial | Paper and Printing | New | Space Heating | Natural Gas | Thermostat - Programmable | A | Standalone Impact on Baseline Energy (%) | Achievable Economic TRC Potential | 0% | 0% | 0% | 0% | 0% | 0% | 0% | 0% | 0% | 0% | 0% | 0% | 0% | 0% | 0% | 0% | 0% | 0% | 0% | 0% | 0% | 0% | 0% | 0% | 0 | 0 | 0 | 0 | 0 | 0 | 0
F5_Industrial_Paper and Printing_New_Space Heating_Natural Gas_Thermostat - Programmable_A_Achievable Economic TRC Potential | F5 | Industrial | Paper and Printing | New | Space Heating | Natural Gas | Thermostat - Programmable | A | Standalone Impact on Baseline Summer Peak (%) | Achievable Economic TRC Potential | 0% | 0% | 0% | 0% | 0% | 0% | 0% | 0% | 0% | 0% | 0% | 0% | 0% | 0% | 0% | 0% | 0% | 0% | 0% | 0% | 0% | 0% | 0% | 0% | 0 | 0 | 0 | 0 | 0 | 0 | 0
F6_Industrial_Paper and Printing_New_Space Heating_Natural Gas_Thermostat - Programmable_A_Achievable Economic TRC Potential | F6 | Industrial | Paper and Printing | New | Space Heating | Natural Gas | Thermostat - Programmable | A | Standalone Impact on Baseline Winter Peak (%) | Achievable Economic TRC Potential | 0% | 0% | 0% | 0% | 0% | 0% | 0% | 0% | 0% | 0% | 0% | 0% | 0% | 0% | 0% | 0% | 0% | 0% | 0% | 0% | 0% | 0% | 0% | 0% | 0 | 0 | 0 | 0 | 0 | 0 | 0
F7_Industrial_Paper and Printing_New_Space Heating_Natural Gas_Thermostat - Programmable_A_Achievable Economic TRC Potential | F7 | Industrial | Paper and Printing | New | Space Heating | Natural Gas | Thermostat - Programmable | A | Incremental Energy Savings (MWh or mTherms) | Achievable Economic TRC Potential | 0 | 0 | 0 | 0 | 0 | 0 | 0 | 0 | 0 | 0 | 0 | 0 | 0 | 0 | 0 | 0 | 0 | 0 | 0 | 0 | 0 | 0 | 0 | 0 | 0 | 0 | 0 | 0 | 0 | 0 | 0
F8_Industrial_Paper and Printing_New_Space Heating_Natural Gas_Thermostat - Programmable_A_Achievable Economic TRC Potential | F8 | Industrial | Paper and Printing | New | Space Heating | Natural Gas | Thermostat - Programmable | A | Incremental Summer Peak Savings (MW) | Achievable Economic TRC Potential | 0 | 0 | 0 | 0 | 0 | 0 | 0 | 0 | 0 | 0 | 0 | 0 | 0 | 0 | 0 | 0 | 0 | 0 | 0 | 0 | 0 | 0 | 0 | 0 | 0 | 0 | 0 | 0 | 0 | 0 | 0
F9_Industrial_Paper and Printing_New_Space Heating_Natural Gas_Thermostat - Programmable_A_Achievable Economic TRC Potential | F9 | Industrial | Paper and Printing | New | Space Heating | Natural Gas | Thermostat - Programmable | A | Incremental Winter Peak Savings (MW) | Achievable Economic TRC Potential | 0 | 0 | 0 | 0 | 0 | 0 | 0 | 0 | 0 | 0 | 0 | 0 | 0 | 0 | 0 | 0 | 0 | 0 | 0 | 0 | 0 | 0 | 0 | 0 | 0 | 0 | 0 | 0 | 0 | 0 | 0
F10_Industrial_Paper and Printing_New_Space Heating_Natural Gas_Thermostat - Programmable_A_Achievable Economic TRC Potential | F10 | Industrial | Paper and Printing | New | Space Heating | Natural Gas | Thermostat - Programmable | A | Cumulative Energy Savings (MWh or mTherms) | Achievable Economic TRC Potential | 0 | 0 | 0 | 0 | 0 | 0 | 0 | 0 | 0 | 0 | 0 | 0 | 0 | 0 | 0 | 0 | 0 | 0 | 0 | 0 | 0 | 0 | 0 | 0 | 0 | 0 | 0 | 0 | 0 | 0 | 0
F11_Industrial_Paper and Printing_New_Space Heating_Natural Gas_Thermostat - Programmable_A_Achievable Economic TRC Potential | F11 | Industrial | Paper and Printing | New | Space Heating | Natural Gas | Thermostat - Programmable | A | Cumulative Summer Peak Savings (MW) | Achievable Economic TRC Potential | 0 | 0 | 0 | 0 | 0 | 0 | 0 | 0 | 0 | 0 | 0 | 0 | 0 | 0 | 0 | 0 | 0 | 0 | 0 | 0 | 0 | 0 | 0 | 0 | 0 | 0 | 0 | 0 | 0 | 0 | 0
F12_Industrial_Paper and Printing_New_Space Heating_Natural Gas_Thermostat - Programmable_A_Achievable Economic TRC Potential | F12 | Industrial | Paper and Printing | New | Space Heating | Natural Gas | Thermostat - Programmable | A | Cumulative Winter Peak Savings (MW) | Achievable Economic TRC Potential | 0 | 0 | 0 | 0 | 0 | 0 | 0 | 0 | 0 | 0 | 0 | 0 | 0 | 0 | 0 | 0 | 0 | 0 | 0 | 0 | 0 | 0 | 0 | 0 | 0 | 0 | 0 | 0 | 0 | 0 | 0
F13_Industrial_Paper and Printing_New_Space Heating_Natural Gas_Thermostat - Programmable_A_Achievable Economic TRC Potential | F13 | Industrial | Paper and Printing | New | Space Heating | Natural Gas | Thermostat - Programmable | A | Purchases (Incremental) | Achievable Economic TRC Potential | 0 | 0 | 0 | 0 | 0 | 0 | 0 | 0 | 0 | 0 | 0 | 0 | 0 | 0 | 0 | 0 | 0 | 0 | 0 | 0 | 0 | 0 | 0 | 0 | 0 | 0 | 0 | 0 | 0 | 0 | 0
F14_Industrial_Paper and Printing_New_Space Heating_Natural Gas_Thermostat - Programmable_A_Achievable Economic TRC Potential | F14 | Industrial | Paper and Printing | New | Space Heating | Natural Gas | Thermostat - Programmable | A | Purchases (Cumulative) | Achievable Economic TRC Potential | 0 | 0 | 0 | 0 | 0 | 0 | 0 | 0 | 0 | 0 | 0 | 0 | 0 | 0 | 0 | 0 | 0 | 0 | 0 | 0 | 0 | 0 | 0 | 0 | 0 | 0 | 0 | 0 | 0 | 0 | 0
F1_Industrial_Paper and Printing_New_Space Heating_Natural Gas_ENERGY STAR Connected Thermostat_A_Achievable Economic TRC Potential | F1 | Industrial | Paper and Printing | New | Space Heating | Natural Gas | ENERGY STAR Connected Thermostat | A | Original Unit Energy Savings (kWh or therms) | Achievable Economic TRC Potential | 0 | 0 | 0 | 0 | 0 | 0.014581 | 0.014392 | 0.014255 | 0.014151 | 0.014068 | 0.014002 | 0.013924 | 0.013842 | 0.013762 | 0.013684 | 0.013622 | 0.013574 | 0.013536 | 0.013475 | 0.01343 | 0.013398 | 0.013373 | 0.013373 | 0.013373 | 0.013373 | 0.013373 | 0.013373 | 0.013373 | 0 | 0 | 0
F2_Industrial_Paper and Printing_New_Space Heating_Natural Gas_ENERGY STAR Connected Thermostat_A_Achievable Economic TRC Potential | F2 | Industrial | Paper and Printing | New | Space Heating | Natural Gas | ENERGY STAR Connected Thermostat | A | Original Unit Summer Peak Savings (kW) | Achievable Economic TRC Potential | 0 | 0 | 0 | 0 | 0 | 0 | 0 | 0 | 0 | 0 | 0 | 0 | 0 | 0 | 0 | 0 | 0 | 0 | 0 | 0 | 0 | 0 | 0 | 0 | 0 | 0 | 0 | 0 | 0 | 0 | 0
F3_Industrial_Paper and Printing_New_Space Heating_Natural Gas_ENERGY STAR Connected Thermostat_A_Achievable Economic TRC Potential | F3 | Industrial | Paper and Printing | New | Space Heating | Natural Gas | ENERGY STAR Connected Thermostat | A | Original Unit Winter Peak Savings (kW) | Achievable Economic TRC Potential | 0 | 0 | 0 | 0 | 0 | 0 | 0 | 0 | 0 | 0 | 0 | 0 | 0 | 0 | 0 | 0 | 0 | 0 | 0 | 0 | 0 | 0 | 0 | 0 | 0 | 0 | 0 | 0 | 0 | 0 | 0
F4_Industrial_Paper and Printing_New_Space Heating_Natural Gas_ENERGY STAR Connected Thermostat_A_Achievable Economic TRC Potential | F4 | Industrial | Paper and Printing | New | Space Heating | Natural Gas | ENERGY STAR Connected Thermostat | A | Standalone Impact on Baseline Energy (%) | Achievable Economic TRC Potential | 0% | 0% | 0% | 0% | 0% | 0% | 0% | 0% | 0% | 0% | 0% | 0% | 0% | 0% | 0% | 0% | 0% | 0% | 0% | 0% | 0% | 0% | 0% | 0% | 0 | 0 | 0 | 0 | 0 | 0 | 0
F5_Industrial_Paper and Printing_New_Space Heating_Natural Gas_ENERGY STAR Connected Thermostat_A_Achievable Economic TRC Potential | F5 | Industrial | Paper and Printing | New | Space Heating | Natural Gas | ENERGY STAR Connected Thermostat | A | Standalone Impact on Baseline Summer Peak (%) | Achievable Economic TRC Potential | 0% | 0% | 0% | 0% | 0% | 0% | 0% | 0% | 0% | 0% | 0% | 0% | 0% | 0% | 0% | 0% | 0% | 0% | 0% | 0% | 0% | 0% | 0% | 0% | 0 | 0 | 0 | 0 | 0 | 0 | 0
F6_Industrial_Paper and Printing_New_Space Heating_Natural Gas_ENERGY STAR Connected Thermostat_A_Achievable Economic TRC Potential | F6 | Industrial | Paper and Printing | New | Space Heating | Natural Gas | ENERGY STAR Connected Thermostat | A | Standalone Impact on Baseline Winter Peak (%) | Achievable Economic TRC Potential | 0% | 0% | 0% | 0% | 0% | 0% | 0% | 0% | 0% | 0% | 0% | 0% | 0% | 0% | 0% | 0% | 0% | 0% | 0% | 0% | 0% | 0% | 0% | 0% | 0 | 0 | 0 | 0 | 0 | 0 | 0
F7_Industrial_Paper and Printing_New_Space Heating_Natural Gas_ENERGY STAR Connected Thermostat_A_Achievable Economic TRC Potential | F7 | Industrial | Paper and Printing | New | Space Heating | Natural Gas | ENERGY STAR Connected Thermostat | A | Incremental Energy Savings (MWh or mTherms) | Achievable Economic TRC Potential | 0 | 0 | 0 | 0 | 0 | 0 | 0 | 0 | 0 | 0 | 0 | 0 | 0 | 0 | 0 | 0 | 0 | 0 | 0 | 0 | 0 | 0 | 0 | 0 | 0 | 0 | 0 | 0 | 0 | 0 | 0
F8_Industrial_Paper and Printing_New_Space Heating_Natural Gas_ENERGY STAR Connected Thermostat_A_Achievable Economic TRC Potential | F8 | Industrial | Paper and Printing | New | Space Heating | Natural Gas | ENERGY STAR Connected Thermostat | A | Incremental Summer Peak Savings (MW) | Achievable Economic TRC Potential | 0 | 0 | 0 | 0 | 0 | 0 | 0 | 0 | 0 | 0 | 0 | 0 | 0 | 0 | 0 | 0 | 0 | 0 | 0 | 0 | 0 | 0 | 0 | 0 | 0 | 0 | 0 | 0 | 0 | 0 | 0
F9_Industrial_Paper and Printing_New_Space Heating_Natural Gas_ENERGY STAR Connected Thermostat_A_Achievable Economic TRC Potential | F9 | Industrial | Paper and Printing | New | Space Heating | Natural Gas | ENERGY STAR Connected Thermostat | A | Incremental Winter Peak Savings (MW) | Achievable Economic TRC Potential | 0 | 0 | 0 | 0 | 0 | 0 | 0 | 0 | 0 | 0 | 0 | 0 | 0 | 0 | 0 | 0 | 0 | 0 | 0 | 0 | 0 | 0 | 0 | 0 | 0 | 0 | 0 | 0 | 0 | 0 | 0
F10_Industrial_Paper and Printing_New_Space Heating_Natural Gas_ENERGY STAR Connected Thermostat_A_Achievable Economic TRC Potential | F10 | Industrial | Paper and Printing | New | Space Heating | Natural Gas | ENERGY STAR Connected Thermostat | A | Cumulative Energy Savings (MWh or mTherms) | Achievable Economic TRC Potential | 0 | 0 | 0 | 0 | 0 | 0 | 0 | 0 | 0 | 0 | 0 | 0 | 0 | 0 | 0 | 0 | 0 | 0 | 0 | 0 | 0 | 0 | 0 | 0 | 0 | 0 | 0 | 0 | 0 | 0 | 0
F11_Industrial_Paper and Printing_New_Space Heating_Natural Gas_ENERGY STAR Connected Thermostat_A_Achievable Economic TRC Potential | F11 | Industrial | Paper and Printing | New | Space Heating | Natural Gas | ENERGY STAR Connected Thermostat | A | Cumulative Summer Peak Savings (MW) | Achievable Economic TRC Potential | 0 | 0 | 0 | 0 | 0 | 0 | 0 | 0 | 0 | 0 | 0 | 0 | 0 | 0 | 0 | 0 | 0 | 0 | 0 | 0 | 0 | 0 | 0 | 0 | 0 | 0 | 0 | 0 | 0 | 0 | 0
F12_Industrial_Paper and Printing_New_Space Heating_Natural Gas_ENERGY STAR Connected Thermostat_A_Achievable Economic TRC Potential | F12 | Industrial | Paper and Printing | New | Space Heating | Natural Gas | ENERGY STAR Connected Thermostat | A | Cumulative Winter Peak Savings (MW) | Achievable Economic TRC Potential | 0 | 0 | 0 | 0 | 0 | 0 | 0 | 0 | 0 | 0 | 0 | 0 | 0 | 0 | 0 | 0 | 0 | 0 | 0 | 0 | 0 | 0 | 0 | 0 | 0 | 0 | 0 | 0 | 0 | 0 | 0
F13_Industrial_Paper and Printing_New_Space Heating_Natural Gas_ENERGY STAR Connected Thermostat_A_Achievable Economic TRC Potential | F13 | Industrial | Paper and Printing | New | Space Heating | Natural Gas | ENERGY STAR Connected Thermostat | A | Purchases (Incremental) | Achievable Economic TRC Potential | 0 | 0 | 0 | 0 | 0 | 0 | 0 | 0 | 0 | 0 | 0 | 0 | 0 | 0 | 0 | 0 | 0 | 0 | 0 | 0 | 0 | 0 | 0 | 0 | 0 | 0 | 0 | 0 | 0 | 0 | 0
F14_Industrial_Paper and Printing_New_Space Heating_Natural Gas_ENERGY STAR Connected Thermostat_A_Achievable Economic TRC Potential | F14 | Industrial | Paper and Printing | New | Space Heating | Natural Gas | ENERGY STAR Connected Thermostat | A | Purchases (Cumulative) | Achievable Economic TRC Potential | 0 | 0 | 0 | 0 | 0 | 0 | 0 | 0 | 0 | 0 | 0 | 0 | 0 | 0 | 0 | 0 | 0 | 0 | 0 | 0 | 0 | 0 | 0 | 0 | 0 | 0 | 0 | 0 | 0 | 0 | 0
F1_Industrial_Paper and Printing_New_Space Heating_Natural Gas_Destratification Fans (HVLS)_A_Achievable Economic TRC Potential | F1 | Industrial | Paper and Printing | New | Space Heating | Natural Gas | Destratification Fans (HVLS) | A | Original Unit Energy Savings (kWh or therms) | Achievable Economic TRC Potential | 0 | 0 | 0 | 0 | 0 | 0.014581 | 0.014392 | 0.014255 | 0.014151 | 0.014068 | 0.014002 | 0.013924 | 0.013842 | 0.013762 | 0.013684 | 0.013622 | 0.013574 | 0.013536 | 0.013475 | 0.01343 | 0.013398 | 0.013373 | 0.013373 | 0.013373 | 0.013373 | 0.013373 | 0.013373 | 0.013373 | 0 | 0 | 0
F2_Industrial_Paper and Printing_New_Space Heating_Natural Gas_Destratification Fans (HVLS)_A_Achievable Economic TRC Potential | F2 | Industrial | Paper and Printing | New | Space Heating | Natural Gas | Destratification Fans (HVLS) | A | Original Unit Summer Peak Savings (kW) | Achievable Economic TRC Potential | 0 | 0 | 0 | 0 | 0 | 0 | 0 | 0 | 0 | 0 | 0 | 0 | 0 | 0 | 0 | 0 | 0 | 0 | 0 | 0 | 0 | 0 | 0 | 0 | 0 | 0 | 0 | 0 | 0 | 0 | 0
F3_Industrial_Paper and Printing_New_Space Heating_Natural Gas_Destratification Fans (HVLS)_A_Achievable Economic TRC Potential | F3 | Industrial | Paper and Printing | New | Space Heating | Natural Gas | Destratification Fans (HVLS) | A | Original Unit Winter Peak Savings (kW) | Achievable Economic TRC Potential | 0 | 0 | 0 | 0 | 0 | 0 | 0 | 0 | 0 | 0 | 0 | 0 | 0 | 0 | 0 | 0 | 0 | 0 | 0 | 0 | 0 | 0 | 0 | 0 | 0 | 0 | 0 | 0 | 0 | 0 | 0
F4_Industrial_Paper and Printing_New_Space Heating_Natural Gas_Destratification Fans (HVLS)_A_Achievable Economic TRC Potential | F4 | Industrial | Paper and Printing | New | Space Heating | Natural Gas | Destratification Fans (HVLS) | A | Standalone Impact on Baseline Energy (%) | Achievable Economic TRC Potential | 0% | 0% | 0% | 0% | 0% | 0% | 0% | 0% | 0% | 0% | 0% | 0% | 0% | 0% | 0% | 0% | 0% | 0% | 0% | 0% | 0% | 0% | 0% | 0% | 0 | 0 | 0 | 0 | 0 | 0 | 0
F5_Industrial_Paper and Printing_New_Space Heating_Natural Gas_Destratification Fans (HVLS)_A_Achievable Economic TRC Potential | F5 | Industrial | Paper and Printing | New | Space Heating | Natural Gas | Destratification Fans (HVLS) | A | Standalone Impact on Baseline Summer Peak (%) | Achievable Economic TRC Potential | 0% | 0% | 0% | 0% | 0% | 0% | 0% | 0% | 0% | 0% | 0% | 0% | 0% | 0% | 0% | 0% | 0% | 0% | 0% | 0% | 0% | 0% | 0% | 0% | 0 | 0 | 0 | 0 | 0 | 0 | 0
F6_Industrial_Paper and Printing_New_Space Heating_Natural Gas_Destratification Fans (HVLS)_A_Achievable Economic TRC Potential | F6 | Industrial | Paper and Printing | New | Space Heating | Natural Gas | Destratification Fans (HVLS) | A | Standalone Impact on Baseline Winter Peak (%) | Achievable Economic TRC Potential | 0% | 0% | 0% | 0% | 0% | 0% | 0% | 0% | 0% | 0% | 0% | 0% | 0% | 0% | 0% | 0% | 0% | 0% | 0% | 0% | 0% | 0% | 0% | 0% | 0 | 0 | 0 | 0 | 0 | 0 | 0
F7_Industrial_Paper and Printing_New_Space Heating_Natural Gas_Destratification Fans (HVLS)_A_Achievable Economic TRC Potential | F7 | Industrial | Paper and Printing | New | Space Heating | Natural Gas | Destratification Fans (HVLS) | A | Incremental Energy Savings (MWh or mTherms) | Achievable Economic TRC Potential | 0 | 0 | 0 | 0 | 0 | 0 | 0 | 0 | 0 | 0 | 0 | 0 | 0 | 0 | 0 | 0 | 0 | 0 | 0 | 0 | 0 | 0 | 0 | 0 | 0 | 0 | 0 | 0 | 0 | 0 | 0
F8_Industrial_Paper and Printing_New_Space Heating_Natural Gas_Destratification Fans (HVLS)_A_Achievable Economic TRC Potential | F8 | Industrial | Paper and Printing | New | Space Heating | Natural Gas | Destratification Fans (HVLS) | A | Incremental Summer Peak Savings (MW) | Achievable Economic TRC Potential | 0 | 0 | 0 | 0 | 0 | 0 | 0 | 0 | 0 | 0 | 0 | 0 | 0 | 0 | 0 | 0 | 0 | 0 | 0 | 0 | 0 | 0 | 0 | 0 | 0 | 0 | 0 | 0 | 0 | 0 | 0
F9_Industrial_Paper and Printing_New_Space Heating_Natural Gas_Destratification Fans (HVLS)_A_Achievable Economic TRC Potential | F9 | Industrial | Paper and Printing | New | Space Heating | Natural Gas | Destratification Fans (HVLS) | A | Incremental Winter Peak Savings (MW) | Achievable Economic TRC Potential | 0 | 0 | 0 | 0 | 0 | 0 | 0 | 0 | 0 | 0 | 0 | 0 | 0 | 0 | 0 | 0 | 0 | 0 | 0 | 0 | 0 | 0 | 0 | 0 | 0 | 0 | 0 | 0 | 0 | 0 | 0
F10_Industrial_Paper and Printing_New_Space Heating_Natural Gas_Destratification Fans (HVLS)_A_Achievable Economic TRC Potential | F10 | Industrial | Paper and Printing | New | Space Heating | Natural Gas | Destratification Fans (HVLS) | A | Cumulative Energy Savings (MWh or mTherms) | Achievable Economic TRC Potential | 0 | 0 | 0 | 0 | 0 | 0 | 0 | 0 | 0 | 0 | 0 | 0 | 0 | 0 | 0 | 0 | 0 | 0 | 0 | 0 | 0 | 0 | 0 | 0 | 0 | 0 | 0 | 0 | 0 | 0 | 0
F11_Industrial_Paper and Printing_New_Space Heating_Natural Gas_Destratification Fans (HVLS)_A_Achievable Economic TRC Potential | F11 | Industrial | Paper and Printing | New | Space Heating | Natural Gas | Destratification Fans (HVLS) | A | Cumulative Summer Peak Savings (MW) | Achievable Economic TRC Potential | 0 | 0 | 0 | 0 | 0 | 0 | 0 | 0 | 0 | 0 | 0 | 0 | 0 | 0 | 0 | 0 | 0 | 0 | 0 | 0 | 0 | 0 | 0 | 0 | 0 | 0 | 0 | 0 | 0 | 0 | 0
F12_Industrial_Paper and Printing_New_Space Heating_Natural Gas_Destratification Fans (HVLS)_A_Achievable Economic TRC Potential | F12 | Industrial | Paper and Printing | New | Space Heating | Natural Gas | Destratification Fans (HVLS) | A | Cumulative Winter Peak Savings (MW) | Achievable Economic TRC Potential | 0 | 0 | 0 | 0 | 0 | 0 | 0 | 0 | 0 | 0 | 0 | 0 | 0 | 0 | 0 | 0 | 0 | 0 | 0 | 0 | 0 | 0 | 0 | 0 | 0 | 0 | 0 | 0 | 0 | 0 | 0
F13_Industrial_Paper and Printing_New_Space Heating_Natural Gas_Destratification Fans (HVLS)_A_Achievable Economic TRC Potential | F13 | Industrial | Paper and Printing | New | Space Heating | Natural Gas | Destratification Fans (HVLS) | A | Purchases (Incremental) | Achievable Economic TRC Potential | 0 | 0 | 0 | 0 | 0 | 0 | 0 | 0 | 0 | 0 | 0 | 0 | 0 | 0 | 0 | 0 | 0 | 0 | 0 | 0 | 0 | 0 | 0 | 0 | 0 | 0 | 0 | 0 | 0 | 0 | 0
F14_Industrial_Paper and Printing_New_Space Heating_Natural Gas_Destratification Fans (HVLS)_A_Achievable Economic TRC Potential | F14 | Industrial | Paper and Printing | New | Space Heating | Natural Gas | Destratification Fans (HVLS) | A | Purchases (Cumulative) | Achievable Economic TRC Potential | 0 | 0 | 0 | 0 | 0 | 0 | 0 | 0 | 0 | 0 | 0 | 0 | 0 | 0 | 0 | 0 | 0 | 0 | 0 | 0 | 0 | 0 | 0 | 0 | 0 | 0 | 0 | 0 | 0 | 0 | 0
F1_Industrial_Paper and Printing_New_Space Heating_Natural Gas_Gas Boiler - Insulate Steam Lines/Condensate Tank_A_Achievable Economic TRC Potential | F1 | Industrial | Paper and Printing | New | Space Heating | Natural Gas | Gas Boiler - Insulate Steam Lines/Condensate Tank | A | Original Unit Energy Savings (kWh or therms) | Achievable Economic TRC Potential | 0 | 0 | 0 | 0 | 0 | 0 | 0 | 0 | 0 | 0 | 0 | 0 | 0 | 0 | 0 | 0 | 0 | 0 | 0 | 0 | 0 | 0 | 0 | 0 | 0 | 0 | 0 | 0 | 0 | 0 | 0
F2_Industrial_Paper and Printing_New_Space Heating_Natural Gas_Gas Boiler - Insulate Steam Lines/Condensate Tank_A_Achievable Economic TRC Potential | F2 | Industrial | Paper and Printing | New | Space Heating | Natural Gas | Gas Boiler - Insulate Steam Lines/Condensate Tank | A | Original Unit Summer Peak Savings (kW) | Achievable Economic TRC Potential | 0 | 0 | 0 | 0 | 0 | 0 | 0 | 0 | 0 | 0 | 0 | 0 | 0 | 0 | 0 | 0 | 0 | 0 | 0 | 0 | 0 | 0 | 0 | 0 | 0 | 0 | 0 | 0 | 0 | 0 | 0
F3_Industrial_Paper and Printing_New_Space Heating_Natural Gas_Gas Boiler - Insulate Steam Lines/Condensate Tank_A_Achievable Economic TRC Potential | F3 | Industrial | Paper and Printing | New | Space Heating | Natural Gas | Gas Boiler - Insulate Steam Lines/Condensate Tank | A | Original Unit Winter Peak Savings (kW) | Achievable Economic TRC Potential | 0 | 0 | 0 | 0 | 0 | 0 | 0 | 0 | 0 | 0 | 0 | 0 | 0 | 0 | 0 | 0 | 0 | 0 | 0 | 0 | 0 | 0 | 0 | 0 | 0 | 0 | 0 | 0 | 0 | 0 | 0
F4_Industrial_Paper and Printing_New_Space Heating_Natural Gas_Gas Boiler - Insulate Steam Lines/Condensate Tank_A_Achievable Economic TRC Potential | F4 | Industrial | Paper and Printing | New | Space Heating | Natural Gas | Gas Boiler - Insulate Steam Lines/Condensate Tank | A | Standalone Impact on Baseline Energy (%) | Achievable Economic TRC Potential | 0% | 0% | 0% | 0% | 0% | 0% | 0% | 0% | 0% | 0% | 0% | 0% | 0% | 0% | 0% | 0% | 0% | 0% | 0% | 0% | 0% | 0% | 0% | 0% | 0 | 0 | 0 | 0 | 0 | 0 | 0
F5_Industrial_Paper and Printing_New_Space Heating_Natural Gas_Gas Boiler - Insulate Steam Lines/Condensate Tank_A_Achievable Economic TRC Potential | F5 | Industrial | Paper and Printing | New | Space Heating | Natural Gas | Gas Boiler - Insulate Steam Lines/Condensate Tank | A | Standalone Impact on Baseline Summer Peak (%) | Achievable Economic TRC Potential | 0% | 0% | 0% | 0% | 0% | 0% | 0% | 0% | 0% | 0% | 0% | 0% | 0% | 0% | 0% | 0% | 0% | 0% | 0% | 0% | 0% | 0% | 0% | 0% | 0 | 0 | 0 | 0 | 0 | 0 | 0
F6_Industrial_Paper and Printing_New_Space Heating_Natural Gas_Gas Boiler - Insulate Steam Lines/Condensate Tank_A_Achievable Economic TRC Potential | F6 | Industrial | Paper and Printing | New | Space Heating | Natural Gas | Gas Boiler - Insulate Steam Lines/Condensate Tank | A | Standalone Impact on Baseline Winter Peak (%) | Achievable Economic TRC Potential | 0% | 0% | 0% | 0% | 0% | 0% | 0% | 0% | 0% | 0% | 0% | 0% | 0% | 0% | 0% | 0% | 0% | 0% | 0% | 0% | 0% | 0% | 0% | 0% | 0 | 0 | 0 | 0 | 0 | 0 | 0
F7_Industrial_Paper and Printing_New_Space Heating_Natural Gas_Gas Boiler - Insulate Steam Lines/Condensate Tank_A_Achievable Economic TRC Potential | F7 | Industrial | Paper and Printing | New | Space Heating | Natural Gas | Gas Boiler - Insulate Steam Lines/Condensate Tank | A | Incremental Energy Savings (MWh or mTherms) | Achievable Economic TRC Potential | 0 | 0 | 0 | 0 | 0 | 0 | 0 | 0 | 0 | 0 | 0 | 0 | 0 | 0 | 0 | 0 | 0 | 0 | 0 | 0 | 0 | 0 | 0 | 0 | 0 | 0 | 0 | 0 | 0 | 0 | 0
F8_Industrial_Paper and Printing_New_Space Heating_Natural Gas_Gas Boiler - Insulate Steam Lines/Condensate Tank_A_Achievable Economic TRC Potential | F8 | Industrial | Paper and Printing | New | Space Heating | Natural Gas | Gas Boiler - Insulate Steam Lines/Condensate Tank | A | Incremental Summer Peak Savings (MW) | Achievable Economic TRC Potential | 0 | 0 | 0 | 0 | 0 | 0 | 0 | 0 | 0 | 0 | 0 | 0 | 0 | 0 | 0 | 0 | 0 | 0 | 0 | 0 | 0 | 0 | 0 | 0 | 0 | 0 | 0 | 0 | 0 | 0 | 0
F9_Industrial_Paper and Printing_New_Space Heating_Natural Gas_Gas Boiler - Insulate Steam Lines/Condensate Tank_A_Achievable Economic TRC Potential | F9 | Industrial | Paper and Printing | New | Space Heating | Natural Gas | Gas Boiler - Insulate Steam Lines/Condensate Tank | A | Incremental Winter Peak Savings (MW) | Achievable Economic TRC Potential | 0 | 0 | 0 | 0 | 0 | 0 | 0 | 0 | 0 | 0 | 0 | 0 | 0 | 0 | 0 | 0 | 0 | 0 | 0 | 0 | 0 | 0 | 0 | 0 | 0 | 0 | 0 | 0 | 0 | 0 | 0
F10_Industrial_Paper and Printing_New_Space Heating_Natural Gas_Gas Boiler - Insulate Steam Lines/Condensate Tank_A_Achievable Economic TRC Potential | F10 | Industrial | Paper and Printing | New | Space Heating | Natural Gas | Gas Boiler - Insulate Steam Lines/Condensate Tank | A | Cumulative Energy Savings (MWh or mTherms) | Achievable Economic TRC Potential | 0 | 0 | 0 | 0 | 0 | 0 | 0 | 0 | 0 | 0 | 0 | 0 | 0 | 0 | 0 | 0 | 0 | 0 | 0 | 0 | 0 | 0 | 0 | 0 | 0 | 0 | 0 | 0 | 0 | 0 | 0
F11_Industrial_Paper and Printing_New_Space Heating_Natural Gas_Gas Boiler - Insulate Steam Lines/Condensate Tank_A_Achievable Economic TRC Potential | F11 | Industrial | Paper and Printing | New | Space Heating | Natural Gas | Gas Boiler - Insulate Steam Lines/Condensate Tank | A | Cumulative Summer Peak Savings (MW) | Achievable Economic TRC Potential | 0 | 0 | 0 | 0 | 0 | 0 | 0 | 0 | 0 | 0 | 0 | 0 | 0 | 0 | 0 | 0 | 0 | 0 | 0 | 0 | 0 | 0 | 0 | 0 | 0 | 0 | 0 | 0 | 0 | 0 | 0
F12_Industrial_Paper and Printing_New_Space Heating_Natural Gas_Gas Boiler - Insulate Steam Lines/Condensate Tank_A_Achievable Economic TRC Potential | F12 | Industrial | Paper and Printing | New | Space Heating | Natural Gas | Gas Boiler - Insulate Steam Lines/Condensate Tank | A | Cumulative Winter Peak Savings (MW) | Achievable Economic TRC Potential | 0 | 0 | 0 | 0 | 0 | 0 | 0 | 0 | 0 | 0 | 0 | 0 | 0 | 0 | 0 | 0 | 0 | 0 | 0 | 0 | 0 | 0 | 0 | 0 | 0 | 0 | 0 | 0 | 0 | 0 | 0
F13_Industrial_Paper and Printing_New_Space Heating_Natural Gas_Gas Boiler - Insulate Steam Lines/Condensate Tank_A_Achievable Economic TRC Potential | F13 | Industrial | Paper and Printing | New | Space Heating | Natural Gas | Gas Boiler - Insulate Steam Lines/Condensate Tank | A | Purchases (Incremental) | Achievable Economic TRC Potential | 0 | 0 | 0 | 0 | 0 | 0 | 0 | 0 | 0 | 0 | 0 | 0 | 0 | 0 | 0 | 0 | 0 | 0 | 0 | 0 | 0 | 0 | 0 | 0 | 0 | 0 | 0 | 0 | 0 | 0 | 0
F14_Industrial_Paper and Printing_New_Space Heating_Natural Gas_Gas Boiler - Insulate Steam Lines/Condensate Tank_A_Achievable Economic TRC Potential | F14 | Industrial | Paper and Printing | New | Space Heating | Natural Gas | Gas Boiler - Insulate Steam Lines/Condensate Tank | A | Purchases (Cumulative) | Achievable Economic TRC Potential | 0 | 0 | 0 | 0 | 0 | 0 | 0 | 0 | 0 | 0 | 0 | 0 | 0 | 0 | 0 | 0 | 0 | 0 | 0 | 0 | 0 | 0 | 0 | 0 | 0 | 0 | 0 | 0 | 0 | 0 | 0
F1_Industrial_Paper and Printing_New_Process_Natural Gas_Gas Boiler - Insulate Steam Lines/Condensate Tank_A_Achievable Economic TRC Potential | F1 | Industrial | Paper and Printing | New | Process | Natural Gas | Gas Boiler - Insulate Steam Lines/Condensate Tank | A | Original Unit Energy Savings (kWh or therms) | Achievable Economic TRC Potential | 0 | 0 | 0 | 0 | 0 | 604.3224 | 604.3224 | 604.3224 | 604.3224 | 604.3224 | 604.3224 | 604.3224 | 604.3224 | 604.3224 | 604.3224 | 604.3224 | 604.3224 | 604.3224 | 604.3224 | 604.3224 | 604.3224 | 604.3224 | 604.3224 | 604.3224 | 604.3224 | 604.3224 | 604.3224 | 604.3224 | 604.3224 | 604.3224 | 604.3224
F2_Industrial_Paper and Printing_New_Process_Natural Gas_Gas Boiler - Insulate Steam Lines/Condensate Tank_A_Achievable Economic TRC Potential | F2 | Industrial | Paper and Printing | New | Process | Natural Gas | Gas Boiler - Insulate Steam Lines/Condensate Tank | A | Original Unit Summer Peak Savings (kW) | Achievable Economic TRC Potential | 0 | 0 | 0 | 0 | 0 | 0 | 0 | 0 | 0 | 0 | 0 | 0 | 0 | 0 | 0 | 0 | 0 | 0 | 0 | 0 | 0 | 0 | 0 | 0 | 0 | 0 | 0 | 0 | 0 | 0 | 0
F3_Industrial_Paper and Printing_New_Process_Natural Gas_Gas Boiler - Insulate Steam Lines/Condensate Tank_A_Achievable Economic TRC Potential | F3 | Industrial | Paper and Printing | New | Process | Natural Gas | Gas Boiler - Insulate Steam Lines/Condensate Tank | A | Original Unit Winter Peak Savings (kW) | Achievable Economic TRC Potential | 0 | 0 | 0 | 0 | 0 | 0 | 0 | 0 | 0 | 0 | 0 | 0 | 0 | 0 | 0 | 0 | 0 | 0 | 0 | 0 | 0 | 0 | 0 | 0 | 0 | 0 | 0 | 0 | 0 | 0 | 0
F4_Industrial_Paper and Printing_New_Process_Natural Gas_Gas Boiler - Insulate Steam Lines/Condensate Tank_A_Achievable Economic TRC Potential | F4 | Industrial | Paper and Printing | New | Process | Natural Gas | Gas Boiler - Insulate Steam Lines/Condensate Tank | A | Standalone Impact on Baseline Energy (%) | Achievable Economic TRC Potential | 0% | 0% | 0% | 0% | 0% | 0.02427% | 0.04475% | 0.06298% | 0.07981% | 0.09563% | 0.1107% | 0.1255% | 0.1398% | 0.1538% | 0.1677% | 0.1814% | 0.1949% | 0.2083% | 0.2217% | 0.235% | 0.2482% | 0.2613% | 0.2744% | 0.2874% | 0.0030043 | 0.0028914 | 0.002787 | 0.0026901 | 0 | 0 | 0
F5_Industrial_Paper and Printing_New_Process_Natural Gas_Gas Boiler - Insulate Steam Lines/Condensate Tank_A_Achievable Economic TRC Potential | F5 | Industrial | Paper and Printing | New | Process | Natural Gas | Gas Boiler - Insulate Steam Lines/Condensate Tank | A | Standalone Impact on Baseline Summer Peak (%) | Achievable Economic TRC Potential | 0% | 0% | 0% | 0% | 0% | 0% | 0% | 0% | 0% | 0% | 0% | 0% | 0% | 0% | 0% | 0% | 0% | 0% | 0% | 0% | 0% | 0% | 0% | 0% | 0 | 0 | 0 | 0 | 0 | 0 | 0
F6_Industrial_Paper and Printing_New_Process_Natural Gas_Gas Boiler - Insulate Steam Lines/Condensate Tank_A_Achievable Economic TRC Potential | F6 | Industrial | Paper and Printing | New | Process | Natural Gas | Gas Boiler - Insulate Steam Lines/Condensate Tank | A | Standalone Impact on Baseline Winter Peak (%) | Achievable Economic TRC Potential | 0% | 0% | 0% | 0% | 0% | 0% | 0% | 0% | 0% | 0% | 0% | 0% | 0% | 0% | 0% | 0% | 0% | 0% | 0% | 0% | 0% | 0% | 0% | 0% | 0 | 0 | 0 | 0 | 0 | 0 | 0
F7_Industrial_Paper and Printing_New_Process_Natural Gas_Gas Boiler - Insulate Steam Lines/Condensate Tank_A_Achievable Economic TRC Potential | F7 | Industrial | Paper and Printing | New | Process | Natural Gas | Gas Boiler - Insulate Steam Lines/Condensate Tank | A | Incremental Energy Savings (MWh or mTherms) | Achievable Economic TRC Potential | 0 | 0 | 0 | 0 | 0 | 0.0069003 | 0.0081749 | 0.0094489 | 0.010715 | 0.011982 | 0.013251 | 0.014503 | 0.015751 | 0.016998 | 0.018224 | 0.019455 | 0.020674 | 0.021894 | 0.023107 | 0.024309 | 0.025513 | 0.026712 | 0.027906 | 0.029096 | 0.030282 | 0.0069003 | 0.0081749 | 0.0094489 | 0.010715 | 0.011982 | 0.013251
F8_Industrial_Paper and Printing_New_Process_Natural Gas_Gas Boiler - Insulate Steam Lines/Condensate Tank_A_Achievable Economic TRC Potential | F8 | Industrial | Paper and Printing | New | Process | Natural Gas | Gas Boiler - Insulate Steam Lines/Condensate Tank | A | Incremental Summer Peak Savings (MW) | Achievable Economic TRC Potential | 0 | 0 | 0 | 0 | 0 | 0 | 0 | 0 | 0 | 0 | 0 | 0 | 0 | 0 | 0 | 0 | 0 | 0 | 0 | 0 | 0 | 0 | 0 | 0 | 0 | 0 | 0 | 0 | 0 | 0 | 0
F9_Industrial_Paper and Printing_New_Process_Natural Gas_Gas Boiler - Insulate Steam Lines/Condensate Tank_A_Achievable Economic TRC Potential | F9 | Industrial | Paper and Printing | New | Process | Natural Gas | Gas Boiler - Insulate Steam Lines/Condensate Tank | A | Incremental Winter Peak Savings (MW) | Achievable Economic TRC Potential | 0 | 0 | 0 | 0 | 0 | 0 | 0 | 0 | 0 | 0 | 0 | 0 | 0 | 0 | 0 | 0 | 0 | 0 | 0 | 0 | 0 | 0 | 0 | 0 | 0 | 0 | 0 | 0 | 0 | 0 | 0
F10_Industrial_Paper and Printing_New_Process_Natural Gas_Gas Boiler - Insulate Steam Lines/Condensate Tank_A_Achievable Economic TRC Potential | F10 | Industrial | Paper and Printing | New | Process | Natural Gas | Gas Boiler - Insulate Steam Lines/Condensate Tank | A | Cumulative Energy Savings (MWh or mTherms) | Achievable Economic TRC Potential | 0 | 0 | 0 | 0 | 0 | 0.0069003 | 0.015075 | 0.024524 | 0.035239 | 0.047222 | 0.060473 | 0.074975 | 0.090727 | 0.10772 | 0.12595 | 0.1454 | 0.16608 | 0.18797 | 0.21108 | 0.23539 | 0.2609 | 0.28761 | 0.31552 | 0.34462 | 0.3749 | 0.3749 | 0.3749 | 0.3749 | 0.3749 | 0.3749 | 0.3749
F11_Industrial_Paper and Printing_New_Process_Natural Gas_Gas Boiler - Insulate Steam Lines/Condensate Tank_A_Achievable Economic TRC Potential | F11 | Industrial | Paper and Printing | New | Process | Natural Gas | Gas Boiler - Insulate Steam Lines/Condensate Tank | A | Cumulative Summer Peak Savings (MW) | Achievable Economic TRC Potential | 0 | 0 | 0 | 0 | 0 | 0 | 0 | 0 | 0 | 0 | 0 | 0 | 0 | 0 | 0 | 0 | 0 | 0 | 0 | 0 | 0 | 0 | 0 | 0 | 0 | 0 | 0 | 0 | 0 | 0 | 0
F12_Industrial_Paper and Printing_New_Process_Natural Gas_Gas Boiler - Insulate Steam Lines/Condensate Tank_A_Achievable Economic TRC Potential | F12 | Industrial | Paper and Printing | New | Process | Natural Gas | Gas Boiler - Insulate Steam Lines/Condensate Tank | A | Cumulative Winter Peak Savings (MW) | Achievable Economic TRC Potential | 0 | 0 | 0 | 0 | 0 | 0 | 0 | 0 | 0 | 0 | 0 | 0 | 0 | 0 | 0 | 0 | 0 | 0 | 0 | 0 | 0 | 0 | 0 | 0 | 0 | 0 | 0 | 0 | 0 | 0 | 0
F13_Industrial_Paper and Printing_New_Process_Natural Gas_Gas Boiler - Insulate Steam Lines/Condensate Tank_A_Achievable Economic TRC Potential | F13 | Industrial | Paper and Printing | New | Process | Natural Gas | Gas Boiler - Insulate Steam Lines/Condensate Tank | A | Purchases (Incremental) | Achievable Economic TRC Potential | 0 | 0 | 0 | 0 | 0 | 0.011418 | 0.013527 | 0.015636 | 0.017731 | 0.019828 | 0.021926 | 0.023998 | 0.026065 | 0.028127 | 0.030156 | 0.032193 | 0.03421 | 0.036228 | 0.038236 | 0.040226 | 0.042218 | 0.044202 | 0.046178 | 0.048147 | 0.050109 | 0.011418 | 0.013527 | 0.015636 | 0.017731 | 0.019828 | 0.021926
F14_Industrial_Paper and Printing_New_Process_Natural Gas_Gas Boiler - Insulate Steam Lines/Condensate Tank_A_Achievable Economic TRC Potential | F14 | Industrial | Paper and Printing | New | Process | Natural Gas | Gas Boiler - Insulate Steam Lines/Condensate Tank | A | Purchases (Cumulative) | Achievable Economic TRC Potential | 0 | 0 | 0 | 0 | 0 | 0.011418 | 0.024946 | 0.040581 | 0.058312 | 0.07814 | 0.10007 | 0.12406 | 0.15013 | 0.17826 | 0.20841 | 0.2406 | 0.27482 | 0.31104 | 0.34928 | 0.38951 | 0.43172 | 0.47593 | 0.5221 | 0.57025 | 0.62036 | 0.62036 | 0.62036 | 0.62036 | 0.62036 | 0.62036 | 0.62036
F1_Industrial_Paper and Printing_New_Space Heating_Natural Gas_Gas Boiler - Insulate Hot Water Lines_A_Achievable Economic TRC Potential | F1 | Industrial | Paper and Printing | New | Space Heating | Natural Gas | Gas Boiler - Insulate Hot Water Lines | A | Original Unit Energy Savings (kWh or therms) | Achievable Economic TRC Potential | 0 | 0 | 0 | 0 | 0 | 0 | 0 | 0 | 0 | 0 | 0 | 0 | 0 | 0 | 0 | 0 | 0 | 0 | 0 | 0 | 0 | 0 | 0 | 0 | 0 | 0 | 0 | 0 | 0 | 0 | 0
F2_Industrial_Paper and Printing_New_Space Heating_Natural Gas_Gas Boiler - Insulate Hot Water Lines_A_Achievable Economic TRC Potential | F2 | Industrial | Paper and Printing | New | Space Heating | Natural Gas | Gas Boiler - Insulate Hot Water Lines | A | Original Unit Summer Peak Savings (kW) | Achievable Economic TRC Potential | 0 | 0 | 0 | 0 | 0 | 0 | 0 | 0 | 0 | 0 | 0 | 0 | 0 | 0 | 0 | 0 | 0 | 0 | 0 | 0 | 0 | 0 | 0 | 0 | 0 | 0 | 0 | 0 | 0 | 0 | 0
F3_Industrial_Paper and Printing_New_Space Heating_Natural Gas_Gas Boiler - Insulate Hot Water Lines_A_Achievable Economic TRC Potential | F3 | Industrial | Paper and Printing | New | Space Heating | Natural Gas | Gas Boiler - Insulate Hot Water Lines | A | Original Unit Winter Peak Savings (kW) | Achievable Economic TRC Potential | 0 | 0 | 0 | 0 | 0 | 0 | 0 | 0 | 0 | 0 | 0 | 0 | 0 | 0 | 0 | 0 | 0 | 0 | 0 | 0 | 0 | 0 | 0 | 0 | 0 | 0 | 0 | 0 | 0 | 0 | 0
F4_Industrial_Paper and Printing_New_Space Heating_Natural Gas_Gas Boiler - Insulate Hot Water Lines_A_Achievable Economic TRC Potential | F4 | Industrial | Paper and Printing | New | Space Heating | Natural Gas | Gas Boiler - Insulate Hot Water Lines | A | Standalone Impact on Baseline Energy (%) | Achievable Economic TRC Potential | 0% | 0% | 0% | 0% | 0% | 0% | 0% | 0% | 0% | 0% | 0% | 0% | 0% | 0% | 0% | 0% | 0% | 0% | 0% | 0% | 0% | 0% | 0% | 0% | 0 | 0 | 0 | 0 | 0 | 0 | 0
F5_Industrial_Paper and Printing_New_Space Heating_Natural Gas_Gas Boiler - Insulate Hot Water Lines_A_Achievable Economic TRC Potential | F5 | Industrial | Paper and Printing | New | Space Heating | Natural Gas | Gas Boiler - Insulate Hot Water Lines | A | Standalone Impact on Baseline Summer Peak (%) | Achievable Economic TRC Potential | 0% | 0% | 0% | 0% | 0% | 0% | 0% | 0% | 0% | 0% | 0% | 0% | 0% | 0% | 0% | 0% | 0% | 0% | 0% | 0% | 0% | 0% | 0% | 0% | 0 | 0 | 0 | 0 | 0 | 0 | 0
F6_Industrial_Paper and Printing_New_Space Heating_Natural Gas_Gas Boiler - Insulate Hot Water Lines_A_Achievable Economic TRC Potential | F6 | Industrial | Paper and Printing | New | Space Heating | Natural Gas | Gas Boiler - Insulate Hot Water Lines | A | Standalone Impact on Baseline Winter Peak (%) | Achievable Economic TRC Potential | 0% | 0% | 0% | 0% | 0% | 0% | 0% | 0% | 0% | 0% | 0% | 0% | 0% | 0% | 0% | 0% | 0% | 0% | 0% | 0% | 0% | 0% | 0% | 0% | 0 | 0 | 0 | 0 | 0 | 0 | 0
F7_Industrial_Paper and Printing_New_Space Heating_Natural Gas_Gas Boiler - Insulate Hot Water Lines_A_Achievable Economic TRC Potential | F7 | Industrial | Paper and Printing | New | Space Heating | Natural Gas | Gas Boiler - Insulate Hot Water Lines | A | Incremental Energy Savings (MWh or mTherms) | Achievable Economic TRC Potential | 0 | 0 | 0 | 0 | 0 | 0 | 0 | 0 | 0 | 0 | 0 | 0 | 0 | 0 | 0 | 0 | 0 | 0 | 0 | 0 | 0 | 0 | 0 | 0 | 0 | 0 | 0 | 0 | 0 | 0 | 0
F8_Industrial_Paper and Printing_New_Space Heating_Natural Gas_Gas Boiler - Insulate Hot Water Lines_A_Achievable Economic TRC Potential | F8 | Industrial | Paper and Printing | New | Space Heating | Natural Gas | Gas Boiler - Insulate Hot Water Lines | A | Incremental Summer Peak Savings (MW) | Achievable Economic TRC Potential | 0 | 0 | 0 | 0 | 0 | 0 | 0 | 0 | 0 | 0 | 0 | 0 | 0 | 0 | 0 | 0 | 0 | 0 | 0 | 0 | 0 | 0 | 0 | 0 | 0 | 0 | 0 | 0 | 0 | 0 | 0
F9_Industrial_Paper and Printing_New_Space Heating_Natural Gas_Gas Boiler - Insulate Hot Water Lines_A_Achievable Economic TRC Potential | F9 | Industrial | Paper and Printing | New | Space Heating | Natural Gas | Gas Boiler - Insulate Hot Water Lines | A | Incremental Winter Peak Savings (MW) | Achievable Economic TRC Potential | 0 | 0 | 0 | 0 | 0 | 0 | 0 | 0 | 0 | 0 | 0 | 0 | 0 | 0 | 0 | 0 | 0 | 0 | 0 | 0 | 0 | 0 | 0 | 0 | 0 | 0 | 0 | 0 | 0 | 0 | 0
F10_Industrial_Paper and Printing_New_Space Heating_Natural Gas_Gas Boiler - Insulate Hot Water Lines_A_Achievable Economic TRC Potential | F10 | Industrial | Paper and Printing | New | Space Heating | Natural Gas | Gas Boiler - Insulate Hot Water Lines | A | Cumulative Energy Savings (MWh or mTherms) | Achievable Economic TRC Potential | 0 | 0 | 0 | 0 | 0 | 0 | 0 | 0 | 0 | 0 | 0 | 0 | 0 | 0 | 0 | 0 | 0 | 0 | 0 | 0 | 0 | 0 | 0 | 0 | 0 | 0 | 0 | 0 | 0 | 0 | 0
F11_Industrial_Paper and Printing_New_Space Heating_Natural Gas_Gas Boiler - Insulate Hot Water Lines_A_Achievable Economic TRC Potential | F11 | Industrial | Paper and Printing | New | Space Heating | Natural Gas | Gas Boiler - Insulate Hot Water Lines | A | Cumulative Summer Peak Savings (MW) | Achievable Economic TRC Potential | 0 | 0 | 0 | 0 | 0 | 0 | 0 | 0 | 0 | 0 | 0 | 0 | 0 | 0 | 0 | 0 | 0 | 0 | 0 | 0 | 0 | 0 | 0 | 0 | 0 | 0 | 0 | 0 | 0 | 0 | 0
F12_Industrial_Paper and Printing_New_Space Heating_Natural Gas_Gas Boiler - Insulate Hot Water Lines_A_Achievable Economic TRC Potential | F12 | Industrial | Paper and Printing | New | Space Heating | Natural Gas | Gas Boiler - Insulate Hot Water Lines | A | Cumulative Winter Peak Savings (MW) | Achievable Economic TRC Potential | 0 | 0 | 0 | 0 | 0 | 0 | 0 | 0 | 0 | 0 | 0 | 0 | 0 | 0 | 0 | 0 | 0 | 0 | 0 | 0 | 0 | 0 | 0 | 0 | 0 | 0 | 0 | 0 | 0 | 0 | 0
F13_Industrial_Paper and Printing_New_Space Heating_Natural Gas_Gas Boiler - Insulate Hot Water Lines_A_Achievable Economic TRC Potential | F13 | Industrial | Paper and Printing | New | Space Heating | Natural Gas | Gas Boiler - Insulate Hot Water Lines | A | Purchases (Incremental) | Achievable Economic TRC Potential | 0 | 0 | 0 | 0 | 0 | 0 | 0 | 0 | 0 | 0 | 0 | 0 | 0 | 0 | 0 | 0 | 0 | 0 | 0 | 0 | 0 | 0 | 0 | 0 | 0 | 0 | 0 | 0 | 0 | 0 | 0
F14_Industrial_Paper and Printing_New_Space Heating_Natural Gas_Gas Boiler - Insulate Hot Water Lines_A_Achievable Economic TRC Potential | F14 | Industrial | Paper and Printing | New | Space Heating | Natural Gas | Gas Boiler - Insulate Hot Water Lines | A | Purchases (Cumulative) | Achievable Economic TRC Potential | 0 | 0 | 0 | 0 | 0 | 0 | 0 | 0 | 0 | 0 | 0 | 0 | 0 | 0 | 0 | 0 | 0 | 0 | 0 | 0 | 0 | 0 | 0 | 0 | 0 | 0 | 0 | 0 | 0 | 0 | 0
F1_Industrial_Paper and Printing_New_Process_Natural Gas_Gas Boiler - Insulate Hot Water Lines_A_Achievable Economic TRC Potential | F1 | Industrial | Paper and Printing | New | Process | Natural Gas | Gas Boiler - Insulate Hot Water Lines | A | Original Unit Energy Savings (kWh or therms) | Achievable Economic TRC Potential | 0 | 0 | 0 | 0 | 0 | 683.0744 | 683.0744 | 683.0744 | 683.0744 | 683.0744 | 683.0744 | 683.0744 | 683.0744 | 683.0744 | 683.0744 | 683.0744 | 683.0744 | 683.0744 | 683.0744 | 683.0744 | 683.0744 | 683.0744 | 683.0744 | 683.0744 | 683.0744 | 683.0744 | 683.0744 | 683.0744 | 683.0744 | 683.0744 | 683.0744
F2_Industrial_Paper and Printing_New_Process_Natural Gas_Gas Boiler - Insulate Hot Water Lines_A_Achievable Economic TRC Potential | F2 | Industrial | Paper and Printing | New | Process | Natural Gas | Gas Boiler - Insulate Hot Water Lines | A | Original Unit Summer Peak Savings (kW) | Achievable Economic TRC Potential | 0 | 0 | 0 | 0 | 0 | 0 | 0 | 0 | 0 | 0 | 0 | 0 | 0 | 0 | 0 | 0 | 0 | 0 | 0 | 0 | 0 | 0 | 0 | 0 | 0 | 0 | 0 | 0 | 0 | 0 | 0
F3_Industrial_Paper and Printing_New_Process_Natural Gas_Gas Boiler - Insulate Hot Water Lines_A_Achievable Economic TRC Potential | F3 | Industrial | Paper and Printing | New | Process | Natural Gas | Gas Boiler - Insulate Hot Water Lines | A | Original Unit Winter Peak Savings (kW) | Achievable Economic TRC Potential | 0 | 0 | 0 | 0 | 0 | 0 | 0 | 0 | 0 | 0 | 0 | 0 | 0 | 0 | 0 | 0 | 0 | 0 | 0 | 0 | 0 | 0 | 0 | 0 | 0 | 0 | 0 | 0 | 0 | 0 | 0
F4_Industrial_Paper and Printing_New_Process_Natural Gas_Gas Boiler - Insulate Hot Water Lines_A_Achievable Economic TRC Potential | F4 | Industrial | Paper and Printing | New | Process | Natural Gas | Gas Boiler - Insulate Hot Water Lines | A | Standalone Impact on Baseline Energy (%) | Achievable Economic TRC Potential | 0% | 0% | 0% | 0% | 0% | 0.02743% | 0.05058% | 0.07119% | 0.09021% | 0.1081% | 0.1252% | 0.1418% | 0.158% | 0.1738% | 0.1896% | 0.205% | 0.2203% | 0.2355% | 0.2506% | 0.2656% | 0.2805% | 0.2953% | 0.3101% | 0.3249% | 0.0033958 | 0.0032682 | 0.0031502 | 0.0030407 | 0 | 0 | 0
F5_Industrial_Paper and Printing_New_Process_Natural Gas_Gas Boiler - Insulate Hot Water Lines_A_Achievable Economic TRC Potential | F5 | Industrial | Paper and Printing | New | Process | Natural Gas | Gas Boiler - Insulate Hot Water Lines | A | Standalone Impact on Baseline Summer Peak (%) | Achievable Economic TRC Potential | 0% | 0% | 0% | 0% | 0% | 0% | 0% | 0% | 0% | 0% | 0% | 0% | 0% | 0% | 0% | 0% | 0% | 0% | 0% | 0% | 0% | 0% | 0% | 0% | 0 | 0 | 0 | 0 | 0 | 0 | 0
F6_Industrial_Paper and Printing_New_Process_Natural Gas_Gas Boiler - Insulate Hot Water Lines_A_Achievable Economic TRC Potential | F6 | Industrial | Paper and Printing | New | Process | Natural Gas | Gas Boiler - Insulate Hot Water Lines | A | Standalone Impact on Baseline Winter Peak (%) | Achievable Economic TRC Potential | 0% | 0% | 0% | 0% | 0% | 0% | 0% | 0% | 0% | 0% | 0% | 0% | 0% | 0% | 0% | 0% | 0% | 0% | 0% | 0% | 0% | 0% | 0% | 0% | 0 | 0 | 0 | 0 | 0 | 0 | 0
F7_Industrial_Paper and Printing_New_Process_Natural Gas_Gas Boiler - Insulate Hot Water Lines_A_Achievable Economic TRC Potential | F7 | Industrial | Paper and Printing | New | Process | Natural Gas | Gas Boiler - Insulate Hot Water Lines | A | Incremental Energy Savings (MWh or mTherms) | Achievable Economic TRC Potential | 0 | 0 | 0 | 0 | 0 | 0.0077995 | 0.0092402 | 0.01068 | 0.012112 | 0.013544 | 0.014977 | 0.016393 | 0.017804 | 0.019213 | 0.020599 | 0.02199 | 0.023368 | 0.024747 | 0.026118 | 0.027477 | 0.028838 | 0.030193 | 0.031543 | 0.032888 | 0.034228 | 0.0077995 | 0.0092402 | 0.01068 | 0.012112 | 0.013544 | 0.014977
F8_Industrial_Paper and Printing_New_Process_Natural Gas_Gas Boiler - Insulate Hot Water Lines_A_Achievable Economic TRC Potential | F8 | Industrial | Paper and Printing | New | Process | Natural Gas | Gas Boiler - Insulate Hot Water Lines | A | Incremental Summer Peak Savings (MW) | Achievable Economic TRC Potential | 0 | 0 | 0 | 0 | 0 | 0 | 0 | 0 | 0 | 0 | 0 | 0 | 0 | 0 | 0 | 0 | 0 | 0 | 0 | 0 | 0 | 0 | 0 | 0 | 0 | 0 | 0 | 0 | 0 | 0 | 0
F9_Industrial_Paper and Printing_New_Process_Natural Gas_Gas Boiler - Insulate Hot Water Lines_A_Achievable Economic TRC Potential | F9 | Industrial | Paper and Printing | New | Process | Natural Gas | Gas Boiler - Insulate Hot Water Lines | A | Incremental Winter Peak Savings (MW) | Achievable Economic TRC Potential | 0 | 0 | 0 | 0 | 0 | 0 | 0 | 0 | 0 | 0 | 0 | 0 | 0 | 0 | 0 | 0 | 0 | 0 | 0 | 0 | 0 | 0 | 0 | 0 | 0 | 0 | 0 | 0 | 0 | 0 | 0
F10_Industrial_Paper and Printing_New_Process_Natural Gas_Gas Boiler - Insulate Hot Water Lines_A_Achievable Economic TRC Potential | F10 | Industrial | Paper and Printing | New | Process | Natural Gas | Gas Boiler - Insulate Hot Water Lines | A | Cumulative Energy Savings (MWh or mTherms) | Achievable Economic TRC Potential | 0 | 0 | 0 | 0 | 0 | 0.0077995 | 0.01704 | 0.02772 | 0.039832 | 0.053376 | 0.068353 | 0.084746 | 0.10255 | 0.12176 | 0.14236 | 0.16435 | 0.18772 | 0.21247 | 0.23858 | 0.26606 | 0.2949 | 0.32509 | 0.35664 | 0.38952 | 0.42375 | 0.42375 | 0.42375 | 0.42375 | 0.42375 | 0.42375 | 0.42375
F11_Industrial_Paper and Printing_New_Process_Natural Gas_Gas Boiler - Insulate Hot Water Lines_A_Achievable Economic TRC Potential | F11 | Industrial | Paper and Printing | New | Process | Natural Gas | Gas Boiler - Insulate Hot Water Lines | A | Cumulative Summer Peak Savings (MW) | Achievable Economic TRC Potential | 0 | 0 | 0 | 0 | 0 | 0 | 0 | 0 | 0 | 0 | 0 | 0 | 0 | 0 | 0 | 0 | 0 | 0 | 0 | 0 | 0 | 0 | 0 | 0 | 0 | 0 | 0 | 0 | 0 | 0 | 0
F12_Industrial_Paper and Printing_New_Process_Natural Gas_Gas Boiler - Insulate Hot Water Lines_A_Achievable Economic TRC Potential | F12 | Industrial | Paper and Printing | New | Process | Natural Gas | Gas Boiler - Insulate Hot Water Lines | A | Cumulative Winter Peak Savings (MW) | Achievable Economic TRC Potential | 0 | 0 | 0 | 0 | 0 | 0 | 0 | 0 | 0 | 0 | 0 | 0 | 0 | 0 | 0 | 0 | 0 | 0 | 0 | 0 | 0 | 0 | 0 | 0 | 0 | 0 | 0 | 0 | 0 | 0 | 0
F13_Industrial_Paper and Printing_New_Process_Natural Gas_Gas Boiler - Insulate Hot Water Lines_A_Achievable Economic TRC Potential | F13 | Industrial | Paper and Printing | New | Process | Natural Gas | Gas Boiler - Insulate Hot Water Lines | A | Purchases (Incremental) | Achievable Economic TRC Potential | 0 | 0 | 0 | 0 | 0 | 0.011418 | 0.013527 | 0.015636 | 0.017731 | 0.019828 | 0.021926 | 0.023998 | 0.026065 | 0.028127 | 0.030156 | 0.032193 | 0.03421 | 0.036228 | 0.038236 | 0.040226 | 0.042218 | 0.044202 | 0.046178 | 0.048147 | 0.050109 | 0.011418 | 0.013527 | 0.015636 | 0.017731 | 0.019828 | 0.021926
F14_Industrial_Paper and Printing_New_Process_Natural Gas_Gas Boiler - Insulate Hot Water Lines_A_Achievable Economic TRC Potential | F14 | Industrial | Paper and Printing | New | Process | Natural Gas | Gas Boiler - Insulate Hot Water Lines | A | Purchases (Cumulative) | Achievable Economic TRC Potential | 0 | 0 | 0 | 0 | 0 | 0.011418 | 0.024946 | 0.040581 | 0.058312 | 0.07814 | 0.10007 | 0.12406 | 0.15013 | 0.17826 | 0.20841 | 0.2406 | 0.27482 | 0.31104 | 0.34928 | 0.38951 | 0.43172 | 0.47593 | 0.5221 | 0.57025 | 0.62036 | 0.62036 | 0.62036 | 0.62036 | 0.62036 | 0.62036 | 0.62036
F1_Industrial_Paper and Printing_New_Process_Natural Gas_Process - Insulate Heated Process Fluids_A_Achievable Economic TRC Potential | F1 | Industrial | Paper and Printing | New | Process | Natural Gas | Process - Insulate Heated Process Fluids | A | Original Unit Energy Savings (kWh or therms) | Achievable Economic TRC Potential | 0 | 0 | 0 | 0 | 0 | 559.2448 | 559.2448 | 559.2448 | 559.2448 | 559.2448 | 559.2448 | 559.2448 | 559.2448 | 559.2448 | 559.2448 | 559.2448 | 559.2448 | 559.2448 | 559.2448 | 559.2448 | 559.2448 | 559.2448 | 559.2448 | 559.2448 | 559.2448 | 559.2448 | 559.2448 | 559.2448 | 559.2448 | 559.2448 | 559.2448
F2_Industrial_Paper and Printing_New_Process_Natural Gas_Process - Insulate Heated Process Fluids_A_Achievable Economic TRC Potential | F2 | Industrial | Paper and Printing | New | Process | Natural Gas | Process - Insulate Heated Process Fluids | A | Original Unit Summer Peak Savings (kW) | Achievable Economic TRC Potential | 0 | 0 | 0 | 0 | 0 | 0 | 0 | 0 | 0 | 0 | 0 | 0 | 0 | 0 | 0 | 0 | 0 | 0 | 0 | 0 | 0 | 0 | 0 | 0 | 0 | 0 | 0 | 0 | 0 | 0 | 0
F3_Industrial_Paper and Printing_New_Process_Natural Gas_Process - Insulate Heated Process Fluids_A_Achievable Economic TRC Potential | F3 | Industrial | Paper and Printing | New | Process | Natural Gas | Process - Insulate Heated Process Fluids | A | Original Unit Winter Peak Savings (kW) | Achievable Economic TRC Potential | 0 | 0 | 0 | 0 | 0 | 0 | 0 | 0 | 0 | 0 | 0 | 0 | 0 | 0 | 0 | 0 | 0 | 0 | 0 | 0 | 0 | 0 | 0 | 0 | 0 | 0 | 0 | 0 | 0 | 0 | 0
F4_Industrial_Paper and Printing_New_Process_Natural Gas_Process - Insulate Heated Process Fluids_A_Achievable Economic TRC Potential | F4 | Industrial | Paper and Printing | New | Process | Natural Gas | Process - Insulate Heated Process Fluids | A | Standalone Impact on Baseline Energy (%) | Achievable Economic TRC Potential | 0% | 0% | 0% | 0% | 0% | 0% | 0% | 0% | 0% | 0% | 0% | 0% | 0% | 0% | 0% | 0% | 0% | 0% | 0% | 0% | 0% | 0% | 0% | 0% | 0 | 0 | 0 | 0 | 0 | 0 | 0
F5_Industrial_Paper and Printing_New_Process_Natural Gas_Process - Insulate Heated Process Fluids_A_Achievable Economic TRC Potential | F5 | Industrial | Paper and Printing | New | Process | Natural Gas | Process - Insulate Heated Process Fluids | A | Standalone Impact on Baseline Summer Peak (%) | Achievable Economic TRC Potential | 0% | 0% | 0% | 0% | 0% | 0% | 0% | 0% | 0% | 0% | 0% | 0% | 0% | 0% | 0% | 0% | 0% | 0% | 0% | 0% | 0% | 0% | 0% | 0% | 0 | 0 | 0 | 0 | 0 | 0 | 0
F6_Industrial_Paper and Printing_New_Process_Natural Gas_Process - Insulate Heated Process Fluids_A_Achievable Economic TRC Potential | F6 | Industrial | Paper and Printing | New | Process | Natural Gas | Process - Insulate Heated Process Fluids | A | Standalone Impact on Baseline Winter Peak (%) | Achievable Economic TRC Potential | 0% | 0% | 0% | 0% | 0% | 0% | 0% | 0% | 0% | 0% | 0% | 0% | 0% | 0% | 0% | 0% | 0% | 0% | 0% | 0% | 0% | 0% | 0% | 0% | 0 | 0 | 0 | 0 | 0 | 0 | 0
F7_Industrial_Paper and Printing_New_Process_Natural Gas_Process - Insulate Heated Process Fluids_A_Achievable Economic TRC Potential | F7 | Industrial | Paper and Printing | New | Process | Natural Gas | Process - Insulate Heated Process Fluids | A | Incremental Energy Savings (MWh or mTherms) | Achievable Economic TRC Potential | 0 | 0 | 0 | 0 | 0 | 0 | 0 | 0 | 0 | 0 | 0 | 0 | 0 | 0 | 0 | 0 | 0 | 0 | 0 | 0 | 0 | 0 | 0 | 0 | 0 | 0 | 0 | 0 | 0 | 0 | 0
F8_Industrial_Paper and Printing_New_Process_Natural Gas_Process - Insulate Heated Process Fluids_A_Achievable Economic TRC Potential | F8 | Industrial | Paper and Printing | New | Process | Natural Gas | Process - Insulate Heated Process Fluids | A | Incremental Summer Peak Savings (MW) | Achievable Economic TRC Potential | 0 | 0 | 0 | 0 | 0 | 0 | 0 | 0 | 0 | 0 | 0 | 0 | 0 | 0 | 0 | 0 | 0 | 0 | 0 | 0 | 0 | 0 | 0 | 0 | 0 | 0 | 0 | 0 | 0 | 0 | 0
F9_Industrial_Paper and Printing_New_Process_Natural Gas_Process - Insulate Heated Process Fluids_A_Achievable Economic TRC Potential | F9 | Industrial | Paper and Printing | New | Process | Natural Gas | Process - Insulate Heated Process Fluids | A | Incremental Winter Peak Savings (MW) | Achievable Economic TRC Potential | 0 | 0 | 0 | 0 | 0 | 0 | 0 | 0 | 0 | 0 | 0 | 0 | 0 | 0 | 0 | 0 | 0 | 0 | 0 | 0 | 0 | 0 | 0 | 0 | 0 | 0 | 0 | 0 | 0 | 0 | 0
F10_Industrial_Paper and Printing_New_Process_Natural Gas_Process - Insulate Heated Process Fluids_A_Achievable Economic TRC Potential | F10 | Industrial | Paper and Printing | New | Process | Natural Gas | Process - Insulate Heated Process Fluids | A | Cumulative Energy Savings (MWh or mTherms) | Achievable Economic TRC Potential | 0 | 0 | 0 | 0 | 0 | 0 | 0 | 0 | 0 | 0 | 0 | 0 | 0 | 0 | 0 | 0 | 0 | 0 | 0 | 0 | 0 | 0 | 0 | 0 | 0 | 0 | 0 | 0 | 0 | 0 | 0
F11_Industrial_Paper and Printing_New_Process_Natural Gas_Process - Insulate Heated Process Fluids_A_Achievable Economic TRC Potential | F11 | Industrial | Paper and Printing | New | Process | Natural Gas | Process - Insulate Heated Process Fluids | A | Cumulative Summer Peak Savings (MW) | Achievable Economic TRC Potential | 0 | 0 | 0 | 0 | 0 | 0 | 0 | 0 | 0 | 0 | 0 | 0 | 0 | 0 | 0 | 0 | 0 | 0 | 0 | 0 | 0 | 0 | 0 | 0 | 0 | 0 | 0 | 0 | 0 | 0 | 0
F12_Industrial_Paper and Printing_New_Process_Natural Gas_Process - Insulate Heated Process Fluids_A_Achievable Economic TRC Potential | F12 | Industrial | Paper and Printing | New | Process | Natural Gas | Process - Insulate Heated Process Fluids | A | Cumulative Winter Peak Savings (MW) | Achievable Economic TRC Potential | 0 | 0 | 0 | 0 | 0 | 0 | 0 | 0 | 0 | 0 | 0 | 0 | 0 | 0 | 0 | 0 | 0 | 0 | 0 | 0 | 0 | 0 | 0 | 0 | 0 | 0 | 0 | 0 | 0 | 0 | 0
F13_Industrial_Paper and Printing_New_Process_Natural Gas_Process - Insulate Heated Process Fluids_A_Achievable Economic TRC Potential | F13 | Industrial | Paper and Printing | New | Process | Natural Gas | Process - Insulate Heated Process Fluids | A | Purchases (Incremental) | Achievable Economic TRC Potential | 0 | 0 | 0 | 0 | 0 | 0 | 0 | 0 | 0 | 0 | 0 | 0 | 0 | 0 | 0 | 0 | 0 | 0 | 0 | 0 | 0 | 0 | 0 | 0 | 0 | 0 | 0 | 0 | 0 | 0 | 0
F14_Industrial_Paper and Printing_New_Process_Natural Gas_Process - Insulate Heated Process Fluids_A_Achievable Economic TRC Potential | F14 | Industrial | Paper and Printing | New | Process | Natural Gas | Process - Insulate Heated Process Fluids | A | Purchases (Cumulative) | Achievable Economic TRC Potential | 0 | 0 | 0 | 0 | 0 | 0 | 0 | 0 | 0 | 0 | 0 | 0 | 0 | 0 | 0 | 0 | 0 | 0 | 0 | 0 | 0 | 0 | 0 | 0 | 0 | 0 | 0 | 0 | 0 | 0 | 0
F1_Industrial_Paper and Printing_New_Process_Natural Gas_Process Heat Recovery_A_Achievable Economic TRC Potential | F1 | Industrial | Paper and Printing | New | Process | Natural Gas | Process Heat Recovery | A | Original Unit Energy Savings (kWh or therms) | Achievable Economic TRC Potential | 0 | 0 | 0 | 0 | 0 | 73.39 | 73.39 | 73.39 | 73.39 | 73.39 | 73.39 | 73.39 | 73.39 | 73.39 | 73.39 | 73.39 | 73.39 | 73.39 | 73.39 | 73.39 | 73.39 | 73.39 | 73.39 | 73.39 | 73.39 | 73.39 | 73.39 | 73.39 | 0 | 0 | 0
F2_Industrial_Paper and Printing_New_Process_Natural Gas_Process Heat Recovery_A_Achievable Economic TRC Potential | F2 | Industrial | Paper and Printing | New | Process | Natural Gas | Process Heat Recovery | A | Original Unit Summer Peak Savings (kW) | Achievable Economic TRC Potential | 0 | 0 | 0 | 0 | 0 | 0 | 0 | 0 | 0 | 0 | 0 | 0 | 0 | 0 | 0 | 0 | 0 | 0 | 0 | 0 | 0 | 0 | 0 | 0 | 0 | 0 | 0 | 0 | 0 | 0 | 0
F3_Industrial_Paper and Printing_New_Process_Natural Gas_Process Heat Recovery_A_Achievable Economic TRC Potential | F3 | Industrial | Paper and Printing | New | Process | Natural Gas | Process Heat Recovery | A | Original Unit Winter Peak Savings (kW) | Achievable Economic TRC Potential | 0 | 0 | 0 | 0 | 0 | 0 | 0 | 0 | 0 | 0 | 0 | 0 | 0 | 0 | 0 | 0 | 0 | 0 | 0 | 0 | 0 | 0 | 0 | 0 | 0 | 0 | 0 | 0 | 0 | 0 | 0
F4_Industrial_Paper and Printing_New_Process_Natural Gas_Process Heat Recovery_A_Achievable Economic TRC Potential | F4 | Industrial | Paper and Printing | New | Process | Natural Gas | Process Heat Recovery | A | Standalone Impact on Baseline Energy (%) | Achievable Economic TRC Potential | 0% | 0% | 0% | 0% | 0% | 0% | 0% | 0% | 0% | 0% | 0% | 0% | 0% | 0% | 0% | 0% | 0% | 0% | 0% | 0% | 0% | 0% | 0% | 0% | 0 | 0 | 0 | 0 | 0 | 0 | 0
F5_Industrial_Paper and Printing_New_Process_Natural Gas_Process Heat Recovery_A_Achievable Economic TRC Potential | F5 | Industrial | Paper and Printing | New | Process | Natural Gas | Process Heat Recovery | A | Standalone Impact on Baseline Summer Peak (%) | Achievable Economic TRC Potential | 0% | 0% | 0% | 0% | 0% | 0% | 0% | 0% | 0% | 0% | 0% | 0% | 0% | 0% | 0% | 0% | 0% | 0% | 0% | 0% | 0% | 0% | 0% | 0% | 0 | 0 | 0 | 0 | 0 | 0 | 0
F6_Industrial_Paper and Printing_New_Process_Natural Gas_Process Heat Recovery_A_Achievable Economic TRC Potential | F6 | Industrial | Paper and Printing | New | Process | Natural Gas | Process Heat Recovery | A | Standalone Impact on Baseline Winter Peak (%) | Achievable Economic TRC Potential | 0% | 0% | 0% | 0% | 0% | 0% | 0% | 0% | 0% | 0% | 0% | 0% | 0% | 0% | 0% | 0% | 0% | 0% | 0% | 0% | 0% | 0% | 0% | 0% | 0 | 0 | 0 | 0 | 0 | 0 | 0
F7_Industrial_Paper and Printing_New_Process_Natural Gas_Process Heat Recovery_A_Achievable Economic TRC Potential | F7 | Industrial | Paper and Printing | New | Process | Natural Gas | Process Heat Recovery | A | Incremental Energy Savings (MWh or mTherms) | Achievable Economic TRC Potential | 0 | 0 | 0 | 0 | 0 | 0 | 0 | 0 | 0 | 0 | 0 | 0 | 0 | 0 | 0 | 0 | 0 | 0 | 0 | 0 | 0 | 0 | 0 | 0 | 0 | 0 | 0 | 0 | 0 | 0 | 0
F8_Industrial_Paper and Printing_New_Process_Natural Gas_Process Heat Recovery_A_Achievable Economic TRC Potential | F8 | Industrial | Paper and Printing | New | Process | Natural Gas | Process Heat Recovery | A | Incremental Summer Peak Savings (MW) | Achievable Economic TRC Potential | 0 | 0 | 0 | 0 | 0 | 0 | 0 | 0 | 0 | 0 | 0 | 0 | 0 | 0 | 0 | 0 | 0 | 0 | 0 | 0 | 0 | 0 | 0 | 0 | 0 | 0 | 0 | 0 | 0 | 0 | 0
F9_Industrial_Paper and Printing_New_Process_Natural Gas_Process Heat Recovery_A_Achievable Economic TRC Potential | F9 | Industrial | Paper and Printing | New | Process | Natural Gas | Process Heat Recovery | A | Incremental Winter Peak Savings (MW) | Achievable Economic TRC Potential | 0 | 0 | 0 | 0 | 0 | 0 | 0 | 0 | 0 | 0 | 0 | 0 | 0 | 0 | 0 | 0 | 0 | 0 | 0 | 0 | 0 | 0 | 0 | 0 | 0 | 0 | 0 | 0 | 0 | 0 | 0
F10_Industrial_Paper and Printing_New_Process_Natural Gas_Process Heat Recovery_A_Achievable Economic TRC Potential | F10 | Industrial | Paper and Printing | New | Process | Natural Gas | Process Heat Recovery | A | Cumulative Energy Savings (MWh or mTherms) | Achievable Economic TRC Potential | 0 | 0 | 0 | 0 | 0 | 0 | 0 | 0 | 0 | 0 | 0 | 0 | 0 | 0 | 0 | 0 | 0 | 0 | 0 | 0 | 0 | 0 | 0 | 0 | 0 | 0 | 0 | 0 | 0 | 0 | 0
F11_Industrial_Paper and Printing_New_Process_Natural Gas_Process Heat Recovery_A_Achievable Economic TRC Potential | F11 | Industrial | Paper and Printing | New | Process | Natural Gas | Process Heat Recovery | A | Cumulative Summer Peak Savings (MW) | Achievable Economic TRC Potential | 0 | 0 | 0 | 0 | 0 | 0 | 0 | 0 | 0 | 0 | 0 | 0 | 0 | 0 | 0 | 0 | 0 | 0 | 0 | 0 | 0 | 0 | 0 | 0 | 0 | 0 | 0 | 0 | 0 | 0 | 0
F12_Industrial_Paper and Printing_New_Process_Natural Gas_Process Heat Recovery_A_Achievable Economic TRC Potential | F12 | Industrial | Paper and Printing | New | Process | Natural Gas | Process Heat Recovery | A | Cumulative Winter Peak Savings (MW) | Achievable Economic TRC Potential | 0 | 0 | 0 | 0 | 0 | 0 | 0 | 0 | 0 | 0 | 0 | 0 | 0 | 0 | 0 | 0 | 0 | 0 | 0 | 0 | 0 | 0 | 0 | 0 | 0 | 0 | 0 | 0 | 0 | 0 | 0
F13_Industrial_Paper and Printing_New_Process_Natural Gas_Process Heat Recovery_A_Achievable Economic TRC Potential | F13 | Industrial | Paper and Printing | New | Process | Natural Gas | Process Heat Recovery | A | Purchases (Incremental) | Achievable Economic TRC Potential | 0 | 0 | 0 | 0 | 0 | 0 | 0 | 0 | 0 | 0 | 0 | 0 | 0 | 0 | 0 | 0 | 0 | 0 | 0 | 0 | 0 | 0 | 0 | 0 | 0 | 0 | 0 | 0 | 0 | 0 | 0
F14_Industrial_Paper and Printing_New_Process_Natural Gas_Process Heat Recovery_A_Achievable Economic TRC Potential | F14 | Industrial | Paper and Printing | New | Process | Natural Gas | Process Heat Recovery | A | Purchases (Cumulative) | Achievable Economic TRC Potential | 0 | 0 | 0 | 0 | 0 | 0 | 0 | 0 | 0 | 0 | 0 | 0 | 0 | 0 | 0 | 0 | 0 | 0 | 0 | 0 | 0 | 0 | 0 | 0 | 0 | 0 | 0 | 0 | 0 | 0 | 0
F1_Industrial_Paper and Printing_New_Space Heating_Natural Gas_Building Automation System_A_Achievable Economic TRC Potential | F1 | Industrial | Paper and Printing | New | Space Heating | Natural Gas | Building Automation System | A | Original Unit Energy Savings (kWh or therms) | Achievable Economic TRC Potential | 0 | 0 | 0 | 0 | 0 | 0.014581 | 0.014392 | 0.014255 | 0.014151 | 0.014068 | 0.014002 | 0.013924 | 0.013842 | 0.013762 | 0.013684 | 0.013622 | 0.013574 | 0.013536 | 0.013475 | 0.01343 | 0.013398 | 0.013373 | 0.013373 | 0.013373 | 0.013373 | 0.013373 | 0.013373 | 0.013373 | 0 | 0 | 0
F2_Industrial_Paper and Printing_New_Space Heating_Natural Gas_Building Automation System_A_Achievable Economic TRC Potential | F2 | Industrial | Paper and Printing | New | Space Heating | Natural Gas | Building Automation System | A | Original Unit Summer Peak Savings (kW) | Achievable Economic TRC Potential | 0 | 0 | 0 | 0 | 0 | 0 | 0 | 0 | 0 | 0 | 0 | 0 | 0 | 0 | 0 | 0 | 0 | 0 | 0 | 0 | 0 | 0 | 0 | 0 | 0 | 0 | 0 | 0 | 0 | 0 | 0
F3_Industrial_Paper and Printing_New_Space Heating_Natural Gas_Building Automation System_A_Achievable Economic TRC Potential | F3 | Industrial | Paper and Printing | New | Space Heating | Natural Gas | Building Automation System | A | Original Unit Winter Peak Savings (kW) | Achievable Economic TRC Potential | 0 | 0 | 0 | 0 | 0 | 0 | 0 | 0 | 0 | 0 | 0 | 0 | 0 | 0 | 0 | 0 | 0 | 0 | 0 | 0 | 0 | 0 | 0 | 0 | 0 | 0 | 0 | 0 | 0 | 0 | 0
F4_Industrial_Paper and Printing_New_Space Heating_Natural Gas_Building Automation System_A_Achievable Economic TRC Potential | F4 | Industrial | Paper and Printing | New | Space Heating | Natural Gas | Building Automation System | A | Standalone Impact on Baseline Energy (%) | Achievable Economic TRC Potential | 0% | 0% | 0% | 0% | 0% | 0.01281% | 0.03643% | 0.077% | 0.1419% | 0.2392% | 0.3771% | 0.5633% | 0.8023% | 1.094% | 1.434% | 1.808% | 2.195% | 2.568% | 2.901% | 3.168% | 3.355% | 3.456% | 3.473% | 3.418% | 0.033151 | 0.031906 | 0.030754 | 0.029685 | 0 | 0 | 0
F5_Industrial_Paper and Printing_New_Space Heating_Natural Gas_Building Automation System_A_Achievable Economic TRC Potential | F5 | Industrial | Paper and Printing | New | Space Heating | Natural Gas | Building Automation System | A | Standalone Impact on Baseline Summer Peak (%) | Achievable Economic TRC Potential | 0% | 0% | 0% | 0% | 0% | 0% | 0% | 0% | 0% | 0% | 0% | 0% | 0% | 0% | 0% | 0% | 0% | 0% | 0% | 0% | 0% | 0% | 0% | 0% | 0 | 0 | 0 | 0 | 0 | 0 | 0
F6_Industrial_Paper and Printing_New_Space Heating_Natural Gas_Building Automation System_A_Achievable Economic TRC Potential | F6 | Industrial | Paper and Printing | New | Space Heating | Natural Gas | Building Automation System | A | Standalone Impact on Baseline Winter Peak (%) | Achievable Economic TRC Potential | 0% | 0% | 0% | 0% | 0% | 0% | 0% | 0% | 0% | 0% | 0% | 0% | 0% | 0% | 0% | 0% | 0% | 0% | 0% | 0% | 0% | 0% | 0% | 0% | 0 | 0 | 0 | 0 | 0 | 0 | 0
F7_Industrial_Paper and Printing_New_Space Heating_Natural Gas_Building Automation System_A_Achievable Economic TRC Potential | F7 | Industrial | Paper and Printing | New | Space Heating | Natural Gas | Building Automation System | A | Incremental Energy Savings (MWh or mTherms) | Achievable Economic TRC Potential | 0 | 0 | 0 | 0 | 0 | 7.9131e-05 | 0.00018498 | 0.00037599 | 0.0006885 | 0.0011618 | 0.0018314 | 0.0027114 | 0.0037952 | 0.0050359 | 0.0063308 | 0.0075486 | 0.0085034 | 0.0090169 | 0.0089308 | 0.0082334 | 0.007129 | 0.005697 | 0.0041204 | 0.0027447 | 0.001863 | 0.0017491 | 0.0026041 | 0.0036665 | 0 | 0 | 0
F8_Industrial_Paper and Printing_New_Space Heating_Natural Gas_Building Automation System_A_Achievable Economic TRC Potential | F8 | Industrial | Paper and Printing | New | Space Heating | Natural Gas | Building Automation System | A | Incremental Summer Peak Savings (MW) | Achievable Economic TRC Potential | 0 | 0 | 0 | 0 | 0 | 0 | 0 | 0 | 0 | 0 | 0 | 0 | 0 | 0 | 0 | 0 | 0 | 0 | 0 | 0 | 0 | 0 | 0 | 0 | 0 | 0 | 0 | 0 | 0 | 0 | 0
F9_Industrial_Paper and Printing_New_Space Heating_Natural Gas_Building Automation System_A_Achievable Economic TRC Potential | F9 | Industrial | Paper and Printing | New | Space Heating | Natural Gas | Building Automation System | A | Incremental Winter Peak Savings (MW) | Achievable Economic TRC Potential | 0 | 0 | 0 | 0 | 0 | 0 | 0 | 0 | 0 | 0 | 0 | 0 | 0 | 0 | 0 | 0 | 0 | 0 | 0 | 0 | 0 | 0 | 0 | 0 | 0 | 0 | 0 | 0 | 0 | 0 | 0
F10_Industrial_Paper and Printing_New_Space Heating_Natural Gas_Building Automation System_A_Achievable Economic TRC Potential | F10 | Industrial | Paper and Printing | New | Space Heating | Natural Gas | Building Automation System | A | Cumulative Energy Savings (MWh or mTherms) | Achievable Economic TRC Potential | 0 | 0 | 0 | 0 | 0 | 7.9131e-05 | 0.00026308 | 0.00063656 | 0.0013204 | 0.0024746 | 0.0042942 | 0.0069818 | 0.010736 | 0.015709 | 0.021951 | 0.029401 | 0.037801 | 0.046711 | 0.055432 | 0.063481 | 0.070385 | 0.075778 | 0.079545 | 0.081639 | 0.082398 | 0.082398 | 0.082398 | 0.082398 | 0 | 0 | 0
F11_Industrial_Paper and Printing_New_Space Heating_Natural Gas_Building Automation System_A_Achievable Economic TRC Potential | F11 | Industrial | Paper and Printing | New | Space Heating | Natural Gas | Building Automation System | A | Cumulative Summer Peak Savings (MW) | Achievable Economic TRC Potential | 0 | 0 | 0 | 0 | 0 | 0 | 0 | 0 | 0 | 0 | 0 | 0 | 0 | 0 | 0 | 0 | 0 | 0 | 0 | 0 | 0 | 0 | 0 | 0 | 0 | 0 | 0 | 0 | 0 | 0 | 0
F12_Industrial_Paper and Printing_New_Space Heating_Natural Gas_Building Automation System_A_Achievable Economic TRC Potential | F12 | Industrial | Paper and Printing | New | Space Heating | Natural Gas | Building Automation System | A | Cumulative Winter Peak Savings (MW) | Achievable Economic TRC Potential | 0 | 0 | 0 | 0 | 0 | 0 | 0 | 0 | 0 | 0 | 0 | 0 | 0 | 0 | 0 | 0 | 0 | 0 | 0 | 0 | 0 | 0 | 0 | 0 | 0 | 0 | 0 | 0 | 0 | 0 | 0
F13_Industrial_Paper and Printing_New_Space Heating_Natural Gas_Building Automation System_A_Achievable Economic TRC Potential | F13 | Industrial | Paper and Printing | New | Space Heating | Natural Gas | Building Automation System | A | Purchases (Incremental) | Achievable Economic TRC Potential | 0 | 0 | 0 | 0 | 0 | 5.427 | 12.8522 | 26.3759 | 48.6546 | 82.5841 | 130.7961 | 194.7306 | 274.1758 | 365.9358 | 462.6588 | 554.1364 | 626.4418 | 666.1612 | 662.77 | 613.0478 | 532.0917 | 426.0145 | 308.1191 | 205.2475 | 139.3126 | 130.7961 | 194.7306 | 274.1758 | 365.9358 | 462.6588 | 554.1364
F14_Industrial_Paper and Printing_New_Space Heating_Natural Gas_Building Automation System_A_Achievable Economic TRC Potential | F14 | Industrial | Paper and Printing | New | Space Heating | Natural Gas | Building Automation System | A | Purchases (Cumulative) | Achievable Economic TRC Potential | 0 | 0 | 0 | 0 | 0 | 5.427 | 18.2793 | 44.6552 | 93.3098 | 175.8938 | 306.69 | 501.4205 | 775.5964 | 1141.5321 | 1604.1909 | 2158.3273 | 2784.7691 | 3450.9303 | 4113.7003 | 4726.7481 | 5253.4128 | 5666.5751 | 5948.3182 | 6104.9112 | 6161.6398 | 6161.6398 | 6161.6398 | 6161.6398 | 6161.6398 | 6161.6398 | 6161.6398
F1_Industrial_Paper and Printing_New_Space Heating_Natural Gas_Steam System Efficiency Improvements_A_Achievable Economic TRC Potential | F1 | Industrial | Paper and Printing | New | Space Heating | Natural Gas | Steam System Efficiency Improvements | A | Original Unit Energy Savings (kWh or therms) | Achievable Economic TRC Potential | 0 | 0 | 0 | 0 | 0 | 0 | 0 | 0 | 0 | 0 | 0 | 0 | 0 | 0 | 0 | 0 | 0 | 0 | 0 | 0 | 0 | 0 | 0 | 0 | 0 | 0 | 0 | 0 | 0 | 0 | 0
F2_Industrial_Paper and Printing_New_Space Heating_Natural Gas_Steam System Efficiency Improvements_A_Achievable Economic TRC Potential | F2 | Industrial | Paper and Printing | New | Space Heating | Natural Gas | Steam System Efficiency Improvements | A | Original Unit Summer Peak Savings (kW) | Achievable Economic TRC Potential | 0 | 0 | 0 | 0 | 0 | 0 | 0 | 0 | 0 | 0 | 0 | 0 | 0 | 0 | 0 | 0 | 0 | 0 | 0 | 0 | 0 | 0 | 0 | 0 | 0 | 0 | 0 | 0 | 0 | 0 | 0
F3_Industrial_Paper and Printing_New_Space Heating_Natural Gas_Steam System Efficiency Improvements_A_Achievable Economic TRC Potential | F3 | Industrial | Paper and Printing | New | Space Heating | Natural Gas | Steam System Efficiency Improvements | A | Original Unit Winter Peak Savings (kW) | Achievable Economic TRC Potential | 0 | 0 | 0 | 0 | 0 | 0 | 0 | 0 | 0 | 0 | 0 | 0 | 0 | 0 | 0 | 0 | 0 | 0 | 0 | 0 | 0 | 0 | 0 | 0 | 0 | 0 | 0 | 0 | 0 | 0 | 0
F4_Industrial_Paper and Printing_New_Space Heating_Natural Gas_Steam System Efficiency Improvements_A_Achievable Economic TRC Potential | F4 | Industrial | Paper and Printing | New | Space Heating | Natural Gas | Steam System Efficiency Improvements | A | Standalone Impact on Baseline Energy (%) | Achievable Economic TRC Potential | 0% | 0% | 0% | 0% | 0% | 0% | 0% | 0% | 0% | 0% | 0% | 0% | 0% | 0% | 0% | 0% | 0% | 0% | 0% | 0% | 0% | 0% | 0% | 0% | 0 | 0 | 0 | 0 | 0 | 0 | 0
F5_Industrial_Paper and Printing_New_Space Heating_Natural Gas_Steam System Efficiency Improvements_A_Achievable Economic TRC Potential | F5 | Industrial | Paper and Printing | New | Space Heating | Natural Gas | Steam System Efficiency Improvements | A | Standalone Impact on Baseline Summer Peak (%) | Achievable Economic TRC Potential | 0% | 0% | 0% | 0% | 0% | 0% | 0% | 0% | 0% | 0% | 0% | 0% | 0% | 0% | 0% | 0% | 0% | 0% | 0% | 0% | 0% | 0% | 0% | 0% | 0 | 0 | 0 | 0 | 0 | 0 | 0
F6_Industrial_Paper and Printing_New_Space Heating_Natural Gas_Steam System Efficiency Improvements_A_Achievable Economic TRC Potential | F6 | Industrial | Paper and Printing | New | Space Heating | Natural Gas | Steam System Efficiency Improvements | A | Standalone Impact on Baseline Winter Peak (%) | Achievable Economic TRC Potential | 0% | 0% | 0% | 0% | 0% | 0% | 0% | 0% | 0% | 0% | 0% | 0% | 0% | 0% | 0% | 0% | 0% | 0% | 0% | 0% | 0% | 0% | 0% | 0% | 0 | 0 | 0 | 0 | 0 | 0 | 0
F7_Industrial_Paper and Printing_New_Space Heating_Natural Gas_Steam System Efficiency Improvements_A_Achievable Economic TRC Potential | F7 | Industrial | Paper and Printing | New | Space Heating | Natural Gas | Steam System Efficiency Improvements | A | Incremental Energy Savings (MWh or mTherms) | Achievable Economic TRC Potential | 0 | 0 | 0 | 0 | 0 | 0 | 0 | 0 | 0 | 0 | 0 | 0 | 0 | 0 | 0 | 0 | 0 | 0 | 0 | 0 | 0 | 0 | 0 | 0 | 0 | 0 | 0 | 0 | 0 | 0 | 0
F8_Industrial_Paper and Printing_New_Space Heating_Natural Gas_Steam System Efficiency Improvements_A_Achievable Economic TRC Potential | F8 | Industrial | Paper and Printing | New | Space Heating | Natural Gas | Steam System Efficiency Improvements | A | Incremental Summer Peak Savings (MW) | Achievable Economic TRC Potential | 0 | 0 | 0 | 0 | 0 | 0 | 0 | 0 | 0 | 0 | 0 | 0 | 0 | 0 | 0 | 0 | 0 | 0 | 0 | 0 | 0 | 0 | 0 | 0 | 0 | 0 | 0 | 0 | 0 | 0 | 0
F9_Industrial_Paper and Printing_New_Space Heating_Natural Gas_Steam System Efficiency Improvements_A_Achievable Economic TRC Potential | F9 | Industrial | Paper and Printing | New | Space Heating | Natural Gas | Steam System Efficiency Improvements | A | Incremental Winter Peak Savings (MW) | Achievable Economic TRC Potential | 0 | 0 | 0 | 0 | 0 | 0 | 0 | 0 | 0 | 0 | 0 | 0 | 0 | 0 | 0 | 0 | 0 | 0 | 0 | 0 | 0 | 0 | 0 | 0 | 0 | 0 | 0 | 0 | 0 | 0 | 0
F10_Industrial_Paper and Printing_New_Space Heating_Natural Gas_Steam System Efficiency Improvements_A_Achievable Economic TRC Potential | F10 | Industrial | Paper and Printing | New | Space Heating | Natural Gas | Steam System Efficiency Improvements | A | Cumulative Energy Savings (MWh or mTherms) | Achievable Economic TRC Potential | 0 | 0 | 0 | 0 | 0 | 0 | 0 | 0 | 0 | 0 | 0 | 0 | 0 | 0 | 0 | 0 | 0 | 0 | 0 | 0 | 0 | 0 | 0 | 0 | 0 | 0 | 0 | 0 | 0 | 0 | 0
F11_Industrial_Paper and Printing_New_Space Heating_Natural Gas_Steam System Efficiency Improvements_A_Achievable Economic TRC Potential | F11 | Industrial | Paper and Printing | New | Space Heating | Natural Gas | Steam System Efficiency Improvements | A | Cumulative Summer Peak Savings (MW) | Achievable Economic TRC Potential | 0 | 0 | 0 | 0 | 0 | 0 | 0 | 0 | 0 | 0 | 0 | 0 | 0 | 0 | 0 | 0 | 0 | 0 | 0 | 0 | 0 | 0 | 0 | 0 | 0 | 0 | 0 | 0 | 0 | 0 | 0
F12_Industrial_Paper and Printing_New_Space Heating_Natural Gas_Steam System Efficiency Improvements_A_Achievable Economic TRC Potential | F12 | Industrial | Paper and Printing | New | Space Heating | Natural Gas | Steam System Efficiency Improvements | A | Cumulative Winter Peak Savings (MW) | Achievable Economic TRC Potential | 0 | 0 | 0 | 0 | 0 | 0 | 0 | 0 | 0 | 0 | 0 | 0 | 0 | 0 | 0 | 0 | 0 | 0 | 0 | 0 | 0 | 0 | 0 | 0 | 0 | 0 | 0 | 0 | 0 | 0 | 0
F13_Industrial_Paper and Printing_New_Space Heating_Natural Gas_Steam System Efficiency Improvements_A_Achievable Economic TRC Potential | F13 | Industrial | Paper and Printing | New | Space Heating | Natural Gas | Steam System Efficiency Improvements | A | Purchases (Incremental) | Achievable Economic TRC Potential | 0 | 0 | 0 | 0 | 0 | 0 | 0 | 0 | 0 | 0 | 0 | 0 | 0 | 0 | 0 | 0 | 0 | 0 | 0 | 0 | 0 | 0 | 0 | 0 | 0 | 0 | 0 | 0 | 0 | 0 | 0
F14_Industrial_Paper and Printing_New_Space Heating_Natural Gas_Steam System Efficiency Improvements_A_Achievable Economic TRC Potential | F14 | Industrial | Paper and Printing | New | Space Heating | Natural Gas | Steam System Efficiency Improvements | A | Purchases (Cumulative) | Achievable Economic TRC Potential | 0 | 0 | 0 | 0 | 0 | 0 | 0 | 0 | 0 | 0 | 0 | 0 | 0 | 0 | 0 | 0 | 0 | 0 | 0 | 0 | 0 | 0 | 0 | 0 | 0 | 0 | 0 | 0 | 0 | 0 | 0
F1_Industrial_Paper and Printing_New_Process_Natural Gas_Steam System Efficiency Improvements_A_Achievable Economic TRC Potential | F1 | Industrial | Paper and Printing | New | Process | Natural Gas | Steam System Efficiency Improvements | A | Original Unit Energy Savings (kWh or therms) | Achievable Economic TRC Potential | 0 | 0 | 0 | 0 | 0 | 0.076988 | 0.076988 | 0.076988 | 0.076988 | 0.076988 | 0.076988 | 0.076988 | 0.076988 | 0.076988 | 0.076988 | 0.076988 | 0.076988 | 0.076988 | 0.076988 | 0.076988 | 0.076988 | 0.076988 | 0.076988 | 0.076988 | 0.076988 | 0.076988 | 0.076988 | 0.076988 | 0.076988 | 0.076988 | 0.076988
F2_Industrial_Paper and Printing_New_Process_Natural Gas_Steam System Efficiency Improvements_A_Achievable Economic TRC Potential | F2 | Industrial | Paper and Printing | New | Process | Natural Gas | Steam System Efficiency Improvements | A | Original Unit Summer Peak Savings (kW) | Achievable Economic TRC Potential | 0 | 0 | 0 | 0 | 0 | 0 | 0 | 0 | 0 | 0 | 0 | 0 | 0 | 0 | 0 | 0 | 0 | 0 | 0 | 0 | 0 | 0 | 0 | 0 | 0 | 0 | 0 | 0 | 0 | 0 | 0
F3_Industrial_Paper and Printing_New_Process_Natural Gas_Steam System Efficiency Improvements_A_Achievable Economic TRC Potential | F3 | Industrial | Paper and Printing | New | Process | Natural Gas | Steam System Efficiency Improvements | A | Original Unit Winter Peak Savings (kW) | Achievable Economic TRC Potential | 0 | 0 | 0 | 0 | 0 | 0 | 0 | 0 | 0 | 0 | 0 | 0 | 0 | 0 | 0 | 0 | 0 | 0 | 0 | 0 | 0 | 0 | 0 | 0 | 0 | 0 | 0 | 0 | 0 | 0 | 0
F4_Industrial_Paper and Printing_New_Process_Natural Gas_Steam System Efficiency Improvements_A_Achievable Economic TRC Potential | F4 | Industrial | Paper and Printing | New | Process | Natural Gas | Steam System Efficiency Improvements | A | Standalone Impact on Baseline Energy (%) | Achievable Economic TRC Potential | 0% | 0% | 0% | 0% | 0% | 0% | 0% | 0% | 0% | 0% | 0% | 0% | 0% | 0% | 0% | 0% | 0% | 0% | 0% | 0% | 0% | 0% | 0% | 0% | 0 | 0 | 0 | 0 | 0 | 0 | 0
F5_Industrial_Paper and Printing_New_Process_Natural Gas_Steam System Efficiency Improvements_A_Achievable Economic TRC Potential | F5 | Industrial | Paper and Printing | New | Process | Natural Gas | Steam System Efficiency Improvements | A | Standalone Impact on Baseline Summer Peak (%) | Achievable Economic TRC Potential | 0% | 0% | 0% | 0% | 0% | 0% | 0% | 0% | 0% | 0% | 0% | 0% | 0% | 0% | 0% | 0% | 0% | 0% | 0% | 0% | 0% | 0% | 0% | 0% | 0 | 0 | 0 | 0 | 0 | 0 | 0
F6_Industrial_Paper and Printing_New_Process_Natural Gas_Steam System Efficiency Improvements_A_Achievable Economic TRC Potential | F6 | Industrial | Paper and Printing | New | Process | Natural Gas | Steam System Efficiency Improvements | A | Standalone Impact on Baseline Winter Peak (%) | Achievable Economic TRC Potential | 0% | 0% | 0% | 0% | 0% | 0% | 0% | 0% | 0% | 0% | 0% | 0% | 0% | 0% | 0% | 0% | 0% | 0% | 0% | 0% | 0% | 0% | 0% | 0% | 0 | 0 | 0 | 0 | 0 | 0 | 0
F7_Industrial_Paper and Printing_New_Process_Natural Gas_Steam System Efficiency Improvements_A_Achievable Economic TRC Potential | F7 | Industrial | Paper and Printing | New | Process | Natural Gas | Steam System Efficiency Improvements | A | Incremental Energy Savings (MWh or mTherms) | Achievable Economic TRC Potential | 0 | 0 | 0 | 0 | 0 | 0 | 0 | 0 | 0 | 0 | 0 | 0 | 0 | 0 | 0 | 0 | 0 | 0 | 0 | 0 | 0 | 0 | 0 | 0 | 0 | 0 | 0 | 0 | 0 | 0 | 0
F8_Industrial_Paper and Printing_New_Process_Natural Gas_Steam System Efficiency Improvements_A_Achievable Economic TRC Potential | F8 | Industrial | Paper and Printing | New | Process | Natural Gas | Steam System Efficiency Improvements | A | Incremental Summer Peak Savings (MW) | Achievable Economic TRC Potential | 0 | 0 | 0 | 0 | 0 | 0 | 0 | 0 | 0 | 0 | 0 | 0 | 0 | 0 | 0 | 0 | 0 | 0 | 0 | 0 | 0 | 0 | 0 | 0 | 0 | 0 | 0 | 0 | 0 | 0 | 0
F9_Industrial_Paper and Printing_New_Process_Natural Gas_Steam System Efficiency Improvements_A_Achievable Economic TRC Potential | F9 | Industrial | Paper and Printing | New | Process | Natural Gas | Steam System Efficiency Improvements | A | Incremental Winter Peak Savings (MW) | Achievable Economic TRC Potential | 0 | 0 | 0 | 0 | 0 | 0 | 0 | 0 | 0 | 0 | 0 | 0 | 0 | 0 | 0 | 0 | 0 | 0 | 0 | 0 | 0 | 0 | 0 | 0 | 0 | 0 | 0 | 0 | 0 | 0 | 0
F10_Industrial_Paper and Printing_New_Process_Natural Gas_Steam System Efficiency Improvements_A_Achievable Economic TRC Potential | F10 | Industrial | Paper and Printing | New | Process | Natural Gas | Steam System Efficiency Improvements | A | Cumulative Energy Savings (MWh or mTherms) | Achievable Economic TRC Potential | 0 | 0 | 0 | 0 | 0 | 0 | 0 | 0 | 0 | 0 | 0 | 0 | 0 | 0 | 0 | 0 | 0 | 0 | 0 | 0 | 0 | 0 | 0 | 0 | 0 | 0 | 0 | 0 | 0 | 0 | 0
F11_Industrial_Paper and Printing_New_Process_Natural Gas_Steam System Efficiency Improvements_A_Achievable Economic TRC Potential | F11 | Industrial | Paper and Printing | New | Process | Natural Gas | Steam System Efficiency Improvements | A | Cumulative Summer Peak Savings (MW) | Achievable Economic TRC Potential | 0 | 0 | 0 | 0 | 0 | 0 | 0 | 0 | 0 | 0 | 0 | 0 | 0 | 0 | 0 | 0 | 0 | 0 | 0 | 0 | 0 | 0 | 0 | 0 | 0 | 0 | 0 | 0 | 0 | 0 | 0
F12_Industrial_Paper and Printing_New_Process_Natural Gas_Steam System Efficiency Improvements_A_Achievable Economic TRC Potential | F12 | Industrial | Paper and Printing | New | Process | Natural Gas | Steam System Efficiency Improvements | A | Cumulative Winter Peak Savings (MW) | Achievable Economic TRC Potential | 0 | 0 | 0 | 0 | 0 | 0 | 0 | 0 | 0 | 0 | 0 | 0 | 0 | 0 | 0 | 0 | 0 | 0 | 0 | 0 | 0 | 0 | 0 | 0 | 0 | 0 | 0 | 0 | 0 | 0 | 0
F13_Industrial_Paper and Printing_New_Process_Natural Gas_Steam System Efficiency Improvements_A_Achievable Economic TRC Potential | F13 | Industrial | Paper and Printing | New | Process | Natural Gas | Steam System Efficiency Improvements | A | Purchases (Incremental) | Achievable Economic TRC Potential | 0 | 0 | 0 | 0 | 0 | 0 | 0 | 0 | 0 | 0 | 0 | 0 | 0 | 0 | 0 | 0 | 0 | 0 | 0 | 0 | 0 | 0 | 0 | 0 | 0 | 0 | 0 | 0 | 0 | 0 | 0
F14_Industrial_Paper and Printing_New_Process_Natural Gas_Steam System Efficiency Improvements_A_Achievable Economic TRC Potential | F14 | Industrial | Paper and Printing | New | Process | Natural Gas | Steam System Efficiency Improvements | A | Purchases (Cumulative) | Achievable Economic TRC Potential | 0 | 0 | 0 | 0 | 0 | 0 | 0 | 0 | 0 | 0 | 0 | 0 | 0 | 0 | 0 | 0 | 0 | 0 | 0 | 0 | 0 | 0 | 0 | 0 | 0 | 0 | 0 | 0 | 0 | 0 | 0
F1_Industrial_Paper and Printing_New_Space Heating_Natural Gas_Strategic Energy Management_A_Achievable Economic TRC Potential | F1 | Industrial | Paper and Printing | New | Space Heating | Natural Gas | Strategic Energy Management | A | Original Unit Energy Savings (kWh or therms) | Achievable Economic TRC Potential | 0 | 0 | 0 | 0 | 0 | 52.9317 | 52.2479 | 51.7488 | 51.3703 | 51.0716 | 50.8299 | 50.5472 | 50.2504 | 49.9576 | 49.6746 | 49.4522 | 49.2769 | 49.1376 | 48.9169 | 48.7549 | 48.6378 | 48.5461 | 48.5461 | 48.5461 | 48.5461 | 48.5461 | 48.5461 | 48.5461 | 0 | 0 | 0
F2_Industrial_Paper and Printing_New_Space Heating_Natural Gas_Strategic Energy Management_A_Achievable Economic TRC Potential | F2 | Industrial | Paper and Printing | New | Space Heating | Natural Gas | Strategic Energy Management | A | Original Unit Summer Peak Savings (kW) | Achievable Economic TRC Potential | 0 | 0 | 0 | 0 | 0 | 0 | 0 | 0 | 0 | 0 | 0 | 0 | 0 | 0 | 0 | 0 | 0 | 0 | 0 | 0 | 0 | 0 | 0 | 0 | 0 | 0 | 0 | 0 | 0 | 0 | 0
F3_Industrial_Paper and Printing_New_Space Heating_Natural Gas_Strategic Energy Management_A_Achievable Economic TRC Potential | F3 | Industrial | Paper and Printing | New | Space Heating | Natural Gas | Strategic Energy Management | A | Original Unit Winter Peak Savings (kW) | Achievable Economic TRC Potential | 0 | 0 | 0 | 0 | 0 | 0 | 0 | 0 | 0 | 0 | 0 | 0 | 0 | 0 | 0 | 0 | 0 | 0 | 0 | 0 | 0 | 0 | 0 | 0 | 0 | 0 | 0 | 0 | 0 | 0 | 0
F4_Industrial_Paper and Printing_New_Space Heating_Natural Gas_Strategic Energy Management_A_Achievable Economic TRC Potential | F4 | Industrial | Paper and Printing | New | Space Heating | Natural Gas | Strategic Energy Management | A | Standalone Impact on Baseline Energy (%) | Achievable Economic TRC Potential | 0% | 0% | 0% | 0% | 0% | 0.08058% | 0.1486% | 0.2091% | 0.265% | 0.3175% | 0.3258% | 0.3328% | 0.3387% | 0.3436% | 0.3481% | 0.3518% | 0.3551% | 0.3579% | 0.3604% | 0.3627% | 0.3648% | 0.3666% | 0.3683% | 0.3698% | 0.0037121 | 0.0035727 | 0.0034437 | 0.003324 | 0 | 0 | 0
F5_Industrial_Paper and Printing_New_Space Heating_Natural Gas_Strategic Energy Management_A_Achievable Economic TRC Potential | F5 | Industrial | Paper and Printing | New | Space Heating | Natural Gas | Strategic Energy Management | A | Standalone Impact on Baseline Summer Peak (%) | Achievable Economic TRC Potential | 0% | 0% | 0% | 0% | 0% | 0% | 0% | 0% | 0% | 0% | 0% | 0% | 0% | 0% | 0% | 0% | 0% | 0% | 0% | 0% | 0% | 0% | 0% | 0% | 0 | 0 | 0 | 0 | 0 | 0 | 0
F6_Industrial_Paper and Printing_New_Space Heating_Natural Gas_Strategic Energy Management_A_Achievable Economic TRC Potential | F6 | Industrial | Paper and Printing | New | Space Heating | Natural Gas | Strategic Energy Management | A | Standalone Impact on Baseline Winter Peak (%) | Achievable Economic TRC Potential | 0% | 0% | 0% | 0% | 0% | 0% | 0% | 0% | 0% | 0% | 0% | 0% | 0% | 0% | 0% | 0% | 0% | 0% | 0% | 0% | 0% | 0% | 0% | 0% | 0 | 0 | 0 | 0 | 0 | 0 | 0
F7_Industrial_Paper and Printing_New_Space Heating_Natural Gas_Strategic Energy Management_A_Achievable Economic TRC Potential | F7 | Industrial | Paper and Printing | New | Space Heating | Natural Gas | Strategic Energy Management | A | Incremental Energy Savings (MWh or mTherms) | Achievable Economic TRC Potential | 0 | 0 | 0 | 0 | 0 | 0.00049758 | 0.00058188 | 0.00066613 | 0.00074989 | 0.00083369 | 0.00091756 | 0.00099868 | 0.0010783 | 0.0011568 | 0.0012333 | 0.0013107 | 0.0013879 | 0.0014656 | 0.0015398 | 0.0016146 | 0.0016905 | 0.0017666 | 0.0018456 | 0.0019243 | 0.0020027 | 0.0016873 | 0.0017666 | 0.0018456 | 0 | 0 | 0
F8_Industrial_Paper and Printing_New_Space Heating_Natural Gas_Strategic Energy Management_A_Achievable Economic TRC Potential | F8 | Industrial | Paper and Printing | New | Space Heating | Natural Gas | Strategic Energy Management | A | Incremental Summer Peak Savings (MW) | Achievable Economic TRC Potential | 0 | 0 | 0 | 0 | 0 | 0 | 0 | 0 | 0 | 0 | 0 | 0 | 0 | 0 | 0 | 0 | 0 | 0 | 0 | 0 | 0 | 0 | 0 | 0 | 0 | 0 | 0 | 0 | 0 | 0 | 0
F9_Industrial_Paper and Printing_New_Space Heating_Natural Gas_Strategic Energy Management_A_Achievable Economic TRC Potential | F9 | Industrial | Paper and Printing | New | Space Heating | Natural Gas | Strategic Energy Management | A | Incremental Winter Peak Savings (MW) | Achievable Economic TRC Potential | 0 | 0 | 0 | 0 | 0 | 0 | 0 | 0 | 0 | 0 | 0 | 0 | 0 | 0 | 0 | 0 | 0 | 0 | 0 | 0 | 0 | 0 | 0 | 0 | 0 | 0 | 0 | 0 | 0 | 0 | 0
F10_Industrial_Paper and Printing_New_Space Heating_Natural Gas_Strategic Energy Management_A_Achievable Economic TRC Potential | F10 | Industrial | Paper and Printing | New | Space Heating | Natural Gas | Strategic Energy Management | A | Cumulative Energy Savings (MWh or mTherms) | Achievable Economic TRC Potential | 0 | 0 | 0 | 0 | 0 | 0.00049758 | 0.001073 | 0.0017289 | 0.0024661 | 0.0032855 | 0.0037097 | 0.0041248 | 0.004532 | 0.0049332 | 0.0053276 | 0.0057217 | 0.0061157 | 0.0065096 | 0.0068875 | 0.0072689 | 0.0076528 | 0.0080377 | 0.0084354 | 0.0088315 | 0.0092265 | 0.0092265 | 0.0092265 | 0.0092265 | 0 | 0 | 0
F11_Industrial_Paper and Printing_New_Space Heating_Natural Gas_Strategic Energy Management_A_Achievable Economic TRC Potential | F11 | Industrial | Paper and Printing | New | Space Heating | Natural Gas | Strategic Energy Management | A | Cumulative Summer Peak Savings (MW) | Achievable Economic TRC Potential | 0 | 0 | 0 | 0 | 0 | 0 | 0 | 0 | 0 | 0 | 0 | 0 | 0 | 0 | 0 | 0 | 0 | 0 | 0 | 0 | 0 | 0 | 0 | 0 | 0 | 0 | 0 | 0 | 0 | 0 | 0
F12_Industrial_Paper and Printing_New_Space Heating_Natural Gas_Strategic Energy Management_A_Achievable Economic TRC Potential | F12 | Industrial | Paper and Printing | New | Space Heating | Natural Gas | Strategic Energy Management | A | Cumulative Winter Peak Savings (MW) | Achievable Economic TRC Potential | 0 | 0 | 0 | 0 | 0 | 0 | 0 | 0 | 0 | 0 | 0 | 0 | 0 | 0 | 0 | 0 | 0 | 0 | 0 | 0 | 0 | 0 | 0 | 0 | 0 | 0 | 0 | 0 | 0 | 0 | 0
F13_Industrial_Paper and Printing_New_Space Heating_Natural Gas_Strategic Energy Management_A_Achievable Economic TRC Potential | F13 | Industrial | Paper and Printing | New | Space Heating | Natural Gas | Strategic Energy Management | A | Purchases (Incremental) | Achievable Economic TRC Potential | 0 | 0 | 0 | 0 | 0 | 0.0094003 | 0.011137 | 0.012872 | 0.014598 | 0.016324 | 0.018052 | 0.019757 | 0.021458 | 0.023156 | 0.024827 | 0.026504 | 0.028165 | 0.029826 | 0.031479 | 0.033117 | 0.034757 | 0.03639 | 0.038017 | 0.039638 | 0.041254 | 0.034757 | 0.03639 | 0.038017 | 0.039638 | 0.041254 | 0.034757
F14_Industrial_Paper and Printing_New_Space Heating_Natural Gas_Strategic Energy Management_A_Achievable Economic TRC Potential | F14 | Industrial | Paper and Printing | New | Space Heating | Natural Gas | Strategic Energy Management | A | Purchases (Cumulative) | Achievable Economic TRC Potential | 0 | 0 | 0 | 0 | 0 | 0.0094003 | 0.020537 | 0.033409 | 0.048007 | 0.064331 | 0.072982 | 0.081603 | 0.090189 | 0.098747 | 0.10725 | 0.1157 | 0.12411 | 0.13248 | 0.1408 | 0.14909 | 0.15734 | 0.16557 | 0.17376 | 0.18192 | 0.19006 | 0.19006 | 0.19006 | 0.19006 | 0.19006 | 0.19006 | 0.19006
F1_Industrial_Paper and Printing_New_Process_Natural Gas_Strategic Energy Management_A_Achievable Economic TRC Potential | F1 | Industrial | Paper and Printing | New | Process | Natural Gas | Strategic Energy Management | A | Original Unit Energy Savings (kWh or therms) | Achievable Economic TRC Potential | 0 | 0 | 0 | 0 | 0 | 56.8877 | 56.8877 | 56.8877 | 56.8877 | 56.8877 | 56.8877 | 56.8877 | 56.8877 | 56.8877 | 56.8877 | 56.8877 | 56.8877 | 56.8877 | 56.8877 | 56.8877 | 56.8877 | 56.8877 | 56.8877 | 56.8877 | 56.8877 | 56.8877 | 56.8877 | 56.8877 | 0 | 0 | 0
F2_Industrial_Paper and Printing_New_Process_Natural Gas_Strategic Energy Management_A_Achievable Economic TRC Potential | F2 | Industrial | Paper and Printing | New | Process | Natural Gas | Strategic Energy Management | A | Original Unit Summer Peak Savings (kW) | Achievable Economic TRC Potential | 0 | 0 | 0 | 0 | 0 | 0 | 0 | 0 | 0 | 0 | 0 | 0 | 0 | 0 | 0 | 0 | 0 | 0 | 0 | 0 | 0 | 0 | 0 | 0 | 0 | 0 | 0 | 0 | 0 | 0 | 0
F3_Industrial_Paper and Printing_New_Process_Natural Gas_Strategic Energy Management_A_Achievable Economic TRC Potential | F3 | Industrial | Paper and Printing | New | Process | Natural Gas | Strategic Energy Management | A | Original Unit Winter Peak Savings (kW) | Achievable Economic TRC Potential | 0 | 0 | 0 | 0 | 0 | 0 | 0 | 0 | 0 | 0 | 0 | 0 | 0 | 0 | 0 | 0 | 0 | 0 | 0 | 0 | 0 | 0 | 0 | 0 | 0 | 0 | 0 | 0 | 0 | 0 | 0
F4_Industrial_Paper and Printing_New_Process_Natural Gas_Strategic Energy Management_A_Achievable Economic TRC Potential | F4 | Industrial | Paper and Printing | New | Process | Natural Gas | Strategic Energy Management | A | Standalone Impact on Baseline Energy (%) | Achievable Economic TRC Potential | 0% | 0% | 0% | 0% | 0% | 0.08224% | 0.1517% | 0.2134% | 0.2705% | 0.3241% | 0.3325% | 0.3397% | 0.3456% | 0.3507% | 0.3553% | 0.359% | 0.3624% | 0.3653% | 0.3678% | 0.3702% | 0.3723% | 0.3742% | 0.3759% | 0.3774% | 0.0037887 | 0.0036463 | 0.0035147 | 0.0033925 | 0 | 0 | 0
F5_Industrial_Paper and Printing_New_Process_Natural Gas_Strategic Energy Management_A_Achievable Economic TRC Potential | F5 | Industrial | Paper and Printing | New | Process | Natural Gas | Strategic Energy Management | A | Standalone Impact on Baseline Summer Peak (%) | Achievable Economic TRC Potential | 0% | 0% | 0% | 0% | 0% | 0% | 0% | 0% | 0% | 0% | 0% | 0% | 0% | 0% | 0% | 0% | 0% | 0% | 0% | 0% | 0% | 0% | 0% | 0% | 0 | 0 | 0 | 0 | 0 | 0 | 0
F6_Industrial_Paper and Printing_New_Process_Natural Gas_Strategic Energy Management_A_Achievable Economic TRC Potential | F6 | Industrial | Paper and Printing | New | Process | Natural Gas | Strategic Energy Management | A | Standalone Impact on Baseline Winter Peak (%) | Achievable Economic TRC Potential | 0% | 0% | 0% | 0% | 0% | 0% | 0% | 0% | 0% | 0% | 0% | 0% | 0% | 0% | 0% | 0% | 0% | 0% | 0% | 0% | 0% | 0% | 0% | 0% | 0 | 0 | 0 | 0 | 0 | 0 | 0
F7_Industrial_Paper and Printing_New_Process_Natural Gas_Strategic Energy Management_A_Achievable Economic TRC Potential | F7 | Industrial | Paper and Printing | New | Process | Natural Gas | Strategic Energy Management | A | Incremental Energy Savings (MWh or mTherms) | Achievable Economic TRC Potential | 0 | 0 | 0 | 0 | 0 | 0.023384 | 0.027704 | 0.032021 | 0.036313 | 0.040607 | 0.044904 | 0.049148 | 0.053379 | 0.057602 | 0.061758 | 0.06593 | 0.070062 | 0.074194 | 0.078306 | 0.082381 | 0.086461 | 0.090524 | 0.094571 | 0.098603 | 0.10262 | 0.086461 | 0.090524 | 0.094571 | 0 | 0 | 0
F8_Industrial_Paper and Printing_New_Process_Natural Gas_Strategic Energy Management_A_Achievable Economic TRC Potential | F8 | Industrial | Paper and Printing | New | Process | Natural Gas | Strategic Energy Management | A | Incremental Summer Peak Savings (MW) | Achievable Economic TRC Potential | 0 | 0 | 0 | 0 | 0 | 0 | 0 | 0 | 0 | 0 | 0 | 0 | 0 | 0 | 0 | 0 | 0 | 0 | 0 | 0 | 0 | 0 | 0 | 0 | 0 | 0 | 0 | 0 | 0 | 0 | 0
F9_Industrial_Paper and Printing_New_Process_Natural Gas_Strategic Energy Management_A_Achievable Economic TRC Potential | F9 | Industrial | Paper and Printing | New | Process | Natural Gas | Strategic Energy Management | A | Incremental Winter Peak Savings (MW) | Achievable Economic TRC Potential | 0 | 0 | 0 | 0 | 0 | 0 | 0 | 0 | 0 | 0 | 0 | 0 | 0 | 0 | 0 | 0 | 0 | 0 | 0 | 0 | 0 | 0 | 0 | 0 | 0 | 0 | 0 | 0 | 0 | 0 | 0
F10_Industrial_Paper and Printing_New_Process_Natural Gas_Strategic Energy Management_A_Achievable Economic TRC Potential | F10 | Industrial | Paper and Printing | New | Process | Natural Gas | Strategic Energy Management | A | Cumulative Energy Savings (MWh or mTherms) | Achievable Economic TRC Potential | 0 | 0 | 0 | 0 | 0 | 0.023384 | 0.051087 | 0.083108 | 0.11942 | 0.16003 | 0.18155 | 0.20299 | 0.22435 | 0.24564 | 0.26679 | 0.28782 | 0.30873 | 0.32955 | 0.35025 | 0.37087 | 0.3914 | 0.41186 | 0.43224 | 0.45254 | 0.47278 | 0.47278 | 0.47278 | 0.47278 | 0 | 0 | 0
F11_Industrial_Paper and Printing_New_Process_Natural Gas_Strategic Energy Management_A_Achievable Economic TRC Potential | F11 | Industrial | Paper and Printing | New | Process | Natural Gas | Strategic Energy Management | A | Cumulative Summer Peak Savings (MW) | Achievable Economic TRC Potential | 0 | 0 | 0 | 0 | 0 | 0 | 0 | 0 | 0 | 0 | 0 | 0 | 0 | 0 | 0 | 0 | 0 | 0 | 0 | 0 | 0 | 0 | 0 | 0 | 0 | 0 | 0 | 0 | 0 | 0 | 0
F12_Industrial_Paper and Printing_New_Process_Natural Gas_Strategic Energy Management_A_Achievable Economic TRC Potential | F12 | Industrial | Paper and Printing | New | Process | Natural Gas | Strategic Energy Management | A | Cumulative Winter Peak Savings (MW) | Achievable Economic TRC Potential | 0 | 0 | 0 | 0 | 0 | 0 | 0 | 0 | 0 | 0 | 0 | 0 | 0 | 0 | 0 | 0 | 0 | 0 | 0 | 0 | 0 | 0 | 0 | 0 | 0 | 0 | 0 | 0 | 0 | 0 | 0
F13_Industrial_Paper and Printing_New_Process_Natural Gas_Strategic Energy Management_A_Achievable Economic TRC Potential | F13 | Industrial | Paper and Printing | New | Process | Natural Gas | Strategic Energy Management | A | Purchases (Incremental) | Achievable Economic TRC Potential | 0 | 0 | 0 | 0 | 0 | 0.41105 | 0.48699 | 0.56288 | 0.63832 | 0.71381 | 0.78935 | 0.86394 | 0.93832 | 1.0126 | 1.0856 | 1.1589 | 1.2316 | 1.3042 | 1.3765 | 1.4481 | 1.5198 | 1.5913 | 1.6624 | 1.7333 | 1.8039 | 1.5198 | 1.5913 | 1.6624 | 1.7333 | 1.8039 | 1.5198
F14_Industrial_Paper and Printing_New_Process_Natural Gas_Strategic Energy Management_A_Achievable Economic TRC Potential | F14 | Industrial | Paper and Printing | New | Process | Natural Gas | Strategic Energy Management | A | Purchases (Cumulative) | Achievable Economic TRC Potential | 0 | 0 | 0 | 0 | 0 | 0.41105 | 0.89804 | 1.4609 | 2.0992 | 2.813 | 3.1913 | 3.5683 | 3.9437 | 4.318 | 4.6898 | 5.0594 | 5.427 | 5.7929 | 6.1568 | 6.5194 | 6.8803 | 7.24 | 7.5981 | 7.9549 | 8.3108 | 8.3108 | 8.3108 | 8.3108 | 8.3108 | 8.3108 | 8.3108
F1_Industrial_Paper and Printing_New_Miscellaneous_Natural Gas_Strategic Energy Management_A_Achievable Economic TRC Potential | F1 | Industrial | Paper and Printing | New | Miscellaneous | Natural Gas | Strategic Energy Management | A | Original Unit Energy Savings (kWh or therms) | Achievable Economic TRC Potential | 0 | 0 | 0 | 0 | 0 | 18.0192 | 18.0192 | 18.0192 | 18.0192 | 18.0192 | 18.0192 | 18.0192 | 18.0192 | 18.0192 | 18.0192 | 18.0192 | 18.0192 | 18.0192 | 18.0192 | 18.0192 | 18.0192 | 18.0192 | 18.0192 | 18.0192 | 18.0192 | 18.0192 | 18.0192 | 18.0192 | 0 | 0 | 0
F2_Industrial_Paper and Printing_New_Miscellaneous_Natural Gas_Strategic Energy Management_A_Achievable Economic TRC Potential | F2 | Industrial | Paper and Printing | New | Miscellaneous | Natural Gas | Strategic Energy Management | A | Original Unit Summer Peak Savings (kW) | Achievable Economic TRC Potential | 0 | 0 | 0 | 0 | 0 | 0 | 0 | 0 | 0 | 0 | 0 | 0 | 0 | 0 | 0 | 0 | 0 | 0 | 0 | 0 | 0 | 0 | 0 | 0 | 0 | 0 | 0 | 0 | 0 | 0 | 0
F3_Industrial_Paper and Printing_New_Miscellaneous_Natural Gas_Strategic Energy Management_A_Achievable Economic TRC Potential | F3 | Industrial | Paper and Printing | New | Miscellaneous | Natural Gas | Strategic Energy Management | A | Original Unit Winter Peak Savings (kW) | Achievable Economic TRC Potential | 0 | 0 | 0 | 0 | 0 | 0 | 0 | 0 | 0 | 0 | 0 | 0 | 0 | 0 | 0 | 0 | 0 | 0 | 0 | 0 | 0 | 0 | 0 | 0 | 0 | 0 | 0 | 0 | 0 | 0 | 0
F4_Industrial_Paper and Printing_New_Miscellaneous_Natural Gas_Strategic Energy Management_A_Achievable Economic TRC Potential | F4 | Industrial | Paper and Printing | New | Miscellaneous | Natural Gas | Strategic Energy Management | A | Standalone Impact on Baseline Energy (%) | Achievable Economic TRC Potential | 0% | 0% | 0% | 0% | 0% | 0.08224% | 0.1517% | 0.2134% | 0.2705% | 0.3241% | 0.3325% | 0.3397% | 0.3456% | 0.3507% | 0.3553% | 0.359% | 0.3624% | 0.3653% | 0.3678% | 0.3702% | 0.3723% | 0.3742% | 0.3759% | 0.3774% | 0.0037887 | 0.0036463 | 0.0035147 | 0.0033925 | 0 | 0 | 0
F5_Industrial_Paper and Printing_New_Miscellaneous_Natural Gas_Strategic Energy Management_A_Achievable Economic TRC Potential | F5 | Industrial | Paper and Printing | New | Miscellaneous | Natural Gas | Strategic Energy Management | A | Standalone Impact on Baseline Summer Peak (%) | Achievable Economic TRC Potential | 0% | 0% | 0% | 0% | 0% | 0% | 0% | 0% | 0% | 0% | 0% | 0% | 0% | 0% | 0% | 0% | 0% | 0% | 0% | 0% | 0% | 0% | 0% | 0% | 0 | 0 | 0 | 0 | 0 | 0 | 0
F6_Industrial_Paper and Printing_New_Miscellaneous_Natural Gas_Strategic Energy Management_A_Achievable Economic TRC Potential | F6 | Industrial | Paper and Printing | New | Miscellaneous | Natural Gas | Strategic Energy Management | A | Standalone Impact on Baseline Winter Peak (%) | Achievable Economic TRC Potential | 0% | 0% | 0% | 0% | 0% | 0% | 0% | 0% | 0% | 0% | 0% | 0% | 0% | 0% | 0% | 0% | 0% | 0% | 0% | 0% | 0% | 0% | 0% | 0% | 0 | 0 | 0 | 0 | 0 | 0 | 0
F7_Industrial_Paper and Printing_New_Miscellaneous_Natural Gas_Strategic Energy Management_A_Achievable Economic TRC Potential | F7 | Industrial | Paper and Printing | New | Miscellaneous | Natural Gas | Strategic Energy Management | A | Incremental Energy Savings (MWh or mTherms) | Achievable Economic TRC Potential | 0 | 0 | 0 | 0 | 0 | 0.0018517 | 0.0021938 | 0.0025357 | 0.0028755 | 0.0032156 | 0.0035559 | 0.0038919 | 0.004227 | 0.0045614 | 0.0048905 | 0.0052208 | 0.005548 | 0.0058752 | 0.0062008 | 0.0065235 | 0.0068466 | 0.0071683 | 0.0074888 | 0.0078081 | 0.0081264 | 0.0068466 | 0.0071683 | 0.0074888 | 0 | 0 | 0
F8_Industrial_Paper and Printing_New_Miscellaneous_Natural Gas_Strategic Energy Management_A_Achievable Economic TRC Potential | F8 | Industrial | Paper and Printing | New | Miscellaneous | Natural Gas | Strategic Energy Management | A | Incremental Summer Peak Savings (MW) | Achievable Economic TRC Potential | 0 | 0 | 0 | 0 | 0 | 0 | 0 | 0 | 0 | 0 | 0 | 0 | 0 | 0 | 0 | 0 | 0 | 0 | 0 | 0 | 0 | 0 | 0 | 0 | 0 | 0 | 0 | 0 | 0 | 0 | 0
F9_Industrial_Paper and Printing_New_Miscellaneous_Natural Gas_Strategic Energy Management_A_Achievable Economic TRC Potential | F9 | Industrial | Paper and Printing | New | Miscellaneous | Natural Gas | Strategic Energy Management | A | Incremental Winter Peak Savings (MW) | Achievable Economic TRC Potential | 0 | 0 | 0 | 0 | 0 | 0 | 0 | 0 | 0 | 0 | 0 | 0 | 0 | 0 | 0 | 0 | 0 | 0 | 0 | 0 | 0 | 0 | 0 | 0 | 0 | 0 | 0 | 0 | 0 | 0 | 0
F10_Industrial_Paper and Printing_New_Miscellaneous_Natural Gas_Strategic Energy Management_A_Achievable Economic TRC Potential | F10 | Industrial | Paper and Printing | New | Miscellaneous | Natural Gas | Strategic Energy Management | A | Cumulative Energy Savings (MWh or mTherms) | Achievable Economic TRC Potential | 0 | 0 | 0 | 0 | 0 | 0.0018517 | 0.0040455 | 0.0065811 | 0.0094567 | 0.012672 | 0.014376 | 0.016074 | 0.017766 | 0.019452 | 0.021127 | 0.022791 | 0.024448 | 0.026096 | 0.027735 | 0.029368 | 0.030994 | 0.032615 | 0.034228 | 0.035835 | 0.037438 | 0.037438 | 0.037438 | 0.037438 | 0 | 0 | 0
F11_Industrial_Paper and Printing_New_Miscellaneous_Natural Gas_Strategic Energy Management_A_Achievable Economic TRC Potential | F11 | Industrial | Paper and Printing | New | Miscellaneous | Natural Gas | Strategic Energy Management | A | Cumulative Summer Peak Savings (MW) | Achievable Economic TRC Potential | 0 | 0 | 0 | 0 | 0 | 0 | 0 | 0 | 0 | 0 | 0 | 0 | 0 | 0 | 0 | 0 | 0 | 0 | 0 | 0 | 0 | 0 | 0 | 0 | 0 | 0 | 0 | 0 | 0 | 0 | 0
F12_Industrial_Paper and Printing_New_Miscellaneous_Natural Gas_Strategic Energy Management_A_Achievable Economic TRC Potential | F12 | Industrial | Paper and Printing | New | Miscellaneous | Natural Gas | Strategic Energy Management | A | Cumulative Winter Peak Savings (MW) | Achievable Economic TRC Potential | 0 | 0 | 0 | 0 | 0 | 0 | 0 | 0 | 0 | 0 | 0 | 0 | 0 | 0 | 0 | 0 | 0 | 0 | 0 | 0 | 0 | 0 | 0 | 0 | 0 | 0 | 0 | 0 | 0 | 0 | 0
F13_Industrial_Paper and Printing_New_Miscellaneous_Natural Gas_Strategic Energy Management_A_Achievable Economic TRC Potential | F13 | Industrial | Paper and Printing | New | Miscellaneous | Natural Gas | Strategic Energy Management | A | Purchases (Incremental) | Achievable Economic TRC Potential | 0 | 0 | 0 | 0 | 0 | 0.10276 | 0.12175 | 0.14072 | 0.15958 | 0.17845 | 0.19734 | 0.21599 | 0.23458 | 0.25314 | 0.2714 | 0.28974 | 0.30789 | 0.32605 | 0.34412 | 0.36203 | 0.37996 | 0.39782 | 0.4156 | 0.43332 | 0.45098 | 0.37996 | 0.39782 | 0.4156 | 0.43332 | 0.45098 | 0.37996
F14_Industrial_Paper and Printing_New_Miscellaneous_Natural Gas_Strategic Energy Management_A_Achievable Economic TRC Potential | F14 | Industrial | Paper and Printing | New | Miscellaneous | Natural Gas | Strategic Energy Management | A | Purchases (Cumulative) | Achievable Economic TRC Potential | 0 | 0 | 0 | 0 | 0 | 0.10276 | 0.22451 | 0.36523 | 0.52481 | 0.70326 | 0.79784 | 0.89207 | 0.98594 | 1.0795 | 1.1724 | 1.2648 | 1.3568 | 1.4482 | 1.5392 | 1.6298 | 1.7201 | 1.81 | 1.8995 | 1.9887 | 2.0777 | 2.0777 | 2.0777 | 2.0777 | 2.0777 | 2.0777 | 2.0777
F1_Industrial_Paper and Printing_New_Space Heating_Natural Gas_Commissioning_A_Achievable Economic TRC Potential | F1 | Industrial | Paper and Printing | New | Space Heating | Natural Gas | Commissioning | A | Original Unit Energy Savings (kWh or therms) | Achievable Economic TRC Potential | 0 | 0 | 0 | 0 | 0 | 63.6997 | 62.8768 | 62.2761 | 61.8206 | 61.4612 | 61.1703 | 60.83 | 60.4728 | 60.1206 | 59.7799 | 59.5123 | 59.3014 | 59.1337 | 58.8682 | 58.6732 | 58.5322 | 58.4219 | 58.4219 | 58.4219 | 58.4219 | 58.4219 | 58.4219 | 58.4219 | 0 | 0 | 0
F2_Industrial_Paper and Printing_New_Space Heating_Natural Gas_Commissioning_A_Achievable Economic TRC Potential | F2 | Industrial | Paper and Printing | New | Space Heating | Natural Gas | Commissioning | A | Original Unit Summer Peak Savings (kW) | Achievable Economic TRC Potential | 0 | 0 | 0 | 0 | 0 | 0 | 0 | 0 | 0 | 0 | 0 | 0 | 0 | 0 | 0 | 0 | 0 | 0 | 0 | 0 | 0 | 0 | 0 | 0 | 0 | 0 | 0 | 0 | 0 | 0 | 0
F3_Industrial_Paper and Printing_New_Space Heating_Natural Gas_Commissioning_A_Achievable Economic TRC Potential | F3 | Industrial | Paper and Printing | New | Space Heating | Natural Gas | Commissioning | A | Original Unit Winter Peak Savings (kW) | Achievable Economic TRC Potential | 0 | 0 | 0 | 0 | 0 | 0 | 0 | 0 | 0 | 0 | 0 | 0 | 0 | 0 | 0 | 0 | 0 | 0 | 0 | 0 | 0 | 0 | 0 | 0 | 0 | 0 | 0 | 0 | 0 | 0 | 0
F4_Industrial_Paper and Printing_New_Space Heating_Natural Gas_Commissioning_A_Achievable Economic TRC Potential | F4 | Industrial | Paper and Printing | New | Space Heating | Natural Gas | Commissioning | A | Standalone Impact on Baseline Energy (%) | Achievable Economic TRC Potential | 0% | 0% | 0% | 0% | 0% | 0% | 0% | 0% | 0% | 0% | 0% | 0% | 0% | 0% | 0% | 0% | 0% | 0% | 0% | 0% | 0% | 0% | 0% | 0% | 0 | 0 | 0 | 0 | 0 | 0 | 0
F5_Industrial_Paper and Printing_New_Space Heating_Natural Gas_Commissioning_A_Achievable Economic TRC Potential | F5 | Industrial | Paper and Printing | New | Space Heating | Natural Gas | Commissioning | A | Standalone Impact on Baseline Summer Peak (%) | Achievable Economic TRC Potential | 0% | 0% | 0% | 0% | 0% | 0% | 0% | 0% | 0% | 0% | 0% | 0% | 0% | 0% | 0% | 0% | 0% | 0% | 0% | 0% | 0% | 0% | 0% | 0% | 0 | 0 | 0 | 0 | 0 | 0 | 0
F6_Industrial_Paper and Printing_New_Space Heating_Natural Gas_Commissioning_A_Achievable Economic TRC Potential | F6 | Industrial | Paper and Printing | New | Space Heating | Natural Gas | Commissioning | A | Standalone Impact on Baseline Winter Peak (%) | Achievable Economic TRC Potential | 0% | 0% | 0% | 0% | 0% | 0% | 0% | 0% | 0% | 0% | 0% | 0% | 0% | 0% | 0% | 0% | 0% | 0% | 0% | 0% | 0% | 0% | 0% | 0% | 0 | 0 | 0 | 0 | 0 | 0 | 0
F7_Industrial_Paper and Printing_New_Space Heating_Natural Gas_Commissioning_A_Achievable Economic TRC Potential | F7 | Industrial | Paper and Printing | New | Space Heating | Natural Gas | Commissioning | A | Incremental Energy Savings (MWh or mTherms) | Achievable Economic TRC Potential | 0 | 0 | 0 | 0 | 0 | 0 | 0 | 0 | 0 | 0 | 0 | 0 | 0 | 0 | 0 | 0 | 0 | 0 | 0 | 0 | 0 | 0 | 0 | 0 | 0 | 0 | 0 | 0 | 0 | 0 | 0
F8_Industrial_Paper and Printing_New_Space Heating_Natural Gas_Commissioning_A_Achievable Economic TRC Potential | F8 | Industrial | Paper and Printing | New | Space Heating | Natural Gas | Commissioning | A | Incremental Summer Peak Savings (MW) | Achievable Economic TRC Potential | 0 | 0 | 0 | 0 | 0 | 0 | 0 | 0 | 0 | 0 | 0 | 0 | 0 | 0 | 0 | 0 | 0 | 0 | 0 | 0 | 0 | 0 | 0 | 0 | 0 | 0 | 0 | 0 | 0 | 0 | 0
F9_Industrial_Paper and Printing_New_Space Heating_Natural Gas_Commissioning_A_Achievable Economic TRC Potential | F9 | Industrial | Paper and Printing | New | Space Heating | Natural Gas | Commissioning | A | Incremental Winter Peak Savings (MW) | Achievable Economic TRC Potential | 0 | 0 | 0 | 0 | 0 | 0 | 0 | 0 | 0 | 0 | 0 | 0 | 0 | 0 | 0 | 0 | 0 | 0 | 0 | 0 | 0 | 0 | 0 | 0 | 0 | 0 | 0 | 0 | 0 | 0 | 0
F10_Industrial_Paper and Printing_New_Space Heating_Natural Gas_Commissioning_A_Achievable Economic TRC Potential | F10 | Industrial | Paper and Printing | New | Space Heating | Natural Gas | Commissioning | A | Cumulative Energy Savings (MWh or mTherms) | Achievable Economic TRC Potential | 0 | 0 | 0 | 0 | 0 | 0 | 0 | 0 | 0 | 0 | 0 | 0 | 0 | 0 | 0 | 0 | 0 | 0 | 0 | 0 | 0 | 0 | 0 | 0 | 0 | 0 | 0 | 0 | 0 | 0 | 0
F11_Industrial_Paper and Printing_New_Space Heating_Natural Gas_Commissioning_A_Achievable Economic TRC Potential | F11 | Industrial | Paper and Printing | New | Space Heating | Natural Gas | Commissioning | A | Cumulative Summer Peak Savings (MW) | Achievable Economic TRC Potential | 0 | 0 | 0 | 0 | 0 | 0 | 0 | 0 | 0 | 0 | 0 | 0 | 0 | 0 | 0 | 0 | 0 | 0 | 0 | 0 | 0 | 0 | 0 | 0 | 0 | 0 | 0 | 0 | 0 | 0 | 0
F12_Industrial_Paper and Printing_New_Space Heating_Natural Gas_Commissioning_A_Achievable Economic TRC Potential | F12 | Industrial | Paper and Printing | New | Space Heating | Natural Gas | Commissioning | A | Cumulative Winter Peak Savings (MW) | Achievable Economic TRC Potential | 0 | 0 | 0 | 0 | 0 | 0 | 0 | 0 | 0 | 0 | 0 | 0 | 0 | 0 | 0 | 0 | 0 | 0 | 0 | 0 | 0 | 0 | 0 | 0 | 0 | 0 | 0 | 0 | 0 | 0 | 0
F13_Industrial_Paper and Printing_New_Space Heating_Natural Gas_Commissioning_A_Achievable Economic TRC Potential | F13 | Industrial | Paper and Printing | New | Space Heating | Natural Gas | Commissioning | A | Purchases (Incremental) | Achievable Economic TRC Potential | 0 | 0 | 0 | 0 | 0 | 0 | 0 | 0 | 0 | 0 | 0 | 0 | 0 | 0 | 0 | 0 | 0 | 0 | 0 | 0 | 0 | 0 | 0 | 0 | 0 | 0 | 0 | 0 | 0 | 0 | 0
F14_Industrial_Paper and Printing_New_Space Heating_Natural Gas_Commissioning_A_Achievable Economic TRC Potential | F14 | Industrial | Paper and Printing | New | Space Heating | Natural Gas | Commissioning | A | Purchases (Cumulative) | Achievable Economic TRC Potential | 0 | 0 | 0 | 0 | 0 | 0 | 0 | 0 | 0 | 0 | 0 | 0 | 0 | 0 | 0 | 0 | 0 | 0 | 0 | 0 | 0 | 0 | 0 | 0 | 0 | 0 | 0 | 0 | 0 | 0 | 0
F1_Industrial_Paper and Printing_New_Process_Natural Gas_Commissioning_A_Achievable Economic TRC Potential | F1 | Industrial | Paper and Printing | New | Process | Natural Gas | Commissioning | A | Original Unit Energy Savings (kWh or therms) | Achievable Economic TRC Potential | 0 | 0 | 0 | 0 | 0 | 317.5129 | 317.5129 | 317.5129 | 317.5129 | 317.5129 | 317.5129 | 317.5129 | 317.5129 | 317.5129 | 317.5129 | 317.5129 | 317.5129 | 317.5129 | 317.5129 | 317.5129 | 317.5129 | 317.5129 | 317.5129 | 317.5129 | 317.5129 | 317.5129 | 317.5129 | 317.5129 | 0 | 0 | 0
F2_Industrial_Paper and Printing_New_Process_Natural Gas_Commissioning_A_Achievable Economic TRC Potential | F2 | Industrial | Paper and Printing | New | Process | Natural Gas | Commissioning | A | Original Unit Summer Peak Savings (kW) | Achievable Economic TRC Potential | 0 | 0 | 0 | 0 | 0 | 0 | 0 | 0 | 0 | 0 | 0 | 0 | 0 | 0 | 0 | 0 | 0 | 0 | 0 | 0 | 0 | 0 | 0 | 0 | 0 | 0 | 0 | 0 | 0 | 0 | 0
F3_Industrial_Paper and Printing_New_Process_Natural Gas_Commissioning_A_Achievable Economic TRC Potential | F3 | Industrial | Paper and Printing | New | Process | Natural Gas | Commissioning | A | Original Unit Winter Peak Savings (kW) | Achievable Economic TRC Potential | 0 | 0 | 0 | 0 | 0 | 0 | 0 | 0 | 0 | 0 | 0 | 0 | 0 | 0 | 0 | 0 | 0 | 0 | 0 | 0 | 0 | 0 | 0 | 0 | 0 | 0 | 0 | 0 | 0 | 0 | 0
F4_Industrial_Paper and Printing_New_Process_Natural Gas_Commissioning_A_Achievable Economic TRC Potential | F4 | Industrial | Paper and Printing | New | Process | Natural Gas | Commissioning | A | Standalone Impact on Baseline Energy (%) | Achievable Economic TRC Potential | 0% | 0% | 0% | 0% | 0% | 0% | 0% | 0% | 0% | 0% | 0% | 0% | 0% | 0% | 0% | 0% | 0% | 0% | 0% | 0% | 0% | 0% | 0% | 0% | 0 | 0 | 0 | 0 | 0 | 0 | 0
F5_Industrial_Paper and Printing_New_Process_Natural Gas_Commissioning_A_Achievable Economic TRC Potential | F5 | Industrial | Paper and Printing | New | Process | Natural Gas | Commissioning | A | Standalone Impact on Baseline Summer Peak (%) | Achievable Economic TRC Potential | 0% | 0% | 0% | 0% | 0% | 0% | 0% | 0% | 0% | 0% | 0% | 0% | 0% | 0% | 0% | 0% | 0% | 0% | 0% | 0% | 0% | 0% | 0% | 0% | 0 | 0 | 0 | 0 | 0 | 0 | 0
F6_Industrial_Paper and Printing_New_Process_Natural Gas_Commissioning_A_Achievable Economic TRC Potential | F6 | Industrial | Paper and Printing | New | Process | Natural Gas | Commissioning | A | Standalone Impact on Baseline Winter Peak (%) | Achievable Economic TRC Potential | 0% | 0% | 0% | 0% | 0% | 0% | 0% | 0% | 0% | 0% | 0% | 0% | 0% | 0% | 0% | 0% | 0% | 0% | 0% | 0% | 0% | 0% | 0% | 0% | 0 | 0 | 0 | 0 | 0 | 0 | 0
F7_Industrial_Paper and Printing_New_Process_Natural Gas_Commissioning_A_Achievable Economic TRC Potential | F7 | Industrial | Paper and Printing | New | Process | Natural Gas | Commissioning | A | Incremental Energy Savings (MWh or mTherms) | Achievable Economic TRC Potential | 0 | 0 | 0 | 0 | 0 | 0 | 0 | 0 | 0 | 0 | 0 | 0 | 0 | 0 | 0 | 0 | 0 | 0 | 0 | 0 | 0 | 0 | 0 | 0 | 0 | 0 | 0 | 0 | 0 | 0 | 0
F8_Industrial_Paper and Printing_New_Process_Natural Gas_Commissioning_A_Achievable Economic TRC Potential | F8 | Industrial | Paper and Printing | New | Process | Natural Gas | Commissioning | A | Incremental Summer Peak Savings (MW) | Achievable Economic TRC Potential | 0 | 0 | 0 | 0 | 0 | 0 | 0 | 0 | 0 | 0 | 0 | 0 | 0 | 0 | 0 | 0 | 0 | 0 | 0 | 0 | 0 | 0 | 0 | 0 | 0 | 0 | 0 | 0 | 0 | 0 | 0
F9_Industrial_Paper and Printing_New_Process_Natural Gas_Commissioning_A_Achievable Economic TRC Potential | F9 | Industrial | Paper and Printing | New | Process | Natural Gas | Commissioning | A | Incremental Winter Peak Savings (MW) | Achievable Economic TRC Potential | 0 | 0 | 0 | 0 | 0 | 0 | 0 | 0 | 0 | 0 | 0 | 0 | 0 | 0 | 0 | 0 | 0 | 0 | 0 | 0 | 0 | 0 | 0 | 0 | 0 | 0 | 0 | 0 | 0 | 0 | 0
F10_Industrial_Paper and Printing_New_Process_Natural Gas_Commissioning_A_Achievable Economic TRC Potential | F10 | Industrial | Paper and Printing | New | Process | Natural Gas | Commissioning | A | Cumulative Energy Savings (MWh or mTherms) | Achievable Economic TRC Potential | 0 | 0 | 0 | 0 | 0 | 0 | 0 | 0 | 0 | 0 | 0 | 0 | 0 | 0 | 0 | 0 | 0 | 0 | 0 | 0 | 0 | 0 | 0 | 0 | 0 | 0 | 0 | 0 | 0 | 0 | 0
F11_Industrial_Paper and Printing_New_Process_Natural Gas_Commissioning_A_Achievable Economic TRC Potential | F11 | Industrial | Paper and Printing | New | Process | Natural Gas | Commissioning | A | Cumulative Summer Peak Savings (MW) | Achievable Economic TRC Potential | 0 | 0 | 0 | 0 | 0 | 0 | 0 | 0 | 0 | 0 | 0 | 0 | 0 | 0 | 0 | 0 | 0 | 0 | 0 | 0 | 0 | 0 | 0 | 0 | 0 | 0 | 0 | 0 | 0 | 0 | 0
F12_Industrial_Paper and Printing_New_Process_Natural Gas_Commissioning_A_Achievable Economic TRC Potential | F12 | Industrial | Paper and Printing | New | Process | Natural Gas | Commissioning | A | Cumulative Winter Peak Savings (MW) | Achievable Economic TRC Potential | 0 | 0 | 0 | 0 | 0 | 0 | 0 | 0 | 0 | 0 | 0 | 0 | 0 | 0 | 0 | 0 | 0 | 0 | 0 | 0 | 0 | 0 | 0 | 0 | 0 | 0 | 0 | 0 | 0 | 0 | 0
F13_Industrial_Paper and Printing_New_Process_Natural Gas_Commissioning_A_Achievable Economic TRC Potential | F13 | Industrial | Paper and Printing | New | Process | Natural Gas | Commissioning | A | Purchases (Incremental) | Achievable Economic TRC Potential | 0 | 0 | 0 | 0 | 0 | 0 | 0 | 0 | 0 | 0 | 0 | 0 | 0 | 0 | 0 | 0 | 0 | 0 | 0 | 0 | 0 | 0 | 0 | 0 | 0 | 0 | 0 | 0 | 0 | 0 | 0
F14_Industrial_Paper and Printing_New_Process_Natural Gas_Commissioning_A_Achievable Economic TRC Potential | F14 | Industrial | Paper and Printing | New | Process | Natural Gas | Commissioning | A | Purchases (Cumulative) | Achievable Economic TRC Potential | 0 | 0 | 0 | 0 | 0 | 0 | 0 | 0 | 0 | 0 | 0 | 0 | 0 | 0 | 0 | 0 | 0 | 0 | 0 | 0 | 0 | 0 | 0 | 0 | 0 | 0 | 0 | 0 | 0 | 0 | 0
F1_Industrial_Paper and Printing_New_Space Heating_Natural Gas_Retrocommissioning_A_Achievable Economic TRC Potential | F1 | Industrial | Paper and Printing | New | Space Heating | Natural Gas | Retrocommissioning | A | Original Unit Energy Savings (kWh or therms) | Achievable Economic TRC Potential | 0 | 0 | 0 | 0 | 0 | 0 | 0 | 0 | 0 | 0 | 0 | 0 | 0 | 0 | 0 | 0 | 0 | 0 | 0 | 0 | 0 | 0 | 0 | 0 | 0 | 0 | 0 | 0 | 0 | 0 | 0
F2_Industrial_Paper and Printing_New_Space Heating_Natural Gas_Retrocommissioning_A_Achievable Economic TRC Potential | F2 | Industrial | Paper and Printing | New | Space Heating | Natural Gas | Retrocommissioning | A | Original Unit Summer Peak Savings (kW) | Achievable Economic TRC Potential | 0 | 0 | 0 | 0 | 0 | 0 | 0 | 0 | 0 | 0 | 0 | 0 | 0 | 0 | 0 | 0 | 0 | 0 | 0 | 0 | 0 | 0 | 0 | 0 | 0 | 0 | 0 | 0 | 0 | 0 | 0
F3_Industrial_Paper and Printing_New_Space Heating_Natural Gas_Retrocommissioning_A_Achievable Economic TRC Potential | F3 | Industrial | Paper and Printing | New | Space Heating | Natural Gas | Retrocommissioning | A | Original Unit Winter Peak Savings (kW) | Achievable Economic TRC Potential | 0 | 0 | 0 | 0 | 0 | 0 | 0 | 0 | 0 | 0 | 0 | 0 | 0 | 0 | 0 | 0 | 0 | 0 | 0 | 0 | 0 | 0 | 0 | 0 | 0 | 0 | 0 | 0 | 0 | 0 | 0
F4_Industrial_Paper and Printing_New_Space Heating_Natural Gas_Retrocommissioning_A_Achievable Economic TRC Potential | F4 | Industrial | Paper and Printing | New | Space Heating | Natural Gas | Retrocommissioning | A | Standalone Impact on Baseline Energy (%) | Achievable Economic TRC Potential | 0% | 0% | 0% | 0% | 0% | 0% | 0% | 0% | 0% | 0% | 0% | 0% | 0% | 0% | 0% | 0% | 0% | 0% | 0% | 0% | 0% | 0% | 0% | 0% | 0 | 0 | 0 | 0 | 0 | 0 | 0
F5_Industrial_Paper and Printing_New_Space Heating_Natural Gas_Retrocommissioning_A_Achievable Economic TRC Potential | F5 | Industrial | Paper and Printing | New | Space Heating | Natural Gas | Retrocommissioning | A | Standalone Impact on Baseline Summer Peak (%) | Achievable Economic TRC Potential | 0% | 0% | 0% | 0% | 0% | 0% | 0% | 0% | 0% | 0% | 0% | 0% | 0% | 0% | 0% | 0% | 0% | 0% | 0% | 0% | 0% | 0% | 0% | 0% | 0 | 0 | 0 | 0 | 0 | 0 | 0
F6_Industrial_Paper and Printing_New_Space Heating_Natural Gas_Retrocommissioning_A_Achievable Economic TRC Potential | F6 | Industrial | Paper and Printing | New | Space Heating | Natural Gas | Retrocommissioning | A | Standalone Impact on Baseline Winter Peak (%) | Achievable Economic TRC Potential | 0% | 0% | 0% | 0% | 0% | 0% | 0% | 0% | 0% | 0% | 0% | 0% | 0% | 0% | 0% | 0% | 0% | 0% | 0% | 0% | 0% | 0% | 0% | 0% | 0 | 0 | 0 | 0 | 0 | 0 | 0
F7_Industrial_Paper and Printing_New_Space Heating_Natural Gas_Retrocommissioning_A_Achievable Economic TRC Potential | F7 | Industrial | Paper and Printing | New | Space Heating | Natural Gas | Retrocommissioning | A | Incremental Energy Savings (MWh or mTherms) | Achievable Economic TRC Potential | 0 | 0 | 0 | 0 | 0 | 0 | 0 | 0 | 0 | 0 | 0 | 0 | 0 | 0 | 0 | 0 | 0 | 0 | 0 | 0 | 0 | 0 | 0 | 0 | 0 | 0 | 0 | 0 | 0 | 0 | 0
F8_Industrial_Paper and Printing_New_Space Heating_Natural Gas_Retrocommissioning_A_Achievable Economic TRC Potential | F8 | Industrial | Paper and Printing | New | Space Heating | Natural Gas | Retrocommissioning | A | Incremental Summer Peak Savings (MW) | Achievable Economic TRC Potential | 0 | 0 | 0 | 0 | 0 | 0 | 0 | 0 | 0 | 0 | 0 | 0 | 0 | 0 | 0 | 0 | 0 | 0 | 0 | 0 | 0 | 0 | 0 | 0 | 0 | 0 | 0 | 0 | 0 | 0 | 0
F9_Industrial_Paper and Printing_New_Space Heating_Natural Gas_Retrocommissioning_A_Achievable Economic TRC Potential | F9 | Industrial | Paper and Printing | New | Space Heating | Natural Gas | Retrocommissioning | A | Incremental Winter Peak Savings (MW) | Achievable Economic TRC Potential | 0 | 0 | 0 | 0 | 0 | 0 | 0 | 0 | 0 | 0 | 0 | 0 | 0 | 0 | 0 | 0 | 0 | 0 | 0 | 0 | 0 | 0 | 0 | 0 | 0 | 0 | 0 | 0 | 0 | 0 | 0
F10_Industrial_Paper and Printing_New_Space Heating_Natural Gas_Retrocommissioning_A_Achievable Economic TRC Potential | F10 | Industrial | Paper and Printing | New | Space Heating | Natural Gas | Retrocommissioning | A | Cumulative Energy Savings (MWh or mTherms) | Achievable Economic TRC Potential | 0 | 0 | 0 | 0 | 0 | 0 | 0 | 0 | 0 | 0 | 0 | 0 | 0 | 0 | 0 | 0 | 0 | 0 | 0 | 0 | 0 | 0 | 0 | 0 | 0 | 0 | 0 | 0 | 0 | 0 | 0
F11_Industrial_Paper and Printing_New_Space Heating_Natural Gas_Retrocommissioning_A_Achievable Economic TRC Potential | F11 | Industrial | Paper and Printing | New | Space Heating | Natural Gas | Retrocommissioning | A | Cumulative Summer Peak Savings (MW) | Achievable Economic TRC Potential | 0 | 0 | 0 | 0 | 0 | 0 | 0 | 0 | 0 | 0 | 0 | 0 | 0 | 0 | 0 | 0 | 0 | 0 | 0 | 0 | 0 | 0 | 0 | 0 | 0 | 0 | 0 | 0 | 0 | 0 | 0
F12_Industrial_Paper and Printing_New_Space Heating_Natural Gas_Retrocommissioning_A_Achievable Economic TRC Potential | F12 | Industrial | Paper and Printing | New | Space Heating | Natural Gas | Retrocommissioning | A | Cumulative Winter Peak Savings (MW) | Achievable Economic TRC Potential | 0 | 0 | 0 | 0 | 0 | 0 | 0 | 0 | 0 | 0 | 0 | 0 | 0 | 0 | 0 | 0 | 0 | 0 | 0 | 0 | 0 | 0 | 0 | 0 | 0 | 0 | 0 | 0 | 0 | 0 | 0
F13_Industrial_Paper and Printing_New_Space Heating_Natural Gas_Retrocommissioning_A_Achievable Economic TRC Potential | F13 | Industrial | Paper and Printing | New | Space Heating | Natural Gas | Retrocommissioning | A | Purchases (Incremental) | Achievable Economic TRC Potential | 0 | 0 | 0 | 0 | 0 | 0 | 0 | 0 | 0 | 0 | 0 | 0 | 0 | 0 | 0 | 0 | 0 | 0 | 0 | 0 | 0 | 0 | 0 | 0 | 0 | 0 | 0 | 0 | 0 | 0 | 0
F14_Industrial_Paper and Printing_New_Space Heating_Natural Gas_Retrocommissioning_A_Achievable Economic TRC Potential | F14 | Industrial | Paper and Printing | New | Space Heating | Natural Gas | Retrocommissioning | A | Purchases (Cumulative) | Achievable Economic TRC Potential | 0 | 0 | 0 | 0 | 0 | 0 | 0 | 0 | 0 | 0 | 0 | 0 | 0 | 0 | 0 | 0 | 0 | 0 | 0 | 0 | 0 | 0 | 0 | 0 | 0 | 0 | 0 | 0 | 0 | 0 | 0
F1_Industrial_Paper and Printing_New_Process_Natural Gas_Retrocommissioning_A_Achievable Economic TRC Potential | F1 | Industrial | Paper and Printing | New | Process | Natural Gas | Retrocommissioning | A | Original Unit Energy Savings (kWh or therms) | Achievable Economic TRC Potential | 0 | 0 | 0 | 0 | 0 | 0 | 0 | 0 | 0 | 0 | 0 | 0 | 0 | 0 | 0 | 0 | 0 | 0 | 0 | 0 | 0 | 0 | 0 | 0 | 0 | 0 | 0 | 0 | 0 | 0 | 0
F2_Industrial_Paper and Printing_New_Process_Natural Gas_Retrocommissioning_A_Achievable Economic TRC Potential | F2 | Industrial | Paper and Printing | New | Process | Natural Gas | Retrocommissioning | A | Original Unit Summer Peak Savings (kW) | Achievable Economic TRC Potential | 0 | 0 | 0 | 0 | 0 | 0 | 0 | 0 | 0 | 0 | 0 | 0 | 0 | 0 | 0 | 0 | 0 | 0 | 0 | 0 | 0 | 0 | 0 | 0 | 0 | 0 | 0 | 0 | 0 | 0 | 0
F3_Industrial_Paper and Printing_New_Process_Natural Gas_Retrocommissioning_A_Achievable Economic TRC Potential | F3 | Industrial | Paper and Printing | New | Process | Natural Gas | Retrocommissioning | A | Original Unit Winter Peak Savings (kW) | Achievable Economic TRC Potential | 0 | 0 | 0 | 0 | 0 | 0 | 0 | 0 | 0 | 0 | 0 | 0 | 0 | 0 | 0 | 0 | 0 | 0 | 0 | 0 | 0 | 0 | 0 | 0 | 0 | 0 | 0 | 0 | 0 | 0 | 0
F4_Industrial_Paper and Printing_New_Process_Natural Gas_Retrocommissioning_A_Achievable Economic TRC Potential | F4 | Industrial | Paper and Printing | New | Process | Natural Gas | Retrocommissioning | A | Standalone Impact on Baseline Energy (%) | Achievable Economic TRC Potential | 0% | 0% | 0% | 0% | 0% | 0% | 0% | 0% | 0% | 0% | 0% | 0% | 0% | 0% | 0% | 0% | 0% | 0% | 0% | 0% | 0% | 0% | 0% | 0% | 0 | 0 | 0 | 0 | 0 | 0 | 0
F5_Industrial_Paper and Printing_New_Process_Natural Gas_Retrocommissioning_A_Achievable Economic TRC Potential | F5 | Industrial | Paper and Printing | New | Process | Natural Gas | Retrocommissioning | A | Standalone Impact on Baseline Summer Peak (%) | Achievable Economic TRC Potential | 0% | 0% | 0% | 0% | 0% | 0% | 0% | 0% | 0% | 0% | 0% | 0% | 0% | 0% | 0% | 0% | 0% | 0% | 0% | 0% | 0% | 0% | 0% | 0% | 0 | 0 | 0 | 0 | 0 | 0 | 0
F6_Industrial_Paper and Printing_New_Process_Natural Gas_Retrocommissioning_A_Achievable Economic TRC Potential | F6 | Industrial | Paper and Printing | New | Process | Natural Gas | Retrocommissioning | A | Standalone Impact on Baseline Winter Peak (%) | Achievable Economic TRC Potential | 0% | 0% | 0% | 0% | 0% | 0% | 0% | 0% | 0% | 0% | 0% | 0% | 0% | 0% | 0% | 0% | 0% | 0% | 0% | 0% | 0% | 0% | 0% | 0% | 0 | 0 | 0 | 0 | 0 | 0 | 0
F7_Industrial_Paper and Printing_New_Process_Natural Gas_Retrocommissioning_A_Achievable Economic TRC Potential | F7 | Industrial | Paper and Printing | New | Process | Natural Gas | Retrocommissioning | A | Incremental Energy Savings (MWh or mTherms) | Achievable Economic TRC Potential | 0 | 0 | 0 | 0 | 0 | 0 | 0 | 0 | 0 | 0 | 0 | 0 | 0 | 0 | 0 | 0 | 0 | 0 | 0 | 0 | 0 | 0 | 0 | 0 | 0 | 0 | 0 | 0 | 0 | 0 | 0
F8_Industrial_Paper and Printing_New_Process_Natural Gas_Retrocommissioning_A_Achievable Economic TRC Potential | F8 | Industrial | Paper and Printing | New | Process | Natural Gas | Retrocommissioning | A | Incremental Summer Peak Savings (MW) | Achievable Economic TRC Potential | 0 | 0 | 0 | 0 | 0 | 0 | 0 | 0 | 0 | 0 | 0 | 0 | 0 | 0 | 0 | 0 | 0 | 0 | 0 | 0 | 0 | 0 | 0 | 0 | 0 | 0 | 0 | 0 | 0 | 0 | 0
F9_Industrial_Paper and Printing_New_Process_Natural Gas_Retrocommissioning_A_Achievable Economic TRC Potential | F9 | Industrial | Paper and Printing | New | Process | Natural Gas | Retrocommissioning | A | Incremental Winter Peak Savings (MW) | Achievable Economic TRC Potential | 0 | 0 | 0 | 0 | 0 | 0 | 0 | 0 | 0 | 0 | 0 | 0 | 0 | 0 | 0 | 0 | 0 | 0 | 0 | 0 | 0 | 0 | 0 | 0 | 0 | 0 | 0 | 0 | 0 | 0 | 0
F10_Industrial_Paper and Printing_New_Process_Natural Gas_Retrocommissioning_A_Achievable Economic TRC Potential | F10 | Industrial | Paper and Printing | New | Process | Natural Gas | Retrocommissioning | A | Cumulative Energy Savings (MWh or mTherms) | Achievable Economic TRC Potential | 0 | 0 | 0 | 0 | 0 | 0 | 0 | 0 | 0 | 0 | 0 | 0 | 0 | 0 | 0 | 0 | 0 | 0 | 0 | 0 | 0 | 0 | 0 | 0 | 0 | 0 | 0 | 0 | 0 | 0 | 0
F11_Industrial_Paper and Printing_New_Process_Natural Gas_Retrocommissioning_A_Achievable Economic TRC Potential | F11 | Industrial | Paper and Printing | New | Process | Natural Gas | Retrocommissioning | A | Cumulative Summer Peak Savings (MW) | Achievable Economic TRC Potential | 0 | 0 | 0 | 0 | 0 | 0 | 0 | 0 | 0 | 0 | 0 | 0 | 0 | 0 | 0 | 0 | 0 | 0 | 0 | 0 | 0 | 0 | 0 | 0 | 0 | 0 | 0 | 0 | 0 | 0 | 0
F12_Industrial_Paper and Printing_New_Process_Natural Gas_Retrocommissioning_A_Achievable Economic TRC Potential | F12 | Industrial | Paper and Printing | New | Process | Natural Gas | Retrocommissioning | A | Cumulative Winter Peak Savings (MW) | Achievable Economic TRC Potential | 0 | 0 | 0 | 0 | 0 | 0 | 0 | 0 | 0 | 0 | 0 | 0 | 0 | 0 | 0 | 0 | 0 | 0 | 0 | 0 | 0 | 0 | 0 | 0 | 0 | 0 | 0 | 0 | 0 | 0 | 0
F13_Industrial_Paper and Printing_New_Process_Natural Gas_Retrocommissioning_A_Achievable Economic TRC Potential | F13 | Industrial | Paper and Printing | New | Process | Natural Gas | Retrocommissioning | A | Purchases (Incremental) | Achievable Economic TRC Potential | 0 | 0 | 0 | 0 | 0 | 0 | 0 | 0 | 0 | 0 | 0 | 0 | 0 | 0 | 0 | 0 | 0 | 0 | 0 | 0 | 0 | 0 | 0 | 0 | 0 | 0 | 0 | 0 | 0 | 0 | 0
F14_Industrial_Paper and Printing_New_Process_Natural Gas_Retrocommissioning_A_Achievable Economic TRC Potential | F14 | Industrial | Paper and Printing | New | Process | Natural Gas | Retrocommissioning | A | Purchases (Cumulative) | Achievable Economic TRC Potential | 0 | 0 | 0 | 0 | 0 | 0 | 0 | 0 | 0 | 0 | 0 | 0 | 0 | 0 | 0 | 0 | 0 | 0 | 0 | 0 | 0 | 0 | 0 | 0 | 0 | 0 | 0 | 0 | 0 | 0 | 0
F1_Industrial_Instruments_Existing_Space Heating_Natural Gas_Insulation - Roof/Ceiling_A_Achievable Economic TRC Potential | F1 | Industrial | Instruments | Existing | Space Heating | Natural Gas | Insulation - Roof/Ceiling | A | Original Unit Energy Savings (kWh or therms) | Achievable Economic TRC Potential | 0 | 0 | 0 | 0 | 0 | 0.099591 | 0.099104 | 0.098502 | 0.097865 | 0.097198 | 0.096522 | 0.095828 | 0.095137 | 0.094449 | 0.093706 | 0.093019 | 0.09234 | 0.09171 | 0.091123 | 0.090551 | 0.090011 | 0.089458 | 0.08896 | 0.088489 | 0.088041 | 0.087626 | 0.087242 | 0.086887 | 0 | 0 | 0
F2_Industrial_Instruments_Existing_Space Heating_Natural Gas_Insulation - Roof/Ceiling_A_Achievable Economic TRC Potential | F2 | Industrial | Instruments | Existing | Space Heating | Natural Gas | Insulation - Roof/Ceiling | A | Original Unit Summer Peak Savings (kW) | Achievable Economic TRC Potential | 0 | 0 | 0 | 0 | 0 | 0 | 0 | 0 | 0 | 0 | 0 | 0 | 0 | 0 | 0 | 0 | 0 | 0 | 0 | 0 | 0 | 0 | 0 | 0 | 0 | 0 | 0 | 0 | 0 | 0 | 0
F3_Industrial_Instruments_Existing_Space Heating_Natural Gas_Insulation - Roof/Ceiling_A_Achievable Economic TRC Potential | F3 | Industrial | Instruments | Existing | Space Heating | Natural Gas | Insulation - Roof/Ceiling | A | Original Unit Winter Peak Savings (kW) | Achievable Economic TRC Potential | 0 | 0 | 0 | 0 | 0 | 0 | 0 | 0 | 0 | 0 | 0 | 0 | 0 | 0 | 0 | 0 | 0 | 0 | 0 | 0 | 0 | 0 | 0 | 0 | 0 | 0 | 0 | 0 | 0 | 0 | 0
F4_Industrial_Instruments_Existing_Space Heating_Natural Gas_Insulation - Roof/Ceiling_A_Achievable Economic TRC Potential | F4 | Industrial | Instruments | Existing | Space Heating | Natural Gas | Insulation - Roof/Ceiling | A | Standalone Impact on Baseline Energy (%) | Achievable Economic TRC Potential | 0% | 0% | 0% | 0% | 0% | 0.3808% | 1.047% | 2.09% | 3.54% | 5.384% | 7.608% | 9.95% | 12.29% | 14.65% | 16.49% | 18.21% | 19.42% | 20.42% | 21.23% | 21.62% | 21.97% | 22.22% | 22.41% | 22.49% | 0.22561 | 0.22627 | 0.22687 | 0.22742 | 0 | 0 | 0
F5_Industrial_Instruments_Existing_Space Heating_Natural Gas_Insulation - Roof/Ceiling_A_Achievable Economic TRC Potential | F5 | Industrial | Instruments | Existing | Space Heating | Natural Gas | Insulation - Roof/Ceiling | A | Standalone Impact on Baseline Summer Peak (%) | Achievable Economic TRC Potential | 0% | 0% | 0% | 0% | 0% | 0% | 0% | 0% | 0% | 0% | 0% | 0% | 0% | 0% | 0% | 0% | 0% | 0% | 0% | 0% | 0% | 0% | 0% | 0% | 0 | 0 | 0 | 0 | 0 | 0 | 0
F6_Industrial_Instruments_Existing_Space Heating_Natural Gas_Insulation - Roof/Ceiling_A_Achievable Economic TRC Potential | F6 | Industrial | Instruments | Existing | Space Heating | Natural Gas | Insulation - Roof/Ceiling | A | Standalone Impact on Baseline Winter Peak (%) | Achievable Economic TRC Potential | 0% | 0% | 0% | 0% | 0% | 0% | 0% | 0% | 0% | 0% | 0% | 0% | 0% | 0% | 0% | 0% | 0% | 0% | 0% | 0% | 0% | 0% | 0% | 0% | 0 | 0 | 0 | 0 | 0 | 0 | 0
F7_Industrial_Instruments_Existing_Space Heating_Natural Gas_Insulation - Roof/Ceiling_A_Achievable Economic TRC Potential | F7 | Industrial | Instruments | Existing | Space Heating | Natural Gas | Insulation - Roof/Ceiling | A | Incremental Energy Savings (MWh or mTherms) | Achievable Economic TRC Potential | 0 | 0 | 0 | 0 | 0 | 1.362 | 2.3705 | 3.6434 | 5.0705 | 6.4147 | 7.3374 | 7.8235 | 7.7513 | 7.0682 | 6.1594 | 4.9873 | 3.8512 | 2.8042 | 1.933 | 1.2821 | 0.80764 | 0.48669 | 0.3265 | 0 | 0 | 0 | 0 | 0 | 0 | 0 | 0
F8_Industrial_Instruments_Existing_Space Heating_Natural Gas_Insulation - Roof/Ceiling_A_Achievable Economic TRC Potential | F8 | Industrial | Instruments | Existing | Space Heating | Natural Gas | Insulation - Roof/Ceiling | A | Incremental Summer Peak Savings (MW) | Achievable Economic TRC Potential | 0 | 0 | 0 | 0 | 0 | 0 | 0 | 0 | 0 | 0 | 0 | 0 | 0 | 0 | 0 | 0 | 0 | 0 | 0 | 0 | 0 | 0 | 0 | 0 | 0 | 0 | 0 | 0 | 0 | 0 | 0
F9_Industrial_Instruments_Existing_Space Heating_Natural Gas_Insulation - Roof/Ceiling_A_Achievable Economic TRC Potential | F9 | Industrial | Instruments | Existing | Space Heating | Natural Gas | Insulation - Roof/Ceiling | A | Incremental Winter Peak Savings (MW) | Achievable Economic TRC Potential | 0 | 0 | 0 | 0 | 0 | 0 | 0 | 0 | 0 | 0 | 0 | 0 | 0 | 0 | 0 | 0 | 0 | 0 | 0 | 0 | 0 | 0 | 0 | 0 | 0 | 0 | 0 | 0 | 0 | 0 | 0
F10_Industrial_Instruments_Existing_Space Heating_Natural Gas_Insulation - Roof/Ceiling_A_Achievable Economic TRC Potential | F10 | Industrial | Instruments | Existing | Space Heating | Natural Gas | Insulation - Roof/Ceiling | A | Cumulative Energy Savings (MWh or mTherms) | Achievable Economic TRC Potential | 0 | 0 | 0 | 0 | 0 | 1.362 | 3.7258 | 7.3465 | 12.3695 | 18.6999 | 25.9072 | 33.5443 | 41.0538 | 47.8251 | 53.6082 | 58.2024 | 61.6289 | 64.0128 | 65.5359 | 66.4065 | 66.8178 | 66.8945 | 66.8483 | 66.4943 | 66.1576 | 65.846 | 65.5576 | 65.2905 | 0 | 0 | 0
F11_Industrial_Instruments_Existing_Space Heating_Natural Gas_Insulation - Roof/Ceiling_A_Achievable Economic TRC Potential | F11 | Industrial | Instruments | Existing | Space Heating | Natural Gas | Insulation - Roof/Ceiling | A | Cumulative Summer Peak Savings (MW) | Achievable Economic TRC Potential | 0 | 0 | 0 | 0 | 0 | 0 | 0 | 0 | 0 | 0 | 0 | 0 | 0 | 0 | 0 | 0 | 0 | 0 | 0 | 0 | 0 | 0 | 0 | 0 | 0 | 0 | 0 | 0 | 0 | 0 | 0
F12_Industrial_Instruments_Existing_Space Heating_Natural Gas_Insulation - Roof/Ceiling_A_Achievable Economic TRC Potential | F12 | Industrial | Instruments | Existing | Space Heating | Natural Gas | Insulation - Roof/Ceiling | A | Cumulative Winter Peak Savings (MW) | Achievable Economic TRC Potential | 0 | 0 | 0 | 0 | 0 | 0 | 0 | 0 | 0 | 0 | 0 | 0 | 0 | 0 | 0 | 0 | 0 | 0 | 0 | 0 | 0 | 0 | 0 | 0 | 0 | 0 | 0 | 0 | 0 | 0 | 0
F13_Industrial_Instruments_Existing_Space Heating_Natural Gas_Insulation - Roof/Ceiling_A_Achievable Economic TRC Potential | F13 | Industrial | Instruments | Existing | Space Heating | Natural Gas | Insulation - Roof/Ceiling | A | Purchases (Incremental) | Achievable Economic TRC Potential | 0 | 0 | 0 | 0 | 0 | 13675.4876 | 23918.9685 | 36987.8595 | 51810.9994 | 65995.7975 | 76017.3385 | 81641.1165 | 81475.3499 | 74836.1128 | 65731.6097 | 53615.6955 | 41706.5083 | 30576.4403 | 21212.5902 | 14158.4784 | 8972.6826 | 5440.3908 | 3670.1782 | 0 | 0 | 0 | 0 | 0 | 0 | 0 | 0
F14_Industrial_Instruments_Existing_Space Heating_Natural Gas_Insulation - Roof/Ceiling_A_Achievable Economic TRC Potential | F14 | Industrial | Instruments | Existing | Space Heating | Natural Gas | Insulation - Roof/Ceiling | A | Purchases (Cumulative) | Achievable Economic TRC Potential | 0 | 0 | 0 | 0 | 0 | 13675.4876 | 37594.456 | 74582.3156 | 126393.3149 | 192389.1124 | 268406.4509 | 350047.5675 | 431522.9173 | 506359.0301 | 572090.6397 | 625706.3352 | 667412.8435 | 697989.2838 | 719201.874 | 733360.3525 | 742333.035 | 747773.4258 | 751443.604 | 751443.604 | 751443.604 | 751443.604 | 751443.604 | 751443.604 | 751443.604 | 751443.604 | 751443.604
F1_Industrial_Instruments_Existing_Space Heating_Natural Gas_Insulation - Wall Cavity_A_Achievable Economic TRC Potential | F1 | Industrial | Instruments | Existing | Space Heating | Natural Gas | Insulation - Wall Cavity | A | Original Unit Energy Savings (kWh or therms) | Achievable Economic TRC Potential | 0 | 0 | 0 | 0 | 0 | 0.017935 | 0.017848 | 0.017739 | 0.017625 | 0.017505 | 0.017383 | 0.017258 | 0.017133 | 0.017009 | 0.016876 | 0.016752 | 0.01663 | 0.016516 | 0.01641 | 0.016307 | 0.01621 | 0.016111 | 0.016021 | 0.015936 | 0.015855 | 0.015781 | 0.015712 | 0.015648 | 0 | 0 | 0
F2_Industrial_Instruments_Existing_Space Heating_Natural Gas_Insulation - Wall Cavity_A_Achievable Economic TRC Potential | F2 | Industrial | Instruments | Existing | Space Heating | Natural Gas | Insulation - Wall Cavity | A | Original Unit Summer Peak Savings (kW) | Achievable Economic TRC Potential | 0 | 0 | 0 | 0 | 0 | 0 | 0 | 0 | 0 | 0 | 0 | 0 | 0 | 0 | 0 | 0 | 0 | 0 | 0 | 0 | 0 | 0 | 0 | 0 | 0 | 0 | 0 | 0 | 0 | 0 | 0
F3_Industrial_Instruments_Existing_Space Heating_Natural Gas_Insulation - Wall Cavity_A_Achievable Economic TRC Potential | F3 | Industrial | Instruments | Existing | Space Heating | Natural Gas | Insulation - Wall Cavity | A | Original Unit Winter Peak Savings (kW) | Achievable Economic TRC Potential | 0 | 0 | 0 | 0 | 0 | 0 | 0 | 0 | 0 | 0 | 0 | 0 | 0 | 0 | 0 | 0 | 0 | 0 | 0 | 0 | 0 | 0 | 0 | 0 | 0 | 0 | 0 | 0 | 0 | 0 | 0
F4_Industrial_Instruments_Existing_Space Heating_Natural Gas_Insulation - Wall Cavity_A_Achievable Economic TRC Potential | F4 | Industrial | Instruments | Existing | Space Heating | Natural Gas | Insulation - Wall Cavity | A | Standalone Impact on Baseline Energy (%) | Achievable Economic TRC Potential | 0% | 0% | 0% | 0% | 0% | 0.06857% | 0.1886% | 0.3764% | 0.6376% | 0.9696% | 1.37% | 1.792% | 2.213% | 2.639% | 2.97% | 3.28% | 3.498% | 3.677% | 3.823% | 3.894% | 3.958% | 4.002% | 4.036% | 4.05% | 0.04063 | 0.040749 | 0.040857 | 0.040957 | 0 | 0 | 0
F5_Industrial_Instruments_Existing_Space Heating_Natural Gas_Insulation - Wall Cavity_A_Achievable Economic TRC Potential | F5 | Industrial | Instruments | Existing | Space Heating | Natural Gas | Insulation - Wall Cavity | A | Standalone Impact on Baseline Summer Peak (%) | Achievable Economic TRC Potential | 0% | 0% | 0% | 0% | 0% | 0% | 0% | 0% | 0% | 0% | 0% | 0% | 0% | 0% | 0% | 0% | 0% | 0% | 0% | 0% | 0% | 0% | 0% | 0% | 0 | 0 | 0 | 0 | 0 | 0 | 0
F6_Industrial_Instruments_Existing_Space Heating_Natural Gas_Insulation - Wall Cavity_A_Achievable Economic TRC Potential | F6 | Industrial | Instruments | Existing | Space Heating | Natural Gas | Insulation - Wall Cavity | A | Standalone Impact on Baseline Winter Peak (%) | Achievable Economic TRC Potential | 0% | 0% | 0% | 0% | 0% | 0% | 0% | 0% | 0% | 0% | 0% | 0% | 0% | 0% | 0% | 0% | 0% | 0% | 0% | 0% | 0% | 0% | 0% | 0% | 0 | 0 | 0 | 0 | 0 | 0 | 0
F7_Industrial_Instruments_Existing_Space Heating_Natural Gas_Insulation - Wall Cavity_A_Achievable Economic TRC Potential | F7 | Industrial | Instruments | Existing | Space Heating | Natural Gas | Insulation - Wall Cavity | A | Incremental Energy Savings (MWh or mTherms) | Achievable Economic TRC Potential | 0 | 0 | 0 | 0 | 0 | 0.24528 | 0.4269 | 0.65614 | 0.91315 | 1.1552 | 1.3214 | 1.4089 | 1.3959 | 1.2729 | 1.1093 | 0.89816 | 0.69356 | 0.50501 | 0.34811 | 0.23089 | 0.14545 | 0.087648 | 0.058799 | 0 | 0 | 0 | 0 | 0 | 0 | 0 | 0
F8_Industrial_Instruments_Existing_Space Heating_Natural Gas_Insulation - Wall Cavity_A_Achievable Economic TRC Potential | F8 | Industrial | Instruments | Existing | Space Heating | Natural Gas | Insulation - Wall Cavity | A | Incremental Summer Peak Savings (MW) | Achievable Economic TRC Potential | 0 | 0 | 0 | 0 | 0 | 0 | 0 | 0 | 0 | 0 | 0 | 0 | 0 | 0 | 0 | 0 | 0 | 0 | 0 | 0 | 0 | 0 | 0 | 0 | 0 | 0 | 0 | 0 | 0 | 0 | 0
F9_Industrial_Instruments_Existing_Space Heating_Natural Gas_Insulation - Wall Cavity_A_Achievable Economic TRC Potential | F9 | Industrial | Instruments | Existing | Space Heating | Natural Gas | Insulation - Wall Cavity | A | Incremental Winter Peak Savings (MW) | Achievable Economic TRC Potential | 0 | 0 | 0 | 0 | 0 | 0 | 0 | 0 | 0 | 0 | 0 | 0 | 0 | 0 | 0 | 0 | 0 | 0 | 0 | 0 | 0 | 0 | 0 | 0 | 0 | 0 | 0 | 0 | 0 | 0 | 0
F10_Industrial_Instruments_Existing_Space Heating_Natural Gas_Insulation - Wall Cavity_A_Achievable Economic TRC Potential | F10 | Industrial | Instruments | Existing | Space Heating | Natural Gas | Insulation - Wall Cavity | A | Cumulative Energy Savings (MWh or mTherms) | Achievable Economic TRC Potential | 0 | 0 | 0 | 0 | 0 | 0.24528 | 0.67098 | 1.323 | 2.2276 | 3.3677 | 4.6657 | 6.041 | 7.3934 | 8.6129 | 9.6544 | 10.4818 | 11.0988 | 11.5281 | 11.8024 | 11.9592 | 12.0333 | 12.0471 | 12.0388 | 11.975 | 11.9144 | 11.8583 | 11.8064 | 11.7583 | 0 | 0 | 0
F11_Industrial_Instruments_Existing_Space Heating_Natural Gas_Insulation - Wall Cavity_A_Achievable Economic TRC Potential | F11 | Industrial | Instruments | Existing | Space Heating | Natural Gas | Insulation - Wall Cavity | A | Cumulative Summer Peak Savings (MW) | Achievable Economic TRC Potential | 0 | 0 | 0 | 0 | 0 | 0 | 0 | 0 | 0 | 0 | 0 | 0 | 0 | 0 | 0 | 0 | 0 | 0 | 0 | 0 | 0 | 0 | 0 | 0 | 0 | 0 | 0 | 0 | 0 | 0 | 0
F12_Industrial_Instruments_Existing_Space Heating_Natural Gas_Insulation - Wall Cavity_A_Achievable Economic TRC Potential | F12 | Industrial | Instruments | Existing | Space Heating | Natural Gas | Insulation - Wall Cavity | A | Cumulative Winter Peak Savings (MW) | Achievable Economic TRC Potential | 0 | 0 | 0 | 0 | 0 | 0 | 0 | 0 | 0 | 0 | 0 | 0 | 0 | 0 | 0 | 0 | 0 | 0 | 0 | 0 | 0 | 0 | 0 | 0 | 0 | 0 | 0 | 0 | 0 | 0 | 0
F13_Industrial_Instruments_Existing_Space Heating_Natural Gas_Insulation - Wall Cavity_A_Achievable Economic TRC Potential | F13 | Industrial | Instruments | Existing | Space Heating | Natural Gas | Insulation - Wall Cavity | A | Purchases (Incremental) | Achievable Economic TRC Potential | 0 | 0 | 0 | 0 | 0 | 13675.4876 | 23918.9685 | 36987.8595 | 51810.9994 | 65995.7975 | 76017.3385 | 81641.1165 | 81475.3499 | 74836.1128 | 65731.6097 | 53615.6955 | 41706.5083 | 30576.4403 | 21212.5902 | 14158.4784 | 8972.6826 | 5440.3908 | 3670.1782 | 0 | 0 | 0 | 0 | 0 | 0 | 0 | 0
F14_Industrial_Instruments_Existing_Space Heating_Natural Gas_Insulation - Wall Cavity_A_Achievable Economic TRC Potential | F14 | Industrial | Instruments | Existing | Space Heating | Natural Gas | Insulation - Wall Cavity | A | Purchases (Cumulative) | Achievable Economic TRC Potential | 0 | 0 | 0 | 0 | 0 | 13675.4876 | 37594.456 | 74582.3156 | 126393.3149 | 192389.1124 | 268406.4509 | 350047.5675 | 431522.9173 | 506359.0301 | 572090.6397 | 625706.3352 | 667412.8435 | 697989.2838 | 719201.874 | 733360.3525 | 742333.035 | 747773.4258 | 751443.604 | 751443.604 | 751443.604 | 751443.604 | 751443.604 | 751443.604 | 751443.604 | 751443.604 | 751443.604
F1_Industrial_Instruments_Existing_Space Heating_Natural Gas_Insulation - Ducting_A_Achievable Economic TRC Potential | F1 | Industrial | Instruments | Existing | Space Heating | Natural Gas | Insulation - Ducting | A | Original Unit Energy Savings (kWh or therms) | Achievable Economic TRC Potential | 0 | 0 | 0 | 0 | 0 | 0.0016309 | 0.0016162 | 0.0015975 | 0.0015784 | 0.0015594 | 0.0015407 | 0.0015222 | 0.0015048 | 0.0014884 | 0.0014718 | 0.0014574 | 0.0014437 | 0.0014309 | 0.0014188 | 0.0014066 | 0.0013948 | 0.001383 | 0.0013709 | 0.0013593 | 0.0013481 | 0.0013376 | 0.0013278 | 0.0013186 | 0.00131 | 0.0013019 | 0.0012943
F2_Industrial_Instruments_Existing_Space Heating_Natural Gas_Insulation - Ducting_A_Achievable Economic TRC Potential | F2 | Industrial | Instruments | Existing | Space Heating | Natural Gas | Insulation - Ducting | A | Original Unit Summer Peak Savings (kW) | Achievable Economic TRC Potential | 0 | 0 | 0 | 0 | 0 | 0 | 0 | 0 | 0 | 0 | 0 | 0 | 0 | 0 | 0 | 0 | 0 | 0 | 0 | 0 | 0 | 0 | 0 | 0 | 0 | 0 | 0 | 0 | 0 | 0 | 0
F3_Industrial_Instruments_Existing_Space Heating_Natural Gas_Insulation - Ducting_A_Achievable Economic TRC Potential | F3 | Industrial | Instruments | Existing | Space Heating | Natural Gas | Insulation - Ducting | A | Original Unit Winter Peak Savings (kW) | Achievable Economic TRC Potential | 0 | 0 | 0 | 0 | 0 | 0 | 0 | 0 | 0 | 0 | 0 | 0 | 0 | 0 | 0 | 0 | 0 | 0 | 0 | 0 | 0 | 0 | 0 | 0 | 0 | 0 | 0 | 0 | 0 | 0 | 0
F4_Industrial_Instruments_Existing_Space Heating_Natural Gas_Insulation - Ducting_A_Achievable Economic TRC Potential | F4 | Industrial | Instruments | Existing | Space Heating | Natural Gas | Insulation - Ducting | A | Standalone Impact on Baseline Energy (%) | Achievable Economic TRC Potential | 0% | 0% | 0% | 0% | 0% | 0% | 0% | 0% | 0% | 0% | 0% | 0% | 0% | 0% | 0% | 0% | 0% | 0% | 0% | 0% | 0% | 0% | 0% | 0% | 0 | 0 | 0 | 0 | 0 | 0 | 0
F5_Industrial_Instruments_Existing_Space Heating_Natural Gas_Insulation - Ducting_A_Achievable Economic TRC Potential | F5 | Industrial | Instruments | Existing | Space Heating | Natural Gas | Insulation - Ducting | A | Standalone Impact on Baseline Summer Peak (%) | Achievable Economic TRC Potential | 0% | 0% | 0% | 0% | 0% | 0% | 0% | 0% | 0% | 0% | 0% | 0% | 0% | 0% | 0% | 0% | 0% | 0% | 0% | 0% | 0% | 0% | 0% | 0% | 0 | 0 | 0 | 0 | 0 | 0 | 0
F6_Industrial_Instruments_Existing_Space Heating_Natural Gas_Insulation - Ducting_A_Achievable Economic TRC Potential | F6 | Industrial | Instruments | Existing | Space Heating | Natural Gas | Insulation - Ducting | A | Standalone Impact on Baseline Winter Peak (%) | Achievable Economic TRC Potential | 0% | 0% | 0% | 0% | 0% | 0% | 0% | 0% | 0% | 0% | 0% | 0% | 0% | 0% | 0% | 0% | 0% | 0% | 0% | 0% | 0% | 0% | 0% | 0% | 0 | 0 | 0 | 0 | 0 | 0 | 0
F7_Industrial_Instruments_Existing_Space Heating_Natural Gas_Insulation - Ducting_A_Achievable Economic TRC Potential | F7 | Industrial | Instruments | Existing | Space Heating | Natural Gas | Insulation - Ducting | A | Incremental Energy Savings (MWh or mTherms) | Achievable Economic TRC Potential | 0 | 0 | 0 | 0 | 0 | 0 | 0 | 0 | 0 | 0 | 0 | 0 | 0 | 0 | 0 | 0 | 0 | 0 | 0 | 0 | 0 | 0 | 0 | 0 | 0 | 0 | 0 | 0 | 0 | 0 | 0
F8_Industrial_Instruments_Existing_Space Heating_Natural Gas_Insulation - Ducting_A_Achievable Economic TRC Potential | F8 | Industrial | Instruments | Existing | Space Heating | Natural Gas | Insulation - Ducting | A | Incremental Summer Peak Savings (MW) | Achievable Economic TRC Potential | 0 | 0 | 0 | 0 | 0 | 0 | 0 | 0 | 0 | 0 | 0 | 0 | 0 | 0 | 0 | 0 | 0 | 0 | 0 | 0 | 0 | 0 | 0 | 0 | 0 | 0 | 0 | 0 | 0 | 0 | 0
F9_Industrial_Instruments_Existing_Space Heating_Natural Gas_Insulation - Ducting_A_Achievable Economic TRC Potential | F9 | Industrial | Instruments | Existing | Space Heating | Natural Gas | Insulation - Ducting | A | Incremental Winter Peak Savings (MW) | Achievable Economic TRC Potential | 0 | 0 | 0 | 0 | 0 | 0 | 0 | 0 | 0 | 0 | 0 | 0 | 0 | 0 | 0 | 0 | 0 | 0 | 0 | 0 | 0 | 0 | 0 | 0 | 0 | 0 | 0 | 0 | 0 | 0 | 0
F10_Industrial_Instruments_Existing_Space Heating_Natural Gas_Insulation - Ducting_A_Achievable Economic TRC Potential | F10 | Industrial | Instruments | Existing | Space Heating | Natural Gas | Insulation - Ducting | A | Cumulative Energy Savings (MWh or mTherms) | Achievable Economic TRC Potential | 0 | 0 | 0 | 0 | 0 | 0 | 0 | 0 | 0 | 0 | 0 | 0 | 0 | 0 | 0 | 0 | 0 | 0 | 0 | 0 | 0 | 0 | 0 | 0 | 0 | 0 | 0 | 0 | 0 | 0 | 0
F11_Industrial_Instruments_Existing_Space Heating_Natural Gas_Insulation - Ducting_A_Achievable Economic TRC Potential | F11 | Industrial | Instruments | Existing | Space Heating | Natural Gas | Insulation - Ducting | A | Cumulative Summer Peak Savings (MW) | Achievable Economic TRC Potential | 0 | 0 | 0 | 0 | 0 | 0 | 0 | 0 | 0 | 0 | 0 | 0 | 0 | 0 | 0 | 0 | 0 | 0 | 0 | 0 | 0 | 0 | 0 | 0 | 0 | 0 | 0 | 0 | 0 | 0 | 0
F12_Industrial_Instruments_Existing_Space Heating_Natural Gas_Insulation - Ducting_A_Achievable Economic TRC Potential | F12 | Industrial | Instruments | Existing | Space Heating | Natural Gas | Insulation - Ducting | A | Cumulative Winter Peak Savings (MW) | Achievable Economic TRC Potential | 0 | 0 | 0 | 0 | 0 | 0 | 0 | 0 | 0 | 0 | 0 | 0 | 0 | 0 | 0 | 0 | 0 | 0 | 0 | 0 | 0 | 0 | 0 | 0 | 0 | 0 | 0 | 0 | 0 | 0 | 0
F13_Industrial_Instruments_Existing_Space Heating_Natural Gas_Insulation - Ducting_A_Achievable Economic TRC Potential | F13 | Industrial | Instruments | Existing | Space Heating | Natural Gas | Insulation - Ducting | A | Purchases (Incremental) | Achievable Economic TRC Potential | 0 | 0 | 0 | 0 | 0 | 0 | 0 | 0 | 0 | 0 | 0 | 0 | 0 | 0 | 0 | 0 | 0 | 0 | 0 | 0 | 0 | 0 | 0 | 0 | 0 | 0 | 0 | 0 | 0 | 0 | 0
F14_Industrial_Instruments_Existing_Space Heating_Natural Gas_Insulation - Ducting_A_Achievable Economic TRC Potential | F14 | Industrial | Instruments | Existing | Space Heating | Natural Gas | Insulation - Ducting | A | Purchases (Cumulative) | Achievable Economic TRC Potential | 0 | 0 | 0 | 0 | 0 | 0 | 0 | 0 | 0 | 0 | 0 | 0 | 0 | 0 | 0 | 0 | 0 | 0 | 0 | 0 | 0 | 0 | 0 | 0 | 0 | 0 | 0 | 0 | 0 | 0 | 0
F1_Industrial_Instruments_Existing_Space Heating_Natural Gas_HVAC - Duct Repair and Sealing_A_Achievable Economic TRC Potential | F1 | Industrial | Instruments | Existing | Space Heating | Natural Gas | HVAC - Duct Repair and Sealing | A | Original Unit Energy Savings (kWh or therms) | Achievable Economic TRC Potential | 0 | 0 | 0 | 0 | 0 | 0.0038394 | 0.0038048 | 0.0037607 | 0.003716 | 0.0036711 | 0.0036271 | 0.0035835 | 0.0035425 | 0.0035039 | 0.003465 | 0.0034309 | 0.0033988 | 0.0033686 | 0.0033402 | 0.0033115 | 0.0032836 | 0.003256 | 0.0032274 | 0.0032 | 0.0031737 | 0.003149 | 0.0031259 | 0.0031042 | 0.0030839 | 0.0030649 | 0.0030471
F2_Industrial_Instruments_Existing_Space Heating_Natural Gas_HVAC - Duct Repair and Sealing_A_Achievable Economic TRC Potential | F2 | Industrial | Instruments | Existing | Space Heating | Natural Gas | HVAC - Duct Repair and Sealing | A | Original Unit Summer Peak Savings (kW) | Achievable Economic TRC Potential | 0 | 0 | 0 | 0 | 0 | 0 | 0 | 0 | 0 | 0 | 0 | 0 | 0 | 0 | 0 | 0 | 0 | 0 | 0 | 0 | 0 | 0 | 0 | 0 | 0 | 0 | 0 | 0 | 0 | 0 | 0
F3_Industrial_Instruments_Existing_Space Heating_Natural Gas_HVAC - Duct Repair and Sealing_A_Achievable Economic TRC Potential | F3 | Industrial | Instruments | Existing | Space Heating | Natural Gas | HVAC - Duct Repair and Sealing | A | Original Unit Winter Peak Savings (kW) | Achievable Economic TRC Potential | 0 | 0 | 0 | 0 | 0 | 0 | 0 | 0 | 0 | 0 | 0 | 0 | 0 | 0 | 0 | 0 | 0 | 0 | 0 | 0 | 0 | 0 | 0 | 0 | 0 | 0 | 0 | 0 | 0 | 0 | 0
F4_Industrial_Instruments_Existing_Space Heating_Natural Gas_HVAC - Duct Repair and Sealing_A_Achievable Economic TRC Potential | F4 | Industrial | Instruments | Existing | Space Heating | Natural Gas | HVAC - Duct Repair and Sealing | A | Standalone Impact on Baseline Energy (%) | Achievable Economic TRC Potential | 0% | 0% | 0% | 0% | 0% | 0% | 0% | 0% | 0% | 0% | 0% | 0% | 0% | 0% | 0% | 0% | 0% | 0% | 0% | 0% | 0% | 0% | 0% | 0% | 0 | 0 | 0 | 0 | 0 | 0 | 0
F5_Industrial_Instruments_Existing_Space Heating_Natural Gas_HVAC - Duct Repair and Sealing_A_Achievable Economic TRC Potential | F5 | Industrial | Instruments | Existing | Space Heating | Natural Gas | HVAC - Duct Repair and Sealing | A | Standalone Impact on Baseline Summer Peak (%) | Achievable Economic TRC Potential | 0% | 0% | 0% | 0% | 0% | 0% | 0% | 0% | 0% | 0% | 0% | 0% | 0% | 0% | 0% | 0% | 0% | 0% | 0% | 0% | 0% | 0% | 0% | 0% | 0 | 0 | 0 | 0 | 0 | 0 | 0
F6_Industrial_Instruments_Existing_Space Heating_Natural Gas_HVAC - Duct Repair and Sealing_A_Achievable Economic TRC Potential | F6 | Industrial | Instruments | Existing | Space Heating | Natural Gas | HVAC - Duct Repair and Sealing | A | Standalone Impact on Baseline Winter Peak (%) | Achievable Economic TRC Potential | 0% | 0% | 0% | 0% | 0% | 0% | 0% | 0% | 0% | 0% | 0% | 0% | 0% | 0% | 0% | 0% | 0% | 0% | 0% | 0% | 0% | 0% | 0% | 0% | 0 | 0 | 0 | 0 | 0 | 0 | 0
F7_Industrial_Instruments_Existing_Space Heating_Natural Gas_HVAC - Duct Repair and Sealing_A_Achievable Economic TRC Potential | F7 | Industrial | Instruments | Existing | Space Heating | Natural Gas | HVAC - Duct Repair and Sealing | A | Incremental Energy Savings (MWh or mTherms) | Achievable Economic TRC Potential | 0 | 0 | 0 | 0 | 0 | 0 | 0 | 0 | 0 | 0 | 0 | 0 | 0 | 0 | 0 | 0 | 0 | 0 | 0 | 0 | 0 | 0 | 0 | 0 | 0 | 0 | 0 | 0 | 0 | 0 | 0
F8_Industrial_Instruments_Existing_Space Heating_Natural Gas_HVAC - Duct Repair and Sealing_A_Achievable Economic TRC Potential | F8 | Industrial | Instruments | Existing | Space Heating | Natural Gas | HVAC - Duct Repair and Sealing | A | Incremental Summer Peak Savings (MW) | Achievable Economic TRC Potential | 0 | 0 | 0 | 0 | 0 | 0 | 0 | 0 | 0 | 0 | 0 | 0 | 0 | 0 | 0 | 0 | 0 | 0 | 0 | 0 | 0 | 0 | 0 | 0 | 0 | 0 | 0 | 0 | 0 | 0 | 0
F9_Industrial_Instruments_Existing_Space Heating_Natural Gas_HVAC - Duct Repair and Sealing_A_Achievable Economic TRC Potential | F9 | Industrial | Instruments | Existing | Space Heating | Natural Gas | HVAC - Duct Repair and Sealing | A | Incremental Winter Peak Savings (MW) | Achievable Economic TRC Potential | 0 | 0 | 0 | 0 | 0 | 0 | 0 | 0 | 0 | 0 | 0 | 0 | 0 | 0 | 0 | 0 | 0 | 0 | 0 | 0 | 0 | 0 | 0 | 0 | 0 | 0 | 0 | 0 | 0 | 0 | 0
F10_Industrial_Instruments_Existing_Space Heating_Natural Gas_HVAC - Duct Repair and Sealing_A_Achievable Economic TRC Potential | F10 | Industrial | Instruments | Existing | Space Heating | Natural Gas | HVAC - Duct Repair and Sealing | A | Cumulative Energy Savings (MWh or mTherms) | Achievable Economic TRC Potential | 0 | 0 | 0 | 0 | 0 | 0 | 0 | 0 | 0 | 0 | 0 | 0 | 0 | 0 | 0 | 0 | 0 | 0 | 0 | 0 | 0 | 0 | 0 | 0 | 0 | 0 | 0 | 0 | 0 | 0 | 0
F11_Industrial_Instruments_Existing_Space Heating_Natural Gas_HVAC - Duct Repair and Sealing_A_Achievable Economic TRC Potential | F11 | Industrial | Instruments | Existing | Space Heating | Natural Gas | HVAC - Duct Repair and Sealing | A | Cumulative Summer Peak Savings (MW) | Achievable Economic TRC Potential | 0 | 0 | 0 | 0 | 0 | 0 | 0 | 0 | 0 | 0 | 0 | 0 | 0 | 0 | 0 | 0 | 0 | 0 | 0 | 0 | 0 | 0 | 0 | 0 | 0 | 0 | 0 | 0 | 0 | 0 | 0
F12_Industrial_Instruments_Existing_Space Heating_Natural Gas_HVAC - Duct Repair and Sealing_A_Achievable Economic TRC Potential | F12 | Industrial | Instruments | Existing | Space Heating | Natural Gas | HVAC - Duct Repair and Sealing | A | Cumulative Winter Peak Savings (MW) | Achievable Economic TRC Potential | 0 | 0 | 0 | 0 | 0 | 0 | 0 | 0 | 0 | 0 | 0 | 0 | 0 | 0 | 0 | 0 | 0 | 0 | 0 | 0 | 0 | 0 | 0 | 0 | 0 | 0 | 0 | 0 | 0 | 0 | 0
F13_Industrial_Instruments_Existing_Space Heating_Natural Gas_HVAC - Duct Repair and Sealing_A_Achievable Economic TRC Potential | F13 | Industrial | Instruments | Existing | Space Heating | Natural Gas | HVAC - Duct Repair and Sealing | A | Purchases (Incremental) | Achievable Economic TRC Potential | 0 | 0 | 0 | 0 | 0 | 0 | 0 | 0 | 0 | 0 | 0 | 0 | 0 | 0 | 0 | 0 | 0 | 0 | 0 | 0 | 0 | 0 | 0 | 0 | 0 | 0 | 0 | 0 | 0 | 0 | 0
F14_Industrial_Instruments_Existing_Space Heating_Natural Gas_HVAC - Duct Repair and Sealing_A_Achievable Economic TRC Potential | F14 | Industrial | Instruments | Existing | Space Heating | Natural Gas | HVAC - Duct Repair and Sealing | A | Purchases (Cumulative) | Achievable Economic TRC Potential | 0 | 0 | 0 | 0 | 0 | 0 | 0 | 0 | 0 | 0 | 0 | 0 | 0 | 0 | 0 | 0 | 0 | 0 | 0 | 0 | 0 | 0 | 0 | 0 | 0 | 0 | 0 | 0 | 0 | 0 | 0
F1_Industrial_Instruments_Existing_Space Heating_Natural Gas_Windows - High Efficiency_A_Achievable Economic TRC Potential | F1 | Industrial | Instruments | Existing | Space Heating | Natural Gas | Windows - High Efficiency | A | Original Unit Energy Savings (kWh or therms) | Achievable Economic TRC Potential | 0 | 0 | 0 | 0 | 0 | 0.0056921 | 0.0056642 | 0.0056298 | 0.0055934 | 0.0055553 | 0.0055167 | 0.005477 | 0.0054375 | 0.0053982 | 0.0053557 | 0.0053164 | 0.0052777 | 0.0052417 | 0.0052081 | 0.0051754 | 0.0051445 | 0.005113 | 0.0050845 | 0.0050575 | 0.0050319 | 0.0050082 | 0.0049863 | 0.004966 | 0 | 0 | 0
F2_Industrial_Instruments_Existing_Space Heating_Natural Gas_Windows - High Efficiency_A_Achievable Economic TRC Potential | F2 | Industrial | Instruments | Existing | Space Heating | Natural Gas | Windows - High Efficiency | A | Original Unit Summer Peak Savings (kW) | Achievable Economic TRC Potential | 0 | 0 | 0 | 0 | 0 | 0 | 0 | 0 | 0 | 0 | 0 | 0 | 0 | 0 | 0 | 0 | 0 | 0 | 0 | 0 | 0 | 0 | 0 | 0 | 0 | 0 | 0 | 0 | 0 | 0 | 0
F3_Industrial_Instruments_Existing_Space Heating_Natural Gas_Windows - High Efficiency_A_Achievable Economic TRC Potential | F3 | Industrial | Instruments | Existing | Space Heating | Natural Gas | Windows - High Efficiency | A | Original Unit Winter Peak Savings (kW) | Achievable Economic TRC Potential | 0 | 0 | 0 | 0 | 0 | 0 | 0 | 0 | 0 | 0 | 0 | 0 | 0 | 0 | 0 | 0 | 0 | 0 | 0 | 0 | 0 | 0 | 0 | 0 | 0 | 0 | 0 | 0 | 0 | 0 | 0
F4_Industrial_Instruments_Existing_Space Heating_Natural Gas_Windows - High Efficiency_A_Achievable Economic TRC Potential | F4 | Industrial | Instruments | Existing | Space Heating | Natural Gas | Windows - High Efficiency | A | Standalone Impact on Baseline Energy (%) | Achievable Economic TRC Potential | 0% | 0% | 0% | 0% | 0% | 0% | 0% | 0% | 0% | 0% | 0% | 0% | 0% | 0% | 0% | 0% | 0% | 0% | 0% | 0% | 0% | 0% | 0% | 0% | 0 | 0 | 0 | 0 | 0 | 0 | 0
F5_Industrial_Instruments_Existing_Space Heating_Natural Gas_Windows - High Efficiency_A_Achievable Economic TRC Potential | F5 | Industrial | Instruments | Existing | Space Heating | Natural Gas | Windows - High Efficiency | A | Standalone Impact on Baseline Summer Peak (%) | Achievable Economic TRC Potential | 0% | 0% | 0% | 0% | 0% | 0% | 0% | 0% | 0% | 0% | 0% | 0% | 0% | 0% | 0% | 0% | 0% | 0% | 0% | 0% | 0% | 0% | 0% | 0% | 0 | 0 | 0 | 0 | 0 | 0 | 0
F6_Industrial_Instruments_Existing_Space Heating_Natural Gas_Windows - High Efficiency_A_Achievable Economic TRC Potential | F6 | Industrial | Instruments | Existing | Space Heating | Natural Gas | Windows - High Efficiency | A | Standalone Impact on Baseline Winter Peak (%) | Achievable Economic TRC Potential | 0% | 0% | 0% | 0% | 0% | 0% | 0% | 0% | 0% | 0% | 0% | 0% | 0% | 0% | 0% | 0% | 0% | 0% | 0% | 0% | 0% | 0% | 0% | 0% | 0 | 0 | 0 | 0 | 0 | 0 | 0
F7_Industrial_Instruments_Existing_Space Heating_Natural Gas_Windows - High Efficiency_A_Achievable Economic TRC Potential | F7 | Industrial | Instruments | Existing | Space Heating | Natural Gas | Windows - High Efficiency | A | Incremental Energy Savings (MWh or mTherms) | Achievable Economic TRC Potential | 0 | 0 | 0 | 0 | 0 | 0 | 0 | 0 | 0 | 0 | 0 | 0 | 0 | 0 | 0 | 0 | 0 | 0 | 0 | 0 | 0 | 0 | 0 | 0 | 0 | 0 | 0 | 0 | 0 | 0 | 0
F8_Industrial_Instruments_Existing_Space Heating_Natural Gas_Windows - High Efficiency_A_Achievable Economic TRC Potential | F8 | Industrial | Instruments | Existing | Space Heating | Natural Gas | Windows - High Efficiency | A | Incremental Summer Peak Savings (MW) | Achievable Economic TRC Potential | 0 | 0 | 0 | 0 | 0 | 0 | 0 | 0 | 0 | 0 | 0 | 0 | 0 | 0 | 0 | 0 | 0 | 0 | 0 | 0 | 0 | 0 | 0 | 0 | 0 | 0 | 0 | 0 | 0 | 0 | 0
F9_Industrial_Instruments_Existing_Space Heating_Natural Gas_Windows - High Efficiency_A_Achievable Economic TRC Potential | F9 | Industrial | Instruments | Existing | Space Heating | Natural Gas | Windows - High Efficiency | A | Incremental Winter Peak Savings (MW) | Achievable Economic TRC Potential | 0 | 0 | 0 | 0 | 0 | 0 | 0 | 0 | 0 | 0 | 0 | 0 | 0 | 0 | 0 | 0 | 0 | 0 | 0 | 0 | 0 | 0 | 0 | 0 | 0 | 0 | 0 | 0 | 0 | 0 | 0
F10_Industrial_Instruments_Existing_Space Heating_Natural Gas_Windows - High Efficiency_A_Achievable Economic TRC Potential | F10 | Industrial | Instruments | Existing | Space Heating | Natural Gas | Windows - High Efficiency | A | Cumulative Energy Savings (MWh or mTherms) | Achievable Economic TRC Potential | 0 | 0 | 0 | 0 | 0 | 0 | 0 | 0 | 0 | 0 | 0 | 0 | 0 | 0 | 0 | 0 | 0 | 0 | 0 | 0 | 0 | 0 | 0 | 0 | 0 | 0 | 0 | 0 | 0 | 0 | 0
F11_Industrial_Instruments_Existing_Space Heating_Natural Gas_Windows - High Efficiency_A_Achievable Economic TRC Potential | F11 | Industrial | Instruments | Existing | Space Heating | Natural Gas | Windows - High Efficiency | A | Cumulative Summer Peak Savings (MW) | Achievable Economic TRC Potential | 0 | 0 | 0 | 0 | 0 | 0 | 0 | 0 | 0 | 0 | 0 | 0 | 0 | 0 | 0 | 0 | 0 | 0 | 0 | 0 | 0 | 0 | 0 | 0 | 0 | 0 | 0 | 0 | 0 | 0 | 0
F12_Industrial_Instruments_Existing_Space Heating_Natural Gas_Windows - High Efficiency_A_Achievable Economic TRC Potential | F12 | Industrial | Instruments | Existing | Space Heating | Natural Gas | Windows - High Efficiency | A | Cumulative Winter Peak Savings (MW) | Achievable Economic TRC Potential | 0 | 0 | 0 | 0 | 0 | 0 | 0 | 0 | 0 | 0 | 0 | 0 | 0 | 0 | 0 | 0 | 0 | 0 | 0 | 0 | 0 | 0 | 0 | 0 | 0 | 0 | 0 | 0 | 0 | 0 | 0
F13_Industrial_Instruments_Existing_Space Heating_Natural Gas_Windows - High Efficiency_A_Achievable Economic TRC Potential | F13 | Industrial | Instruments | Existing | Space Heating | Natural Gas | Windows - High Efficiency | A | Purchases (Incremental) | Achievable Economic TRC Potential | 0 | 0 | 0 | 0 | 0 | 0 | 0 | 0 | 0 | 0 | 0 | 0 | 0 | 0 | 0 | 0 | 0 | 0 | 0 | 0 | 0 | 0 | 0 | 0 | 0 | 0 | 0 | 0 | 0 | 0 | 0
F14_Industrial_Instruments_Existing_Space Heating_Natural Gas_Windows - High Efficiency_A_Achievable Economic TRC Potential | F14 | Industrial | Instruments | Existing | Space Heating | Natural Gas | Windows - High Efficiency | A | Purchases (Cumulative) | Achievable Economic TRC Potential | 0 | 0 | 0 | 0 | 0 | 0 | 0 | 0 | 0 | 0 | 0 | 0 | 0 | 0 | 0 | 0 | 0 | 0 | 0 | 0 | 0 | 0 | 0 | 0 | 0 | 0 | 0 | 0 | 0 | 0 | 0
F1_Industrial_Instruments_Existing_Space Heating_Natural Gas_Gas Boiler - Maintenance_A_Achievable Economic TRC Potential | F1 | Industrial | Instruments | Existing | Space Heating | Natural Gas | Gas Boiler - Maintenance | A | Original Unit Energy Savings (kWh or therms) | Achievable Economic TRC Potential | 0 | 0 | 0 | 0 | 0 | 4.0813 | 4.0536 | 4.0261 | 3.9985 | 3.971 | 3.9442 | 3.9177 | 3.8915 | 3.8655 | 3.8381 | 3.8129 | 3.788 | 3.7635 | 3.7394 | 3.7152 | 3.6919 | 3.6675 | 3.6441 | 3.6213 | 3.5985 | 3.5776 | 3.5585 | 3.5412 | 3.5253 | 3.5108 | 3.4976
F2_Industrial_Instruments_Existing_Space Heating_Natural Gas_Gas Boiler - Maintenance_A_Achievable Economic TRC Potential | F2 | Industrial | Instruments | Existing | Space Heating | Natural Gas | Gas Boiler - Maintenance | A | Original Unit Summer Peak Savings (kW) | Achievable Economic TRC Potential | 0 | 0 | 0 | 0 | 0 | 0 | 0 | 0 | 0 | 0 | 0 | 0 | 0 | 0 | 0 | 0 | 0 | 0 | 0 | 0 | 0 | 0 | 0 | 0 | 0 | 0 | 0 | 0 | 0 | 0 | 0
F3_Industrial_Instruments_Existing_Space Heating_Natural Gas_Gas Boiler - Maintenance_A_Achievable Economic TRC Potential | F3 | Industrial | Instruments | Existing | Space Heating | Natural Gas | Gas Boiler - Maintenance | A | Original Unit Winter Peak Savings (kW) | Achievable Economic TRC Potential | 0 | 0 | 0 | 0 | 0 | 0 | 0 | 0 | 0 | 0 | 0 | 0 | 0 | 0 | 0 | 0 | 0 | 0 | 0 | 0 | 0 | 0 | 0 | 0 | 0 | 0 | 0 | 0 | 0 | 0 | 0
F4_Industrial_Instruments_Existing_Space Heating_Natural Gas_Gas Boiler - Maintenance_A_Achievable Economic TRC Potential | F4 | Industrial | Instruments | Existing | Space Heating | Natural Gas | Gas Boiler - Maintenance | A | Standalone Impact on Baseline Energy (%) | Achievable Economic TRC Potential | 0% | 0% | 0% | 0% | 0% | 0.004179% | 0.007097% | 0.009157% | 0.01072% | 0.01209% | 0.01344% | 0.01451% | 0.01542% | 0.01641% | 0.01698% | 0.01767% | 0.01808% | 0.01849% | 0.0189% | 0.01906% | 0.01931% | 0.01951% | 0.01969% | 0.01983% | 0.00019949 | 0.00019985 | 0.0002002 | 0.00020052 | 0 | 0 | 0
F5_Industrial_Instruments_Existing_Space Heating_Natural Gas_Gas Boiler - Maintenance_A_Achievable Economic TRC Potential | F5 | Industrial | Instruments | Existing | Space Heating | Natural Gas | Gas Boiler - Maintenance | A | Standalone Impact on Baseline Summer Peak (%) | Achievable Economic TRC Potential | 0% | 0% | 0% | 0% | 0% | 0% | 0% | 0% | 0% | 0% | 0% | 0% | 0% | 0% | 0% | 0% | 0% | 0% | 0% | 0% | 0% | 0% | 0% | 0% | 0 | 0 | 0 | 0 | 0 | 0 | 0
F6_Industrial_Instruments_Existing_Space Heating_Natural Gas_Gas Boiler - Maintenance_A_Achievable Economic TRC Potential | F6 | Industrial | Instruments | Existing | Space Heating | Natural Gas | Gas Boiler - Maintenance | A | Standalone Impact on Baseline Winter Peak (%) | Achievable Economic TRC Potential | 0% | 0% | 0% | 0% | 0% | 0% | 0% | 0% | 0% | 0% | 0% | 0% | 0% | 0% | 0% | 0% | 0% | 0% | 0% | 0% | 0% | 0% | 0% | 0% | 0 | 0 | 0 | 0 | 0 | 0 | 0
F7_Industrial_Instruments_Existing_Space Heating_Natural Gas_Gas Boiler - Maintenance_A_Achievable Economic TRC Potential | F7 | Industrial | Instruments | Existing | Space Heating | Natural Gas | Gas Boiler - Maintenance | A | Incremental Energy Savings (MWh or mTherms) | Achievable Economic TRC Potential | 0 | 0 | 0 | 0 | 0 | 0.014948 | 0.0104 | 0.0071088 | 0.0055013 | 0.0047908 | 0.0040654 | 0.0034499 | 0.0029055 | 0.0023964 | 0.0020032 | 0.0016447 | 0.0012727 | 0.00097983 | 0.00075143 | 0.00058212 | 0.00052895 | 0.00040964 | 0.00034921 | 0.00029007 | 0.00023207 | 0 | 0 | 0 | 0 | 0 | 0
F8_Industrial_Instruments_Existing_Space Heating_Natural Gas_Gas Boiler - Maintenance_A_Achievable Economic TRC Potential | F8 | Industrial | Instruments | Existing | Space Heating | Natural Gas | Gas Boiler - Maintenance | A | Incremental Summer Peak Savings (MW) | Achievable Economic TRC Potential | 0 | 0 | 0 | 0 | 0 | 0 | 0 | 0 | 0 | 0 | 0 | 0 | 0 | 0 | 0 | 0 | 0 | 0 | 0 | 0 | 0 | 0 | 0 | 0 | 0 | 0 | 0 | 0 | 0 | 0 | 0
F9_Industrial_Instruments_Existing_Space Heating_Natural Gas_Gas Boiler - Maintenance_A_Achievable Economic TRC Potential | F9 | Industrial | Instruments | Existing | Space Heating | Natural Gas | Gas Boiler - Maintenance | A | Incremental Winter Peak Savings (MW) | Achievable Economic TRC Potential | 0 | 0 | 0 | 0 | 0 | 0 | 0 | 0 | 0 | 0 | 0 | 0 | 0 | 0 | 0 | 0 | 0 | 0 | 0 | 0 | 0 | 0 | 0 | 0 | 0 | 0 | 0 | 0 | 0 | 0 | 0
F10_Industrial_Instruments_Existing_Space Heating_Natural Gas_Gas Boiler - Maintenance_A_Achievable Economic TRC Potential | F10 | Industrial | Instruments | Existing | Space Heating | Natural Gas | Gas Boiler - Maintenance | A | Cumulative Energy Savings (MWh or mTherms) | Achievable Economic TRC Potential | 0 | 0 | 0 | 0 | 0 | 0.014948 | 0.025247 | 0.032184 | 0.037465 | 0.041997 | 0.04578 | 0.048922 | 0.0515 | 0.053553 | 0.055176 | 0.056459 | 0.057363 | 0.057972 | 0.058352 | 0.058556 | 0.058717 | 0.05874 | 0.058714 | 0.058637 | 0.058499 | 0.05816 | 0.05785 | 0.057567 | 0.05731 | 0.057074 | 0.056859
F11_Industrial_Instruments_Existing_Space Heating_Natural Gas_Gas Boiler - Maintenance_A_Achievable Economic TRC Potential | F11 | Industrial | Instruments | Existing | Space Heating | Natural Gas | Gas Boiler - Maintenance | A | Cumulative Summer Peak Savings (MW) | Achievable Economic TRC Potential | 0 | 0 | 0 | 0 | 0 | 0 | 0 | 0 | 0 | 0 | 0 | 0 | 0 | 0 | 0 | 0 | 0 | 0 | 0 | 0 | 0 | 0 | 0 | 0 | 0 | 0 | 0 | 0 | 0 | 0 | 0
F12_Industrial_Instruments_Existing_Space Heating_Natural Gas_Gas Boiler - Maintenance_A_Achievable Economic TRC Potential | F12 | Industrial | Instruments | Existing | Space Heating | Natural Gas | Gas Boiler - Maintenance | A | Cumulative Winter Peak Savings (MW) | Achievable Economic TRC Potential | 0 | 0 | 0 | 0 | 0 | 0 | 0 | 0 | 0 | 0 | 0 | 0 | 0 | 0 | 0 | 0 | 0 | 0 | 0 | 0 | 0 | 0 | 0 | 0 | 0 | 0 | 0 | 0 | 0 | 0 | 0
F13_Industrial_Instruments_Existing_Space Heating_Natural Gas_Gas Boiler - Maintenance_A_Achievable Economic TRC Potential | F13 | Industrial | Instruments | Existing | Space Heating | Natural Gas | Gas Boiler - Maintenance | A | Purchases (Incremental) | Achievable Economic TRC Potential | 0 | 0 | 0 | 0 | 0 | 3.6625 | 2.5657 | 1.7657 | 1.3759 | 1.2064 | 1.0307 | 0.88059 | 0.74663 | 0.61993 | 0.52193 | 0.43136 | 0.33598 | 0.26035 | 0.20095 | 0.15669 | 0.14328 | 0.11169 | 0.09583 | 0.0801 | 0.064492 | 0 | 0 | 0 | 0 | 0 | 0
F14_Industrial_Instruments_Existing_Space Heating_Natural Gas_Gas Boiler - Maintenance_A_Achievable Economic TRC Potential | F14 | Industrial | Instruments | Existing | Space Heating | Natural Gas | Gas Boiler - Maintenance | A | Purchases (Cumulative) | Achievable Economic TRC Potential | 0 | 0 | 0 | 0 | 0 | 3.6625 | 6.2282 | 7.9938 | 9.3697 | 10.5761 | 11.6069 | 12.4875 | 13.2341 | 13.854 | 14.3759 | 14.8073 | 15.1433 | 15.4036 | 15.6046 | 15.7613 | 15.9045 | 16.0162 | 16.1121 | 16.1922 | 16.2567 | 16.2567 | 16.2567 | 16.2567 | 16.2567 | 16.2567 | 16.2567
F1_Industrial_Instruments_Existing_Process_Natural Gas_Gas Boiler - Maintenance_A_Achievable Economic TRC Potential | F1 | Industrial | Instruments | Existing | Process | Natural Gas | Gas Boiler - Maintenance | A | Original Unit Energy Savings (kWh or therms) | Achievable Economic TRC Potential | 0 | 0 | 0 | 0 | 0 | 2.58 | 2.58 | 2.58 | 2.58 | 2.58 | 2.58 | 2.58 | 2.58 | 2.58 | 2.58 | 2.58 | 2.58 | 2.58 | 2.58 | 2.58 | 2.58 | 2.58 | 2.58 | 2.58 | 2.58 | 2.58 | 2.58 | 2.58 | 2.58 | 2.58 | 2.58
F2_Industrial_Instruments_Existing_Process_Natural Gas_Gas Boiler - Maintenance_A_Achievable Economic TRC Potential | F2 | Industrial | Instruments | Existing | Process | Natural Gas | Gas Boiler - Maintenance | A | Original Unit Summer Peak Savings (kW) | Achievable Economic TRC Potential | 0 | 0 | 0 | 0 | 0 | 0 | 0 | 0 | 0 | 0 | 0 | 0 | 0 | 0 | 0 | 0 | 0 | 0 | 0 | 0 | 0 | 0 | 0 | 0 | 0 | 0 | 0 | 0 | 0 | 0 | 0
F3_Industrial_Instruments_Existing_Process_Natural Gas_Gas Boiler - Maintenance_A_Achievable Economic TRC Potential | F3 | Industrial | Instruments | Existing | Process | Natural Gas | Gas Boiler - Maintenance | A | Original Unit Winter Peak Savings (kW) | Achievable Economic TRC Potential | 0 | 0 | 0 | 0 | 0 | 0 | 0 | 0 | 0 | 0 | 0 | 0 | 0 | 0 | 0 | 0 | 0 | 0 | 0 | 0 | 0 | 0 | 0 | 0 | 0 | 0 | 0 | 0 | 0 | 0 | 0
F4_Industrial_Instruments_Existing_Process_Natural Gas_Gas Boiler - Maintenance_A_Achievable Economic TRC Potential | F4 | Industrial | Instruments | Existing | Process | Natural Gas | Gas Boiler - Maintenance | A | Standalone Impact on Baseline Energy (%) | Achievable Economic TRC Potential | 0% | 0% | 0% | 0% | 0% | 0.03069% | 0.05221% | 0.06741% | 0.07897% | 0.08907% | 0.099% | 0.1068% | 0.1134% | 0.1207% | 0.1247% | 0.1297% | 0.1326% | 0.1356% | 0.1386% | 0.1398% | 0.1417% | 0.1432% | 0.1446% | 0.1458% | 0.0014687 | 0.001473 | 0.0014769 | 0.0014805 | 0 | 0 | 0
F5_Industrial_Instruments_Existing_Process_Natural Gas_Gas Boiler - Maintenance_A_Achievable Economic TRC Potential | F5 | Industrial | Instruments | Existing | Process | Natural Gas | Gas Boiler - Maintenance | A | Standalone Impact on Baseline Summer Peak (%) | Achievable Economic TRC Potential | 0% | 0% | 0% | 0% | 0% | 0% | 0% | 0% | 0% | 0% | 0% | 0% | 0% | 0% | 0% | 0% | 0% | 0% | 0% | 0% | 0% | 0% | 0% | 0% | 0 | 0 | 0 | 0 | 0 | 0 | 0
F6_Industrial_Instruments_Existing_Process_Natural Gas_Gas Boiler - Maintenance_A_Achievable Economic TRC Potential | F6 | Industrial | Instruments | Existing | Process | Natural Gas | Gas Boiler - Maintenance | A | Standalone Impact on Baseline Winter Peak (%) | Achievable Economic TRC Potential | 0% | 0% | 0% | 0% | 0% | 0% | 0% | 0% | 0% | 0% | 0% | 0% | 0% | 0% | 0% | 0% | 0% | 0% | 0% | 0% | 0% | 0% | 0% | 0% | 0 | 0 | 0 | 0 | 0 | 0 | 0
F7_Industrial_Instruments_Existing_Process_Natural Gas_Gas Boiler - Maintenance_A_Achievable Economic TRC Potential | F7 | Industrial | Instruments | Existing | Process | Natural Gas | Gas Boiler - Maintenance | A | Incremental Energy Savings (MWh or mTherms) | Achievable Economic TRC Potential | 0 | 0 | 0 | 0 | 0 | 0.28664 | 0.2008 | 0.13819 | 0.10768 | 0.094422 | 0.080669 | 0.068919 | 0.058434 | 0.048518 | 0.040848 | 0.03376 | 0.026296 | 0.020376 | 0.015727 | 0.012263 | 0.011213 | 0.0087416 | 0.0075 | 0.006269 | 0.0050474 | 0 | 0 | 0 | 0 | 0 | 0
F8_Industrial_Instruments_Existing_Process_Natural Gas_Gas Boiler - Maintenance_A_Achievable Economic TRC Potential | F8 | Industrial | Instruments | Existing | Process | Natural Gas | Gas Boiler - Maintenance | A | Incremental Summer Peak Savings (MW) | Achievable Economic TRC Potential | 0 | 0 | 0 | 0 | 0 | 0 | 0 | 0 | 0 | 0 | 0 | 0 | 0 | 0 | 0 | 0 | 0 | 0 | 0 | 0 | 0 | 0 | 0 | 0 | 0 | 0 | 0 | 0 | 0 | 0 | 0
F9_Industrial_Instruments_Existing_Process_Natural Gas_Gas Boiler - Maintenance_A_Achievable Economic TRC Potential | F9 | Industrial | Instruments | Existing | Process | Natural Gas | Gas Boiler - Maintenance | A | Incremental Winter Peak Savings (MW) | Achievable Economic TRC Potential | 0 | 0 | 0 | 0 | 0 | 0 | 0 | 0 | 0 | 0 | 0 | 0 | 0 | 0 | 0 | 0 | 0 | 0 | 0 | 0 | 0 | 0 | 0 | 0 | 0 | 0 | 0 | 0 | 0 | 0 | 0
F10_Industrial_Instruments_Existing_Process_Natural Gas_Gas Boiler - Maintenance_A_Achievable Economic TRC Potential | F10 | Industrial | Instruments | Existing | Process | Natural Gas | Gas Boiler - Maintenance | A | Cumulative Energy Savings (MWh or mTherms) | Achievable Economic TRC Potential | 0 | 0 | 0 | 0 | 0 | 0.28664 | 0.48744 | 0.62563 | 0.73331 | 0.82773 | 0.9084 | 0.97732 | 1.0358 | 1.0843 | 1.1251 | 1.1589 | 1.1852 | 1.2056 | 1.2213 | 1.2335 | 1.2448 | 1.2535 | 1.261 | 1.2673 | 1.2723 | 1.2723 | 1.2723 | 1.2723 | 1.2723 | 1.2723 | 1.2723
F11_Industrial_Instruments_Existing_Process_Natural Gas_Gas Boiler - Maintenance_A_Achievable Economic TRC Potential | F11 | Industrial | Instruments | Existing | Process | Natural Gas | Gas Boiler - Maintenance | A | Cumulative Summer Peak Savings (MW) | Achievable Economic TRC Potential | 0 | 0 | 0 | 0 | 0 | 0 | 0 | 0 | 0 | 0 | 0 | 0 | 0 | 0 | 0 | 0 | 0 | 0 | 0 | 0 | 0 | 0 | 0 | 0 | 0 | 0 | 0 | 0 | 0 | 0 | 0
F12_Industrial_Instruments_Existing_Process_Natural Gas_Gas Boiler - Maintenance_A_Achievable Economic TRC Potential | F12 | Industrial | Instruments | Existing | Process | Natural Gas | Gas Boiler - Maintenance | A | Cumulative Winter Peak Savings (MW) | Achievable Economic TRC Potential | 0 | 0 | 0 | 0 | 0 | 0 | 0 | 0 | 0 | 0 | 0 | 0 | 0 | 0 | 0 | 0 | 0 | 0 | 0 | 0 | 0 | 0 | 0 | 0 | 0 | 0 | 0 | 0 | 0 | 0 | 0
F13_Industrial_Instruments_Existing_Process_Natural Gas_Gas Boiler - Maintenance_A_Achievable Economic TRC Potential | F13 | Industrial | Instruments | Existing | Process | Natural Gas | Gas Boiler - Maintenance | A | Purchases (Incremental) | Achievable Economic TRC Potential | 0 | 0 | 0 | 0 | 0 | 111.1004 | 77.8298 | 53.5613 | 41.7361 | 36.5974 | 31.2668 | 26.7125 | 22.6489 | 18.8054 | 15.8325 | 13.0851 | 10.192 | 7.8976 | 6.0958 | 4.753 | 4.3463 | 3.3882 | 2.907 | 2.4298 | 1.9564 | 0 | 0 | 0 | 0 | 0 | 0
F14_Industrial_Instruments_Existing_Process_Natural Gas_Gas Boiler - Maintenance_A_Achievable Economic TRC Potential | F14 | Industrial | Instruments | Existing | Process | Natural Gas | Gas Boiler - Maintenance | A | Purchases (Cumulative) | Achievable Economic TRC Potential | 0 | 0 | 0 | 0 | 0 | 111.1004 | 188.9302 | 242.4915 | 284.2276 | 320.825 | 352.0918 | 378.8043 | 401.4532 | 420.2586 | 436.0911 | 449.1762 | 459.3682 | 467.2658 | 473.3616 | 478.1146 | 482.4609 | 485.8491 | 488.756 | 491.1859 | 493.1422 | 493.1422 | 493.1422 | 493.1422 | 493.1422 | 493.1422 | 493.1422
F1_Industrial_Instruments_Existing_Space Heating_Natural Gas_Gas Furnace - Maintenance_A_Achievable Economic TRC Potential | F1 | Industrial | Instruments | Existing | Space Heating | Natural Gas | Gas Furnace - Maintenance | A | Original Unit Energy Savings (kWh or therms) | Achievable Economic TRC Potential | 0 | 0 | 0 | 0 | 0 | 0.0091939 | 0.0091109 | 0.0090054 | 0.0088982 | 0.0087907 | 0.0086854 | 0.0085811 | 0.0084829 | 0.0083904 | 0.0082972 | 0.0082156 | 0.0081386 | 0.0080664 | 0.0079984 | 0.0079296 | 0.007863 | 0.0077967 | 0.0077284 | 0.0076628 | 0.0075997 | 0.0075405 | 0.0074852 | 0.0074333 | 0.0073847 | 0.0073392 | 0.0072965
F2_Industrial_Instruments_Existing_Space Heating_Natural Gas_Gas Furnace - Maintenance_A_Achievable Economic TRC Potential | F2 | Industrial | Instruments | Existing | Space Heating | Natural Gas | Gas Furnace - Maintenance | A | Original Unit Summer Peak Savings (kW) | Achievable Economic TRC Potential | 0 | 0 | 0 | 0 | 0 | 0 | 0 | 0 | 0 | 0 | 0 | 0 | 0 | 0 | 0 | 0 | 0 | 0 | 0 | 0 | 0 | 0 | 0 | 0 | 0 | 0 | 0 | 0 | 0 | 0 | 0
F3_Industrial_Instruments_Existing_Space Heating_Natural Gas_Gas Furnace - Maintenance_A_Achievable Economic TRC Potential | F3 | Industrial | Instruments | Existing | Space Heating | Natural Gas | Gas Furnace - Maintenance | A | Original Unit Winter Peak Savings (kW) | Achievable Economic TRC Potential | 0 | 0 | 0 | 0 | 0 | 0 | 0 | 0 | 0 | 0 | 0 | 0 | 0 | 0 | 0 | 0 | 0 | 0 | 0 | 0 | 0 | 0 | 0 | 0 | 0 | 0 | 0 | 0 | 0 | 0 | 0
F4_Industrial_Instruments_Existing_Space Heating_Natural Gas_Gas Furnace - Maintenance_A_Achievable Economic TRC Potential | F4 | Industrial | Instruments | Existing | Space Heating | Natural Gas | Gas Furnace - Maintenance | A | Standalone Impact on Baseline Energy (%) | Achievable Economic TRC Potential | 0% | 0% | 0% | 0% | 0% | 0.0001135% | 0.0001923% | 0.0002469% | 0.0002876% | 0.0003227% | 0.0003568% | 0.0003831% | 0.0004051% | 0.0004293% | 0.0004423% | 0.0004589% | 0.0004682% | 0.0004777% | 0.0004873% | 0.0004904% | 0.0004957% | 0.0005% | 0.0005032% | 0.0005058% | 5.0782e-06 | 5.0773e-06 | 5.0757e-06 | 5.0734e-06 | 0 | 0 | 0
F5_Industrial_Instruments_Existing_Space Heating_Natural Gas_Gas Furnace - Maintenance_A_Achievable Economic TRC Potential | F5 | Industrial | Instruments | Existing | Space Heating | Natural Gas | Gas Furnace - Maintenance | A | Standalone Impact on Baseline Summer Peak (%) | Achievable Economic TRC Potential | 0% | 0% | 0% | 0% | 0% | 0% | 0% | 0% | 0% | 0% | 0% | 0% | 0% | 0% | 0% | 0% | 0% | 0% | 0% | 0% | 0% | 0% | 0% | 0% | 0 | 0 | 0 | 0 | 0 | 0 | 0
F6_Industrial_Instruments_Existing_Space Heating_Natural Gas_Gas Furnace - Maintenance_A_Achievable Economic TRC Potential | F6 | Industrial | Instruments | Existing | Space Heating | Natural Gas | Gas Furnace - Maintenance | A | Standalone Impact on Baseline Winter Peak (%) | Achievable Economic TRC Potential | 0% | 0% | 0% | 0% | 0% | 0% | 0% | 0% | 0% | 0% | 0% | 0% | 0% | 0% | 0% | 0% | 0% | 0% | 0% | 0% | 0% | 0% | 0% | 0% | 0 | 0 | 0 | 0 | 0 | 0 | 0
F7_Industrial_Instruments_Existing_Space Heating_Natural Gas_Gas Furnace - Maintenance_A_Achievable Economic TRC Potential | F7 | Industrial | Instruments | Existing | Space Heating | Natural Gas | Gas Furnace - Maintenance | A | Incremental Energy Savings (MWh or mTherms) | Achievable Economic TRC Potential | 0 | 0 | 0 | 0 | 0 | 0.00040587 | 0.00028176 | 0.00019166 | 0.00014757 | 0.00012783 | 0.00010791 | 9.108e-05 | 7.6341e-05 | 6.2695e-05 | 5.2197e-05 | 4.2715e-05 | 3.2959e-05 | 2.5313e-05 | 1.9373e-05 | 1.4976e-05 | 1.3579e-05 | 1.0497e-05 | 8.9268e-06 | 7.3983e-06 | 5.9076e-06 | 0 | 0 | 0 | 0 | 0 | 0
F8_Industrial_Instruments_Existing_Space Heating_Natural Gas_Gas Furnace - Maintenance_A_Achievable Economic TRC Potential | F8 | Industrial | Instruments | Existing | Space Heating | Natural Gas | Gas Furnace - Maintenance | A | Incremental Summer Peak Savings (MW) | Achievable Economic TRC Potential | 0 | 0 | 0 | 0 | 0 | 0 | 0 | 0 | 0 | 0 | 0 | 0 | 0 | 0 | 0 | 0 | 0 | 0 | 0 | 0 | 0 | 0 | 0 | 0 | 0 | 0 | 0 | 0 | 0 | 0 | 0
F9_Industrial_Instruments_Existing_Space Heating_Natural Gas_Gas Furnace - Maintenance_A_Achievable Economic TRC Potential | F9 | Industrial | Instruments | Existing | Space Heating | Natural Gas | Gas Furnace - Maintenance | A | Incremental Winter Peak Savings (MW) | Achievable Economic TRC Potential | 0 | 0 | 0 | 0 | 0 | 0 | 0 | 0 | 0 | 0 | 0 | 0 | 0 | 0 | 0 | 0 | 0 | 0 | 0 | 0 | 0 | 0 | 0 | 0 | 0 | 0 | 0 | 0 | 0 | 0 | 0
F10_Industrial_Instruments_Existing_Space Heating_Natural Gas_Gas Furnace - Maintenance_A_Achievable Economic TRC Potential | F10 | Industrial | Instruments | Existing | Space Heating | Natural Gas | Gas Furnace - Maintenance | A | Cumulative Energy Savings (MWh or mTherms) | Achievable Economic TRC Potential | 0 | 0 | 0 | 0 | 0 | 0.00040587 | 0.00068396 | 0.00086769 | 0.0010049 | 0.0011206 | 0.0012151 | 0.0012916 | 0.0013531 | 0.0014011 | 0.0014377 | 0.0014663 | 0.0014855 | 0.0014977 | 0.0015044 | 0.0015064 | 0.0015074 | 0.0015051 | 0.0015009 | 0.0014955 | 0.0014891 | 0.0014776 | 0.0014667 | 0.0014565 | 0.001447 | 0.0014381 | 0.0014297
F11_Industrial_Instruments_Existing_Space Heating_Natural Gas_Gas Furnace - Maintenance_A_Achievable Economic TRC Potential | F11 | Industrial | Instruments | Existing | Space Heating | Natural Gas | Gas Furnace - Maintenance | A | Cumulative Summer Peak Savings (MW) | Achievable Economic TRC Potential | 0 | 0 | 0 | 0 | 0 | 0 | 0 | 0 | 0 | 0 | 0 | 0 | 0 | 0 | 0 | 0 | 0 | 0 | 0 | 0 | 0 | 0 | 0 | 0 | 0 | 0 | 0 | 0 | 0 | 0 | 0
F12_Industrial_Instruments_Existing_Space Heating_Natural Gas_Gas Furnace - Maintenance_A_Achievable Economic TRC Potential | F12 | Industrial | Instruments | Existing | Space Heating | Natural Gas | Gas Furnace - Maintenance | A | Cumulative Winter Peak Savings (MW) | Achievable Economic TRC Potential | 0 | 0 | 0 | 0 | 0 | 0 | 0 | 0 | 0 | 0 | 0 | 0 | 0 | 0 | 0 | 0 | 0 | 0 | 0 | 0 | 0 | 0 | 0 | 0 | 0 | 0 | 0 | 0 | 0 | 0 | 0
F13_Industrial_Instruments_Existing_Space Heating_Natural Gas_Gas Furnace - Maintenance_A_Achievable Economic TRC Potential | F13 | Industrial | Instruments | Existing | Space Heating | Natural Gas | Gas Furnace - Maintenance | A | Purchases (Incremental) | Achievable Economic TRC Potential | 0 | 0 | 0 | 0 | 0 | 44.1452 | 30.9253 | 21.2823 | 16.5836 | 14.5418 | 12.4237 | 10.6141 | 8.9994 | 7.4722 | 6.291 | 5.1993 | 4.0497 | 3.1381 | 2.4221 | 1.8886 | 1.727 | 1.3463 | 1.1551 | 0.96548 | 0.77735 | 0 | 0 | 0 | 0 | 0 | 0
F14_Industrial_Instruments_Existing_Space Heating_Natural Gas_Gas Furnace - Maintenance_A_Achievable Economic TRC Potential | F14 | Industrial | Instruments | Existing | Space Heating | Natural Gas | Gas Furnace - Maintenance | A | Purchases (Cumulative) | Achievable Economic TRC Potential | 0 | 0 | 0 | 0 | 0 | 44.1452 | 75.0704 | 96.3527 | 112.9364 | 127.4782 | 139.9019 | 150.5159 | 159.5153 | 166.9876 | 173.2785 | 178.4778 | 182.5276 | 185.6657 | 188.0878 | 189.9764 | 191.7033 | 193.0496 | 194.2047 | 195.1702 | 195.9475 | 195.9475 | 195.9475 | 195.9475 | 195.9475 | 195.9475 | 195.9475
F1_Industrial_Instruments_Existing_Space Heating_Natural Gas_Gas Boiler - Hot Water Reset_A_Achievable Economic TRC Potential | F1 | Industrial | Instruments | Existing | Space Heating | Natural Gas | Gas Boiler - Hot Water Reset | A | Original Unit Energy Savings (kWh or therms) | Achievable Economic TRC Potential | 0 | 0 | 0 | 0 | 0 | 14.841 | 14.7404 | 14.6405 | 14.54 | 14.4398 | 14.3425 | 14.2461 | 14.1508 | 14.0565 | 13.9567 | 13.8651 | 13.7746 | 13.6855 | 13.5978 | 13.5098 | 13.4249 | 13.3365 | 13.2512 | 13.1685 | 13.0854 | 13.0094 | 12.9402 | 12.877 | 12.8193 | 12.7666 | 12.7186
F2_Industrial_Instruments_Existing_Space Heating_Natural Gas_Gas Boiler - Hot Water Reset_A_Achievable Economic TRC Potential | F2 | Industrial | Instruments | Existing | Space Heating | Natural Gas | Gas Boiler - Hot Water Reset | A | Original Unit Summer Peak Savings (kW) | Achievable Economic TRC Potential | 0 | 0 | 0 | 0 | 0 | 0 | 0 | 0 | 0 | 0 | 0 | 0 | 0 | 0 | 0 | 0 | 0 | 0 | 0 | 0 | 0 | 0 | 0 | 0 | 0 | 0 | 0 | 0 | 0 | 0 | 0
F3_Industrial_Instruments_Existing_Space Heating_Natural Gas_Gas Boiler - Hot Water Reset_A_Achievable Economic TRC Potential | F3 | Industrial | Instruments | Existing | Space Heating | Natural Gas | Gas Boiler - Hot Water Reset | A | Original Unit Winter Peak Savings (kW) | Achievable Economic TRC Potential | 0 | 0 | 0 | 0 | 0 | 0 | 0 | 0 | 0 | 0 | 0 | 0 | 0 | 0 | 0 | 0 | 0 | 0 | 0 | 0 | 0 | 0 | 0 | 0 | 0 | 0 | 0 | 0 | 0 | 0 | 0
F4_Industrial_Instruments_Existing_Space Heating_Natural Gas_Gas Boiler - Hot Water Reset_A_Achievable Economic TRC Potential | F4 | Industrial | Instruments | Existing | Space Heating | Natural Gas | Gas Boiler - Hot Water Reset | A | Standalone Impact on Baseline Energy (%) | Achievable Economic TRC Potential | 0% | 0% | 0% | 0% | 0% | 0.007385% | 0.01643% | 0.02758% | 0.0404% | 0.05501% | 0.07286% | 0.09189% | 0.1113% | 0.1313% | 0.1465% | 0.1601% | 0.1682% | 0.1738% | 0.1776% | 0.1783% | 0.1793% | 0.18% | 0.1805% | 0.181% | 0.0018133 | 0.0018166 | 0.0018197 | 0.0018227 | 0 | 0 | 0
F5_Industrial_Instruments_Existing_Space Heating_Natural Gas_Gas Boiler - Hot Water Reset_A_Achievable Economic TRC Potential | F5 | Industrial | Instruments | Existing | Space Heating | Natural Gas | Gas Boiler - Hot Water Reset | A | Standalone Impact on Baseline Summer Peak (%) | Achievable Economic TRC Potential | 0% | 0% | 0% | 0% | 0% | 0% | 0% | 0% | 0% | 0% | 0% | 0% | 0% | 0% | 0% | 0% | 0% | 0% | 0% | 0% | 0% | 0% | 0% | 0% | 0 | 0 | 0 | 0 | 0 | 0 | 0
F6_Industrial_Instruments_Existing_Space Heating_Natural Gas_Gas Boiler - Hot Water Reset_A_Achievable Economic TRC Potential | F6 | Industrial | Instruments | Existing | Space Heating | Natural Gas | Gas Boiler - Hot Water Reset | A | Standalone Impact on Baseline Winter Peak (%) | Achievable Economic TRC Potential | 0% | 0% | 0% | 0% | 0% | 0% | 0% | 0% | 0% | 0% | 0% | 0% | 0% | 0% | 0% | 0% | 0% | 0% | 0% | 0% | 0% | 0% | 0% | 0% | 0 | 0 | 0 | 0 | 0 | 0 | 0
F7_Industrial_Instruments_Existing_Space Heating_Natural Gas_Gas Boiler - Hot Water Reset_A_Achievable Economic TRC Potential | F7 | Industrial | Instruments | Existing | Space Heating | Natural Gas | Gas Boiler - Hot Water Reset | A | Incremental Energy Savings (MWh or mTherms) | Achievable Economic TRC Potential | 0 | 0 | 0 | 0 | 0 | 0.026416 | 0.032197 | 0.038902 | 0.044873 | 0.050873 | 0.058325 | 0.06338 | 0.064183 | 0.059128 | 0.050657 | 0.038572 | 0.025364 | 0.014559 | 0.0069028 | 0.002905 | 0.0010454 | 0.00032311 | 6.9718e-05 | 1.135e-05 | 1.3495e-06 | 0 | 0 | 0 | 0 | 0 | 0
F8_Industrial_Instruments_Existing_Space Heating_Natural Gas_Gas Boiler - Hot Water Reset_A_Achievable Economic TRC Potential | F8 | Industrial | Instruments | Existing | Space Heating | Natural Gas | Gas Boiler - Hot Water Reset | A | Incremental Summer Peak Savings (MW) | Achievable Economic TRC Potential | 0 | 0 | 0 | 0 | 0 | 0 | 0 | 0 | 0 | 0 | 0 | 0 | 0 | 0 | 0 | 0 | 0 | 0 | 0 | 0 | 0 | 0 | 0 | 0 | 0 | 0 | 0 | 0 | 0 | 0 | 0
F9_Industrial_Instruments_Existing_Space Heating_Natural Gas_Gas Boiler - Hot Water Reset_A_Achievable Economic TRC Potential | F9 | Industrial | Instruments | Existing | Space Heating | Natural Gas | Gas Boiler - Hot Water Reset | A | Incremental Winter Peak Savings (MW) | Achievable Economic TRC Potential | 0 | 0 | 0 | 0 | 0 | 0 | 0 | 0 | 0 | 0 | 0 | 0 | 0 | 0 | 0 | 0 | 0 | 0 | 0 | 0 | 0 | 0 | 0 | 0 | 0 | 0 | 0 | 0 | 0 | 0 | 0
F10_Industrial_Instruments_Existing_Space Heating_Natural Gas_Gas Boiler - Hot Water Reset_A_Achievable Economic TRC Potential | F10 | Industrial | Instruments | Existing | Space Heating | Natural Gas | Gas Boiler - Hot Water Reset | A | Cumulative Energy Savings (MWh or mTherms) | Achievable Economic TRC Potential | 0 | 0 | 0 | 0 | 0 | 0.026416 | 0.058433 | 0.096939 | 0.14115 | 0.19105 | 0.24808 | 0.3098 | 0.37191 | 0.42856 | 0.47617 | 0.51162 | 0.53364 | 0.54475 | 0.54816 | 0.54752 | 0.54513 | 0.54186 | 0.53846 | 0.53511 | 0.53174 | 0.52865 | 0.52584 | 0.52327 | 0.52092 | 0.51878 | 0.51683
F11_Industrial_Instruments_Existing_Space Heating_Natural Gas_Gas Boiler - Hot Water Reset_A_Achievable Economic TRC Potential | F11 | Industrial | Instruments | Existing | Space Heating | Natural Gas | Gas Boiler - Hot Water Reset | A | Cumulative Summer Peak Savings (MW) | Achievable Economic TRC Potential | 0 | 0 | 0 | 0 | 0 | 0 | 0 | 0 | 0 | 0 | 0 | 0 | 0 | 0 | 0 | 0 | 0 | 0 | 0 | 0 | 0 | 0 | 0 | 0 | 0 | 0 | 0 | 0 | 0 | 0 | 0
F12_Industrial_Instruments_Existing_Space Heating_Natural Gas_Gas Boiler - Hot Water Reset_A_Achievable Economic TRC Potential | F12 | Industrial | Instruments | Existing | Space Heating | Natural Gas | Gas Boiler - Hot Water Reset | A | Cumulative Winter Peak Savings (MW) | Achievable Economic TRC Potential | 0 | 0 | 0 | 0 | 0 | 0 | 0 | 0 | 0 | 0 | 0 | 0 | 0 | 0 | 0 | 0 | 0 | 0 | 0 | 0 | 0 | 0 | 0 | 0 | 0 | 0 | 0 | 0 | 0 | 0 | 0
F13_Industrial_Instruments_Existing_Space Heating_Natural Gas_Gas Boiler - Hot Water Reset_A_Achievable Economic TRC Potential | F13 | Industrial | Instruments | Existing | Space Heating | Natural Gas | Gas Boiler - Hot Water Reset | A | Purchases (Incremental) | Achievable Economic TRC Potential | 0 | 0 | 0 | 0 | 0 | 1.7799 | 2.1843 | 2.6571 | 3.0862 | 3.5231 | 4.0666 | 4.4489 | 4.5357 | 4.2064 | 3.6296 | 2.782 | 1.8414 | 1.0638 | 0.50764 | 0.21502 | 0.077867 | 0.024228 | 0.0052613 | 0.00086187 | 0.00010313 | 0 | 0 | 0 | 0 | 0 | 0
F14_Industrial_Instruments_Existing_Space Heating_Natural Gas_Gas Boiler - Hot Water Reset_A_Achievable Economic TRC Potential | F14 | Industrial | Instruments | Existing | Space Heating | Natural Gas | Gas Boiler - Hot Water Reset | A | Purchases (Cumulative) | Achievable Economic TRC Potential | 0 | 0 | 0 | 0 | 0 | 1.7799 | 3.9642 | 6.6213 | 9.7075 | 13.2305 | 17.2971 | 21.7461 | 26.2817 | 30.4882 | 34.1178 | 36.8997 | 38.7411 | 39.8049 | 40.3126 | 40.5276 | 40.6055 | 40.6297 | 40.635 | 40.6358 | 40.6359 | 40.6359 | 40.6359 | 40.6359 | 40.6359 | 40.6359 | 40.6359
F1_Industrial_Instruments_Existing_Process_Natural Gas_Gas Boiler - Hot Water Reset_A_Achievable Economic TRC Potential | F1 | Industrial | Instruments | Existing | Process | Natural Gas | Gas Boiler - Hot Water Reset | A | Original Unit Energy Savings (kWh or therms) | Achievable Economic TRC Potential | 0 | 0 | 0 | 0 | 0 | 4.6909 | 4.6909 | 4.6909 | 4.6909 | 4.6909 | 4.6909 | 4.6909 | 4.6909 | 4.6909 | 4.6909 | 4.6909 | 4.6909 | 4.6909 | 4.6909 | 4.6909 | 4.6909 | 4.6909 | 4.6909 | 4.6909 | 4.6909 | 4.6909 | 4.6909 | 4.6909 | 4.6909 | 4.6909 | 4.6909
F2_Industrial_Instruments_Existing_Process_Natural Gas_Gas Boiler - Hot Water Reset_A_Achievable Economic TRC Potential | F2 | Industrial | Instruments | Existing | Process | Natural Gas | Gas Boiler - Hot Water Reset | A | Original Unit Summer Peak Savings (kW) | Achievable Economic TRC Potential | 0 | 0 | 0 | 0 | 0 | 0 | 0 | 0 | 0 | 0 | 0 | 0 | 0 | 0 | 0 | 0 | 0 | 0 | 0 | 0 | 0 | 0 | 0 | 0 | 0 | 0 | 0 | 0 | 0 | 0 | 0
F3_Industrial_Instruments_Existing_Process_Natural Gas_Gas Boiler - Hot Water Reset_A_Achievable Economic TRC Potential | F3 | Industrial | Instruments | Existing | Process | Natural Gas | Gas Boiler - Hot Water Reset | A | Original Unit Winter Peak Savings (kW) | Achievable Economic TRC Potential | 0 | 0 | 0 | 0 | 0 | 0 | 0 | 0 | 0 | 0 | 0 | 0 | 0 | 0 | 0 | 0 | 0 | 0 | 0 | 0 | 0 | 0 | 0 | 0 | 0 | 0 | 0 | 0 | 0 | 0 | 0
F4_Industrial_Instruments_Existing_Process_Natural Gas_Gas Boiler - Hot Water Reset_A_Achievable Economic TRC Potential | F4 | Industrial | Instruments | Existing | Process | Natural Gas | Gas Boiler - Hot Water Reset | A | Standalone Impact on Baseline Energy (%) | Achievable Economic TRC Potential | 0% | 0% | 0% | 0% | 0% | 0.02711% | 0.06042% | 0.1015% | 0.1488% | 0.2026% | 0.2683% | 0.3382% | 0.4095% | 0.4828% | 0.5382% | 0.5877% | 0.6169% | 0.637% | 0.651% | 0.6537% | 0.6577% | 0.6606% | 0.6631% | 0.6654% | 0.006675 | 0.0066945 | 0.0067124 | 0.0067287 | 0 | 0 | 0
F5_Industrial_Instruments_Existing_Process_Natural Gas_Gas Boiler - Hot Water Reset_A_Achievable Economic TRC Potential | F5 | Industrial | Instruments | Existing | Process | Natural Gas | Gas Boiler - Hot Water Reset | A | Standalone Impact on Baseline Summer Peak (%) | Achievable Economic TRC Potential | 0% | 0% | 0% | 0% | 0% | 0% | 0% | 0% | 0% | 0% | 0% | 0% | 0% | 0% | 0% | 0% | 0% | 0% | 0% | 0% | 0% | 0% | 0% | 0% | 0 | 0 | 0 | 0 | 0 | 0 | 0
F6_Industrial_Instruments_Existing_Process_Natural Gas_Gas Boiler - Hot Water Reset_A_Achievable Economic TRC Potential | F6 | Industrial | Instruments | Existing | Process | Natural Gas | Gas Boiler - Hot Water Reset | A | Standalone Impact on Baseline Winter Peak (%) | Achievable Economic TRC Potential | 0% | 0% | 0% | 0% | 0% | 0% | 0% | 0% | 0% | 0% | 0% | 0% | 0% | 0% | 0% | 0% | 0% | 0% | 0% | 0% | 0% | 0% | 0% | 0% | 0 | 0 | 0 | 0 | 0 | 0 | 0
F7_Industrial_Instruments_Existing_Process_Natural Gas_Gas Boiler - Hot Water Reset_A_Achievable Economic TRC Potential | F7 | Industrial | Instruments | Existing | Process | Natural Gas | Gas Boiler - Hot Water Reset | A | Incremental Energy Savings (MWh or mTherms) | Achievable Economic TRC Potential | 0 | 0 | 0 | 0 | 0 | 0.25328 | 0.31082 | 0.37811 | 0.43916 | 0.50133 | 0.57867 | 0.63308 | 0.64542 | 0.59857 | 0.51649 | 0.39587 | 0.26203 | 0.15138 | 0.072236 | 0.030598 | 0.01108 | 0.0034476 | 0.00074868 | 0.00012264 | 1.4675e-05 | 0 | 0 | 0 | 0 | 0 | 0
F8_Industrial_Instruments_Existing_Process_Natural Gas_Gas Boiler - Hot Water Reset_A_Achievable Economic TRC Potential | F8 | Industrial | Instruments | Existing | Process | Natural Gas | Gas Boiler - Hot Water Reset | A | Incremental Summer Peak Savings (MW) | Achievable Economic TRC Potential | 0 | 0 | 0 | 0 | 0 | 0 | 0 | 0 | 0 | 0 | 0 | 0 | 0 | 0 | 0 | 0 | 0 | 0 | 0 | 0 | 0 | 0 | 0 | 0 | 0 | 0 | 0 | 0 | 0 | 0 | 0
F9_Industrial_Instruments_Existing_Process_Natural Gas_Gas Boiler - Hot Water Reset_A_Achievable Economic TRC Potential | F9 | Industrial | Instruments | Existing | Process | Natural Gas | Gas Boiler - Hot Water Reset | A | Incremental Winter Peak Savings (MW) | Achievable Economic TRC Potential | 0 | 0 | 0 | 0 | 0 | 0 | 0 | 0 | 0 | 0 | 0 | 0 | 0 | 0 | 0 | 0 | 0 | 0 | 0 | 0 | 0 | 0 | 0 | 0 | 0 | 0 | 0 | 0 | 0 | 0 | 0
F10_Industrial_Instruments_Existing_Process_Natural Gas_Gas Boiler - Hot Water Reset_A_Achievable Economic TRC Potential | F10 | Industrial | Instruments | Existing | Process | Natural Gas | Gas Boiler - Hot Water Reset | A | Cumulative Energy Savings (MWh or mTherms) | Achievable Economic TRC Potential | 0 | 0 | 0 | 0 | 0 | 0.25328 | 0.5641 | 0.9422 | 1.3814 | 1.8827 | 2.4614 | 3.0944 | 3.7399 | 4.3384 | 4.8549 | 5.2508 | 5.5128 | 5.6642 | 5.7364 | 5.767 | 5.7781 | 5.7816 | 5.7823 | 5.7824 | 5.7824 | 5.7824 | 5.7824 | 5.7824 | 5.7824 | 5.7824 | 5.7824
F11_Industrial_Instruments_Existing_Process_Natural Gas_Gas Boiler - Hot Water Reset_A_Achievable Economic TRC Potential | F11 | Industrial | Instruments | Existing | Process | Natural Gas | Gas Boiler - Hot Water Reset | A | Cumulative Summer Peak Savings (MW) | Achievable Economic TRC Potential | 0 | 0 | 0 | 0 | 0 | 0 | 0 | 0 | 0 | 0 | 0 | 0 | 0 | 0 | 0 | 0 | 0 | 0 | 0 | 0 | 0 | 0 | 0 | 0 | 0 | 0 | 0 | 0 | 0 | 0 | 0
F12_Industrial_Instruments_Existing_Process_Natural Gas_Gas Boiler - Hot Water Reset_A_Achievable Economic TRC Potential | F12 | Industrial | Instruments | Existing | Process | Natural Gas | Gas Boiler - Hot Water Reset | A | Cumulative Winter Peak Savings (MW) | Achievable Economic TRC Potential | 0 | 0 | 0 | 0 | 0 | 0 | 0 | 0 | 0 | 0 | 0 | 0 | 0 | 0 | 0 | 0 | 0 | 0 | 0 | 0 | 0 | 0 | 0 | 0 | 0 | 0 | 0 | 0 | 0 | 0 | 0
F13_Industrial_Instruments_Existing_Process_Natural Gas_Gas Boiler - Hot Water Reset_A_Achievable Economic TRC Potential | F13 | Industrial | Instruments | Existing | Process | Natural Gas | Gas Boiler - Hot Water Reset | A | Purchases (Incremental) | Achievable Economic TRC Potential | 0 | 0 | 0 | 0 | 0 | 53.9934 | 66.2589 | 80.6033 | 93.6183 | 106.8718 | 123.3593 | 134.9573 | 137.5885 | 127.6017 | 110.1032 | 84.39 | 55.8583 | 32.2706 | 15.3991 | 6.5227 | 2.3621 | 0.73494 | 0.1596 | 0.026145 | 0.0031284 | 0 | 0 | 0 | 0 | 0 | 0
F14_Industrial_Instruments_Existing_Process_Natural Gas_Gas Boiler - Hot Water Reset_A_Achievable Economic TRC Potential | F14 | Industrial | Instruments | Existing | Process | Natural Gas | Gas Boiler - Hot Water Reset | A | Purchases (Cumulative) | Achievable Economic TRC Potential | 0 | 0 | 0 | 0 | 0 | 53.9934 | 120.2522 | 200.8555 | 294.4738 | 401.3457 | 524.705 | 659.6623 | 797.2508 | 924.8524 | 1034.9556 | 1119.3456 | 1175.204 | 1207.4746 | 1222.8737 | 1229.3965 | 1231.7586 | 1232.4935 | 1232.6531 | 1232.6792 | 1232.6824 | 1232.6824 | 1232.6824 | 1232.6824 | 1232.6824 | 1232.6824 | 1232.6824
F1_Industrial_Instruments_Existing_Space Heating_Natural Gas_Steam Trap Maintenance_A_Achievable Economic TRC Potential | F1 | Industrial | Instruments | Existing | Space Heating | Natural Gas | Steam Trap Maintenance | A | Original Unit Energy Savings (kWh or therms) | Achievable Economic TRC Potential | 0 | 0 | 0 | 0 | 0 | 5.243 | 5.2075 | 5.1722 | 5.1367 | 5.1013 | 5.0669 | 5.0329 | 4.9992 | 4.9659 | 4.9306 | 4.8983 | 4.8663 | 4.8348 | 4.8038 | 4.7727 | 4.7427 | 4.7115 | 4.6814 | 4.6522 | 4.6228 | 4.596 | 4.5715 | 4.5492 | 4.5288 | 4.5102 | 4.4932
F2_Industrial_Instruments_Existing_Space Heating_Natural Gas_Steam Trap Maintenance_A_Achievable Economic TRC Potential | F2 | Industrial | Instruments | Existing | Space Heating | Natural Gas | Steam Trap Maintenance | A | Original Unit Summer Peak Savings (kW) | Achievable Economic TRC Potential | 0 | 0 | 0 | 0 | 0 | 0 | 0 | 0 | 0 | 0 | 0 | 0 | 0 | 0 | 0 | 0 | 0 | 0 | 0 | 0 | 0 | 0 | 0 | 0 | 0 | 0 | 0 | 0 | 0 | 0 | 0
F3_Industrial_Instruments_Existing_Space Heating_Natural Gas_Steam Trap Maintenance_A_Achievable Economic TRC Potential | F3 | Industrial | Instruments | Existing | Space Heating | Natural Gas | Steam Trap Maintenance | A | Original Unit Winter Peak Savings (kW) | Achievable Economic TRC Potential | 0 | 0 | 0 | 0 | 0 | 0 | 0 | 0 | 0 | 0 | 0 | 0 | 0 | 0 | 0 | 0 | 0 | 0 | 0 | 0 | 0 | 0 | 0 | 0 | 0 | 0 | 0 | 0 | 0 | 0 | 0
F4_Industrial_Instruments_Existing_Space Heating_Natural Gas_Steam Trap Maintenance_A_Achievable Economic TRC Potential | F4 | Industrial | Instruments | Existing | Space Heating | Natural Gas | Steam Trap Maintenance | A | Standalone Impact on Baseline Energy (%) | Achievable Economic TRC Potential | 0% | 0% | 0% | 0% | 0% | 0.001456% | 0.002908% | 0.004375% | 0.005823% | 0.00727% | 0.008817% | 0.0103% | 0.01178% | 0.01343% | 0.01484% | 0.01645% | 0.01792% | 0.01948% | 0.02111% | 0.02254% | 0.02408% | 0.02562% | 0.02715% | 0.02867% | 0.0003018 | 0.00030235 | 0.00030287 | 0.00030336 | 0 | 0 | 0
F5_Industrial_Instruments_Existing_Space Heating_Natural Gas_Steam Trap Maintenance_A_Achievable Economic TRC Potential | F5 | Industrial | Instruments | Existing | Space Heating | Natural Gas | Steam Trap Maintenance | A | Standalone Impact on Baseline Summer Peak (%) | Achievable Economic TRC Potential | 0% | 0% | 0% | 0% | 0% | 0% | 0% | 0% | 0% | 0% | 0% | 0% | 0% | 0% | 0% | 0% | 0% | 0% | 0% | 0% | 0% | 0% | 0% | 0% | 0 | 0 | 0 | 0 | 0 | 0 | 0
F6_Industrial_Instruments_Existing_Space Heating_Natural Gas_Steam Trap Maintenance_A_Achievable Economic TRC Potential | F6 | Industrial | Instruments | Existing | Space Heating | Natural Gas | Steam Trap Maintenance | A | Standalone Impact on Baseline Winter Peak (%) | Achievable Economic TRC Potential | 0% | 0% | 0% | 0% | 0% | 0% | 0% | 0% | 0% | 0% | 0% | 0% | 0% | 0% | 0% | 0% | 0% | 0% | 0% | 0% | 0% | 0% | 0% | 0% | 0 | 0 | 0 | 0 | 0 | 0 | 0
F7_Industrial_Instruments_Existing_Space Heating_Natural Gas_Steam Trap Maintenance_A_Achievable Economic TRC Potential | F7 | Industrial | Instruments | Existing | Space Heating | Natural Gas | Steam Trap Maintenance | A | Incremental Energy Savings (MWh or mTherms) | Achievable Economic TRC Potential | 0 | 0 | 0 | 0 | 0 | 0.0052086 | 0.0051705 | 0.0051051 | 0.0050729 | 0.0050421 | 0.0049445 | 0.0048978 | 0.0048552 | 0.0047462 | 0.0047305 | 0.0046547 | 0.0046249 | 0.0045719 | 0.004502 | 0.0044782 | 0.0044317 | 0.0043854 | 0.0043414 | 0.0042997 | 0.004259 | 0 | 0 | 0 | 0 | 0 | 0
F8_Industrial_Instruments_Existing_Space Heating_Natural Gas_Steam Trap Maintenance_A_Achievable Economic TRC Potential | F8 | Industrial | Instruments | Existing | Space Heating | Natural Gas | Steam Trap Maintenance | A | Incremental Summer Peak Savings (MW) | Achievable Economic TRC Potential | 0 | 0 | 0 | 0 | 0 | 0 | 0 | 0 | 0 | 0 | 0 | 0 | 0 | 0 | 0 | 0 | 0 | 0 | 0 | 0 | 0 | 0 | 0 | 0 | 0 | 0 | 0 | 0 | 0 | 0 | 0
F9_Industrial_Instruments_Existing_Space Heating_Natural Gas_Steam Trap Maintenance_A_Achievable Economic TRC Potential | F9 | Industrial | Instruments | Existing | Space Heating | Natural Gas | Steam Trap Maintenance | A | Incremental Winter Peak Savings (MW) | Achievable Economic TRC Potential | 0 | 0 | 0 | 0 | 0 | 0 | 0 | 0 | 0 | 0 | 0 | 0 | 0 | 0 | 0 | 0 | 0 | 0 | 0 | 0 | 0 | 0 | 0 | 0 | 0 | 0 | 0 | 0 | 0 | 0 | 0
F10_Industrial_Instruments_Existing_Space Heating_Natural Gas_Steam Trap Maintenance_A_Achievable Economic TRC Potential | F10 | Industrial | Instruments | Existing | Space Heating | Natural Gas | Steam Trap Maintenance | A | Cumulative Energy Savings (MWh or mTherms) | Achievable Economic TRC Potential | 0 | 0 | 0 | 0 | 0 | 0.0052086 | 0.010344 | 0.015379 | 0.020346 | 0.025248 | 0.030022 | 0.034718 | 0.039341 | 0.043825 | 0.048245 | 0.052583 | 0.056864 | 0.061069 | 0.065179 | 0.069236 | 0.073232 | 0.077135 | 0.080983 | 0.084778 | 0.088501 | 0.087988 | 0.08752 | 0.087092 | 0.086702 | 0.086346 | 0.086021
F11_Industrial_Instruments_Existing_Space Heating_Natural Gas_Steam Trap Maintenance_A_Achievable Economic TRC Potential | F11 | Industrial | Instruments | Existing | Space Heating | Natural Gas | Steam Trap Maintenance | A | Cumulative Summer Peak Savings (MW) | Achievable Economic TRC Potential | 0 | 0 | 0 | 0 | 0 | 0 | 0 | 0 | 0 | 0 | 0 | 0 | 0 | 0 | 0 | 0 | 0 | 0 | 0 | 0 | 0 | 0 | 0 | 0 | 0 | 0 | 0 | 0 | 0 | 0 | 0
F12_Industrial_Instruments_Existing_Space Heating_Natural Gas_Steam Trap Maintenance_A_Achievable Economic TRC Potential | F12 | Industrial | Instruments | Existing | Space Heating | Natural Gas | Steam Trap Maintenance | A | Cumulative Winter Peak Savings (MW) | Achievable Economic TRC Potential | 0 | 0 | 0 | 0 | 0 | 0 | 0 | 0 | 0 | 0 | 0 | 0 | 0 | 0 | 0 | 0 | 0 | 0 | 0 | 0 | 0 | 0 | 0 | 0 | 0 | 0 | 0 | 0 | 0 | 0 | 0
F13_Industrial_Instruments_Existing_Space Heating_Natural Gas_Steam Trap Maintenance_A_Achievable Economic TRC Potential | F13 | Industrial | Instruments | Existing | Space Heating | Natural Gas | Steam Trap Maintenance | A | Purchases (Incremental) | Achievable Economic TRC Potential | 0 | 0 | 0 | 0 | 0 | 0.99344 | 0.9929 | 0.98704 | 0.98757 | 0.98839 | 0.97584 | 0.97317 | 0.9712 | 0.95577 | 0.95942 | 0.95027 | 0.9504 | 0.94561 | 0.93718 | 0.93829 | 0.93441 | 0.93078 | 0.92738 | 0.92423 | 0.92132 | 0 | 0 | 0 | 0 | 0 | 0
F14_Industrial_Instruments_Existing_Space Heating_Natural Gas_Steam Trap Maintenance_A_Achievable Economic TRC Potential | F14 | Industrial | Instruments | Existing | Space Heating | Natural Gas | Steam Trap Maintenance | A | Purchases (Cumulative) | Achievable Economic TRC Potential | 0 | 0 | 0 | 0 | 0 | 0.99344 | 1.9863 | 2.9734 | 3.961 | 4.9493 | 5.9252 | 6.8984 | 7.8696 | 8.8253 | 9.7847 | 10.735 | 11.6854 | 12.631 | 13.5682 | 14.5065 | 15.4409 | 16.3717 | 17.2991 | 18.2233 | 19.1446 | 19.1446 | 19.1446 | 19.1446 | 19.1446 | 19.1446 | 19.1446
F1_Industrial_Instruments_Existing_Process_Natural Gas_Steam Trap Maintenance_A_Achievable Economic TRC Potential | F1 | Industrial | Instruments | Existing | Process | Natural Gas | Steam Trap Maintenance | A | Original Unit Energy Savings (kWh or therms) | Achievable Economic TRC Potential | 0 | 0 | 0 | 0 | 0 | 3.3144 | 3.3144 | 3.3144 | 3.3144 | 3.3144 | 3.3144 | 3.3144 | 3.3144 | 3.3144 | 3.3144 | 3.3144 | 3.3144 | 3.3144 | 3.3144 | 3.3144 | 3.3144 | 3.3144 | 3.3144 | 3.3144 | 3.3144 | 3.3144 | 3.3144 | 3.3144 | 3.3144 | 3.3144 | 3.3144
F2_Industrial_Instruments_Existing_Process_Natural Gas_Steam Trap Maintenance_A_Achievable Economic TRC Potential | F2 | Industrial | Instruments | Existing | Process | Natural Gas | Steam Trap Maintenance | A | Original Unit Summer Peak Savings (kW) | Achievable Economic TRC Potential | 0 | 0 | 0 | 0 | 0 | 0 | 0 | 0 | 0 | 0 | 0 | 0 | 0 | 0 | 0 | 0 | 0 | 0 | 0 | 0 | 0 | 0 | 0 | 0 | 0 | 0 | 0 | 0 | 0 | 0 | 0
F3_Industrial_Instruments_Existing_Process_Natural Gas_Steam Trap Maintenance_A_Achievable Economic TRC Potential | F3 | Industrial | Instruments | Existing | Process | Natural Gas | Steam Trap Maintenance | A | Original Unit Winter Peak Savings (kW) | Achievable Economic TRC Potential | 0 | 0 | 0 | 0 | 0 | 0 | 0 | 0 | 0 | 0 | 0 | 0 | 0 | 0 | 0 | 0 | 0 | 0 | 0 | 0 | 0 | 0 | 0 | 0 | 0 | 0 | 0 | 0 | 0 | 0 | 0
F4_Industrial_Instruments_Existing_Process_Natural Gas_Steam Trap Maintenance_A_Achievable Economic TRC Potential | F4 | Industrial | Instruments | Existing | Process | Natural Gas | Steam Trap Maintenance | A | Standalone Impact on Baseline Energy (%) | Achievable Economic TRC Potential | 0% | 0% | 0% | 0% | 0% | 0.01069% | 0.02139% | 0.03221% | 0.04289% | 0.05354% | 0.06493% | 0.0758% | 0.08664% | 0.09874% | 0.1091% | 0.1208% | 0.1315% | 0.1428% | 0.1548% | 0.1653% | 0.1767% | 0.1881% | 0.1995% | 0.2108% | 0.002222 | 0.0022284 | 0.0022344 | 0.0022398 | 0 | 0 | 0
F5_Industrial_Instruments_Existing_Process_Natural Gas_Steam Trap Maintenance_A_Achievable Economic TRC Potential | F5 | Industrial | Instruments | Existing | Process | Natural Gas | Steam Trap Maintenance | A | Standalone Impact on Baseline Summer Peak (%) | Achievable Economic TRC Potential | 0% | 0% | 0% | 0% | 0% | 0% | 0% | 0% | 0% | 0% | 0% | 0% | 0% | 0% | 0% | 0% | 0% | 0% | 0% | 0% | 0% | 0% | 0% | 0% | 0 | 0 | 0 | 0 | 0 | 0 | 0
F6_Industrial_Instruments_Existing_Process_Natural Gas_Steam Trap Maintenance_A_Achievable Economic TRC Potential | F6 | Industrial | Instruments | Existing | Process | Natural Gas | Steam Trap Maintenance | A | Standalone Impact on Baseline Winter Peak (%) | Achievable Economic TRC Potential | 0% | 0% | 0% | 0% | 0% | 0% | 0% | 0% | 0% | 0% | 0% | 0% | 0% | 0% | 0% | 0% | 0% | 0% | 0% | 0% | 0% | 0% | 0% | 0% | 0 | 0 | 0 | 0 | 0 | 0 | 0
F7_Industrial_Instruments_Existing_Process_Natural Gas_Steam Trap Maintenance_A_Achievable Economic TRC Potential | F7 | Industrial | Instruments | Existing | Process | Natural Gas | Steam Trap Maintenance | A | Incremental Energy Savings (MWh or mTherms) | Achievable Economic TRC Potential | 0 | 0 | 0 | 0 | 0 | 0.099883 | 0.099828 | 0.099239 | 0.099293 | 0.099375 | 0.098113 | 0.097845 | 0.097646 | 0.096096 | 0.096463 | 0.095543 | 0.095555 | 0.095074 | 0.094226 | 0.094338 | 0.093948 | 0.093582 | 0.093241 | 0.092924 | 0.092631 | 0 | 0 | 0 | 0 | 0 | 0
F8_Industrial_Instruments_Existing_Process_Natural Gas_Steam Trap Maintenance_A_Achievable Economic TRC Potential | F8 | Industrial | Instruments | Existing | Process | Natural Gas | Steam Trap Maintenance | A | Incremental Summer Peak Savings (MW) | Achievable Economic TRC Potential | 0 | 0 | 0 | 0 | 0 | 0 | 0 | 0 | 0 | 0 | 0 | 0 | 0 | 0 | 0 | 0 | 0 | 0 | 0 | 0 | 0 | 0 | 0 | 0 | 0 | 0 | 0 | 0 | 0 | 0 | 0
F9_Industrial_Instruments_Existing_Process_Natural Gas_Steam Trap Maintenance_A_Achievable Economic TRC Potential | F9 | Industrial | Instruments | Existing | Process | Natural Gas | Steam Trap Maintenance | A | Incremental Winter Peak Savings (MW) | Achievable Economic TRC Potential | 0 | 0 | 0 | 0 | 0 | 0 | 0 | 0 | 0 | 0 | 0 | 0 | 0 | 0 | 0 | 0 | 0 | 0 | 0 | 0 | 0 | 0 | 0 | 0 | 0 | 0 | 0 | 0 | 0 | 0 | 0
F10_Industrial_Instruments_Existing_Process_Natural Gas_Steam Trap Maintenance_A_Achievable Economic TRC Potential | F10 | Industrial | Instruments | Existing | Process | Natural Gas | Steam Trap Maintenance | A | Cumulative Energy Savings (MWh or mTherms) | Achievable Economic TRC Potential | 0 | 0 | 0 | 0 | 0 | 0.099883 | 0.19971 | 0.29895 | 0.39824 | 0.49762 | 0.59573 | 0.69358 | 0.79122 | 0.88732 | 0.98378 | 1.0793 | 1.1749 | 1.27 | 1.3642 | 1.4585 | 1.5525 | 1.646 | 1.7393 | 1.8322 | 1.9248 | 1.9248 | 1.9248 | 1.9248 | 1.9248 | 1.9248 | 1.9248
F11_Industrial_Instruments_Existing_Process_Natural Gas_Steam Trap Maintenance_A_Achievable Economic TRC Potential | F11 | Industrial | Instruments | Existing | Process | Natural Gas | Steam Trap Maintenance | A | Cumulative Summer Peak Savings (MW) | Achievable Economic TRC Potential | 0 | 0 | 0 | 0 | 0 | 0 | 0 | 0 | 0 | 0 | 0 | 0 | 0 | 0 | 0 | 0 | 0 | 0 | 0 | 0 | 0 | 0 | 0 | 0 | 0 | 0 | 0 | 0 | 0 | 0 | 0
F12_Industrial_Instruments_Existing_Process_Natural Gas_Steam Trap Maintenance_A_Achievable Economic TRC Potential | F12 | Industrial | Instruments | Existing | Process | Natural Gas | Steam Trap Maintenance | A | Cumulative Winter Peak Savings (MW) | Achievable Economic TRC Potential | 0 | 0 | 0 | 0 | 0 | 0 | 0 | 0 | 0 | 0 | 0 | 0 | 0 | 0 | 0 | 0 | 0 | 0 | 0 | 0 | 0 | 0 | 0 | 0 | 0 | 0 | 0 | 0 | 0 | 0 | 0
F13_Industrial_Instruments_Existing_Process_Natural Gas_Steam Trap Maintenance_A_Achievable Economic TRC Potential | F13 | Industrial | Instruments | Existing | Process | Natural Gas | Steam Trap Maintenance | A | Purchases (Incremental) | Achievable Economic TRC Potential | 0 | 0 | 0 | 0 | 0 | 30.1358 | 30.1193 | 29.9417 | 29.9579 | 29.9826 | 29.6019 | 29.521 | 29.461 | 28.9932 | 29.1039 | 28.8264 | 28.8301 | 28.685 | 28.4291 | 28.4628 | 28.3451 | 28.2349 | 28.132 | 28.0364 | 27.948 | 0 | 0 | 0 | 0 | 0 | 0
F14_Industrial_Instruments_Existing_Process_Natural Gas_Steam Trap Maintenance_A_Achievable Economic TRC Potential | F14 | Industrial | Instruments | Existing | Process | Natural Gas | Steam Trap Maintenance | A | Purchases (Cumulative) | Achievable Economic TRC Potential | 0 | 0 | 0 | 0 | 0 | 30.1358 | 60.2551 | 90.1968 | 120.1547 | 150.1373 | 179.7392 | 209.2602 | 238.7212 | 267.7144 | 296.8183 | 325.6447 | 354.4748 | 383.1598 | 411.589 | 440.0518 | 468.3969 | 496.6318 | 524.7638 | 552.8002 | 580.7481 | 580.7481 | 580.7481 | 580.7481 | 580.7481 | 580.7481 | 580.7481
F1_Industrial_Instruments_Existing_Space Heating_Natural Gas_Gas Boiler - High Turndown_A_Achievable Economic TRC Potential | F1 | Industrial | Instruments | Existing | Space Heating | Natural Gas | Gas Boiler - High Turndown | A | Original Unit Energy Savings (kWh or therms) | Achievable Economic TRC Potential | 0 | 0 | 0 | 0 | 0 | 5.5654 | 5.5276 | 5.4902 | 5.4525 | 5.4149 | 5.3784 | 5.3423 | 5.3065 | 5.2712 | 5.2338 | 5.1994 | 5.1655 | 5.1321 | 5.0992 | 5.0662 | 5.0343 | 5.0012 | 4.9692 | 4.9382 | 4.907 | 4.8785 | 4.8526 | 4.8289 | 4.8072 | 4.7875 | 4.7695
F2_Industrial_Instruments_Existing_Space Heating_Natural Gas_Gas Boiler - High Turndown_A_Achievable Economic TRC Potential | F2 | Industrial | Instruments | Existing | Space Heating | Natural Gas | Gas Boiler - High Turndown | A | Original Unit Summer Peak Savings (kW) | Achievable Economic TRC Potential | 0 | 0 | 0 | 0 | 0 | 0 | 0 | 0 | 0 | 0 | 0 | 0 | 0 | 0 | 0 | 0 | 0 | 0 | 0 | 0 | 0 | 0 | 0 | 0 | 0 | 0 | 0 | 0 | 0 | 0 | 0
F3_Industrial_Instruments_Existing_Space Heating_Natural Gas_Gas Boiler - High Turndown_A_Achievable Economic TRC Potential | F3 | Industrial | Instruments | Existing | Space Heating | Natural Gas | Gas Boiler - High Turndown | A | Original Unit Winter Peak Savings (kW) | Achievable Economic TRC Potential | 0 | 0 | 0 | 0 | 0 | 0 | 0 | 0 | 0 | 0 | 0 | 0 | 0 | 0 | 0 | 0 | 0 | 0 | 0 | 0 | 0 | 0 | 0 | 0 | 0 | 0 | 0 | 0 | 0 | 0 | 0
F4_Industrial_Instruments_Existing_Space Heating_Natural Gas_Gas Boiler - High Turndown_A_Achievable Economic TRC Potential | F4 | Industrial | Instruments | Existing | Space Heating | Natural Gas | Gas Boiler - High Turndown | A | Standalone Impact on Baseline Energy (%) | Achievable Economic TRC Potential | 0% | 0% | 0% | 0% | 0% | 0.004227% | 0.00844% | 0.0127% | 0.0169% | 0.0211% | 0.02517% | 0.02829% | 0.03079% | 0.03325% | 0.0347% | 0.03631% | 0.03733% | 0.03834% | 0.03932% | 0.03978% | 0.04034% | 0.04048% | 0.04059% | 0.04069% | 0.00040772 | 0.00040847 | 0.00040917 | 0.00040983 | 0 | 0 | 0
F5_Industrial_Instruments_Existing_Space Heating_Natural Gas_Gas Boiler - High Turndown_A_Achievable Economic TRC Potential | F5 | Industrial | Instruments | Existing | Space Heating | Natural Gas | Gas Boiler - High Turndown | A | Standalone Impact on Baseline Summer Peak (%) | Achievable Economic TRC Potential | 0% | 0% | 0% | 0% | 0% | 0% | 0% | 0% | 0% | 0% | 0% | 0% | 0% | 0% | 0% | 0% | 0% | 0% | 0% | 0% | 0% | 0% | 0% | 0% | 0 | 0 | 0 | 0 | 0 | 0 | 0
F6_Industrial_Instruments_Existing_Space Heating_Natural Gas_Gas Boiler - High Turndown_A_Achievable Economic TRC Potential | F6 | Industrial | Instruments | Existing | Space Heating | Natural Gas | Gas Boiler - High Turndown | A | Standalone Impact on Baseline Winter Peak (%) | Achievable Economic TRC Potential | 0% | 0% | 0% | 0% | 0% | 0% | 0% | 0% | 0% | 0% | 0% | 0% | 0% | 0% | 0% | 0% | 0% | 0% | 0% | 0% | 0% | 0% | 0% | 0% | 0 | 0 | 0 | 0 | 0 | 0 | 0
F7_Industrial_Instruments_Existing_Space Heating_Natural Gas_Gas Boiler - High Turndown_A_Achievable Economic TRC Potential | F7 | Industrial | Instruments | Existing | Space Heating | Natural Gas | Gas Boiler - High Turndown | A | Incremental Energy Savings (MWh or mTherms) | Achievable Economic TRC Potential | 0 | 0 | 0 | 0 | 0 | 0.015118 | 0.015007 | 0.014818 | 0.014724 | 0.014635 | 0.012916 | 0.010235 | 0.008117 | 0.0063479 | 0.0050616 | 0.0039843 | 0.003167 | 0.0025046 | 0.0019731 | 0.0015701 | 0.001243 | 8.3898e-06 | 2.9663e-06 | 1.0015e-06 | 3.235e-07 | 2.7258e-07 | 2.7041e-07 | 2.6844e-07 | 2.6665e-07 | 2.6504e-07 | 2.6359e-07
F8_Industrial_Instruments_Existing_Space Heating_Natural Gas_Gas Boiler - High Turndown_A_Achievable Economic TRC Potential | F8 | Industrial | Instruments | Existing | Space Heating | Natural Gas | Gas Boiler - High Turndown | A | Incremental Summer Peak Savings (MW) | Achievable Economic TRC Potential | 0 | 0 | 0 | 0 | 0 | 0 | 0 | 0 | 0 | 0 | 0 | 0 | 0 | 0 | 0 | 0 | 0 | 0 | 0 | 0 | 0 | 0 | 0 | 0 | 0 | 0 | 0 | 0 | 0 | 0 | 0
F9_Industrial_Instruments_Existing_Space Heating_Natural Gas_Gas Boiler - High Turndown_A_Achievable Economic TRC Potential | F9 | Industrial | Instruments | Existing | Space Heating | Natural Gas | Gas Boiler - High Turndown | A | Incremental Winter Peak Savings (MW) | Achievable Economic TRC Potential | 0 | 0 | 0 | 0 | 0 | 0 | 0 | 0 | 0 | 0 | 0 | 0 | 0 | 0 | 0 | 0 | 0 | 0 | 0 | 0 | 0 | 0 | 0 | 0 | 0 | 0 | 0 | 0 | 0 | 0 | 0
F10_Industrial_Instruments_Existing_Space Heating_Natural Gas_Gas Boiler - High Turndown_A_Achievable Economic TRC Potential | F10 | Industrial | Instruments | Existing | Space Heating | Natural Gas | Gas Boiler - High Turndown | A | Cumulative Energy Savings (MWh or mTherms) | Achievable Economic TRC Potential | 0 | 0 | 0 | 0 | 0 | 0.015118 | 0.030023 | 0.044637 | 0.059054 | 0.073282 | 0.085704 | 0.095364 | 0.10284 | 0.10851 | 0.1128 | 0.11604 | 0.11845 | 0.12019 | 0.12139 | 0.12218 | 0.12265 | 0.12185 | 0.12108 | 0.12032 | 0.11956 | 0.11887 | 0.11824 | 0.11766 | 0.11713 | 0.11665 | 0.11621
F11_Industrial_Instruments_Existing_Space Heating_Natural Gas_Gas Boiler - High Turndown_A_Achievable Economic TRC Potential | F11 | Industrial | Instruments | Existing | Space Heating | Natural Gas | Gas Boiler - High Turndown | A | Cumulative Summer Peak Savings (MW) | Achievable Economic TRC Potential | 0 | 0 | 0 | 0 | 0 | 0 | 0 | 0 | 0 | 0 | 0 | 0 | 0 | 0 | 0 | 0 | 0 | 0 | 0 | 0 | 0 | 0 | 0 | 0 | 0 | 0 | 0 | 0 | 0 | 0 | 0
F12_Industrial_Instruments_Existing_Space Heating_Natural Gas_Gas Boiler - High Turndown_A_Achievable Economic TRC Potential | F12 | Industrial | Instruments | Existing | Space Heating | Natural Gas | Gas Boiler - High Turndown | A | Cumulative Winter Peak Savings (MW) | Achievable Economic TRC Potential | 0 | 0 | 0 | 0 | 0 | 0 | 0 | 0 | 0 | 0 | 0 | 0 | 0 | 0 | 0 | 0 | 0 | 0 | 0 | 0 | 0 | 0 | 0 | 0 | 0 | 0 | 0 | 0 | 0 | 0 | 0
F13_Industrial_Instruments_Existing_Space Heating_Natural Gas_Gas Boiler - High Turndown_A_Achievable Economic TRC Potential | F13 | Industrial | Instruments | Existing | Space Heating | Natural Gas | Gas Boiler - High Turndown | A | Purchases (Incremental) | Achievable Economic TRC Potential | 0 | 0 | 0 | 0 | 0 | 2.7164 | 2.7149 | 2.6989 | 2.7004 | 2.7026 | 2.4015 | 1.9159 | 1.5296 | 1.2043 | 0.9671 | 0.7663 | 0.61312 | 0.48803 | 0.38694 | 0.30992 | 0.24691 | 0.0016776 | 0.00059694 | 0.00020281 | 6.5926e-05 | 5.5874e-05 | 5.5725e-05 | 5.559e-05 | 5.5469e-05 | 5.5361e-05 | 5.5267e-05
F14_Industrial_Instruments_Existing_Space Heating_Natural Gas_Gas Boiler - High Turndown_A_Achievable Economic TRC Potential | F14 | Industrial | Instruments | Existing | Space Heating | Natural Gas | Gas Boiler - High Turndown | A | Purchases (Cumulative) | Achievable Economic TRC Potential | 0 | 0 | 0 | 0 | 0 | 2.7164 | 5.4314 | 8.1303 | 10.8307 | 13.5333 | 15.9348 | 17.8507 | 19.3803 | 20.5846 | 21.5517 | 22.318 | 22.9311 | 23.4191 | 23.8061 | 24.116 | 24.3629 | 24.3646 | 24.3652 | 24.3654 | 24.3655 | 24.3655 | 24.3656 | 24.3656 | 24.3657 | 24.3657 | 24.3658
F1_Industrial_Instruments_Existing_Process_Natural Gas_Gas Boiler - High Turndown_A_Achievable Economic TRC Potential | F1 | Industrial | Instruments | Existing | Process | Natural Gas | Gas Boiler - High Turndown | A | Original Unit Energy Savings (kWh or therms) | Achievable Economic TRC Potential | 0 | 0 | 0 | 0 | 0 | 3.5182 | 3.5182 | 3.5182 | 3.5182 | 3.5182 | 3.5182 | 3.5182 | 3.5182 | 3.5182 | 3.5182 | 3.5182 | 3.5182 | 3.5182 | 3.5182 | 3.5182 | 3.5182 | 3.5182 | 3.5182 | 3.5182 | 3.5182 | 3.5182 | 3.5182 | 3.5182 | 3.5182 | 3.5182 | 3.5182
F2_Industrial_Instruments_Existing_Process_Natural Gas_Gas Boiler - High Turndown_A_Achievable Economic TRC Potential | F2 | Industrial | Instruments | Existing | Process | Natural Gas | Gas Boiler - High Turndown | A | Original Unit Summer Peak Savings (kW) | Achievable Economic TRC Potential | 0 | 0 | 0 | 0 | 0 | 0 | 0 | 0 | 0 | 0 | 0 | 0 | 0 | 0 | 0 | 0 | 0 | 0 | 0 | 0 | 0 | 0 | 0 | 0 | 0 | 0 | 0 | 0 | 0 | 0 | 0
F3_Industrial_Instruments_Existing_Process_Natural Gas_Gas Boiler - High Turndown_A_Achievable Economic TRC Potential | F3 | Industrial | Instruments | Existing | Process | Natural Gas | Gas Boiler - High Turndown | A | Original Unit Winter Peak Savings (kW) | Achievable Economic TRC Potential | 0 | 0 | 0 | 0 | 0 | 0 | 0 | 0 | 0 | 0 | 0 | 0 | 0 | 0 | 0 | 0 | 0 | 0 | 0 | 0 | 0 | 0 | 0 | 0 | 0 | 0 | 0 | 0 | 0 | 0 | 0
F4_Industrial_Instruments_Existing_Process_Natural Gas_Gas Boiler - High Turndown_A_Achievable Economic TRC Potential | F4 | Industrial | Instruments | Existing | Process | Natural Gas | Gas Boiler - High Turndown | A | Standalone Impact on Baseline Energy (%) | Achievable Economic TRC Potential | 0% | 0% | 0% | 0% | 0% | 0.03104% | 0.06209% | 0.09349% | 0.1245% | 0.1554% | 0.1853% | 0.2082% | 0.2265% | 0.2445% | 0.255% | 0.2666% | 0.2739% | 0.2811% | 0.2883% | 0.2917% | 0.2959% | 0.2971% | 0.2982% | 0.2992% | 0.0030018 | 0.0030105 | 0.0030186 | 0.0030259 | 0 | 0 | 0
F5_Industrial_Instruments_Existing_Process_Natural Gas_Gas Boiler - High Turndown_A_Achievable Economic TRC Potential | F5 | Industrial | Instruments | Existing | Process | Natural Gas | Gas Boiler - High Turndown | A | Standalone Impact on Baseline Summer Peak (%) | Achievable Economic TRC Potential | 0% | 0% | 0% | 0% | 0% | 0% | 0% | 0% | 0% | 0% | 0% | 0% | 0% | 0% | 0% | 0% | 0% | 0% | 0% | 0% | 0% | 0% | 0% | 0% | 0 | 0 | 0 | 0 | 0 | 0 | 0
F6_Industrial_Instruments_Existing_Process_Natural Gas_Gas Boiler - High Turndown_A_Achievable Economic TRC Potential | F6 | Industrial | Instruments | Existing | Process | Natural Gas | Gas Boiler - High Turndown | A | Standalone Impact on Baseline Winter Peak (%) | Achievable Economic TRC Potential | 0% | 0% | 0% | 0% | 0% | 0% | 0% | 0% | 0% | 0% | 0% | 0% | 0% | 0% | 0% | 0% | 0% | 0% | 0% | 0% | 0% | 0% | 0% | 0% | 0 | 0 | 0 | 0 | 0 | 0 | 0
F7_Industrial_Instruments_Existing_Process_Natural Gas_Gas Boiler - High Turndown_A_Achievable Economic TRC Potential | F7 | Industrial | Instruments | Existing | Process | Natural Gas | Gas Boiler - High Turndown | A | Incremental Energy Savings (MWh or mTherms) | Achievable Economic TRC Potential | 0 | 0 | 0 | 0 | 0 | 0.28991 | 0.28975 | 0.28804 | 0.2882 | 0.28843 | 0.25629 | 0.20448 | 0.16325 | 0.12852 | 0.10321 | 0.081782 | 0.065434 | 0.052084 | 0.041296 | 0.033076 | 0.026351 | 0.00017904 | 6.3708e-05 | 2.1645e-05 | 7.0359e-06 | 5.9631e-06 | 5.9472e-06 | 5.9328e-06 | 5.9198e-06 | 5.9084e-06 | 5.8983e-06
F8_Industrial_Instruments_Existing_Process_Natural Gas_Gas Boiler - High Turndown_A_Achievable Economic TRC Potential | F8 | Industrial | Instruments | Existing | Process | Natural Gas | Gas Boiler - High Turndown | A | Incremental Summer Peak Savings (MW) | Achievable Economic TRC Potential | 0 | 0 | 0 | 0 | 0 | 0 | 0 | 0 | 0 | 0 | 0 | 0 | 0 | 0 | 0 | 0 | 0 | 0 | 0 | 0 | 0 | 0 | 0 | 0 | 0 | 0 | 0 | 0 | 0 | 0 | 0
F9_Industrial_Instruments_Existing_Process_Natural Gas_Gas Boiler - High Turndown_A_Achievable Economic TRC Potential | F9 | Industrial | Instruments | Existing | Process | Natural Gas | Gas Boiler - High Turndown | A | Incremental Winter Peak Savings (MW) | Achievable Economic TRC Potential | 0 | 0 | 0 | 0 | 0 | 0 | 0 | 0 | 0 | 0 | 0 | 0 | 0 | 0 | 0 | 0 | 0 | 0 | 0 | 0 | 0 | 0 | 0 | 0 | 0 | 0 | 0 | 0 | 0 | 0 | 0
F10_Industrial_Instruments_Existing_Process_Natural Gas_Gas Boiler - High Turndown_A_Achievable Economic TRC Potential | F10 | Industrial | Instruments | Existing | Process | Natural Gas | Gas Boiler - High Turndown | A | Cumulative Energy Savings (MWh or mTherms) | Achievable Economic TRC Potential | 0 | 0 | 0 | 0 | 0 | 0.28991 | 0.57966 | 0.8677 | 1.1559 | 1.4443 | 1.7006 | 1.9051 | 2.0683 | 2.1969 | 2.3001 | 2.3819 | 2.4473 | 2.4994 | 2.5407 | 2.5738 | 2.6001 | 2.6003 | 2.6003 | 2.6004 | 2.6004 | 2.6004 | 2.6004 | 2.6004 | 2.6004 | 2.6004 | 2.6004
F11_Industrial_Instruments_Existing_Process_Natural Gas_Gas Boiler - High Turndown_A_Achievable Economic TRC Potential | F11 | Industrial | Instruments | Existing | Process | Natural Gas | Gas Boiler - High Turndown | A | Cumulative Summer Peak Savings (MW) | Achievable Economic TRC Potential | 0 | 0 | 0 | 0 | 0 | 0 | 0 | 0 | 0 | 0 | 0 | 0 | 0 | 0 | 0 | 0 | 0 | 0 | 0 | 0 | 0 | 0 | 0 | 0 | 0 | 0 | 0 | 0 | 0 | 0 | 0
F12_Industrial_Instruments_Existing_Process_Natural Gas_Gas Boiler - High Turndown_A_Achievable Economic TRC Potential | F12 | Industrial | Instruments | Existing | Process | Natural Gas | Gas Boiler - High Turndown | A | Cumulative Winter Peak Savings (MW) | Achievable Economic TRC Potential | 0 | 0 | 0 | 0 | 0 | 0 | 0 | 0 | 0 | 0 | 0 | 0 | 0 | 0 | 0 | 0 | 0 | 0 | 0 | 0 | 0 | 0 | 0 | 0 | 0 | 0 | 0 | 0 | 0 | 0 | 0
F13_Industrial_Instruments_Existing_Process_Natural Gas_Gas Boiler - High Turndown_A_Achievable Economic TRC Potential | F13 | Industrial | Instruments | Existing | Process | Natural Gas | Gas Boiler - High Turndown | A | Purchases (Incremental) | Achievable Economic TRC Potential | 0 | 0 | 0 | 0 | 0 | 82.4024 | 82.3571 | 81.8715 | 81.9157 | 81.9834 | 72.8481 | 58.1192 | 46.401 | 36.5313 | 29.3366 | 23.2455 | 18.5988 | 14.8042 | 11.7377 | 9.4013 | 7.4899 | 0.050888 | 0.018108 | 0.0061523 | 0.0019998 | 0.0016949 | 0.0016904 | 0.0016863 | 0.0016826 | 0.0016794 | 0.0016765
F14_Industrial_Instruments_Existing_Process_Natural Gas_Gas Boiler - High Turndown_A_Achievable Economic TRC Potential | F14 | Industrial | Instruments | Existing | Process | Natural Gas | Gas Boiler - High Turndown | A | Purchases (Cumulative) | Achievable Economic TRC Potential | 0 | 0 | 0 | 0 | 0 | 82.4024 | 164.7595 | 246.631 | 328.5467 | 410.5301 | 483.3782 | 541.4975 | 587.8984 | 624.4298 | 653.7664 | 677.0119 | 695.6107 | 710.4149 | 722.1526 | 731.5538 | 739.0437 | 739.0946 | 739.1127 | 739.1189 | 739.1209 | 739.1226 | 739.1243 | 739.126 | 739.1277 | 739.1293 | 739.131
F1_Industrial_Instruments_Existing_Space Heating_Natural Gas_Gas Boiler - Burner Control Optimization_A_Achievable Economic TRC Potential | F1 | Industrial | Instruments | Existing | Space Heating | Natural Gas | Gas Boiler - Burner Control Optimization | A | Original Unit Energy Savings (kWh or therms) | Achievable Economic TRC Potential | 0 | 0 | 0 | 0 | 0 | 1.614 | 1.603 | 1.5922 | 1.5812 | 1.5703 | 1.5597 | 1.5493 | 1.5389 | 1.5286 | 1.5178 | 1.5078 | 1.498 | 1.4883 | 1.4788 | 1.4692 | 1.46 | 1.4503 | 1.4411 | 1.4321 | 1.423 | 1.4148 | 1.4072 | 1.4004 | 1.3941 | 1.3884 | 1.3831
F2_Industrial_Instruments_Existing_Space Heating_Natural Gas_Gas Boiler - Burner Control Optimization_A_Achievable Economic TRC Potential | F2 | Industrial | Instruments | Existing | Space Heating | Natural Gas | Gas Boiler - Burner Control Optimization | A | Original Unit Summer Peak Savings (kW) | Achievable Economic TRC Potential | 0 | 0 | 0 | 0 | 0 | 0 | 0 | 0 | 0 | 0 | 0 | 0 | 0 | 0 | 0 | 0 | 0 | 0 | 0 | 0 | 0 | 0 | 0 | 0 | 0 | 0 | 0 | 0 | 0 | 0 | 0
F3_Industrial_Instruments_Existing_Space Heating_Natural Gas_Gas Boiler - Burner Control Optimization_A_Achievable Economic TRC Potential | F3 | Industrial | Instruments | Existing | Space Heating | Natural Gas | Gas Boiler - Burner Control Optimization | A | Original Unit Winter Peak Savings (kW) | Achievable Economic TRC Potential | 0 | 0 | 0 | 0 | 0 | 0 | 0 | 0 | 0 | 0 | 0 | 0 | 0 | 0 | 0 | 0 | 0 | 0 | 0 | 0 | 0 | 0 | 0 | 0 | 0 | 0 | 0 | 0 | 0 | 0 | 0
F4_Industrial_Instruments_Existing_Space Heating_Natural Gas_Gas Boiler - Burner Control Optimization_A_Achievable Economic TRC Potential | F4 | Industrial | Instruments | Existing | Space Heating | Natural Gas | Gas Boiler - Burner Control Optimization | A | Standalone Impact on Baseline Energy (%) | Achievable Economic TRC Potential | 0% | 0% | 0% | 0% | 0% | 0.0003306% | 0.000849% | 0.00189% | 0.003702% | 0.00652% | 0.01056% | 0.01562% | 0.02153% | 0.02822% | 0.03446% | 0.04074% | 0.04594% | 0.05046% | 0.05423% | 0.0566% | 0.05853% | 0.05987% | 0.06076% | 0.06135% | 0.00061767 | 0.00061879 | 0.00061986 | 0.00062085 | 0 | 0 | 0
F5_Industrial_Instruments_Existing_Space Heating_Natural Gas_Gas Boiler - Burner Control Optimization_A_Achievable Economic TRC Potential | F5 | Industrial | Instruments | Existing | Space Heating | Natural Gas | Gas Boiler - Burner Control Optimization | A | Standalone Impact on Baseline Summer Peak (%) | Achievable Economic TRC Potential | 0% | 0% | 0% | 0% | 0% | 0% | 0% | 0% | 0% | 0% | 0% | 0% | 0% | 0% | 0% | 0% | 0% | 0% | 0% | 0% | 0% | 0% | 0% | 0% | 0 | 0 | 0 | 0 | 0 | 0 | 0
F6_Industrial_Instruments_Existing_Space Heating_Natural Gas_Gas Boiler - Burner Control Optimization_A_Achievable Economic TRC Potential | F6 | Industrial | Instruments | Existing | Space Heating | Natural Gas | Gas Boiler - Burner Control Optimization | A | Standalone Impact on Baseline Winter Peak (%) | Achievable Economic TRC Potential | 0% | 0% | 0% | 0% | 0% | 0% | 0% | 0% | 0% | 0% | 0% | 0% | 0% | 0% | 0% | 0% | 0% | 0% | 0% | 0% | 0% | 0% | 0% | 0% | 0 | 0 | 0 | 0 | 0 | 0 | 0
F7_Industrial_Instruments_Existing_Space Heating_Natural Gas_Gas Boiler - Burner Control Optimization_A_Achievable Economic TRC Potential | F7 | Industrial | Instruments | Existing | Space Heating | Natural Gas | Gas Boiler - Burner Control Optimization | A | Incremental Energy Savings (MWh or mTherms) | Achievable Economic TRC Potential | 0 | 0 | 0 | 0 | 0 | 0.0011827 | 0.0018454 | 0.0036442 | 0.006337 | 0.0097977 | 0.013451 | 0.016958 | 0.019612 | 0.020647 | 0.020579 | 0.018899 | 0.016431 | 0.013376 | 0.010245 | 0.0075088 | 0.0052015 | 0.0034314 | 0.0021618 | 0.0013032 | 0.00087404 | 0 | 0 | 0 | 0 | 0 | 0
F8_Industrial_Instruments_Existing_Space Heating_Natural Gas_Gas Boiler - Burner Control Optimization_A_Achievable Economic TRC Potential | F8 | Industrial | Instruments | Existing | Space Heating | Natural Gas | Gas Boiler - Burner Control Optimization | A | Incremental Summer Peak Savings (MW) | Achievable Economic TRC Potential | 0 | 0 | 0 | 0 | 0 | 0 | 0 | 0 | 0 | 0 | 0 | 0 | 0 | 0 | 0 | 0 | 0 | 0 | 0 | 0 | 0 | 0 | 0 | 0 | 0 | 0 | 0 | 0 | 0 | 0 | 0
F9_Industrial_Instruments_Existing_Space Heating_Natural Gas_Gas Boiler - Burner Control Optimization_A_Achievable Economic TRC Potential | F9 | Industrial | Instruments | Existing | Space Heating | Natural Gas | Gas Boiler - Burner Control Optimization | A | Incremental Winter Peak Savings (MW) | Achievable Economic TRC Potential | 0 | 0 | 0 | 0 | 0 | 0 | 0 | 0 | 0 | 0 | 0 | 0 | 0 | 0 | 0 | 0 | 0 | 0 | 0 | 0 | 0 | 0 | 0 | 0 | 0 | 0 | 0 | 0 | 0 | 0 | 0
F10_Industrial_Instruments_Existing_Space Heating_Natural Gas_Gas Boiler - Burner Control Optimization_A_Achievable Economic TRC Potential | F10 | Industrial | Instruments | Existing | Space Heating | Natural Gas | Gas Boiler - Burner Control Optimization | A | Cumulative Energy Savings (MWh or mTherms) | Achievable Economic TRC Potential | 0 | 0 | 0 | 0 | 0 | 0.0011827 | 0.0030201 | 0.0066438 | 0.012935 | 0.022644 | 0.035942 | 0.052659 | 0.071919 | 0.092087 | 0.11201 | 0.13018 | 0.14576 | 0.15819 | 0.16742 | 0.17385 | 0.17796 | 0.18022 | 0.18122 | 0.1814 | 0.18113 | 0.18007 | 0.17912 | 0.17824 | 0.17744 | 0.17671 | 0.17605
F11_Industrial_Instruments_Existing_Space Heating_Natural Gas_Gas Boiler - Burner Control Optimization_A_Achievable Economic TRC Potential | F11 | Industrial | Instruments | Existing | Space Heating | Natural Gas | Gas Boiler - Burner Control Optimization | A | Cumulative Summer Peak Savings (MW) | Achievable Economic TRC Potential | 0 | 0 | 0 | 0 | 0 | 0 | 0 | 0 | 0 | 0 | 0 | 0 | 0 | 0 | 0 | 0 | 0 | 0 | 0 | 0 | 0 | 0 | 0 | 0 | 0 | 0 | 0 | 0 | 0 | 0 | 0
F12_Industrial_Instruments_Existing_Space Heating_Natural Gas_Gas Boiler - Burner Control Optimization_A_Achievable Economic TRC Potential | F12 | Industrial | Instruments | Existing | Space Heating | Natural Gas | Gas Boiler - Burner Control Optimization | A | Cumulative Winter Peak Savings (MW) | Achievable Economic TRC Potential | 0 | 0 | 0 | 0 | 0 | 0 | 0 | 0 | 0 | 0 | 0 | 0 | 0 | 0 | 0 | 0 | 0 | 0 | 0 | 0 | 0 | 0 | 0 | 0 | 0 | 0 | 0 | 0 | 0 | 0 | 0
F13_Industrial_Instruments_Existing_Space Heating_Natural Gas_Gas Boiler - Burner Control Optimization_A_Achievable Economic TRC Potential | F13 | Industrial | Instruments | Existing | Space Heating | Natural Gas | Gas Boiler - Burner Control Optimization | A | Purchases (Incremental) | Achievable Economic TRC Potential | 0 | 0 | 0 | 0 | 0 | 0.73277 | 1.1512 | 2.2888 | 4.0076 | 6.2393 | 8.6241 | 10.9461 | 12.7445 | 13.5069 | 13.5585 | 12.5339 | 10.9686 | 8.9875 | 6.9279 | 5.1108 | 3.5628 | 2.366 | 1.5001 | 0.91001 | 0.61421 | 0 | 0 | 0 | 0 | 0 | 0
F14_Industrial_Instruments_Existing_Space Heating_Natural Gas_Gas Boiler - Burner Control Optimization_A_Achievable Economic TRC Potential | F14 | Industrial | Instruments | Existing | Space Heating | Natural Gas | Gas Boiler - Burner Control Optimization | A | Purchases (Cumulative) | Achievable Economic TRC Potential | 0 | 0 | 0 | 0 | 0 | 0.73277 | 1.884 | 4.1728 | 8.1805 | 14.4197 | 23.0438 | 33.9899 | 46.7344 | 60.2413 | 73.7997 | 86.3336 | 97.3022 | 106.2897 | 113.2176 | 118.3284 | 121.8912 | 124.2572 | 125.7573 | 126.6673 | 127.2815 | 127.2815 | 127.2815 | 127.2815 | 127.2815 | 127.2815 | 127.2815
F1_Industrial_Instruments_Existing_Process_Natural Gas_Gas Boiler - Burner Control Optimization_A_Achievable Economic TRC Potential | F1 | Industrial | Instruments | Existing | Process | Natural Gas | Gas Boiler - Burner Control Optimization | A | Original Unit Energy Savings (kWh or therms) | Achievable Economic TRC Potential | 0 | 0 | 0 | 0 | 0 | 1.0203 | 1.0203 | 1.0203 | 1.0203 | 1.0203 | 1.0203 | 1.0203 | 1.0203 | 1.0203 | 1.0203 | 1.0203 | 1.0203 | 1.0203 | 1.0203 | 1.0203 | 1.0203 | 1.0203 | 1.0203 | 1.0203 | 1.0203 | 1.0203 | 1.0203 | 1.0203 | 1.0203 | 1.0203 | 1.0203
F2_Industrial_Instruments_Existing_Process_Natural Gas_Gas Boiler - Burner Control Optimization_A_Achievable Economic TRC Potential | F2 | Industrial | Instruments | Existing | Process | Natural Gas | Gas Boiler - Burner Control Optimization | A | Original Unit Summer Peak Savings (kW) | Achievable Economic TRC Potential | 0 | 0 | 0 | 0 | 0 | 0 | 0 | 0 | 0 | 0 | 0 | 0 | 0 | 0 | 0 | 0 | 0 | 0 | 0 | 0 | 0 | 0 | 0 | 0 | 0 | 0 | 0 | 0 | 0 | 0 | 0
F3_Industrial_Instruments_Existing_Process_Natural Gas_Gas Boiler - Burner Control Optimization_A_Achievable Economic TRC Potential | F3 | Industrial | Instruments | Existing | Process | Natural Gas | Gas Boiler - Burner Control Optimization | A | Original Unit Winter Peak Savings (kW) | Achievable Economic TRC Potential | 0 | 0 | 0 | 0 | 0 | 0 | 0 | 0 | 0 | 0 | 0 | 0 | 0 | 0 | 0 | 0 | 0 | 0 | 0 | 0 | 0 | 0 | 0 | 0 | 0 | 0 | 0 | 0 | 0 | 0 | 0
F4_Industrial_Instruments_Existing_Process_Natural Gas_Gas Boiler - Burner Control Optimization_A_Achievable Economic TRC Potential | F4 | Industrial | Instruments | Existing | Process | Natural Gas | Gas Boiler - Burner Control Optimization | A | Standalone Impact on Baseline Energy (%) | Achievable Economic TRC Potential | 0% | 0% | 0% | 0% | 0% | 0.002428% | 0.006246% | 0.01392% | 0.02727% | 0.04802% | 0.07773% | 0.115% | 0.1584% | 0.2075% | 0.2532% | 0.299% | 0.337% | 0.37% | 0.3976% | 0.4151% | 0.4294% | 0.4394% | 0.4464% | 0.4511% | 0.0045474 | 0.0045607 | 0.0045729 | 0.004584 | 0 | 0 | 0
F5_Industrial_Instruments_Existing_Process_Natural Gas_Gas Boiler - Burner Control Optimization_A_Achievable Economic TRC Potential | F5 | Industrial | Instruments | Existing | Process | Natural Gas | Gas Boiler - Burner Control Optimization | A | Standalone Impact on Baseline Summer Peak (%) | Achievable Economic TRC Potential | 0% | 0% | 0% | 0% | 0% | 0% | 0% | 0% | 0% | 0% | 0% | 0% | 0% | 0% | 0% | 0% | 0% | 0% | 0% | 0% | 0% | 0% | 0% | 0% | 0 | 0 | 0 | 0 | 0 | 0 | 0
F6_Industrial_Instruments_Existing_Process_Natural Gas_Gas Boiler - Burner Control Optimization_A_Achievable Economic TRC Potential | F6 | Industrial | Instruments | Existing | Process | Natural Gas | Gas Boiler - Burner Control Optimization | A | Standalone Impact on Baseline Winter Peak (%) | Achievable Economic TRC Potential | 0% | 0% | 0% | 0% | 0% | 0% | 0% | 0% | 0% | 0% | 0% | 0% | 0% | 0% | 0% | 0% | 0% | 0% | 0% | 0% | 0% | 0% | 0% | 0% | 0 | 0 | 0 | 0 | 0 | 0 | 0
F7_Industrial_Instruments_Existing_Process_Natural Gas_Gas Boiler - Burner Control Optimization_A_Achievable Economic TRC Potential | F7 | Industrial | Instruments | Existing | Process | Natural Gas | Gas Boiler - Burner Control Optimization | A | Incremental Energy Savings (MWh or mTherms) | Achievable Economic TRC Potential | 0 | 0 | 0 | 0 | 0 | 0.022679 | 0.03563 | 0.07084 | 0.12404 | 0.19311 | 0.26691 | 0.33878 | 0.39444 | 0.41804 | 0.41963 | 0.38792 | 0.33948 | 0.27816 | 0.21442 | 0.15818 | 0.11027 | 0.073226 | 0.046429 | 0.028165 | 0.01901 | 0 | 0 | 0 | 0 | 0 | 0
F8_Industrial_Instruments_Existing_Process_Natural Gas_Gas Boiler - Burner Control Optimization_A_Achievable Economic TRC Potential | F8 | Industrial | Instruments | Existing | Process | Natural Gas | Gas Boiler - Burner Control Optimization | A | Incremental Summer Peak Savings (MW) | Achievable Economic TRC Potential | 0 | 0 | 0 | 0 | 0 | 0 | 0 | 0 | 0 | 0 | 0 | 0 | 0 | 0 | 0 | 0 | 0 | 0 | 0 | 0 | 0 | 0 | 0 | 0 | 0 | 0 | 0 | 0 | 0 | 0 | 0
F9_Industrial_Instruments_Existing_Process_Natural Gas_Gas Boiler - Burner Control Optimization_A_Achievable Economic TRC Potential | F9 | Industrial | Instruments | Existing | Process | Natural Gas | Gas Boiler - Burner Control Optimization | A | Incremental Winter Peak Savings (MW) | Achievable Economic TRC Potential | 0 | 0 | 0 | 0 | 0 | 0 | 0 | 0 | 0 | 0 | 0 | 0 | 0 | 0 | 0 | 0 | 0 | 0 | 0 | 0 | 0 | 0 | 0 | 0 | 0 | 0 | 0 | 0 | 0 | 0 | 0
F10_Industrial_Instruments_Existing_Process_Natural Gas_Gas Boiler - Burner Control Optimization_A_Achievable Economic TRC Potential | F10 | Industrial | Instruments | Existing | Process | Natural Gas | Gas Boiler - Burner Control Optimization | A | Cumulative Energy Savings (MWh or mTherms) | Achievable Economic TRC Potential | 0 | 0 | 0 | 0 | 0 | 0.022679 | 0.058309 | 0.12915 | 0.25319 | 0.44629 | 0.7132 | 1.052 | 1.4464 | 1.8645 | 2.2841 | 2.672 | 3.0115 | 3.2897 | 3.5041 | 3.6623 | 3.7725 | 3.8458 | 3.8922 | 3.9203 | 3.9394 | 3.9394 | 3.9394 | 3.9394 | 3.9394 | 3.9394 | 3.9394
F11_Industrial_Instruments_Existing_Process_Natural Gas_Gas Boiler - Burner Control Optimization_A_Achievable Economic TRC Potential | F11 | Industrial | Instruments | Existing | Process | Natural Gas | Gas Boiler - Burner Control Optimization | A | Cumulative Summer Peak Savings (MW) | Achievable Economic TRC Potential | 0 | 0 | 0 | 0 | 0 | 0 | 0 | 0 | 0 | 0 | 0 | 0 | 0 | 0 | 0 | 0 | 0 | 0 | 0 | 0 | 0 | 0 | 0 | 0 | 0 | 0 | 0 | 0 | 0 | 0 | 0
F12_Industrial_Instruments_Existing_Process_Natural Gas_Gas Boiler - Burner Control Optimization_A_Achievable Economic TRC Potential | F12 | Industrial | Instruments | Existing | Process | Natural Gas | Gas Boiler - Burner Control Optimization | A | Cumulative Winter Peak Savings (MW) | Achievable Economic TRC Potential | 0 | 0 | 0 | 0 | 0 | 0 | 0 | 0 | 0 | 0 | 0 | 0 | 0 | 0 | 0 | 0 | 0 | 0 | 0 | 0 | 0 | 0 | 0 | 0 | 0 | 0 | 0 | 0 | 0 | 0 | 0
F13_Industrial_Instruments_Existing_Process_Natural Gas_Gas Boiler - Burner Control Optimization_A_Achievable Economic TRC Potential | F13 | Industrial | Instruments | Existing | Process | Natural Gas | Gas Boiler - Burner Control Optimization | A | Purchases (Incremental) | Achievable Economic TRC Potential | 0 | 0 | 0 | 0 | 0 | 22.2284 | 34.9218 | 69.4317 | 121.5711 | 189.267 | 261.609 | 332.047 | 386.6016 | 409.7288 | 411.2932 | 380.2129 | 332.7295 | 272.6334 | 210.1567 | 155.0358 | 108.0763 | 71.7706 | 45.5058 | 27.605 | 18.632 | 0 | 0 | 0 | 0 | 0 | 0
F14_Industrial_Instruments_Existing_Process_Natural Gas_Gas Boiler - Burner Control Optimization_A_Achievable Economic TRC Potential | F14 | Industrial | Instruments | Existing | Process | Natural Gas | Gas Boiler - Burner Control Optimization | A | Purchases (Cumulative) | Achievable Economic TRC Potential | 0 | 0 | 0 | 0 | 0 | 22.2284 | 57.1502 | 126.5819 | 248.153 | 437.4201 | 699.029 | 1031.076 | 1417.6776 | 1827.4065 | 2238.6997 | 2618.9126 | 2951.6421 | 3224.2755 | 3434.4322 | 3589.468 | 3697.5443 | 3769.3149 | 3814.8207 | 3842.4257 | 3861.0577 | 3861.0577 | 3861.0577 | 3861.0577 | 3861.0577 | 3861.0577 | 3861.0577
F1_Industrial_Instruments_Existing_Space Heating_Natural Gas_HVAC - Demand Controlled Ventilation_A_Achievable Economic TRC Potential | F1 | Industrial | Instruments | Existing | Space Heating | Natural Gas | HVAC - Demand Controlled Ventilation | A | Original Unit Energy Savings (kWh or therms) | Achievable Economic TRC Potential | 0 | 0 | 0 | 0 | 0 | 0.045714 | 0.045302 | 0.044777 | 0.044244 | 0.043709 | 0.043186 | 0.042667 | 0.042179 | 0.041719 | 0.041255 | 0.04085 | 0.040467 | 0.040108 | 0.03977 | 0.039428 | 0.039096 | 0.038767 | 0.038427 | 0.038101 | 0.037787 | 0.037493 | 0.037218 | 0.03696 | 0.036718 | 0.036492 | 0.03628
F2_Industrial_Instruments_Existing_Space Heating_Natural Gas_HVAC - Demand Controlled Ventilation_A_Achievable Economic TRC Potential | F2 | Industrial | Instruments | Existing | Space Heating | Natural Gas | HVAC - Demand Controlled Ventilation | A | Original Unit Summer Peak Savings (kW) | Achievable Economic TRC Potential | 0 | 0 | 0 | 0 | 0 | 0 | 0 | 0 | 0 | 0 | 0 | 0 | 0 | 0 | 0 | 0 | 0 | 0 | 0 | 0 | 0 | 0 | 0 | 0 | 0 | 0 | 0 | 0 | 0 | 0 | 0
F3_Industrial_Instruments_Existing_Space Heating_Natural Gas_HVAC - Demand Controlled Ventilation_A_Achievable Economic TRC Potential | F3 | Industrial | Instruments | Existing | Space Heating | Natural Gas | HVAC - Demand Controlled Ventilation | A | Original Unit Winter Peak Savings (kW) | Achievable Economic TRC Potential | 0 | 0 | 0 | 0 | 0 | 0 | 0 | 0 | 0 | 0 | 0 | 0 | 0 | 0 | 0 | 0 | 0 | 0 | 0 | 0 | 0 | 0 | 0 | 0 | 0 | 0 | 0 | 0 | 0 | 0 | 0
F4_Industrial_Instruments_Existing_Space Heating_Natural Gas_HVAC - Demand Controlled Ventilation_A_Achievable Economic TRC Potential | F4 | Industrial | Instruments | Existing | Space Heating | Natural Gas | HVAC - Demand Controlled Ventilation | A | Standalone Impact on Baseline Energy (%) | Achievable Economic TRC Potential | 0% | 0% | 0% | 0% | 0% | 0% | 0% | 0% | 0% | 0% | 0% | 0% | 0% | 0% | 0% | 0% | 0% | 0% | 0% | 0% | 0% | 0% | 0% | 0% | 0 | 0 | 0 | 0 | 0 | 0 | 0
F5_Industrial_Instruments_Existing_Space Heating_Natural Gas_HVAC - Demand Controlled Ventilation_A_Achievable Economic TRC Potential | F5 | Industrial | Instruments | Existing | Space Heating | Natural Gas | HVAC - Demand Controlled Ventilation | A | Standalone Impact on Baseline Summer Peak (%) | Achievable Economic TRC Potential | 0% | 0% | 0% | 0% | 0% | 0% | 0% | 0% | 0% | 0% | 0% | 0% | 0% | 0% | 0% | 0% | 0% | 0% | 0% | 0% | 0% | 0% | 0% | 0% | 0 | 0 | 0 | 0 | 0 | 0 | 0
F6_Industrial_Instruments_Existing_Space Heating_Natural Gas_HVAC - Demand Controlled Ventilation_A_Achievable Economic TRC Potential | F6 | Industrial | Instruments | Existing | Space Heating | Natural Gas | HVAC - Demand Controlled Ventilation | A | Standalone Impact on Baseline Winter Peak (%) | Achievable Economic TRC Potential | 0% | 0% | 0% | 0% | 0% | 0% | 0% | 0% | 0% | 0% | 0% | 0% | 0% | 0% | 0% | 0% | 0% | 0% | 0% | 0% | 0% | 0% | 0% | 0% | 0 | 0 | 0 | 0 | 0 | 0 | 0
F7_Industrial_Instruments_Existing_Space Heating_Natural Gas_HVAC - Demand Controlled Ventilation_A_Achievable Economic TRC Potential | F7 | Industrial | Instruments | Existing | Space Heating | Natural Gas | HVAC - Demand Controlled Ventilation | A | Incremental Energy Savings (MWh or mTherms) | Achievable Economic TRC Potential | 0 | 0 | 0 | 0 | 0 | 0 | 0 | 0 | 0 | 0 | 0 | 0 | 0 | 0 | 0 | 0 | 0 | 0 | 0 | 0 | 0 | 0 | 0 | 0 | 0 | 0 | 0 | 0 | 0 | 0 | 0
F8_Industrial_Instruments_Existing_Space Heating_Natural Gas_HVAC - Demand Controlled Ventilation_A_Achievable Economic TRC Potential | F8 | Industrial | Instruments | Existing | Space Heating | Natural Gas | HVAC - Demand Controlled Ventilation | A | Incremental Summer Peak Savings (MW) | Achievable Economic TRC Potential | 0 | 0 | 0 | 0 | 0 | 0 | 0 | 0 | 0 | 0 | 0 | 0 | 0 | 0 | 0 | 0 | 0 | 0 | 0 | 0 | 0 | 0 | 0 | 0 | 0 | 0 | 0 | 0 | 0 | 0 | 0
F9_Industrial_Instruments_Existing_Space Heating_Natural Gas_HVAC - Demand Controlled Ventilation_A_Achievable Economic TRC Potential | F9 | Industrial | Instruments | Existing | Space Heating | Natural Gas | HVAC - Demand Controlled Ventilation | A | Incremental Winter Peak Savings (MW) | Achievable Economic TRC Potential | 0 | 0 | 0 | 0 | 0 | 0 | 0 | 0 | 0 | 0 | 0 | 0 | 0 | 0 | 0 | 0 | 0 | 0 | 0 | 0 | 0 | 0 | 0 | 0 | 0 | 0 | 0 | 0 | 0 | 0 | 0
F10_Industrial_Instruments_Existing_Space Heating_Natural Gas_HVAC - Demand Controlled Ventilation_A_Achievable Economic TRC Potential | F10 | Industrial | Instruments | Existing | Space Heating | Natural Gas | HVAC - Demand Controlled Ventilation | A | Cumulative Energy Savings (MWh or mTherms) | Achievable Economic TRC Potential | 0 | 0 | 0 | 0 | 0 | 0 | 0 | 0 | 0 | 0 | 0 | 0 | 0 | 0 | 0 | 0 | 0 | 0 | 0 | 0 | 0 | 0 | 0 | 0 | 0 | 0 | 0 | 0 | 0 | 0 | 0
F11_Industrial_Instruments_Existing_Space Heating_Natural Gas_HVAC - Demand Controlled Ventilation_A_Achievable Economic TRC Potential | F11 | Industrial | Instruments | Existing | Space Heating | Natural Gas | HVAC - Demand Controlled Ventilation | A | Cumulative Summer Peak Savings (MW) | Achievable Economic TRC Potential | 0 | 0 | 0 | 0 | 0 | 0 | 0 | 0 | 0 | 0 | 0 | 0 | 0 | 0 | 0 | 0 | 0 | 0 | 0 | 0 | 0 | 0 | 0 | 0 | 0 | 0 | 0 | 0 | 0 | 0 | 0
F12_Industrial_Instruments_Existing_Space Heating_Natural Gas_HVAC - Demand Controlled Ventilation_A_Achievable Economic TRC Potential | F12 | Industrial | Instruments | Existing | Space Heating | Natural Gas | HVAC - Demand Controlled Ventilation | A | Cumulative Winter Peak Savings (MW) | Achievable Economic TRC Potential | 0 | 0 | 0 | 0 | 0 | 0 | 0 | 0 | 0 | 0 | 0 | 0 | 0 | 0 | 0 | 0 | 0 | 0 | 0 | 0 | 0 | 0 | 0 | 0 | 0 | 0 | 0 | 0 | 0 | 0 | 0
F13_Industrial_Instruments_Existing_Space Heating_Natural Gas_HVAC - Demand Controlled Ventilation_A_Achievable Economic TRC Potential | F13 | Industrial | Instruments | Existing | Space Heating | Natural Gas | HVAC - Demand Controlled Ventilation | A | Purchases (Incremental) | Achievable Economic TRC Potential | 0 | 0 | 0 | 0 | 0 | 0 | 0 | 0 | 0 | 0 | 0 | 0 | 0 | 0 | 0 | 0 | 0 | 0 | 0 | 0 | 0 | 0 | 0 | 0 | 0 | 0 | 0 | 0 | 0 | 0 | 0
F14_Industrial_Instruments_Existing_Space Heating_Natural Gas_HVAC - Demand Controlled Ventilation_A_Achievable Economic TRC Potential | F14 | Industrial | Instruments | Existing | Space Heating | Natural Gas | HVAC - Demand Controlled Ventilation | A | Purchases (Cumulative) | Achievable Economic TRC Potential | 0 | 0 | 0 | 0 | 0 | 0 | 0 | 0 | 0 | 0 | 0 | 0 | 0 | 0 | 0 | 0 | 0 | 0 | 0 | 0 | 0 | 0 | 0 | 0 | 0 | 0 | 0 | 0 | 0 | 0 | 0
F1_Industrial_Instruments_Existing_Space Heating_Natural Gas_Gas Boiler - Stack Economizer_A_Achievable Economic TRC Potential | F1 | Industrial | Instruments | Existing | Space Heating | Natural Gas | Gas Boiler - Stack Economizer | A | Original Unit Energy Savings (kWh or therms) | Achievable Economic TRC Potential | 0 | 0 | 0 | 0 | 0 | 4.0627 | 4.0352 | 4.0078 | 3.9803 | 3.9529 | 3.9263 | 3.8999 | 3.8738 | 3.848 | 3.8207 | 3.7956 | 3.7708 | 3.7464 | 3.7224 | 3.6983 | 3.6751 | 3.6509 | 3.6275 | 3.6049 | 3.5821 | 3.5613 | 3.5424 | 3.5251 | 3.5093 | 3.4949 | 3.4817
F2_Industrial_Instruments_Existing_Space Heating_Natural Gas_Gas Boiler - Stack Economizer_A_Achievable Economic TRC Potential | F2 | Industrial | Instruments | Existing | Space Heating | Natural Gas | Gas Boiler - Stack Economizer | A | Original Unit Summer Peak Savings (kW) | Achievable Economic TRC Potential | 0 | 0 | 0 | 0 | 0 | 0 | 0 | 0 | 0 | 0 | 0 | 0 | 0 | 0 | 0 | 0 | 0 | 0 | 0 | 0 | 0 | 0 | 0 | 0 | 0 | 0 | 0 | 0 | 0 | 0 | 0
F3_Industrial_Instruments_Existing_Space Heating_Natural Gas_Gas Boiler - Stack Economizer_A_Achievable Economic TRC Potential | F3 | Industrial | Instruments | Existing | Space Heating | Natural Gas | Gas Boiler - Stack Economizer | A | Original Unit Winter Peak Savings (kW) | Achievable Economic TRC Potential | 0 | 0 | 0 | 0 | 0 | 0 | 0 | 0 | 0 | 0 | 0 | 0 | 0 | 0 | 0 | 0 | 0 | 0 | 0 | 0 | 0 | 0 | 0 | 0 | 0 | 0 | 0 | 0 | 0 | 0 | 0
F4_Industrial_Instruments_Existing_Space Heating_Natural Gas_Gas Boiler - Stack Economizer_A_Achievable Economic TRC Potential | F4 | Industrial | Instruments | Existing | Space Heating | Natural Gas | Gas Boiler - Stack Economizer | A | Standalone Impact on Baseline Energy (%) | Achievable Economic TRC Potential | 0% | 0% | 0% | 0% | 0% | 0.008228% | 0.01643% | 0.02472% | 0.0329% | 0.04107% | 0.049% | 0.05506% | 0.05993% | 0.06472% | 0.06756% | 0.07069% | 0.07268% | 0.07463% | 0.07654% | 0.07743% | 0.07852% | 0.0788% | 0.07902% | 0.07922% | 0.0007937 | 0.00079515 | 0.00079652 | 0.0007978 | 0 | 0 | 0
F5_Industrial_Instruments_Existing_Space Heating_Natural Gas_Gas Boiler - Stack Economizer_A_Achievable Economic TRC Potential | F5 | Industrial | Instruments | Existing | Space Heating | Natural Gas | Gas Boiler - Stack Economizer | A | Standalone Impact on Baseline Summer Peak (%) | Achievable Economic TRC Potential | 0% | 0% | 0% | 0% | 0% | 0% | 0% | 0% | 0% | 0% | 0% | 0% | 0% | 0% | 0% | 0% | 0% | 0% | 0% | 0% | 0% | 0% | 0% | 0% | 0 | 0 | 0 | 0 | 0 | 0 | 0
F6_Industrial_Instruments_Existing_Space Heating_Natural Gas_Gas Boiler - Stack Economizer_A_Achievable Economic TRC Potential | F6 | Industrial | Instruments | Existing | Space Heating | Natural Gas | Gas Boiler - Stack Economizer | A | Standalone Impact on Baseline Winter Peak (%) | Achievable Economic TRC Potential | 0% | 0% | 0% | 0% | 0% | 0% | 0% | 0% | 0% | 0% | 0% | 0% | 0% | 0% | 0% | 0% | 0% | 0% | 0% | 0% | 0% | 0% | 0% | 0% | 0 | 0 | 0 | 0 | 0 | 0 | 0
F7_Industrial_Instruments_Existing_Space Heating_Natural Gas_Gas Boiler - Stack Economizer_A_Achievable Economic TRC Potential | F7 | Industrial | Instruments | Existing | Space Heating | Natural Gas | Gas Boiler - Stack Economizer | A | Incremental Energy Savings (MWh or mTherms) | Achievable Economic TRC Potential | 0 | 0 | 0 | 0 | 0 | 0.02943 | 0.029214 | 0.028845 | 0.028662 | 0.028489 | 0.025143 | 0.019925 | 0.015801 | 0.012357 | 0.0098532 | 0.0077561 | 0.0061652 | 0.0048756 | 0.0038409 | 0.0030565 | 0.0024197 | 1.6332e-05 | 5.7745e-06 | 1.9496e-06 | 6.2974e-07 | 5.3063e-07 | 5.264e-07 | 5.2256e-07 | 5.1908e-07 | 5.1594e-07 | 5.1313e-07
F8_Industrial_Instruments_Existing_Space Heating_Natural Gas_Gas Boiler - Stack Economizer_A_Achievable Economic TRC Potential | F8 | Industrial | Instruments | Existing | Space Heating | Natural Gas | Gas Boiler - Stack Economizer | A | Incremental Summer Peak Savings (MW) | Achievable Economic TRC Potential | 0 | 0 | 0 | 0 | 0 | 0 | 0 | 0 | 0 | 0 | 0 | 0 | 0 | 0 | 0 | 0 | 0 | 0 | 0 | 0 | 0 | 0 | 0 | 0 | 0 | 0 | 0 | 0 | 0 | 0 | 0
F9_Industrial_Instruments_Existing_Space Heating_Natural Gas_Gas Boiler - Stack Economizer_A_Achievable Economic TRC Potential | F9 | Industrial | Instruments | Existing | Space Heating | Natural Gas | Gas Boiler - Stack Economizer | A | Incremental Winter Peak Savings (MW) | Achievable Economic TRC Potential | 0 | 0 | 0 | 0 | 0 | 0 | 0 | 0 | 0 | 0 | 0 | 0 | 0 | 0 | 0 | 0 | 0 | 0 | 0 | 0 | 0 | 0 | 0 | 0 | 0 | 0 | 0 | 0 | 0 | 0 | 0
F10_Industrial_Instruments_Existing_Space Heating_Natural Gas_Gas Boiler - Stack Economizer_A_Achievable Economic TRC Potential | F10 | Industrial | Instruments | Existing | Space Heating | Natural Gas | Gas Boiler - Stack Economizer | A | Cumulative Energy Savings (MWh or mTherms) | Achievable Economic TRC Potential | 0 | 0 | 0 | 0 | 0 | 0.02943 | 0.058444 | 0.086893 | 0.11496 | 0.14266 | 0.16684 | 0.18564 | 0.2002 | 0.21122 | 0.21958 | 0.22589 | 0.23058 | 0.23397 | 0.23631 | 0.23784 | 0.23876 | 0.23721 | 0.23569 | 0.23423 | 0.23275 | 0.2314 | 0.23017 | 0.22904 | 0.22802 | 0.22708 | 0.22623
F11_Industrial_Instruments_Existing_Space Heating_Natural Gas_Gas Boiler - Stack Economizer_A_Achievable Economic TRC Potential | F11 | Industrial | Instruments | Existing | Space Heating | Natural Gas | Gas Boiler - Stack Economizer | A | Cumulative Summer Peak Savings (MW) | Achievable Economic TRC Potential | 0 | 0 | 0 | 0 | 0 | 0 | 0 | 0 | 0 | 0 | 0 | 0 | 0 | 0 | 0 | 0 | 0 | 0 | 0 | 0 | 0 | 0 | 0 | 0 | 0 | 0 | 0 | 0 | 0 | 0 | 0
F12_Industrial_Instruments_Existing_Space Heating_Natural Gas_Gas Boiler - Stack Economizer_A_Achievable Economic TRC Potential | F12 | Industrial | Instruments | Existing | Space Heating | Natural Gas | Gas Boiler - Stack Economizer | A | Cumulative Winter Peak Savings (MW) | Achievable Economic TRC Potential | 0 | 0 | 0 | 0 | 0 | 0 | 0 | 0 | 0 | 0 | 0 | 0 | 0 | 0 | 0 | 0 | 0 | 0 | 0 | 0 | 0 | 0 | 0 | 0 | 0 | 0 | 0 | 0 | 0 | 0 | 0
F13_Industrial_Instruments_Existing_Space Heating_Natural Gas_Gas Boiler - Stack Economizer_A_Achievable Economic TRC Potential | F13 | Industrial | Instruments | Existing | Space Heating | Natural Gas | Gas Boiler - Stack Economizer | A | Purchases (Incremental) | Achievable Economic TRC Potential | 0 | 0 | 0 | 0 | 0 | 7.2438 | 7.2398 | 7.1971 | 7.201 | 7.207 | 6.4039 | 5.1091 | 4.079 | 3.2114 | 2.5789 | 2.0435 | 1.635 | 1.3014 | 1.0318 | 0.82645 | 0.65842 | 0.0044735 | 0.0015919 | 0.00054083 | 0.0001758 | 0.000149 | 0.0001486 | 0.00014824 | 0.00014792 | 0.00014763 | 0.00014738
F14_Industrial_Instruments_Existing_Space Heating_Natural Gas_Gas Boiler - Stack Economizer_A_Achievable Economic TRC Potential | F14 | Industrial | Instruments | Existing | Space Heating | Natural Gas | Gas Boiler - Stack Economizer | A | Purchases (Cumulative) | Achievable Economic TRC Potential | 0 | 0 | 0 | 0 | 0 | 7.2438 | 14.4837 | 21.6808 | 28.8818 | 36.0888 | 42.4927 | 47.6019 | 51.6809 | 54.8923 | 57.4712 | 59.5147 | 61.1497 | 62.4511 | 63.4829 | 64.3093 | 64.9678 | 64.9722 | 64.9738 | 64.9744 | 64.9745 | 64.9747 | 64.9748 | 64.975 | 64.9751 | 64.9753 | 64.9754
F1_Industrial_Instruments_Existing_Process_Natural Gas_Gas Boiler - Stack Economizer_A_Achievable Economic TRC Potential | F1 | Industrial | Instruments | Existing | Process | Natural Gas | Gas Boiler - Stack Economizer | A | Original Unit Energy Savings (kWh or therms) | Achievable Economic TRC Potential | 0 | 0 | 0 | 0 | 0 | 3.3775 | 3.3775 | 3.3775 | 3.3775 | 3.3775 | 3.3775 | 3.3775 | 3.3775 | 3.3775 | 3.3775 | 3.3775 | 3.3775 | 3.3775 | 3.3775 | 3.3775 | 3.3775 | 3.3775 | 3.3775 | 3.3775 | 3.3775 | 3.3775 | 3.3775 | 3.3775 | 3.3775 | 3.3775 | 3.3775
F2_Industrial_Instruments_Existing_Process_Natural Gas_Gas Boiler - Stack Economizer_A_Achievable Economic TRC Potential | F2 | Industrial | Instruments | Existing | Process | Natural Gas | Gas Boiler - Stack Economizer | A | Original Unit Summer Peak Savings (kW) | Achievable Economic TRC Potential | 0 | 0 | 0 | 0 | 0 | 0 | 0 | 0 | 0 | 0 | 0 | 0 | 0 | 0 | 0 | 0 | 0 | 0 | 0 | 0 | 0 | 0 | 0 | 0 | 0 | 0 | 0 | 0 | 0 | 0 | 0
F3_Industrial_Instruments_Existing_Process_Natural Gas_Gas Boiler - Stack Economizer_A_Achievable Economic TRC Potential | F3 | Industrial | Instruments | Existing | Process | Natural Gas | Gas Boiler - Stack Economizer | A | Original Unit Winter Peak Savings (kW) | Achievable Economic TRC Potential | 0 | 0 | 0 | 0 | 0 | 0 | 0 | 0 | 0 | 0 | 0 | 0 | 0 | 0 | 0 | 0 | 0 | 0 | 0 | 0 | 0 | 0 | 0 | 0 | 0 | 0 | 0 | 0 | 0 | 0 | 0
F4_Industrial_Instruments_Existing_Process_Natural Gas_Gas Boiler - Stack Economizer_A_Achievable Economic TRC Potential | F4 | Industrial | Instruments | Existing | Process | Natural Gas | Gas Boiler - Stack Economizer | A | Standalone Impact on Baseline Energy (%) | Achievable Economic TRC Potential | 0% | 0% | 0% | 0% | 0% | 0.07945% | 0.1589% | 0.2393% | 0.3187% | 0.3979% | 0.4745% | 0.533% | 0.5798% | 0.6258% | 0.6527% | 0.6824% | 0.7011% | 0.7196% | 0.7381% | 0.7468% | 0.7576% | 0.7606% | 0.7634% | 0.766% | 0.0076845 | 0.007707 | 0.0077276 | 0.0077464 | 0 | 0 | 0
F5_Industrial_Instruments_Existing_Process_Natural Gas_Gas Boiler - Stack Economizer_A_Achievable Economic TRC Potential | F5 | Industrial | Instruments | Existing | Process | Natural Gas | Gas Boiler - Stack Economizer | A | Standalone Impact on Baseline Summer Peak (%) | Achievable Economic TRC Potential | 0% | 0% | 0% | 0% | 0% | 0% | 0% | 0% | 0% | 0% | 0% | 0% | 0% | 0% | 0% | 0% | 0% | 0% | 0% | 0% | 0% | 0% | 0% | 0% | 0 | 0 | 0 | 0 | 0 | 0 | 0
F6_Industrial_Instruments_Existing_Process_Natural Gas_Gas Boiler - Stack Economizer_A_Achievable Economic TRC Potential | F6 | Industrial | Instruments | Existing | Process | Natural Gas | Gas Boiler - Stack Economizer | A | Standalone Impact on Baseline Winter Peak (%) | Achievable Economic TRC Potential | 0% | 0% | 0% | 0% | 0% | 0% | 0% | 0% | 0% | 0% | 0% | 0% | 0% | 0% | 0% | 0% | 0% | 0% | 0% | 0% | 0% | 0% | 0% | 0% | 0 | 0 | 0 | 0 | 0 | 0 | 0
F7_Industrial_Instruments_Existing_Process_Natural Gas_Gas Boiler - Stack Economizer_A_Achievable Economic TRC Potential | F7 | Industrial | Instruments | Existing | Process | Natural Gas | Gas Boiler - Stack Economizer | A | Incremental Energy Savings (MWh or mTherms) | Achievable Economic TRC Potential | 0 | 0 | 0 | 0 | 0 | 0.74217 | 0.74176 | 0.73738 | 0.73778 | 0.73839 | 0.65611 | 0.52346 | 0.41792 | 0.32902 | 0.26422 | 0.20936 | 0.16751 | 0.13334 | 0.10572 | 0.084674 | 0.067459 | 0.00045833 | 0.00016309 | 5.5411e-05 | 1.8012e-05 | 1.5266e-05 | 1.5225e-05 | 1.5188e-05 | 1.5155e-05 | 1.5125e-05 | 1.51e-05
F8_Industrial_Instruments_Existing_Process_Natural Gas_Gas Boiler - Stack Economizer_A_Achievable Economic TRC Potential | F8 | Industrial | Instruments | Existing | Process | Natural Gas | Gas Boiler - Stack Economizer | A | Incremental Summer Peak Savings (MW) | Achievable Economic TRC Potential | 0 | 0 | 0 | 0 | 0 | 0 | 0 | 0 | 0 | 0 | 0 | 0 | 0 | 0 | 0 | 0 | 0 | 0 | 0 | 0 | 0 | 0 | 0 | 0 | 0 | 0 | 0 | 0 | 0 | 0 | 0
F9_Industrial_Instruments_Existing_Process_Natural Gas_Gas Boiler - Stack Economizer_A_Achievable Economic TRC Potential | F9 | Industrial | Instruments | Existing | Process | Natural Gas | Gas Boiler - Stack Economizer | A | Incremental Winter Peak Savings (MW) | Achievable Economic TRC Potential | 0 | 0 | 0 | 0 | 0 | 0 | 0 | 0 | 0 | 0 | 0 | 0 | 0 | 0 | 0 | 0 | 0 | 0 | 0 | 0 | 0 | 0 | 0 | 0 | 0 | 0 | 0 | 0 | 0 | 0 | 0
F10_Industrial_Instruments_Existing_Process_Natural Gas_Gas Boiler - Stack Economizer_A_Achievable Economic TRC Potential | F10 | Industrial | Instruments | Existing | Process | Natural Gas | Gas Boiler - Stack Economizer | A | Cumulative Energy Savings (MWh or mTherms) | Achievable Economic TRC Potential | 0 | 0 | 0 | 0 | 0 | 0.74217 | 1.4839 | 2.2213 | 2.9591 | 3.6975 | 4.3536 | 4.8771 | 5.295 | 5.624 | 5.8882 | 6.0976 | 6.2651 | 6.3984 | 6.5041 | 6.5888 | 6.6563 | 6.6567 | 6.6569 | 6.6569 | 6.657 | 6.657 | 6.657 | 6.657 | 6.657 | 6.657 | 6.6571
F11_Industrial_Instruments_Existing_Process_Natural Gas_Gas Boiler - Stack Economizer_A_Achievable Economic TRC Potential | F11 | Industrial | Instruments | Existing | Process | Natural Gas | Gas Boiler - Stack Economizer | A | Cumulative Summer Peak Savings (MW) | Achievable Economic TRC Potential | 0 | 0 | 0 | 0 | 0 | 0 | 0 | 0 | 0 | 0 | 0 | 0 | 0 | 0 | 0 | 0 | 0 | 0 | 0 | 0 | 0 | 0 | 0 | 0 | 0 | 0 | 0 | 0 | 0 | 0 | 0
F12_Industrial_Instruments_Existing_Process_Natural Gas_Gas Boiler - Stack Economizer_A_Achievable Economic TRC Potential | F12 | Industrial | Instruments | Existing | Process | Natural Gas | Gas Boiler - Stack Economizer | A | Cumulative Winter Peak Savings (MW) | Achievable Economic TRC Potential | 0 | 0 | 0 | 0 | 0 | 0 | 0 | 0 | 0 | 0 | 0 | 0 | 0 | 0 | 0 | 0 | 0 | 0 | 0 | 0 | 0 | 0 | 0 | 0 | 0 | 0 | 0 | 0 | 0 | 0 | 0
F13_Industrial_Instruments_Existing_Process_Natural Gas_Gas Boiler - Stack Economizer_A_Achievable Economic TRC Potential | F13 | Industrial | Instruments | Existing | Process | Natural Gas | Gas Boiler - Stack Economizer | A | Purchases (Incremental) | Achievable Economic TRC Potential | 0 | 0 | 0 | 0 | 0 | 219.7396 | 219.619 | 218.3239 | 218.4419 | 218.6225 | 194.2616 | 154.9846 | 123.7359 | 97.4168 | 78.231 | 61.988 | 49.5968 | 39.4778 | 31.3005 | 25.0701 | 19.9731 | 0.1357 | 0.048288 | 0.016406 | 0.0053329 | 0.0045198 | 0.0045077 | 0.0044968 | 0.004487 | 0.0044783 | 0.0044707
F14_Industrial_Instruments_Existing_Process_Natural Gas_Gas Boiler - Stack Economizer_A_Achievable Economic TRC Potential | F14 | Industrial | Instruments | Existing | Process | Natural Gas | Gas Boiler - Stack Economizer | A | Purchases (Cumulative) | Achievable Economic TRC Potential | 0 | 0 | 0 | 0 | 0 | 219.7396 | 439.3587 | 657.6826 | 876.1245 | 1094.747 | 1289.0086 | 1443.9932 | 1567.7292 | 1665.146 | 1743.377 | 1805.365 | 1854.9619 | 1894.4396 | 1925.7401 | 1950.8102 | 1970.7833 | 1970.919 | 1970.9673 | 1970.9837 | 1970.9891 | 1970.9936 | 1970.9981 | 1971.0026 | 1971.0071 | 1971.0115 | 1971.016
F1_Industrial_Instruments_Existing_Space Heating_Natural Gas_Gas Furnace Tube Inserts_A_Achievable Economic TRC Potential | F1 | Industrial | Instruments | Existing | Space Heating | Natural Gas | Gas Furnace Tube Inserts | A | Original Unit Energy Savings (kWh or therms) | Achievable Economic TRC Potential | 0 | 0 | 0 | 0 | 0 | 0.086193 | 0.085415 | 0.084425 | 0.083421 | 0.082413 | 0.081426 | 0.080448 | 0.079527 | 0.07866 | 0.077786 | 0.077021 | 0.0763 | 0.075622 | 0.074985 | 0.07434 | 0.073715 | 0.073094 | 0.072454 | 0.071839 | 0.071247 | 0.070693 | 0.070173 | 0.069687 | 0.069231 | 0.068805 | 0.068405
F2_Industrial_Instruments_Existing_Space Heating_Natural Gas_Gas Furnace Tube Inserts_A_Achievable Economic TRC Potential | F2 | Industrial | Instruments | Existing | Space Heating | Natural Gas | Gas Furnace Tube Inserts | A | Original Unit Summer Peak Savings (kW) | Achievable Economic TRC Potential | 0 | 0 | 0 | 0 | 0 | 0 | 0 | 0 | 0 | 0 | 0 | 0 | 0 | 0 | 0 | 0 | 0 | 0 | 0 | 0 | 0 | 0 | 0 | 0 | 0 | 0 | 0 | 0 | 0 | 0 | 0
F3_Industrial_Instruments_Existing_Space Heating_Natural Gas_Gas Furnace Tube Inserts_A_Achievable Economic TRC Potential | F3 | Industrial | Instruments | Existing | Space Heating | Natural Gas | Gas Furnace Tube Inserts | A | Original Unit Winter Peak Savings (kW) | Achievable Economic TRC Potential | 0 | 0 | 0 | 0 | 0 | 0 | 0 | 0 | 0 | 0 | 0 | 0 | 0 | 0 | 0 | 0 | 0 | 0 | 0 | 0 | 0 | 0 | 0 | 0 | 0 | 0 | 0 | 0 | 0 | 0 | 0
F4_Industrial_Instruments_Existing_Space Heating_Natural Gas_Gas Furnace Tube Inserts_A_Achievable Economic TRC Potential | F4 | Industrial | Instruments | Existing | Space Heating | Natural Gas | Gas Furnace Tube Inserts | A | Standalone Impact on Baseline Energy (%) | Achievable Economic TRC Potential | 0% | 0% | 0% | 0% | 0% | 0% | 0% | 0% | 0% | 0% | 0% | 0% | 0% | 0% | 0% | 0% | 0% | 0% | 0% | 0% | 0% | 0% | 0% | 0% | 0 | 0 | 0 | 0 | 0 | 0 | 0
F5_Industrial_Instruments_Existing_Space Heating_Natural Gas_Gas Furnace Tube Inserts_A_Achievable Economic TRC Potential | F5 | Industrial | Instruments | Existing | Space Heating | Natural Gas | Gas Furnace Tube Inserts | A | Standalone Impact on Baseline Summer Peak (%) | Achievable Economic TRC Potential | 0% | 0% | 0% | 0% | 0% | 0% | 0% | 0% | 0% | 0% | 0% | 0% | 0% | 0% | 0% | 0% | 0% | 0% | 0% | 0% | 0% | 0% | 0% | 0% | 0 | 0 | 0 | 0 | 0 | 0 | 0
F6_Industrial_Instruments_Existing_Space Heating_Natural Gas_Gas Furnace Tube Inserts_A_Achievable Economic TRC Potential | F6 | Industrial | Instruments | Existing | Space Heating | Natural Gas | Gas Furnace Tube Inserts | A | Standalone Impact on Baseline Winter Peak (%) | Achievable Economic TRC Potential | 0% | 0% | 0% | 0% | 0% | 0% | 0% | 0% | 0% | 0% | 0% | 0% | 0% | 0% | 0% | 0% | 0% | 0% | 0% | 0% | 0% | 0% | 0% | 0% | 0 | 0 | 0 | 0 | 0 | 0 | 0
F7_Industrial_Instruments_Existing_Space Heating_Natural Gas_Gas Furnace Tube Inserts_A_Achievable Economic TRC Potential | F7 | Industrial | Instruments | Existing | Space Heating | Natural Gas | Gas Furnace Tube Inserts | A | Incremental Energy Savings (MWh or mTherms) | Achievable Economic TRC Potential | 0 | 0 | 0 | 0 | 0 | 0 | 0 | 0 | 0 | 0 | 0 | 0 | 0 | 0 | 0 | 0 | 0 | 0 | 0 | 0 | 0 | 0 | 0 | 0 | 0 | 0 | 0 | 0 | 0 | 0 | 0
F8_Industrial_Instruments_Existing_Space Heating_Natural Gas_Gas Furnace Tube Inserts_A_Achievable Economic TRC Potential | F8 | Industrial | Instruments | Existing | Space Heating | Natural Gas | Gas Furnace Tube Inserts | A | Incremental Summer Peak Savings (MW) | Achievable Economic TRC Potential | 0 | 0 | 0 | 0 | 0 | 0 | 0 | 0 | 0 | 0 | 0 | 0 | 0 | 0 | 0 | 0 | 0 | 0 | 0 | 0 | 0 | 0 | 0 | 0 | 0 | 0 | 0 | 0 | 0 | 0 | 0
F9_Industrial_Instruments_Existing_Space Heating_Natural Gas_Gas Furnace Tube Inserts_A_Achievable Economic TRC Potential | F9 | Industrial | Instruments | Existing | Space Heating | Natural Gas | Gas Furnace Tube Inserts | A | Incremental Winter Peak Savings (MW) | Achievable Economic TRC Potential | 0 | 0 | 0 | 0 | 0 | 0 | 0 | 0 | 0 | 0 | 0 | 0 | 0 | 0 | 0 | 0 | 0 | 0 | 0 | 0 | 0 | 0 | 0 | 0 | 0 | 0 | 0 | 0 | 0 | 0 | 0
F10_Industrial_Instruments_Existing_Space Heating_Natural Gas_Gas Furnace Tube Inserts_A_Achievable Economic TRC Potential | F10 | Industrial | Instruments | Existing | Space Heating | Natural Gas | Gas Furnace Tube Inserts | A | Cumulative Energy Savings (MWh or mTherms) | Achievable Economic TRC Potential | 0 | 0 | 0 | 0 | 0 | 0 | 0 | 0 | 0 | 0 | 0 | 0 | 0 | 0 | 0 | 0 | 0 | 0 | 0 | 0 | 0 | 0 | 0 | 0 | 0 | 0 | 0 | 0 | 0 | 0 | 0
F11_Industrial_Instruments_Existing_Space Heating_Natural Gas_Gas Furnace Tube Inserts_A_Achievable Economic TRC Potential | F11 | Industrial | Instruments | Existing | Space Heating | Natural Gas | Gas Furnace Tube Inserts | A | Cumulative Summer Peak Savings (MW) | Achievable Economic TRC Potential | 0 | 0 | 0 | 0 | 0 | 0 | 0 | 0 | 0 | 0 | 0 | 0 | 0 | 0 | 0 | 0 | 0 | 0 | 0 | 0 | 0 | 0 | 0 | 0 | 0 | 0 | 0 | 0 | 0 | 0 | 0
F12_Industrial_Instruments_Existing_Space Heating_Natural Gas_Gas Furnace Tube Inserts_A_Achievable Economic TRC Potential | F12 | Industrial | Instruments | Existing | Space Heating | Natural Gas | Gas Furnace Tube Inserts | A | Cumulative Winter Peak Savings (MW) | Achievable Economic TRC Potential | 0 | 0 | 0 | 0 | 0 | 0 | 0 | 0 | 0 | 0 | 0 | 0 | 0 | 0 | 0 | 0 | 0 | 0 | 0 | 0 | 0 | 0 | 0 | 0 | 0 | 0 | 0 | 0 | 0 | 0 | 0
F13_Industrial_Instruments_Existing_Space Heating_Natural Gas_Gas Furnace Tube Inserts_A_Achievable Economic TRC Potential | F13 | Industrial | Instruments | Existing | Space Heating | Natural Gas | Gas Furnace Tube Inserts | A | Purchases (Incremental) | Achievable Economic TRC Potential | 0 | 0 | 0 | 0 | 0 | 0 | 0 | 0 | 0 | 0 | 0 | 0 | 0 | 0 | 0 | 0 | 0 | 0 | 0 | 0 | 0 | 0 | 0 | 0 | 0 | 0 | 0 | 0 | 0 | 0 | 0
F14_Industrial_Instruments_Existing_Space Heating_Natural Gas_Gas Furnace Tube Inserts_A_Achievable Economic TRC Potential | F14 | Industrial | Instruments | Existing | Space Heating | Natural Gas | Gas Furnace Tube Inserts | A | Purchases (Cumulative) | Achievable Economic TRC Potential | 0 | 0 | 0 | 0 | 0 | 0 | 0 | 0 | 0 | 0 | 0 | 0 | 0 | 0 | 0 | 0 | 0 | 0 | 0 | 0 | 0 | 0 | 0 | 0 | 0 | 0 | 0 | 0 | 0 | 0 | 0
F1_Industrial_Instruments_Existing_Space Heating_Natural Gas_Space Heating - Heat Recovery Ventilator_A_Achievable Economic TRC Potential | F1 | Industrial | Instruments | Existing | Space Heating | Natural Gas | Space Heating - Heat Recovery Ventilator | A | Original Unit Energy Savings (kWh or therms) | Achievable Economic TRC Potential | 0 | 0 | 0 | 0 | 0 | 0.013225 | 0.01316 | 0.01308 | 0.012996 | 0.012907 | 0.012817 | 0.012725 | 0.012634 | 0.012542 | 0.012443 | 0.012352 | 0.012262 | 0.012178 | 0.0121 | 0.012025 | 0.011953 | 0.011879 | 0.011813 | 0.011751 | 0.011691 | 0.011636 | 0.011585 | 0.011538 | 0 | 0 | 0
F2_Industrial_Instruments_Existing_Space Heating_Natural Gas_Space Heating - Heat Recovery Ventilator_A_Achievable Economic TRC Potential | F2 | Industrial | Instruments | Existing | Space Heating | Natural Gas | Space Heating - Heat Recovery Ventilator | A | Original Unit Summer Peak Savings (kW) | Achievable Economic TRC Potential | 0 | 0 | 0 | 0 | 0 | 0 | 0 | 0 | 0 | 0 | 0 | 0 | 0 | 0 | 0 | 0 | 0 | 0 | 0 | 0 | 0 | 0 | 0 | 0 | 0 | 0 | 0 | 0 | 0 | 0 | 0
F3_Industrial_Instruments_Existing_Space Heating_Natural Gas_Space Heating - Heat Recovery Ventilator_A_Achievable Economic TRC Potential | F3 | Industrial | Instruments | Existing | Space Heating | Natural Gas | Space Heating - Heat Recovery Ventilator | A | Original Unit Winter Peak Savings (kW) | Achievable Economic TRC Potential | 0 | 0 | 0 | 0 | 0 | 0 | 0 | 0 | 0 | 0 | 0 | 0 | 0 | 0 | 0 | 0 | 0 | 0 | 0 | 0 | 0 | 0 | 0 | 0 | 0 | 0 | 0 | 0 | 0 | 0 | 0
F4_Industrial_Instruments_Existing_Space Heating_Natural Gas_Space Heating - Heat Recovery Ventilator_A_Achievable Economic TRC Potential | F4 | Industrial | Instruments | Existing | Space Heating | Natural Gas | Space Heating - Heat Recovery Ventilator | A | Standalone Impact on Baseline Energy (%) | Achievable Economic TRC Potential | 0% | 0% | 0% | 0% | 0% | 0% | 0% | 0% | 0% | 0% | 0% | 0% | 0% | 0% | 0% | 0% | 0% | 0% | 0% | 0% | 0% | 0% | 0% | 0% | 0 | 0 | 0 | 0 | 0 | 0 | 0
F5_Industrial_Instruments_Existing_Space Heating_Natural Gas_Space Heating - Heat Recovery Ventilator_A_Achievable Economic TRC Potential | F5 | Industrial | Instruments | Existing | Space Heating | Natural Gas | Space Heating - Heat Recovery Ventilator | A | Standalone Impact on Baseline Summer Peak (%) | Achievable Economic TRC Potential | 0% | 0% | 0% | 0% | 0% | 0% | 0% | 0% | 0% | 0% | 0% | 0% | 0% | 0% | 0% | 0% | 0% | 0% | 0% | 0% | 0% | 0% | 0% | 0% | 0 | 0 | 0 | 0 | 0 | 0 | 0
F6_Industrial_Instruments_Existing_Space Heating_Natural Gas_Space Heating - Heat Recovery Ventilator_A_Achievable Economic TRC Potential | F6 | Industrial | Instruments | Existing | Space Heating | Natural Gas | Space Heating - Heat Recovery Ventilator | A | Standalone Impact on Baseline Winter Peak (%) | Achievable Economic TRC Potential | 0% | 0% | 0% | 0% | 0% | 0% | 0% | 0% | 0% | 0% | 0% | 0% | 0% | 0% | 0% | 0% | 0% | 0% | 0% | 0% | 0% | 0% | 0% | 0% | 0 | 0 | 0 | 0 | 0 | 0 | 0
F7_Industrial_Instruments_Existing_Space Heating_Natural Gas_Space Heating - Heat Recovery Ventilator_A_Achievable Economic TRC Potential | F7 | Industrial | Instruments | Existing | Space Heating | Natural Gas | Space Heating - Heat Recovery Ventilator | A | Incremental Energy Savings (MWh or mTherms) | Achievable Economic TRC Potential | 0 | 0 | 0 | 0 | 0 | 0 | 0 | 0 | 0 | 0 | 0 | 0 | 0 | 0 | 0 | 0 | 0 | 0 | 0 | 0 | 0 | 0 | 0 | 0 | 0 | 0 | 0 | 0 | 0 | 0 | 0
F8_Industrial_Instruments_Existing_Space Heating_Natural Gas_Space Heating - Heat Recovery Ventilator_A_Achievable Economic TRC Potential | F8 | Industrial | Instruments | Existing | Space Heating | Natural Gas | Space Heating - Heat Recovery Ventilator | A | Incremental Summer Peak Savings (MW) | Achievable Economic TRC Potential | 0 | 0 | 0 | 0 | 0 | 0 | 0 | 0 | 0 | 0 | 0 | 0 | 0 | 0 | 0 | 0 | 0 | 0 | 0 | 0 | 0 | 0 | 0 | 0 | 0 | 0 | 0 | 0 | 0 | 0 | 0
F9_Industrial_Instruments_Existing_Space Heating_Natural Gas_Space Heating - Heat Recovery Ventilator_A_Achievable Economic TRC Potential | F9 | Industrial | Instruments | Existing | Space Heating | Natural Gas | Space Heating - Heat Recovery Ventilator | A | Incremental Winter Peak Savings (MW) | Achievable Economic TRC Potential | 0 | 0 | 0 | 0 | 0 | 0 | 0 | 0 | 0 | 0 | 0 | 0 | 0 | 0 | 0 | 0 | 0 | 0 | 0 | 0 | 0 | 0 | 0 | 0 | 0 | 0 | 0 | 0 | 0 | 0 | 0
F10_Industrial_Instruments_Existing_Space Heating_Natural Gas_Space Heating - Heat Recovery Ventilator_A_Achievable Economic TRC Potential | F10 | Industrial | Instruments | Existing | Space Heating | Natural Gas | Space Heating - Heat Recovery Ventilator | A | Cumulative Energy Savings (MWh or mTherms) | Achievable Economic TRC Potential | 0 | 0 | 0 | 0 | 0 | 0 | 0 | 0 | 0 | 0 | 0 | 0 | 0 | 0 | 0 | 0 | 0 | 0 | 0 | 0 | 0 | 0 | 0 | 0 | 0 | 0 | 0 | 0 | 0 | 0 | 0
F11_Industrial_Instruments_Existing_Space Heating_Natural Gas_Space Heating - Heat Recovery Ventilator_A_Achievable Economic TRC Potential | F11 | Industrial | Instruments | Existing | Space Heating | Natural Gas | Space Heating - Heat Recovery Ventilator | A | Cumulative Summer Peak Savings (MW) | Achievable Economic TRC Potential | 0 | 0 | 0 | 0 | 0 | 0 | 0 | 0 | 0 | 0 | 0 | 0 | 0 | 0 | 0 | 0 | 0 | 0 | 0 | 0 | 0 | 0 | 0 | 0 | 0 | 0 | 0 | 0 | 0 | 0 | 0
F12_Industrial_Instruments_Existing_Space Heating_Natural Gas_Space Heating - Heat Recovery Ventilator_A_Achievable Economic TRC Potential | F12 | Industrial | Instruments | Existing | Space Heating | Natural Gas | Space Heating - Heat Recovery Ventilator | A | Cumulative Winter Peak Savings (MW) | Achievable Economic TRC Potential | 0 | 0 | 0 | 0 | 0 | 0 | 0 | 0 | 0 | 0 | 0 | 0 | 0 | 0 | 0 | 0 | 0 | 0 | 0 | 0 | 0 | 0 | 0 | 0 | 0 | 0 | 0 | 0 | 0 | 0 | 0
F13_Industrial_Instruments_Existing_Space Heating_Natural Gas_Space Heating - Heat Recovery Ventilator_A_Achievable Economic TRC Potential | F13 | Industrial | Instruments | Existing | Space Heating | Natural Gas | Space Heating - Heat Recovery Ventilator | A | Purchases (Incremental) | Achievable Economic TRC Potential | 0 | 0 | 0 | 0 | 0 | 0 | 0 | 0 | 0 | 0 | 0 | 0 | 0 | 0 | 0 | 0 | 0 | 0 | 0 | 0 | 0 | 0 | 0 | 0 | 0 | 0 | 0 | 0 | 0 | 0 | 0
F14_Industrial_Instruments_Existing_Space Heating_Natural Gas_Space Heating - Heat Recovery Ventilator_A_Achievable Economic TRC Potential | F14 | Industrial | Instruments | Existing | Space Heating | Natural Gas | Space Heating - Heat Recovery Ventilator | A | Purchases (Cumulative) | Achievable Economic TRC Potential | 0 | 0 | 0 | 0 | 0 | 0 | 0 | 0 | 0 | 0 | 0 | 0 | 0 | 0 | 0 | 0 | 0 | 0 | 0 | 0 | 0 | 0 | 0 | 0 | 0 | 0 | 0 | 0 | 0 | 0 | 0
F1_Industrial_Instruments_Existing_Space Heating_Natural Gas_Thermostat - Programmable_A_Achievable Economic TRC Potential | F1 | Industrial | Instruments | Existing | Space Heating | Natural Gas | Thermostat - Programmable | A | Original Unit Energy Savings (kWh or therms) | Achievable Economic TRC Potential | 0 | 0 | 0 | 0 | 0 | 0.00657 | 0.0065379 | 0.0064981 | 0.0064561 | 0.0064121 | 0.0063676 | 0.0063217 | 0.0062762 | 0.0062308 | 0.0061817 | 0.0061364 | 0.0060916 | 0.0060501 | 0.0060114 | 0.0059736 | 0.005938 | 0.0059015 | 0.0058686 | 0.0058376 | 0.005808 | 0.0057807 | 0.0057553 | 0.0057319 | 0 | 0 | 0
F2_Industrial_Instruments_Existing_Space Heating_Natural Gas_Thermostat - Programmable_A_Achievable Economic TRC Potential | F2 | Industrial | Instruments | Existing | Space Heating | Natural Gas | Thermostat - Programmable | A | Original Unit Summer Peak Savings (kW) | Achievable Economic TRC Potential | 0 | 0 | 0 | 0 | 0 | 0 | 0 | 0 | 0 | 0 | 0 | 0 | 0 | 0 | 0 | 0 | 0 | 0 | 0 | 0 | 0 | 0 | 0 | 0 | 0 | 0 | 0 | 0 | 0 | 0 | 0
F3_Industrial_Instruments_Existing_Space Heating_Natural Gas_Thermostat - Programmable_A_Achievable Economic TRC Potential | F3 | Industrial | Instruments | Existing | Space Heating | Natural Gas | Thermostat - Programmable | A | Original Unit Winter Peak Savings (kW) | Achievable Economic TRC Potential | 0 | 0 | 0 | 0 | 0 | 0 | 0 | 0 | 0 | 0 | 0 | 0 | 0 | 0 | 0 | 0 | 0 | 0 | 0 | 0 | 0 | 0 | 0 | 0 | 0 | 0 | 0 | 0 | 0 | 0 | 0
F4_Industrial_Instruments_Existing_Space Heating_Natural Gas_Thermostat - Programmable_A_Achievable Economic TRC Potential | F4 | Industrial | Instruments | Existing | Space Heating | Natural Gas | Thermostat - Programmable | A | Standalone Impact on Baseline Energy (%) | Achievable Economic TRC Potential | 0% | 0% | 0% | 0% | 0% | 0% | 0% | 0% | 0% | 0% | 0% | 0% | 0% | 0% | 0% | 0% | 0% | 0% | 0% | 0% | 0% | 0% | 0% | 0% | 0 | 0 | 0 | 0 | 0 | 0 | 0
F5_Industrial_Instruments_Existing_Space Heating_Natural Gas_Thermostat - Programmable_A_Achievable Economic TRC Potential | F5 | Industrial | Instruments | Existing | Space Heating | Natural Gas | Thermostat - Programmable | A | Standalone Impact on Baseline Summer Peak (%) | Achievable Economic TRC Potential | 0% | 0% | 0% | 0% | 0% | 0% | 0% | 0% | 0% | 0% | 0% | 0% | 0% | 0% | 0% | 0% | 0% | 0% | 0% | 0% | 0% | 0% | 0% | 0% | 0 | 0 | 0 | 0 | 0 | 0 | 0
F6_Industrial_Instruments_Existing_Space Heating_Natural Gas_Thermostat - Programmable_A_Achievable Economic TRC Potential | F6 | Industrial | Instruments | Existing | Space Heating | Natural Gas | Thermostat - Programmable | A | Standalone Impact on Baseline Winter Peak (%) | Achievable Economic TRC Potential | 0% | 0% | 0% | 0% | 0% | 0% | 0% | 0% | 0% | 0% | 0% | 0% | 0% | 0% | 0% | 0% | 0% | 0% | 0% | 0% | 0% | 0% | 0% | 0% | 0 | 0 | 0 | 0 | 0 | 0 | 0
F7_Industrial_Instruments_Existing_Space Heating_Natural Gas_Thermostat - Programmable_A_Achievable Economic TRC Potential | F7 | Industrial | Instruments | Existing | Space Heating | Natural Gas | Thermostat - Programmable | A | Incremental Energy Savings (MWh or mTherms) | Achievable Economic TRC Potential | 0 | 0 | 0 | 0 | 0 | 0 | 0 | 0 | 0 | 0 | 0 | 0 | 0 | 0 | 0 | 0 | 0 | 0 | 0 | 0 | 0 | 0 | 0 | 0 | 0 | 0 | 0 | 0 | 0 | 0 | 0
F8_Industrial_Instruments_Existing_Space Heating_Natural Gas_Thermostat - Programmable_A_Achievable Economic TRC Potential | F8 | Industrial | Instruments | Existing | Space Heating | Natural Gas | Thermostat - Programmable | A | Incremental Summer Peak Savings (MW) | Achievable Economic TRC Potential | 0 | 0 | 0 | 0 | 0 | 0 | 0 | 0 | 0 | 0 | 0 | 0 | 0 | 0 | 0 | 0 | 0 | 0 | 0 | 0 | 0 | 0 | 0 | 0 | 0 | 0 | 0 | 0 | 0 | 0 | 0
F9_Industrial_Instruments_Existing_Space Heating_Natural Gas_Thermostat - Programmable_A_Achievable Economic TRC Potential | F9 | Industrial | Instruments | Existing | Space Heating | Natural Gas | Thermostat - Programmable | A | Incremental Winter Peak Savings (MW) | Achievable Economic TRC Potential | 0 | 0 | 0 | 0 | 0 | 0 | 0 | 0 | 0 | 0 | 0 | 0 | 0 | 0 | 0 | 0 | 0 | 0 | 0 | 0 | 0 | 0 | 0 | 0 | 0 | 0 | 0 | 0 | 0 | 0 | 0
F10_Industrial_Instruments_Existing_Space Heating_Natural Gas_Thermostat - Programmable_A_Achievable Economic TRC Potential | F10 | Industrial | Instruments | Existing | Space Heating | Natural Gas | Thermostat - Programmable | A | Cumulative Energy Savings (MWh or mTherms) | Achievable Economic TRC Potential | 0 | 0 | 0 | 0 | 0 | 0 | 0 | 0 | 0 | 0 | 0 | 0 | 0 | 0 | 0 | 0 | 0 | 0 | 0 | 0 | 0 | 0 | 0 | 0 | 0 | 0 | 0 | 0 | 0 | 0 | 0
F11_Industrial_Instruments_Existing_Space Heating_Natural Gas_Thermostat - Programmable_A_Achievable Economic TRC Potential | F11 | Industrial | Instruments | Existing | Space Heating | Natural Gas | Thermostat - Programmable | A | Cumulative Summer Peak Savings (MW) | Achievable Economic TRC Potential | 0 | 0 | 0 | 0 | 0 | 0 | 0 | 0 | 0 | 0 | 0 | 0 | 0 | 0 | 0 | 0 | 0 | 0 | 0 | 0 | 0 | 0 | 0 | 0 | 0 | 0 | 0 | 0 | 0 | 0 | 0
F12_Industrial_Instruments_Existing_Space Heating_Natural Gas_Thermostat - Programmable_A_Achievable Economic TRC Potential | F12 | Industrial | Instruments | Existing | Space Heating | Natural Gas | Thermostat - Programmable | A | Cumulative Winter Peak Savings (MW) | Achievable Economic TRC Potential | 0 | 0 | 0 | 0 | 0 | 0 | 0 | 0 | 0 | 0 | 0 | 0 | 0 | 0 | 0 | 0 | 0 | 0 | 0 | 0 | 0 | 0 | 0 | 0 | 0 | 0 | 0 | 0 | 0 | 0 | 0
F13_Industrial_Instruments_Existing_Space Heating_Natural Gas_Thermostat - Programmable_A_Achievable Economic TRC Potential | F13 | Industrial | Instruments | Existing | Space Heating | Natural Gas | Thermostat - Programmable | A | Purchases (Incremental) | Achievable Economic TRC Potential | 0 | 0 | 0 | 0 | 0 | 0 | 0 | 0 | 0 | 0 | 0 | 0 | 0 | 0 | 0 | 0 | 0 | 0 | 0 | 0 | 0 | 0 | 0 | 0 | 0 | 0 | 0 | 0 | 0 | 0 | 0
F14_Industrial_Instruments_Existing_Space Heating_Natural Gas_Thermostat - Programmable_A_Achievable Economic TRC Potential | F14 | Industrial | Instruments | Existing | Space Heating | Natural Gas | Thermostat - Programmable | A | Purchases (Cumulative) | Achievable Economic TRC Potential | 0 | 0 | 0 | 0 | 0 | 0 | 0 | 0 | 0 | 0 | 0 | 0 | 0 | 0 | 0 | 0 | 0 | 0 | 0 | 0 | 0 | 0 | 0 | 0 | 0 | 0 | 0 | 0 | 0 | 0 | 0
F1_Industrial_Instruments_Existing_Space Heating_Natural Gas_ENERGY STAR Connected Thermostat_A_Achievable Economic TRC Potential | F1 | Industrial | Instruments | Existing | Space Heating | Natural Gas | ENERGY STAR Connected Thermostat | A | Original Unit Energy Savings (kWh or therms) | Achievable Economic TRC Potential | 0 | 0 | 0 | 0 | 0 | 0.015466 | 0.01539 | 0.015297 | 0.015198 | 0.015094 | 0.014989 | 0.014881 | 0.014774 | 0.014667 | 0.014552 | 0.014445 | 0.01434 | 0.014242 | 0.014151 | 0.014062 | 0.013978 | 0.013892 | 0.013815 | 0.013742 | 0.013672 | 0.013608 | 0.013548 | 0.013493 | 0 | 0 | 0
F2_Industrial_Instruments_Existing_Space Heating_Natural Gas_ENERGY STAR Connected Thermostat_A_Achievable Economic TRC Potential | F2 | Industrial | Instruments | Existing | Space Heating | Natural Gas | ENERGY STAR Connected Thermostat | A | Original Unit Summer Peak Savings (kW) | Achievable Economic TRC Potential | 0 | 0 | 0 | 0 | 0 | 0 | 0 | 0 | 0 | 0 | 0 | 0 | 0 | 0 | 0 | 0 | 0 | 0 | 0 | 0 | 0 | 0 | 0 | 0 | 0 | 0 | 0 | 0 | 0 | 0 | 0
F3_Industrial_Instruments_Existing_Space Heating_Natural Gas_ENERGY STAR Connected Thermostat_A_Achievable Economic TRC Potential | F3 | Industrial | Instruments | Existing | Space Heating | Natural Gas | ENERGY STAR Connected Thermostat | A | Original Unit Winter Peak Savings (kW) | Achievable Economic TRC Potential | 0 | 0 | 0 | 0 | 0 | 0 | 0 | 0 | 0 | 0 | 0 | 0 | 0 | 0 | 0 | 0 | 0 | 0 | 0 | 0 | 0 | 0 | 0 | 0 | 0 | 0 | 0 | 0 | 0 | 0 | 0
F4_Industrial_Instruments_Existing_Space Heating_Natural Gas_ENERGY STAR Connected Thermostat_A_Achievable Economic TRC Potential | F4 | Industrial | Instruments | Existing | Space Heating | Natural Gas | ENERGY STAR Connected Thermostat | A | Standalone Impact on Baseline Energy (%) | Achievable Economic TRC Potential | 0% | 0% | 0% | 0% | 0% | 0% | 0% | 0% | 0% | 0% | 0% | 0% | 0% | 0% | 0% | 0% | 0% | 0% | 0% | 0% | 0% | 0% | 0% | 0% | 0 | 0 | 0 | 0 | 0 | 0 | 0
F5_Industrial_Instruments_Existing_Space Heating_Natural Gas_ENERGY STAR Connected Thermostat_A_Achievable Economic TRC Potential | F5 | Industrial | Instruments | Existing | Space Heating | Natural Gas | ENERGY STAR Connected Thermostat | A | Standalone Impact on Baseline Summer Peak (%) | Achievable Economic TRC Potential | 0% | 0% | 0% | 0% | 0% | 0% | 0% | 0% | 0% | 0% | 0% | 0% | 0% | 0% | 0% | 0% | 0% | 0% | 0% | 0% | 0% | 0% | 0% | 0% | 0 | 0 | 0 | 0 | 0 | 0 | 0
F6_Industrial_Instruments_Existing_Space Heating_Natural Gas_ENERGY STAR Connected Thermostat_A_Achievable Economic TRC Potential | F6 | Industrial | Instruments | Existing | Space Heating | Natural Gas | ENERGY STAR Connected Thermostat | A | Standalone Impact on Baseline Winter Peak (%) | Achievable Economic TRC Potential | 0% | 0% | 0% | 0% | 0% | 0% | 0% | 0% | 0% | 0% | 0% | 0% | 0% | 0% | 0% | 0% | 0% | 0% | 0% | 0% | 0% | 0% | 0% | 0% | 0 | 0 | 0 | 0 | 0 | 0 | 0
F7_Industrial_Instruments_Existing_Space Heating_Natural Gas_ENERGY STAR Connected Thermostat_A_Achievable Economic TRC Potential | F7 | Industrial | Instruments | Existing | Space Heating | Natural Gas | ENERGY STAR Connected Thermostat | A | Incremental Energy Savings (MWh or mTherms) | Achievable Economic TRC Potential | 0 | 0 | 0 | 0 | 0 | 0 | 0 | 0 | 0 | 0 | 0 | 0 | 0 | 0 | 0 | 0 | 0 | 0 | 0 | 0 | 0 | 0 | 0 | 0 | 0 | 0 | 0 | 0 | 0 | 0 | 0
F8_Industrial_Instruments_Existing_Space Heating_Natural Gas_ENERGY STAR Connected Thermostat_A_Achievable Economic TRC Potential | F8 | Industrial | Instruments | Existing | Space Heating | Natural Gas | ENERGY STAR Connected Thermostat | A | Incremental Summer Peak Savings (MW) | Achievable Economic TRC Potential | 0 | 0 | 0 | 0 | 0 | 0 | 0 | 0 | 0 | 0 | 0 | 0 | 0 | 0 | 0 | 0 | 0 | 0 | 0 | 0 | 0 | 0 | 0 | 0 | 0 | 0 | 0 | 0 | 0 | 0 | 0
F9_Industrial_Instruments_Existing_Space Heating_Natural Gas_ENERGY STAR Connected Thermostat_A_Achievable Economic TRC Potential | F9 | Industrial | Instruments | Existing | Space Heating | Natural Gas | ENERGY STAR Connected Thermostat | A | Incremental Winter Peak Savings (MW) | Achievable Economic TRC Potential | 0 | 0 | 0 | 0 | 0 | 0 | 0 | 0 | 0 | 0 | 0 | 0 | 0 | 0 | 0 | 0 | 0 | 0 | 0 | 0 | 0 | 0 | 0 | 0 | 0 | 0 | 0 | 0 | 0 | 0 | 0
F10_Industrial_Instruments_Existing_Space Heating_Natural Gas_ENERGY STAR Connected Thermostat_A_Achievable Economic TRC Potential | F10 | Industrial | Instruments | Existing | Space Heating | Natural Gas | ENERGY STAR Connected Thermostat | A | Cumulative Energy Savings (MWh or mTherms) | Achievable Economic TRC Potential | 0 | 0 | 0 | 0 | 0 | 0 | 0 | 0 | 0 | 0 | 0 | 0 | 0 | 0 | 0 | 0 | 0 | 0 | 0 | 0 | 0 | 0 | 0 | 0 | 0 | 0 | 0 | 0 | 0 | 0 | 0
F11_Industrial_Instruments_Existing_Space Heating_Natural Gas_ENERGY STAR Connected Thermostat_A_Achievable Economic TRC Potential | F11 | Industrial | Instruments | Existing | Space Heating | Natural Gas | ENERGY STAR Connected Thermostat | A | Cumulative Summer Peak Savings (MW) | Achievable Economic TRC Potential | 0 | 0 | 0 | 0 | 0 | 0 | 0 | 0 | 0 | 0 | 0 | 0 | 0 | 0 | 0 | 0 | 0 | 0 | 0 | 0 | 0 | 0 | 0 | 0 | 0 | 0 | 0 | 0 | 0 | 0 | 0
F12_Industrial_Instruments_Existing_Space Heating_Natural Gas_ENERGY STAR Connected Thermostat_A_Achievable Economic TRC Potential | F12 | Industrial | Instruments | Existing | Space Heating | Natural Gas | ENERGY STAR Connected Thermostat | A | Cumulative Winter Peak Savings (MW) | Achievable Economic TRC Potential | 0 | 0 | 0 | 0 | 0 | 0 | 0 | 0 | 0 | 0 | 0 | 0 | 0 | 0 | 0 | 0 | 0 | 0 | 0 | 0 | 0 | 0 | 0 | 0 | 0 | 0 | 0 | 0 | 0 | 0 | 0
F13_Industrial_Instruments_Existing_Space Heating_Natural Gas_ENERGY STAR Connected Thermostat_A_Achievable Economic TRC Potential | F13 | Industrial | Instruments | Existing | Space Heating | Natural Gas | ENERGY STAR Connected Thermostat | A | Purchases (Incremental) | Achievable Economic TRC Potential | 0 | 0 | 0 | 0 | 0 | 0 | 0 | 0 | 0 | 0 | 0 | 0 | 0 | 0 | 0 | 0 | 0 | 0 | 0 | 0 | 0 | 0 | 0 | 0 | 0 | 0 | 0 | 0 | 0 | 0 | 0
F14_Industrial_Instruments_Existing_Space Heating_Natural Gas_ENERGY STAR Connected Thermostat_A_Achievable Economic TRC Potential | F14 | Industrial | Instruments | Existing | Space Heating | Natural Gas | ENERGY STAR Connected Thermostat | A | Purchases (Cumulative) | Achievable Economic TRC Potential | 0 | 0 | 0 | 0 | 0 | 0 | 0 | 0 | 0 | 0 | 0 | 0 | 0 | 0 | 0 | 0 | 0 | 0 | 0 | 0 | 0 | 0 | 0 | 0 | 0 | 0 | 0 | 0 | 0 | 0 | 0
F1_Industrial_Instruments_Existing_Space Heating_Natural Gas_Destratification Fans (HVLS)_A_Achievable Economic TRC Potential | F1 | Industrial | Instruments | Existing | Space Heating | Natural Gas | Destratification Fans (HVLS) | A | Original Unit Energy Savings (kWh or therms) | Achievable Economic TRC Potential | 0 | 0 | 0 | 0 | 0 | 0.015466 | 0.01539 | 0.015297 | 0.015198 | 0.015094 | 0.014989 | 0.014881 | 0.014774 | 0.014667 | 0.014552 | 0.014445 | 0.01434 | 0.014242 | 0.014151 | 0.014062 | 0.013978 | 0.013892 | 0.013815 | 0.013742 | 0.013672 | 0.013608 | 0.013548 | 0.013493 | 0 | 0 | 0
F2_Industrial_Instruments_Existing_Space Heating_Natural Gas_Destratification Fans (HVLS)_A_Achievable Economic TRC Potential | F2 | Industrial | Instruments | Existing | Space Heating | Natural Gas | Destratification Fans (HVLS) | A | Original Unit Summer Peak Savings (kW) | Achievable Economic TRC Potential | 0 | 0 | 0 | 0 | 0 | 0 | 0 | 0 | 0 | 0 | 0 | 0 | 0 | 0 | 0 | 0 | 0 | 0 | 0 | 0 | 0 | 0 | 0 | 0 | 0 | 0 | 0 | 0 | 0 | 0 | 0
F3_Industrial_Instruments_Existing_Space Heating_Natural Gas_Destratification Fans (HVLS)_A_Achievable Economic TRC Potential | F3 | Industrial | Instruments | Existing | Space Heating | Natural Gas | Destratification Fans (HVLS) | A | Original Unit Winter Peak Savings (kW) | Achievable Economic TRC Potential | 0 | 0 | 0 | 0 | 0 | 0 | 0 | 0 | 0 | 0 | 0 | 0 | 0 | 0 | 0 | 0 | 0 | 0 | 0 | 0 | 0 | 0 | 0 | 0 | 0 | 0 | 0 | 0 | 0 | 0 | 0
F4_Industrial_Instruments_Existing_Space Heating_Natural Gas_Destratification Fans (HVLS)_A_Achievable Economic TRC Potential | F4 | Industrial | Instruments | Existing | Space Heating | Natural Gas | Destratification Fans (HVLS) | A | Standalone Impact on Baseline Energy (%) | Achievable Economic TRC Potential | 0% | 0% | 0% | 0% | 0% | 0% | 0% | 0% | 0% | 0% | 0% | 0% | 0% | 0% | 0% | 0% | 0% | 0% | 0% | 0% | 0% | 0% | 0% | 0% | 0 | 0 | 0 | 0 | 0 | 0 | 0
F5_Industrial_Instruments_Existing_Space Heating_Natural Gas_Destratification Fans (HVLS)_A_Achievable Economic TRC Potential | F5 | Industrial | Instruments | Existing | Space Heating | Natural Gas | Destratification Fans (HVLS) | A | Standalone Impact on Baseline Summer Peak (%) | Achievable Economic TRC Potential | 0% | 0% | 0% | 0% | 0% | 0% | 0% | 0% | 0% | 0% | 0% | 0% | 0% | 0% | 0% | 0% | 0% | 0% | 0% | 0% | 0% | 0% | 0% | 0% | 0 | 0 | 0 | 0 | 0 | 0 | 0
F6_Industrial_Instruments_Existing_Space Heating_Natural Gas_Destratification Fans (HVLS)_A_Achievable Economic TRC Potential | F6 | Industrial | Instruments | Existing | Space Heating | Natural Gas | Destratification Fans (HVLS) | A | Standalone Impact on Baseline Winter Peak (%) | Achievable Economic TRC Potential | 0% | 0% | 0% | 0% | 0% | 0% | 0% | 0% | 0% | 0% | 0% | 0% | 0% | 0% | 0% | 0% | 0% | 0% | 0% | 0% | 0% | 0% | 0% | 0% | 0 | 0 | 0 | 0 | 0 | 0 | 0
F7_Industrial_Instruments_Existing_Space Heating_Natural Gas_Destratification Fans (HVLS)_A_Achievable Economic TRC Potential | F7 | Industrial | Instruments | Existing | Space Heating | Natural Gas | Destratification Fans (HVLS) | A | Incremental Energy Savings (MWh or mTherms) | Achievable Economic TRC Potential | 0 | 0 | 0 | 0 | 0 | 0 | 0 | 0 | 0 | 0 | 0 | 0 | 0 | 0 | 0 | 0 | 0 | 0 | 0 | 0 | 0 | 0 | 0 | 0 | 0 | 0 | 0 | 0 | 0 | 0 | 0
F8_Industrial_Instruments_Existing_Space Heating_Natural Gas_Destratification Fans (HVLS)_A_Achievable Economic TRC Potential | F8 | Industrial | Instruments | Existing | Space Heating | Natural Gas | Destratification Fans (HVLS) | A | Incremental Summer Peak Savings (MW) | Achievable Economic TRC Potential | 0 | 0 | 0 | 0 | 0 | 0 | 0 | 0 | 0 | 0 | 0 | 0 | 0 | 0 | 0 | 0 | 0 | 0 | 0 | 0 | 0 | 0 | 0 | 0 | 0 | 0 | 0 | 0 | 0 | 0 | 0
F9_Industrial_Instruments_Existing_Space Heating_Natural Gas_Destratification Fans (HVLS)_A_Achievable Economic TRC Potential | F9 | Industrial | Instruments | Existing | Space Heating | Natural Gas | Destratification Fans (HVLS) | A | Incremental Winter Peak Savings (MW) | Achievable Economic TRC Potential | 0 | 0 | 0 | 0 | 0 | 0 | 0 | 0 | 0 | 0 | 0 | 0 | 0 | 0 | 0 | 0 | 0 | 0 | 0 | 0 | 0 | 0 | 0 | 0 | 0 | 0 | 0 | 0 | 0 | 0 | 0
F10_Industrial_Instruments_Existing_Space Heating_Natural Gas_Destratification Fans (HVLS)_A_Achievable Economic TRC Potential | F10 | Industrial | Instruments | Existing | Space Heating | Natural Gas | Destratification Fans (HVLS) | A | Cumulative Energy Savings (MWh or mTherms) | Achievable Economic TRC Potential | 0 | 0 | 0 | 0 | 0 | 0 | 0 | 0 | 0 | 0 | 0 | 0 | 0 | 0 | 0 | 0 | 0 | 0 | 0 | 0 | 0 | 0 | 0 | 0 | 0 | 0 | 0 | 0 | 0 | 0 | 0
F11_Industrial_Instruments_Existing_Space Heating_Natural Gas_Destratification Fans (HVLS)_A_Achievable Economic TRC Potential | F11 | Industrial | Instruments | Existing | Space Heating | Natural Gas | Destratification Fans (HVLS) | A | Cumulative Summer Peak Savings (MW) | Achievable Economic TRC Potential | 0 | 0 | 0 | 0 | 0 | 0 | 0 | 0 | 0 | 0 | 0 | 0 | 0 | 0 | 0 | 0 | 0 | 0 | 0 | 0 | 0 | 0 | 0 | 0 | 0 | 0 | 0 | 0 | 0 | 0 | 0
F12_Industrial_Instruments_Existing_Space Heating_Natural Gas_Destratification Fans (HVLS)_A_Achievable Economic TRC Potential | F12 | Industrial | Instruments | Existing | Space Heating | Natural Gas | Destratification Fans (HVLS) | A | Cumulative Winter Peak Savings (MW) | Achievable Economic TRC Potential | 0 | 0 | 0 | 0 | 0 | 0 | 0 | 0 | 0 | 0 | 0 | 0 | 0 | 0 | 0 | 0 | 0 | 0 | 0 | 0 | 0 | 0 | 0 | 0 | 0 | 0 | 0 | 0 | 0 | 0 | 0
F13_Industrial_Instruments_Existing_Space Heating_Natural Gas_Destratification Fans (HVLS)_A_Achievable Economic TRC Potential | F13 | Industrial | Instruments | Existing | Space Heating | Natural Gas | Destratification Fans (HVLS) | A | Purchases (Incremental) | Achievable Economic TRC Potential | 0 | 0 | 0 | 0 | 0 | 0 | 0 | 0 | 0 | 0 | 0 | 0 | 0 | 0 | 0 | 0 | 0 | 0 | 0 | 0 | 0 | 0 | 0 | 0 | 0 | 0 | 0 | 0 | 0 | 0 | 0
F14_Industrial_Instruments_Existing_Space Heating_Natural Gas_Destratification Fans (HVLS)_A_Achievable Economic TRC Potential | F14 | Industrial | Instruments | Existing | Space Heating | Natural Gas | Destratification Fans (HVLS) | A | Purchases (Cumulative) | Achievable Economic TRC Potential | 0 | 0 | 0 | 0 | 0 | 0 | 0 | 0 | 0 | 0 | 0 | 0 | 0 | 0 | 0 | 0 | 0 | 0 | 0 | 0 | 0 | 0 | 0 | 0 | 0 | 0 | 0 | 0 | 0 | 0 | 0
F1_Industrial_Instruments_Existing_Space Heating_Natural Gas_Gas Boiler - Insulate Steam Lines/Condensate Tank_A_Achievable Economic TRC Potential | F1 | Industrial | Instruments | Existing | Space Heating | Natural Gas | Gas Boiler - Insulate Steam Lines/Condensate Tank | A | Original Unit Energy Savings (kWh or therms) | Achievable Economic TRC Potential | 0 | 0 | 0 | 0 | 0 | 44.1995 | 43.9 | 43.6024 | 43.3032 | 43.0049 | 42.715 | 42.4279 | 42.1439 | 41.8632 | 41.566 | 41.2933 | 41.0236 | 40.7584 | 40.4971 | 40.2352 | 39.9822 | 39.719 | 39.4648 | 39.2187 | 38.9709 | 38.7449 | 38.5386 | 38.3503 | 38.1785 | 38.0217 | 37.8785
F2_Industrial_Instruments_Existing_Space Heating_Natural Gas_Gas Boiler - Insulate Steam Lines/Condensate Tank_A_Achievable Economic TRC Potential | F2 | Industrial | Instruments | Existing | Space Heating | Natural Gas | Gas Boiler - Insulate Steam Lines/Condensate Tank | A | Original Unit Summer Peak Savings (kW) | Achievable Economic TRC Potential | 0 | 0 | 0 | 0 | 0 | 0 | 0 | 0 | 0 | 0 | 0 | 0 | 0 | 0 | 0 | 0 | 0 | 0 | 0 | 0 | 0 | 0 | 0 | 0 | 0 | 0 | 0 | 0 | 0 | 0 | 0
F3_Industrial_Instruments_Existing_Space Heating_Natural Gas_Gas Boiler - Insulate Steam Lines/Condensate Tank_A_Achievable Economic TRC Potential | F3 | Industrial | Instruments | Existing | Space Heating | Natural Gas | Gas Boiler - Insulate Steam Lines/Condensate Tank | A | Original Unit Winter Peak Savings (kW) | Achievable Economic TRC Potential | 0 | 0 | 0 | 0 | 0 | 0 | 0 | 0 | 0 | 0 | 0 | 0 | 0 | 0 | 0 | 0 | 0 | 0 | 0 | 0 | 0 | 0 | 0 | 0 | 0 | 0 | 0 | 0 | 0 | 0 | 0
F4_Industrial_Instruments_Existing_Space Heating_Natural Gas_Gas Boiler - Insulate Steam Lines/Condensate Tank_A_Achievable Economic TRC Potential | F4 | Industrial | Instruments | Existing | Space Heating | Natural Gas | Gas Boiler - Insulate Steam Lines/Condensate Tank | A | Standalone Impact on Baseline Energy (%) | Achievable Economic TRC Potential | 0% | 0% | 0% | 0% | 0% | 0.005115% | 0.01021% | 0.01537% | 0.02045% | 0.02553% | 0.03097% | 0.03617% | 0.04137% | 0.04717% | 0.05214% | 0.0578% | 0.06296% | 0.06842% | 0.07416% | 0.07918% | 0.0846% | 0.09001% | 0.09538% | 0.1007% | 0.0010601 | 0.001062 | 0.0010639 | 0.0010656 | 0 | 0 | 0
F5_Industrial_Instruments_Existing_Space Heating_Natural Gas_Gas Boiler - Insulate Steam Lines/Condensate Tank_A_Achievable Economic TRC Potential | F5 | Industrial | Instruments | Existing | Space Heating | Natural Gas | Gas Boiler - Insulate Steam Lines/Condensate Tank | A | Standalone Impact on Baseline Summer Peak (%) | Achievable Economic TRC Potential | 0% | 0% | 0% | 0% | 0% | 0% | 0% | 0% | 0% | 0% | 0% | 0% | 0% | 0% | 0% | 0% | 0% | 0% | 0% | 0% | 0% | 0% | 0% | 0% | 0 | 0 | 0 | 0 | 0 | 0 | 0
F6_Industrial_Instruments_Existing_Space Heating_Natural Gas_Gas Boiler - Insulate Steam Lines/Condensate Tank_A_Achievable Economic TRC Potential | F6 | Industrial | Instruments | Existing | Space Heating | Natural Gas | Gas Boiler - Insulate Steam Lines/Condensate Tank | A | Standalone Impact on Baseline Winter Peak (%) | Achievable Economic TRC Potential | 0% | 0% | 0% | 0% | 0% | 0% | 0% | 0% | 0% | 0% | 0% | 0% | 0% | 0% | 0% | 0% | 0% | 0% | 0% | 0% | 0% | 0% | 0% | 0% | 0 | 0 | 0 | 0 | 0 | 0 | 0
F7_Industrial_Instruments_Existing_Space Heating_Natural Gas_Gas Boiler - Insulate Steam Lines/Condensate Tank_A_Achievable Economic TRC Potential | F7 | Industrial | Instruments | Existing | Space Heating | Natural Gas | Gas Boiler - Insulate Steam Lines/Condensate Tank | A | Incremental Energy Savings (MWh or mTherms) | Achievable Economic TRC Potential | 0 | 0 | 0 | 0 | 0 | 0.018296 | 0.018162 | 0.017932 | 0.017819 | 0.017711 | 0.017368 | 0.017204 | 0.017054 | 0.016672 | 0.016616 | 0.01635 | 0.016245 | 0.016059 | 0.015814 | 0.01573 | 0.015567 | 0.015404 | 0.01525 | 0.015103 | 0.01496 | 0 | 0 | 0 | 0 | 0 | 0
F8_Industrial_Instruments_Existing_Space Heating_Natural Gas_Gas Boiler - Insulate Steam Lines/Condensate Tank_A_Achievable Economic TRC Potential | F8 | Industrial | Instruments | Existing | Space Heating | Natural Gas | Gas Boiler - Insulate Steam Lines/Condensate Tank | A | Incremental Summer Peak Savings (MW) | Achievable Economic TRC Potential | 0 | 0 | 0 | 0 | 0 | 0 | 0 | 0 | 0 | 0 | 0 | 0 | 0 | 0 | 0 | 0 | 0 | 0 | 0 | 0 | 0 | 0 | 0 | 0 | 0 | 0 | 0 | 0 | 0 | 0 | 0
F9_Industrial_Instruments_Existing_Space Heating_Natural Gas_Gas Boiler - Insulate Steam Lines/Condensate Tank_A_Achievable Economic TRC Potential | F9 | Industrial | Instruments | Existing | Space Heating | Natural Gas | Gas Boiler - Insulate Steam Lines/Condensate Tank | A | Incremental Winter Peak Savings (MW) | Achievable Economic TRC Potential | 0 | 0 | 0 | 0 | 0 | 0 | 0 | 0 | 0 | 0 | 0 | 0 | 0 | 0 | 0 | 0 | 0 | 0 | 0 | 0 | 0 | 0 | 0 | 0 | 0 | 0 | 0 | 0 | 0 | 0 | 0
F10_Industrial_Instruments_Existing_Space Heating_Natural Gas_Gas Boiler - Insulate Steam Lines/Condensate Tank_A_Achievable Economic TRC Potential | F10 | Industrial | Instruments | Existing | Space Heating | Natural Gas | Gas Boiler - Insulate Steam Lines/Condensate Tank | A | Cumulative Energy Savings (MWh or mTherms) | Achievable Economic TRC Potential | 0 | 0 | 0 | 0 | 0 | 0.018296 | 0.036333 | 0.054019 | 0.071468 | 0.088686 | 0.10546 | 0.12195 | 0.13819 | 0.15394 | 0.16946 | 0.1847 | 0.19974 | 0.21451 | 0.22895 | 0.2432 | 0.25723 | 0.27094 | 0.28446 | 0.29779 | 0.31087 | 0.30906 | 0.30742 | 0.30592 | 0.30455 | 0.3033 | 0.30215
F11_Industrial_Instruments_Existing_Space Heating_Natural Gas_Gas Boiler - Insulate Steam Lines/Condensate Tank_A_Achievable Economic TRC Potential | F11 | Industrial | Instruments | Existing | Space Heating | Natural Gas | Gas Boiler - Insulate Steam Lines/Condensate Tank | A | Cumulative Summer Peak Savings (MW) | Achievable Economic TRC Potential | 0 | 0 | 0 | 0 | 0 | 0 | 0 | 0 | 0 | 0 | 0 | 0 | 0 | 0 | 0 | 0 | 0 | 0 | 0 | 0 | 0 | 0 | 0 | 0 | 0 | 0 | 0 | 0 | 0 | 0 | 0
F12_Industrial_Instruments_Existing_Space Heating_Natural Gas_Gas Boiler - Insulate Steam Lines/Condensate Tank_A_Achievable Economic TRC Potential | F12 | Industrial | Instruments | Existing | Space Heating | Natural Gas | Gas Boiler - Insulate Steam Lines/Condensate Tank | A | Cumulative Winter Peak Savings (MW) | Achievable Economic TRC Potential | 0 | 0 | 0 | 0 | 0 | 0 | 0 | 0 | 0 | 0 | 0 | 0 | 0 | 0 | 0 | 0 | 0 | 0 | 0 | 0 | 0 | 0 | 0 | 0 | 0 | 0 | 0 | 0 | 0 | 0 | 0
F13_Industrial_Instruments_Existing_Space Heating_Natural Gas_Gas Boiler - Insulate Steam Lines/Condensate Tank_A_Achievable Economic TRC Potential | F13 | Industrial | Instruments | Existing | Space Heating | Natural Gas | Gas Boiler - Insulate Steam Lines/Condensate Tank | A | Purchases (Incremental) | Achievable Economic TRC Potential | 0 | 0 | 0 | 0 | 0 | 0.41393 | 0.41371 | 0.41127 | 0.41149 | 0.41183 | 0.4066 | 0.40549 | 0.40467 | 0.39824 | 0.39976 | 0.39595 | 0.396 | 0.39401 | 0.39049 | 0.39095 | 0.38934 | 0.38782 | 0.38641 | 0.3851 | 0.38388 | 0 | 0 | 0 | 0 | 0 | 0
F14_Industrial_Instruments_Existing_Space Heating_Natural Gas_Gas Boiler - Insulate Steam Lines/Condensate Tank_A_Achievable Economic TRC Potential | F14 | Industrial | Instruments | Existing | Space Heating | Natural Gas | Gas Boiler - Insulate Steam Lines/Condensate Tank | A | Purchases (Cumulative) | Achievable Economic TRC Potential | 0 | 0 | 0 | 0 | 0 | 0.41393 | 0.82764 | 1.2389 | 1.6504 | 2.0622 | 2.4688 | 2.8743 | 3.279 | 3.6772 | 4.077 | 4.4729 | 4.8689 | 5.2629 | 5.6534 | 6.0444 | 6.4337 | 6.8215 | 7.2079 | 7.593 | 7.9769 | 7.9769 | 7.9769 | 7.9769 | 7.9769 | 7.9769 | 7.9769
F1_Industrial_Instruments_Existing_Process_Natural Gas_Gas Boiler - Insulate Steam Lines/Condensate Tank_A_Achievable Economic TRC Potential | F1 | Industrial | Instruments | Existing | Process | Natural Gas | Gas Boiler - Insulate Steam Lines/Condensate Tank | A | Original Unit Energy Savings (kWh or therms) | Achievable Economic TRC Potential | 0 | 0 | 0 | 0 | 0 | 27.9412 | 27.9412 | 27.9412 | 27.9412 | 27.9412 | 27.9412 | 27.9412 | 27.9412 | 27.9412 | 27.9412 | 27.9412 | 27.9412 | 27.9412 | 27.9412 | 27.9412 | 27.9412 | 27.9412 | 27.9412 | 27.9412 | 27.9412 | 27.9412 | 27.9412 | 27.9412 | 27.9412 | 27.9412 | 27.9412
F2_Industrial_Instruments_Existing_Process_Natural Gas_Gas Boiler - Insulate Steam Lines/Condensate Tank_A_Achievable Economic TRC Potential | F2 | Industrial | Instruments | Existing | Process | Natural Gas | Gas Boiler - Insulate Steam Lines/Condensate Tank | A | Original Unit Summer Peak Savings (kW) | Achievable Economic TRC Potential | 0 | 0 | 0 | 0 | 0 | 0 | 0 | 0 | 0 | 0 | 0 | 0 | 0 | 0 | 0 | 0 | 0 | 0 | 0 | 0 | 0 | 0 | 0 | 0 | 0 | 0 | 0 | 0 | 0 | 0 | 0
F3_Industrial_Instruments_Existing_Process_Natural Gas_Gas Boiler - Insulate Steam Lines/Condensate Tank_A_Achievable Economic TRC Potential | F3 | Industrial | Instruments | Existing | Process | Natural Gas | Gas Boiler - Insulate Steam Lines/Condensate Tank | A | Original Unit Winter Peak Savings (kW) | Achievable Economic TRC Potential | 0 | 0 | 0 | 0 | 0 | 0 | 0 | 0 | 0 | 0 | 0 | 0 | 0 | 0 | 0 | 0 | 0 | 0 | 0 | 0 | 0 | 0 | 0 | 0 | 0 | 0 | 0 | 0 | 0 | 0 | 0
F4_Industrial_Instruments_Existing_Process_Natural Gas_Gas Boiler - Insulate Steam Lines/Condensate Tank_A_Achievable Economic TRC Potential | F4 | Industrial | Instruments | Existing | Process | Natural Gas | Gas Boiler - Insulate Steam Lines/Condensate Tank | A | Standalone Impact on Baseline Energy (%) | Achievable Economic TRC Potential | 0% | 0% | 0% | 0% | 0% | 0.03756% | 0.07514% | 0.1131% | 0.1506% | 0.1881% | 0.2281% | 0.2662% | 0.3043% | 0.3468% | 0.3831% | 0.4243% | 0.4618% | 0.5017% | 0.5438% | 0.5807% | 0.6207% | 0.6607% | 0.7006% | 0.7406% | 0.0078048 | 0.0078276 | 0.0078485 | 0.0078676 | 0 | 0 | 0
F5_Industrial_Instruments_Existing_Process_Natural Gas_Gas Boiler - Insulate Steam Lines/Condensate Tank_A_Achievable Economic TRC Potential | F5 | Industrial | Instruments | Existing | Process | Natural Gas | Gas Boiler - Insulate Steam Lines/Condensate Tank | A | Standalone Impact on Baseline Summer Peak (%) | Achievable Economic TRC Potential | 0% | 0% | 0% | 0% | 0% | 0% | 0% | 0% | 0% | 0% | 0% | 0% | 0% | 0% | 0% | 0% | 0% | 0% | 0% | 0% | 0% | 0% | 0% | 0% | 0 | 0 | 0 | 0 | 0 | 0 | 0
F6_Industrial_Instruments_Existing_Process_Natural Gas_Gas Boiler - Insulate Steam Lines/Condensate Tank_A_Achievable Economic TRC Potential | F6 | Industrial | Instruments | Existing | Process | Natural Gas | Gas Boiler - Insulate Steam Lines/Condensate Tank | A | Standalone Impact on Baseline Winter Peak (%) | Achievable Economic TRC Potential | 0% | 0% | 0% | 0% | 0% | 0% | 0% | 0% | 0% | 0% | 0% | 0% | 0% | 0% | 0% | 0% | 0% | 0% | 0% | 0% | 0% | 0% | 0% | 0% | 0 | 0 | 0 | 0 | 0 | 0 | 0
F7_Industrial_Instruments_Existing_Process_Natural Gas_Gas Boiler - Insulate Steam Lines/Condensate Tank_A_Achievable Economic TRC Potential | F7 | Industrial | Instruments | Existing | Process | Natural Gas | Gas Boiler - Insulate Steam Lines/Condensate Tank | A | Incremental Energy Savings (MWh or mTherms) | Achievable Economic TRC Potential | 0 | 0 | 0 | 0 | 0 | 0.35085 | 0.35065 | 0.34859 | 0.34877 | 0.34906 | 0.34463 | 0.34369 | 0.34299 | 0.33754 | 0.33883 | 0.3356 | 0.33565 | 0.33396 | 0.33098 | 0.33137 | 0.33 | 0.32872 | 0.32752 | 0.3264 | 0.32538 | 0 | 0 | 0 | 0 | 0 | 0
F8_Industrial_Instruments_Existing_Process_Natural Gas_Gas Boiler - Insulate Steam Lines/Condensate Tank_A_Achievable Economic TRC Potential | F8 | Industrial | Instruments | Existing | Process | Natural Gas | Gas Boiler - Insulate Steam Lines/Condensate Tank | A | Incremental Summer Peak Savings (MW) | Achievable Economic TRC Potential | 0 | 0 | 0 | 0 | 0 | 0 | 0 | 0 | 0 | 0 | 0 | 0 | 0 | 0 | 0 | 0 | 0 | 0 | 0 | 0 | 0 | 0 | 0 | 0 | 0 | 0 | 0 | 0 | 0 | 0 | 0
F9_Industrial_Instruments_Existing_Process_Natural Gas_Gas Boiler - Insulate Steam Lines/Condensate Tank_A_Achievable Economic TRC Potential | F9 | Industrial | Instruments | Existing | Process | Natural Gas | Gas Boiler - Insulate Steam Lines/Condensate Tank | A | Incremental Winter Peak Savings (MW) | Achievable Economic TRC Potential | 0 | 0 | 0 | 0 | 0 | 0 | 0 | 0 | 0 | 0 | 0 | 0 | 0 | 0 | 0 | 0 | 0 | 0 | 0 | 0 | 0 | 0 | 0 | 0 | 0 | 0 | 0 | 0 | 0 | 0 | 0
F10_Industrial_Instruments_Existing_Process_Natural Gas_Gas Boiler - Insulate Steam Lines/Condensate Tank_A_Achievable Economic TRC Potential | F10 | Industrial | Instruments | Existing | Process | Natural Gas | Gas Boiler - Insulate Steam Lines/Condensate Tank | A | Cumulative Energy Savings (MWh or mTherms) | Achievable Economic TRC Potential | 0 | 0 | 0 | 0 | 0 | 0.35085 | 0.7015 | 1.0501 | 1.3989 | 1.7479 | 2.0926 | 2.4362 | 2.7792 | 3.1168 | 3.4556 | 3.7912 | 4.1269 | 4.4608 | 4.7918 | 5.1232 | 5.4532 | 5.7819 | 6.1094 | 6.4358 | 6.7612 | 6.7612 | 6.7612 | 6.7612 | 6.7612 | 6.7612 | 6.7612
F11_Industrial_Instruments_Existing_Process_Natural Gas_Gas Boiler - Insulate Steam Lines/Condensate Tank_A_Achievable Economic TRC Potential | F11 | Industrial | Instruments | Existing | Process | Natural Gas | Gas Boiler - Insulate Steam Lines/Condensate Tank | A | Cumulative Summer Peak Savings (MW) | Achievable Economic TRC Potential | 0 | 0 | 0 | 0 | 0 | 0 | 0 | 0 | 0 | 0 | 0 | 0 | 0 | 0 | 0 | 0 | 0 | 0 | 0 | 0 | 0 | 0 | 0 | 0 | 0 | 0 | 0 | 0 | 0 | 0 | 0
F12_Industrial_Instruments_Existing_Process_Natural Gas_Gas Boiler - Insulate Steam Lines/Condensate Tank_A_Achievable Economic TRC Potential | F12 | Industrial | Instruments | Existing | Process | Natural Gas | Gas Boiler - Insulate Steam Lines/Condensate Tank | A | Cumulative Winter Peak Savings (MW) | Achievable Economic TRC Potential | 0 | 0 | 0 | 0 | 0 | 0 | 0 | 0 | 0 | 0 | 0 | 0 | 0 | 0 | 0 | 0 | 0 | 0 | 0 | 0 | 0 | 0 | 0 | 0 | 0 | 0 | 0 | 0 | 0 | 0 | 0
F13_Industrial_Instruments_Existing_Process_Natural Gas_Gas Boiler - Insulate Steam Lines/Condensate Tank_A_Achievable Economic TRC Potential | F13 | Industrial | Instruments | Existing | Process | Natural Gas | Gas Boiler - Insulate Steam Lines/Condensate Tank | A | Purchases (Incremental) | Achievable Economic TRC Potential | 0 | 0 | 0 | 0 | 0 | 12.5566 | 12.5497 | 12.4757 | 12.4824 | 12.4928 | 12.3341 | 12.3004 | 12.2754 | 12.0805 | 12.1266 | 12.011 | 12.0125 | 11.9521 | 11.8455 | 11.8595 | 11.8105 | 11.7645 | 11.7217 | 11.6818 | 11.645 | 0 | 0 | 0 | 0 | 0 | 0
F14_Industrial_Instruments_Existing_Process_Natural Gas_Gas Boiler - Insulate Steam Lines/Condensate Tank_A_Achievable Economic TRC Potential | F14 | Industrial | Instruments | Existing | Process | Natural Gas | Gas Boiler - Insulate Steam Lines/Condensate Tank | A | Purchases (Cumulative) | Achievable Economic TRC Potential | 0 | 0 | 0 | 0 | 0 | 12.5566 | 25.1063 | 37.582 | 50.0644 | 62.5572 | 74.8913 | 87.1917 | 99.4672 | 111.5477 | 123.6743 | 135.6853 | 147.6978 | 159.6499 | 171.4954 | 183.3549 | 195.1654 | 206.9299 | 218.6516 | 230.3334 | 241.9784 | 241.9784 | 241.9784 | 241.9784 | 241.9784 | 241.9784 | 241.9784
F1_Industrial_Instruments_Existing_Space Heating_Natural Gas_Gas Boiler - Insulate Hot Water Lines_A_Achievable Economic TRC Potential | F1 | Industrial | Instruments | Existing | Space Heating | Natural Gas | Gas Boiler - Insulate Hot Water Lines | A | Original Unit Energy Savings (kWh or therms) | Achievable Economic TRC Potential | 0 | 0 | 0 | 0 | 0 | 49.9593 | 49.6208 | 49.2844 | 48.9463 | 48.6091 | 48.2814 | 47.9569 | 47.6359 | 47.3186 | 46.9827 | 46.6744 | 46.3696 | 46.0698 | 45.7744 | 45.4784 | 45.1925 | 44.8949 | 44.6077 | 44.3294 | 44.0494 | 43.7939 | 43.5607 | 43.3479 | 43.1537 | 42.9764 | 42.8146
F2_Industrial_Instruments_Existing_Space Heating_Natural Gas_Gas Boiler - Insulate Hot Water Lines_A_Achievable Economic TRC Potential | F2 | Industrial | Instruments | Existing | Space Heating | Natural Gas | Gas Boiler - Insulate Hot Water Lines | A | Original Unit Summer Peak Savings (kW) | Achievable Economic TRC Potential | 0 | 0 | 0 | 0 | 0 | 0 | 0 | 0 | 0 | 0 | 0 | 0 | 0 | 0 | 0 | 0 | 0 | 0 | 0 | 0 | 0 | 0 | 0 | 0 | 0 | 0 | 0 | 0 | 0 | 0 | 0
F3_Industrial_Instruments_Existing_Space Heating_Natural Gas_Gas Boiler - Insulate Hot Water Lines_A_Achievable Economic TRC Potential | F3 | Industrial | Instruments | Existing | Space Heating | Natural Gas | Gas Boiler - Insulate Hot Water Lines | A | Original Unit Winter Peak Savings (kW) | Achievable Economic TRC Potential | 0 | 0 | 0 | 0 | 0 | 0 | 0 | 0 | 0 | 0 | 0 | 0 | 0 | 0 | 0 | 0 | 0 | 0 | 0 | 0 | 0 | 0 | 0 | 0 | 0 | 0 | 0 | 0 | 0 | 0 | 0
F4_Industrial_Instruments_Existing_Space Heating_Natural Gas_Gas Boiler - Insulate Hot Water Lines_A_Achievable Economic TRC Potential | F4 | Industrial | Instruments | Existing | Space Heating | Natural Gas | Gas Boiler - Insulate Hot Water Lines | A | Standalone Impact on Baseline Energy (%) | Achievable Economic TRC Potential | 0% | 0% | 0% | 0% | 0% | 0.01156% | 0.02309% | 0.03474% | 0.04624% | 0.05772% | 0.07001% | 0.08177% | 0.09352% | 0.1066% | 0.1179% | 0.1307% | 0.1423% | 0.1547% | 0.1676% | 0.179% | 0.1912% | 0.2035% | 0.2156% | 0.2277% | 0.0023965 | 0.0024009 | 0.002405 | 0.0024089 | 0 | 0 | 0
F5_Industrial_Instruments_Existing_Space Heating_Natural Gas_Gas Boiler - Insulate Hot Water Lines_A_Achievable Economic TRC Potential | F5 | Industrial | Instruments | Existing | Space Heating | Natural Gas | Gas Boiler - Insulate Hot Water Lines | A | Standalone Impact on Baseline Summer Peak (%) | Achievable Economic TRC Potential | 0% | 0% | 0% | 0% | 0% | 0% | 0% | 0% | 0% | 0% | 0% | 0% | 0% | 0% | 0% | 0% | 0% | 0% | 0% | 0% | 0% | 0% | 0% | 0% | 0 | 0 | 0 | 0 | 0 | 0 | 0
F6_Industrial_Instruments_Existing_Space Heating_Natural Gas_Gas Boiler - Insulate Hot Water Lines_A_Achievable Economic TRC Potential | F6 | Industrial | Instruments | Existing | Space Heating | Natural Gas | Gas Boiler - Insulate Hot Water Lines | A | Standalone Impact on Baseline Winter Peak (%) | Achievable Economic TRC Potential | 0% | 0% | 0% | 0% | 0% | 0% | 0% | 0% | 0% | 0% | 0% | 0% | 0% | 0% | 0% | 0% | 0% | 0% | 0% | 0% | 0% | 0% | 0% | 0% | 0 | 0 | 0 | 0 | 0 | 0 | 0
F7_Industrial_Instruments_Existing_Space Heating_Natural Gas_Gas Boiler - Insulate Hot Water Lines_A_Achievable Economic TRC Potential | F7 | Industrial | Instruments | Existing | Space Heating | Natural Gas | Gas Boiler - Insulate Hot Water Lines | A | Incremental Energy Savings (MWh or mTherms) | Achievable Economic TRC Potential | 0 | 0 | 0 | 0 | 0 | 0.04136 | 0.041057 | 0.040538 | 0.040282 | 0.040037 | 0.039262 | 0.038892 | 0.038553 | 0.037688 | 0.037564 | 0.036961 | 0.036725 | 0.036304 | 0.035749 | 0.03556 | 0.03519 | 0.034823 | 0.034474 | 0.034142 | 0.03382 | 0 | 0 | 0 | 0 | 0 | 0
F8_Industrial_Instruments_Existing_Space Heating_Natural Gas_Gas Boiler - Insulate Hot Water Lines_A_Achievable Economic TRC Potential | F8 | Industrial | Instruments | Existing | Space Heating | Natural Gas | Gas Boiler - Insulate Hot Water Lines | A | Incremental Summer Peak Savings (MW) | Achievable Economic TRC Potential | 0 | 0 | 0 | 0 | 0 | 0 | 0 | 0 | 0 | 0 | 0 | 0 | 0 | 0 | 0 | 0 | 0 | 0 | 0 | 0 | 0 | 0 | 0 | 0 | 0 | 0 | 0 | 0 | 0 | 0 | 0
F9_Industrial_Instruments_Existing_Space Heating_Natural Gas_Gas Boiler - Insulate Hot Water Lines_A_Achievable Economic TRC Potential | F9 | Industrial | Instruments | Existing | Space Heating | Natural Gas | Gas Boiler - Insulate Hot Water Lines | A | Incremental Winter Peak Savings (MW) | Achievable Economic TRC Potential | 0 | 0 | 0 | 0 | 0 | 0 | 0 | 0 | 0 | 0 | 0 | 0 | 0 | 0 | 0 | 0 | 0 | 0 | 0 | 0 | 0 | 0 | 0 | 0 | 0 | 0 | 0 | 0 | 0 | 0 | 0
F10_Industrial_Instruments_Existing_Space Heating_Natural Gas_Gas Boiler - Insulate Hot Water Lines_A_Achievable Economic TRC Potential | F10 | Industrial | Instruments | Existing | Space Heating | Natural Gas | Gas Boiler - Insulate Hot Water Lines | A | Cumulative Energy Savings (MWh or mTherms) | Achievable Economic TRC Potential | 0 | 0 | 0 | 0 | 0 | 0.04136 | 0.082136 | 0.12212 | 0.16156 | 0.20049 | 0.2384 | 0.27569 | 0.31239 | 0.348 | 0.38309 | 0.41754 | 0.45154 | 0.48492 | 0.51756 | 0.54978 | 0.58151 | 0.6125 | 0.64306 | 0.67319 | 0.70276 | 0.69868 | 0.69496 | 0.69157 | 0.68847 | 0.68564 | 0.68306
F11_Industrial_Instruments_Existing_Space Heating_Natural Gas_Gas Boiler - Insulate Hot Water Lines_A_Achievable Economic TRC Potential | F11 | Industrial | Instruments | Existing | Space Heating | Natural Gas | Gas Boiler - Insulate Hot Water Lines | A | Cumulative Summer Peak Savings (MW) | Achievable Economic TRC Potential | 0 | 0 | 0 | 0 | 0 | 0 | 0 | 0 | 0 | 0 | 0 | 0 | 0 | 0 | 0 | 0 | 0 | 0 | 0 | 0 | 0 | 0 | 0 | 0 | 0 | 0 | 0 | 0 | 0 | 0 | 0
F12_Industrial_Instruments_Existing_Space Heating_Natural Gas_Gas Boiler - Insulate Hot Water Lines_A_Achievable Economic TRC Potential | F12 | Industrial | Instruments | Existing | Space Heating | Natural Gas | Gas Boiler - Insulate Hot Water Lines | A | Cumulative Winter Peak Savings (MW) | Achievable Economic TRC Potential | 0 | 0 | 0 | 0 | 0 | 0 | 0 | 0 | 0 | 0 | 0 | 0 | 0 | 0 | 0 | 0 | 0 | 0 | 0 | 0 | 0 | 0 | 0 | 0 | 0 | 0 | 0 | 0 | 0 | 0 | 0
F13_Industrial_Instruments_Existing_Space Heating_Natural Gas_Gas Boiler - Insulate Hot Water Lines_A_Achievable Economic TRC Potential | F13 | Industrial | Instruments | Existing | Space Heating | Natural Gas | Gas Boiler - Insulate Hot Water Lines | A | Purchases (Incremental) | Achievable Economic TRC Potential | 0 | 0 | 0 | 0 | 0 | 0.82787 | 0.82741 | 0.82253 | 0.82298 | 0.82366 | 0.8132 | 0.81098 | 0.80933 | 0.79648 | 0.79952 | 0.7919 | 0.792 | 0.78801 | 0.78098 | 0.78191 | 0.77867 | 0.77565 | 0.77282 | 0.77019 | 0.76776 | 0 | 0 | 0 | 0 | 0 | 0
F14_Industrial_Instruments_Existing_Space Heating_Natural Gas_Gas Boiler - Insulate Hot Water Lines_A_Achievable Economic TRC Potential | F14 | Industrial | Instruments | Existing | Space Heating | Natural Gas | Gas Boiler - Insulate Hot Water Lines | A | Purchases (Cumulative) | Achievable Economic TRC Potential | 0 | 0 | 0 | 0 | 0 | 0.82787 | 1.6553 | 2.4778 | 3.3008 | 4.1245 | 4.9377 | 5.7486 | 6.558 | 7.3544 | 8.154 | 8.9459 | 9.7379 | 10.5259 | 11.3068 | 12.0888 | 12.8674 | 13.6431 | 14.4159 | 15.1861 | 15.9539 | 15.9539 | 15.9539 | 15.9539 | 15.9539 | 15.9539 | 15.9539
F1_Industrial_Instruments_Existing_Process_Natural Gas_Gas Boiler - Insulate Hot Water Lines_A_Achievable Economic TRC Potential | F1 | Industrial | Instruments | Existing | Process | Natural Gas | Gas Boiler - Insulate Hot Water Lines | A | Original Unit Energy Savings (kWh or therms) | Achievable Economic TRC Potential | 0 | 0 | 0 | 0 | 0 | 31.5823 | 31.5823 | 31.5823 | 31.5823 | 31.5823 | 31.5823 | 31.5823 | 31.5823 | 31.5823 | 31.5823 | 31.5823 | 31.5823 | 31.5823 | 31.5823 | 31.5823 | 31.5823 | 31.5823 | 31.5823 | 31.5823 | 31.5823 | 31.5823 | 31.5823 | 31.5823 | 31.5823 | 31.5823 | 31.5823
F2_Industrial_Instruments_Existing_Process_Natural Gas_Gas Boiler - Insulate Hot Water Lines_A_Achievable Economic TRC Potential | F2 | Industrial | Instruments | Existing | Process | Natural Gas | Gas Boiler - Insulate Hot Water Lines | A | Original Unit Summer Peak Savings (kW) | Achievable Economic TRC Potential | 0 | 0 | 0 | 0 | 0 | 0 | 0 | 0 | 0 | 0 | 0 | 0 | 0 | 0 | 0 | 0 | 0 | 0 | 0 | 0 | 0 | 0 | 0 | 0 | 0 | 0 | 0 | 0 | 0 | 0 | 0
F3_Industrial_Instruments_Existing_Process_Natural Gas_Gas Boiler - Insulate Hot Water Lines_A_Achievable Economic TRC Potential | F3 | Industrial | Instruments | Existing | Process | Natural Gas | Gas Boiler - Insulate Hot Water Lines | A | Original Unit Winter Peak Savings (kW) | Achievable Economic TRC Potential | 0 | 0 | 0 | 0 | 0 | 0 | 0 | 0 | 0 | 0 | 0 | 0 | 0 | 0 | 0 | 0 | 0 | 0 | 0 | 0 | 0 | 0 | 0 | 0 | 0 | 0 | 0 | 0 | 0 | 0 | 0
F4_Industrial_Instruments_Existing_Process_Natural Gas_Gas Boiler - Insulate Hot Water Lines_A_Achievable Economic TRC Potential | F4 | Industrial | Instruments | Existing | Process | Natural Gas | Gas Boiler - Insulate Hot Water Lines | A | Standalone Impact on Baseline Energy (%) | Achievable Economic TRC Potential | 0% | 0% | 0% | 0% | 0% | 0.08491% | 0.1699% | 0.2558% | 0.3406% | 0.4252% | 0.5156% | 0.6019% | 0.688% | 0.784% | 0.866% | 0.9592% | 1.044% | 1.134% | 1.229% | 1.313% | 1.403% | 1.493% | 1.584% | 1.674% | 0.017644 | 0.017695 | 0.017743 | 0.017786 | 0 | 0 | 0
F5_Industrial_Instruments_Existing_Process_Natural Gas_Gas Boiler - Insulate Hot Water Lines_A_Achievable Economic TRC Potential | F5 | Industrial | Instruments | Existing | Process | Natural Gas | Gas Boiler - Insulate Hot Water Lines | A | Standalone Impact on Baseline Summer Peak (%) | Achievable Economic TRC Potential | 0% | 0% | 0% | 0% | 0% | 0% | 0% | 0% | 0% | 0% | 0% | 0% | 0% | 0% | 0% | 0% | 0% | 0% | 0% | 0% | 0% | 0% | 0% | 0% | 0 | 0 | 0 | 0 | 0 | 0 | 0
F6_Industrial_Instruments_Existing_Process_Natural Gas_Gas Boiler - Insulate Hot Water Lines_A_Achievable Economic TRC Potential | F6 | Industrial | Instruments | Existing | Process | Natural Gas | Gas Boiler - Insulate Hot Water Lines | A | Standalone Impact on Baseline Winter Peak (%) | Achievable Economic TRC Potential | 0% | 0% | 0% | 0% | 0% | 0% | 0% | 0% | 0% | 0% | 0% | 0% | 0% | 0% | 0% | 0% | 0% | 0% | 0% | 0% | 0% | 0% | 0% | 0% | 0 | 0 | 0 | 0 | 0 | 0 | 0
F7_Industrial_Instruments_Existing_Process_Natural Gas_Gas Boiler - Insulate Hot Water Lines_A_Achievable Economic TRC Potential | F7 | Industrial | Instruments | Existing | Process | Natural Gas | Gas Boiler - Insulate Hot Water Lines | A | Incremental Energy Savings (MWh or mTherms) | Achievable Economic TRC Potential | 0 | 0 | 0 | 0 | 0 | 0.79313 | 0.7927 | 0.78802 | 0.78845 | 0.7891 | 0.77908 | 0.77695 | 0.77537 | 0.76306 | 0.76597 | 0.75867 | 0.75877 | 0.75495 | 0.74822 | 0.7491 | 0.746 | 0.7431 | 0.7404 | 0.73788 | 0.73555 | 0 | 0 | 0 | 0 | 0 | 0
F8_Industrial_Instruments_Existing_Process_Natural Gas_Gas Boiler - Insulate Hot Water Lines_A_Achievable Economic TRC Potential | F8 | Industrial | Instruments | Existing | Process | Natural Gas | Gas Boiler - Insulate Hot Water Lines | A | Incremental Summer Peak Savings (MW) | Achievable Economic TRC Potential | 0 | 0 | 0 | 0 | 0 | 0 | 0 | 0 | 0 | 0 | 0 | 0 | 0 | 0 | 0 | 0 | 0 | 0 | 0 | 0 | 0 | 0 | 0 | 0 | 0 | 0 | 0 | 0 | 0 | 0 | 0
F9_Industrial_Instruments_Existing_Process_Natural Gas_Gas Boiler - Insulate Hot Water Lines_A_Achievable Economic TRC Potential | F9 | Industrial | Instruments | Existing | Process | Natural Gas | Gas Boiler - Insulate Hot Water Lines | A | Incremental Winter Peak Savings (MW) | Achievable Economic TRC Potential | 0 | 0 | 0 | 0 | 0 | 0 | 0 | 0 | 0 | 0 | 0 | 0 | 0 | 0 | 0 | 0 | 0 | 0 | 0 | 0 | 0 | 0 | 0 | 0 | 0 | 0 | 0 | 0 | 0 | 0 | 0
F10_Industrial_Instruments_Existing_Process_Natural Gas_Gas Boiler - Insulate Hot Water Lines_A_Achievable Economic TRC Potential | F10 | Industrial | Instruments | Existing | Process | Natural Gas | Gas Boiler - Insulate Hot Water Lines | A | Cumulative Energy Savings (MWh or mTherms) | Achievable Economic TRC Potential | 0 | 0 | 0 | 0 | 0 | 0.79313 | 1.5858 | 2.3739 | 3.1623 | 3.9514 | 4.7305 | 5.5074 | 6.2828 | 7.0459 | 7.8119 | 8.5705 | 9.3293 | 10.0842 | 10.8325 | 11.5816 | 12.3276 | 13.0707 | 13.8111 | 14.5489 | 15.2845 | 15.2845 | 15.2845 | 15.2845 | 15.2845 | 15.2845 | 15.2845
F11_Industrial_Instruments_Existing_Process_Natural Gas_Gas Boiler - Insulate Hot Water Lines_A_Achievable Economic TRC Potential | F11 | Industrial | Instruments | Existing | Process | Natural Gas | Gas Boiler - Insulate Hot Water Lines | A | Cumulative Summer Peak Savings (MW) | Achievable Economic TRC Potential | 0 | 0 | 0 | 0 | 0 | 0 | 0 | 0 | 0 | 0 | 0 | 0 | 0 | 0 | 0 | 0 | 0 | 0 | 0 | 0 | 0 | 0 | 0 | 0 | 0 | 0 | 0 | 0 | 0 | 0 | 0
F12_Industrial_Instruments_Existing_Process_Natural Gas_Gas Boiler - Insulate Hot Water Lines_A_Achievable Economic TRC Potential | F12 | Industrial | Instruments | Existing | Process | Natural Gas | Gas Boiler - Insulate Hot Water Lines | A | Cumulative Winter Peak Savings (MW) | Achievable Economic TRC Potential | 0 | 0 | 0 | 0 | 0 | 0 | 0 | 0 | 0 | 0 | 0 | 0 | 0 | 0 | 0 | 0 | 0 | 0 | 0 | 0 | 0 | 0 | 0 | 0 | 0 | 0 | 0 | 0 | 0 | 0 | 0
F13_Industrial_Instruments_Existing_Process_Natural Gas_Gas Boiler - Insulate Hot Water Lines_A_Achievable Economic TRC Potential | F13 | Industrial | Instruments | Existing | Process | Natural Gas | Gas Boiler - Insulate Hot Water Lines | A | Purchases (Incremental) | Achievable Economic TRC Potential | 0 | 0 | 0 | 0 | 0 | 25.1132 | 25.0994 | 24.9514 | 24.9649 | 24.9855 | 24.6682 | 24.6008 | 24.5509 | 24.161 | 24.2533 | 24.022 | 24.0251 | 23.9042 | 23.6909 | 23.719 | 23.6209 | 23.5291 | 23.4433 | 23.3637 | 23.29 | 0 | 0 | 0 | 0 | 0 | 0
F14_Industrial_Instruments_Existing_Process_Natural Gas_Gas Boiler - Insulate Hot Water Lines_A_Achievable Economic TRC Potential | F14 | Industrial | Instruments | Existing | Process | Natural Gas | Gas Boiler - Insulate Hot Water Lines | A | Purchases (Cumulative) | Achievable Economic TRC Potential | 0 | 0 | 0 | 0 | 0 | 25.1132 | 50.2126 | 75.164 | 100.1289 | 125.1144 | 149.7826 | 174.3835 | 198.9343 | 223.0954 | 247.3486 | 271.3706 | 295.3957 | 319.2999 | 342.9908 | 366.7098 | 390.3307 | 413.8598 | 437.3031 | 460.6668 | 483.9568 | 483.9568 | 483.9568 | 483.9568 | 483.9568 | 483.9568 | 483.9568
F1_Industrial_Instruments_Existing_Process_Natural Gas_Process - Insulate Heated Process Fluids_A_Achievable Economic TRC Potential | F1 | Industrial | Instruments | Existing | Process | Natural Gas | Process - Insulate Heated Process Fluids | A | Original Unit Energy Savings (kWh or therms) | Achievable Economic TRC Potential | 0 | 0 | 0 | 0 | 0 | 9.2315 | 9.2315 | 9.2315 | 9.2315 | 9.2315 | 9.2315 | 9.2315 | 9.2315 | 9.2315 | 9.2315 | 9.2315 | 9.2315 | 9.2315 | 9.2315 | 9.2315 | 9.2315 | 9.2315 | 9.2315 | 9.2315 | 9.2315 | 9.2315 | 9.2315 | 9.2315 | 9.2315 | 9.2315 | 9.2315
F2_Industrial_Instruments_Existing_Process_Natural Gas_Process - Insulate Heated Process Fluids_A_Achievable Economic TRC Potential | F2 | Industrial | Instruments | Existing | Process | Natural Gas | Process - Insulate Heated Process Fluids | A | Original Unit Summer Peak Savings (kW) | Achievable Economic TRC Potential | 0 | 0 | 0 | 0 | 0 | 0 | 0 | 0 | 0 | 0 | 0 | 0 | 0 | 0 | 0 | 0 | 0 | 0 | 0 | 0 | 0 | 0 | 0 | 0 | 0 | 0 | 0 | 0 | 0 | 0 | 0
F3_Industrial_Instruments_Existing_Process_Natural Gas_Process - Insulate Heated Process Fluids_A_Achievable Economic TRC Potential | F3 | Industrial | Instruments | Existing | Process | Natural Gas | Process - Insulate Heated Process Fluids | A | Original Unit Winter Peak Savings (kW) | Achievable Economic TRC Potential | 0 | 0 | 0 | 0 | 0 | 0 | 0 | 0 | 0 | 0 | 0 | 0 | 0 | 0 | 0 | 0 | 0 | 0 | 0 | 0 | 0 | 0 | 0 | 0 | 0 | 0 | 0 | 0 | 0 | 0 | 0
F4_Industrial_Instruments_Existing_Process_Natural Gas_Process - Insulate Heated Process Fluids_A_Achievable Economic TRC Potential | F4 | Industrial | Instruments | Existing | Process | Natural Gas | Process - Insulate Heated Process Fluids | A | Standalone Impact on Baseline Energy (%) | Achievable Economic TRC Potential | 0% | 0% | 0% | 0% | 0% | 0% | 0% | 0% | 0% | 0% | 0% | 0% | 0% | 0% | 0% | 0% | 0% | 0% | 0% | 0% | 0% | 0% | 0% | 0% | 0 | 0 | 0 | 0 | 0 | 0 | 0
F5_Industrial_Instruments_Existing_Process_Natural Gas_Process - Insulate Heated Process Fluids_A_Achievable Economic TRC Potential | F5 | Industrial | Instruments | Existing | Process | Natural Gas | Process - Insulate Heated Process Fluids | A | Standalone Impact on Baseline Summer Peak (%) | Achievable Economic TRC Potential | 0% | 0% | 0% | 0% | 0% | 0% | 0% | 0% | 0% | 0% | 0% | 0% | 0% | 0% | 0% | 0% | 0% | 0% | 0% | 0% | 0% | 0% | 0% | 0% | 0 | 0 | 0 | 0 | 0 | 0 | 0
F6_Industrial_Instruments_Existing_Process_Natural Gas_Process - Insulate Heated Process Fluids_A_Achievable Economic TRC Potential | F6 | Industrial | Instruments | Existing | Process | Natural Gas | Process - Insulate Heated Process Fluids | A | Standalone Impact on Baseline Winter Peak (%) | Achievable Economic TRC Potential | 0% | 0% | 0% | 0% | 0% | 0% | 0% | 0% | 0% | 0% | 0% | 0% | 0% | 0% | 0% | 0% | 0% | 0% | 0% | 0% | 0% | 0% | 0% | 0% | 0 | 0 | 0 | 0 | 0 | 0 | 0
F7_Industrial_Instruments_Existing_Process_Natural Gas_Process - Insulate Heated Process Fluids_A_Achievable Economic TRC Potential | F7 | Industrial | Instruments | Existing | Process | Natural Gas | Process - Insulate Heated Process Fluids | A | Incremental Energy Savings (MWh or mTherms) | Achievable Economic TRC Potential | 0 | 0 | 0 | 0 | 0 | 0 | 0 | 0 | 0 | 0 | 0 | 0 | 0 | 0 | 0 | 0 | 0 | 0 | 0 | 0 | 0 | 0 | 0 | 0 | 0 | 0 | 0 | 0 | 0 | 0 | 0
F8_Industrial_Instruments_Existing_Process_Natural Gas_Process - Insulate Heated Process Fluids_A_Achievable Economic TRC Potential | F8 | Industrial | Instruments | Existing | Process | Natural Gas | Process - Insulate Heated Process Fluids | A | Incremental Summer Peak Savings (MW) | Achievable Economic TRC Potential | 0 | 0 | 0 | 0 | 0 | 0 | 0 | 0 | 0 | 0 | 0 | 0 | 0 | 0 | 0 | 0 | 0 | 0 | 0 | 0 | 0 | 0 | 0 | 0 | 0 | 0 | 0 | 0 | 0 | 0 | 0
F9_Industrial_Instruments_Existing_Process_Natural Gas_Process - Insulate Heated Process Fluids_A_Achievable Economic TRC Potential | F9 | Industrial | Instruments | Existing | Process | Natural Gas | Process - Insulate Heated Process Fluids | A | Incremental Winter Peak Savings (MW) | Achievable Economic TRC Potential | 0 | 0 | 0 | 0 | 0 | 0 | 0 | 0 | 0 | 0 | 0 | 0 | 0 | 0 | 0 | 0 | 0 | 0 | 0 | 0 | 0 | 0 | 0 | 0 | 0 | 0 | 0 | 0 | 0 | 0 | 0
F10_Industrial_Instruments_Existing_Process_Natural Gas_Process - Insulate Heated Process Fluids_A_Achievable Economic TRC Potential | F10 | Industrial | Instruments | Existing | Process | Natural Gas | Process - Insulate Heated Process Fluids | A | Cumulative Energy Savings (MWh or mTherms) | Achievable Economic TRC Potential | 0 | 0 | 0 | 0 | 0 | 0 | 0 | 0 | 0 | 0 | 0 | 0 | 0 | 0 | 0 | 0 | 0 | 0 | 0 | 0 | 0 | 0 | 0 | 0 | 0 | 0 | 0 | 0 | 0 | 0 | 0
F11_Industrial_Instruments_Existing_Process_Natural Gas_Process - Insulate Heated Process Fluids_A_Achievable Economic TRC Potential | F11 | Industrial | Instruments | Existing | Process | Natural Gas | Process - Insulate Heated Process Fluids | A | Cumulative Summer Peak Savings (MW) | Achievable Economic TRC Potential | 0 | 0 | 0 | 0 | 0 | 0 | 0 | 0 | 0 | 0 | 0 | 0 | 0 | 0 | 0 | 0 | 0 | 0 | 0 | 0 | 0 | 0 | 0 | 0 | 0 | 0 | 0 | 0 | 0 | 0 | 0
F12_Industrial_Instruments_Existing_Process_Natural Gas_Process - Insulate Heated Process Fluids_A_Achievable Economic TRC Potential | F12 | Industrial | Instruments | Existing | Process | Natural Gas | Process - Insulate Heated Process Fluids | A | Cumulative Winter Peak Savings (MW) | Achievable Economic TRC Potential | 0 | 0 | 0 | 0 | 0 | 0 | 0 | 0 | 0 | 0 | 0 | 0 | 0 | 0 | 0 | 0 | 0 | 0 | 0 | 0 | 0 | 0 | 0 | 0 | 0 | 0 | 0 | 0 | 0 | 0 | 0
F13_Industrial_Instruments_Existing_Process_Natural Gas_Process - Insulate Heated Process Fluids_A_Achievable Economic TRC Potential | F13 | Industrial | Instruments | Existing | Process | Natural Gas | Process - Insulate Heated Process Fluids | A | Purchases (Incremental) | Achievable Economic TRC Potential | 0 | 0 | 0 | 0 | 0 | 0 | 0 | 0 | 0 | 0 | 0 | 0 | 0 | 0 | 0 | 0 | 0 | 0 | 0 | 0 | 0 | 0 | 0 | 0 | 0 | 0 | 0 | 0 | 0 | 0 | 0
F14_Industrial_Instruments_Existing_Process_Natural Gas_Process - Insulate Heated Process Fluids_A_Achievable Economic TRC Potential | F14 | Industrial | Instruments | Existing | Process | Natural Gas | Process - Insulate Heated Process Fluids | A | Purchases (Cumulative) | Achievable Economic TRC Potential | 0 | 0 | 0 | 0 | 0 | 0 | 0 | 0 | 0 | 0 | 0 | 0 | 0 | 0 | 0 | 0 | 0 | 0 | 0 | 0 | 0 | 0 | 0 | 0 | 0 | 0 | 0 | 0 | 0 | 0 | 0
F1_Industrial_Instruments_Existing_Process_Natural Gas_Process Heat Recovery_A_Achievable Economic TRC Potential | F1 | Industrial | Instruments | Existing | Process | Natural Gas | Process Heat Recovery | A | Original Unit Energy Savings (kWh or therms) | Achievable Economic TRC Potential | 0 | 0 | 0 | 0 | 0 | 0.14017 | 0.14017 | 0.14017 | 0.14017 | 0.14017 | 0.14017 | 0.14017 | 0.14017 | 0.14017 | 0.14017 | 0.14017 | 0.14017 | 0.14017 | 0.14017 | 0.14017 | 0.14017 | 0.14017 | 0.14017 | 0.14017 | 0.14017 | 0.14017 | 0.14017 | 0.14017 | 0 | 0 | 0
F2_Industrial_Instruments_Existing_Process_Natural Gas_Process Heat Recovery_A_Achievable Economic TRC Potential | F2 | Industrial | Instruments | Existing | Process | Natural Gas | Process Heat Recovery | A | Original Unit Summer Peak Savings (kW) | Achievable Economic TRC Potential | 0 | 0 | 0 | 0 | 0 | 0 | 0 | 0 | 0 | 0 | 0 | 0 | 0 | 0 | 0 | 0 | 0 | 0 | 0 | 0 | 0 | 0 | 0 | 0 | 0 | 0 | 0 | 0 | 0 | 0 | 0
F3_Industrial_Instruments_Existing_Process_Natural Gas_Process Heat Recovery_A_Achievable Economic TRC Potential | F3 | Industrial | Instruments | Existing | Process | Natural Gas | Process Heat Recovery | A | Original Unit Winter Peak Savings (kW) | Achievable Economic TRC Potential | 0 | 0 | 0 | 0 | 0 | 0 | 0 | 0 | 0 | 0 | 0 | 0 | 0 | 0 | 0 | 0 | 0 | 0 | 0 | 0 | 0 | 0 | 0 | 0 | 0 | 0 | 0 | 0 | 0 | 0 | 0
F4_Industrial_Instruments_Existing_Process_Natural Gas_Process Heat Recovery_A_Achievable Economic TRC Potential | F4 | Industrial | Instruments | Existing | Process | Natural Gas | Process Heat Recovery | A | Standalone Impact on Baseline Energy (%) | Achievable Economic TRC Potential | 0% | 0% | 0% | 0% | 0% | 0% | 0% | 0% | 0% | 0% | 0% | 0% | 0% | 0% | 0% | 0% | 0% | 0% | 0% | 0% | 0% | 0% | 0% | 0% | 0 | 0 | 0 | 0 | 0 | 0 | 0
F5_Industrial_Instruments_Existing_Process_Natural Gas_Process Heat Recovery_A_Achievable Economic TRC Potential | F5 | Industrial | Instruments | Existing | Process | Natural Gas | Process Heat Recovery | A | Standalone Impact on Baseline Summer Peak (%) | Achievable Economic TRC Potential | 0% | 0% | 0% | 0% | 0% | 0% | 0% | 0% | 0% | 0% | 0% | 0% | 0% | 0% | 0% | 0% | 0% | 0% | 0% | 0% | 0% | 0% | 0% | 0% | 0 | 0 | 0 | 0 | 0 | 0 | 0
F6_Industrial_Instruments_Existing_Process_Natural Gas_Process Heat Recovery_A_Achievable Economic TRC Potential | F6 | Industrial | Instruments | Existing | Process | Natural Gas | Process Heat Recovery | A | Standalone Impact on Baseline Winter Peak (%) | Achievable Economic TRC Potential | 0% | 0% | 0% | 0% | 0% | 0% | 0% | 0% | 0% | 0% | 0% | 0% | 0% | 0% | 0% | 0% | 0% | 0% | 0% | 0% | 0% | 0% | 0% | 0% | 0 | 0 | 0 | 0 | 0 | 0 | 0
F7_Industrial_Instruments_Existing_Process_Natural Gas_Process Heat Recovery_A_Achievable Economic TRC Potential | F7 | Industrial | Instruments | Existing | Process | Natural Gas | Process Heat Recovery | A | Incremental Energy Savings (MWh or mTherms) | Achievable Economic TRC Potential | 0 | 0 | 0 | 0 | 0 | 0 | 0 | 0 | 0 | 0 | 0 | 0 | 0 | 0 | 0 | 0 | 0 | 0 | 0 | 0 | 0 | 0 | 0 | 0 | 0 | 0 | 0 | 0 | 0 | 0 | 0
F8_Industrial_Instruments_Existing_Process_Natural Gas_Process Heat Recovery_A_Achievable Economic TRC Potential | F8 | Industrial | Instruments | Existing | Process | Natural Gas | Process Heat Recovery | A | Incremental Summer Peak Savings (MW) | Achievable Economic TRC Potential | 0 | 0 | 0 | 0 | 0 | 0 | 0 | 0 | 0 | 0 | 0 | 0 | 0 | 0 | 0 | 0 | 0 | 0 | 0 | 0 | 0 | 0 | 0 | 0 | 0 | 0 | 0 | 0 | 0 | 0 | 0
F9_Industrial_Instruments_Existing_Process_Natural Gas_Process Heat Recovery_A_Achievable Economic TRC Potential | F9 | Industrial | Instruments | Existing | Process | Natural Gas | Process Heat Recovery | A | Incremental Winter Peak Savings (MW) | Achievable Economic TRC Potential | 0 | 0 | 0 | 0 | 0 | 0 | 0 | 0 | 0 | 0 | 0 | 0 | 0 | 0 | 0 | 0 | 0 | 0 | 0 | 0 | 0 | 0 | 0 | 0 | 0 | 0 | 0 | 0 | 0 | 0 | 0
F10_Industrial_Instruments_Existing_Process_Natural Gas_Process Heat Recovery_A_Achievable Economic TRC Potential | F10 | Industrial | Instruments | Existing | Process | Natural Gas | Process Heat Recovery | A | Cumulative Energy Savings (MWh or mTherms) | Achievable Economic TRC Potential | 0 | 0 | 0 | 0 | 0 | 0 | 0 | 0 | 0 | 0 | 0 | 0 | 0 | 0 | 0 | 0 | 0 | 0 | 0 | 0 | 0 | 0 | 0 | 0 | 0 | 0 | 0 | 0 | 0 | 0 | 0
F11_Industrial_Instruments_Existing_Process_Natural Gas_Process Heat Recovery_A_Achievable Economic TRC Potential | F11 | Industrial | Instruments | Existing | Process | Natural Gas | Process Heat Recovery | A | Cumulative Summer Peak Savings (MW) | Achievable Economic TRC Potential | 0 | 0 | 0 | 0 | 0 | 0 | 0 | 0 | 0 | 0 | 0 | 0 | 0 | 0 | 0 | 0 | 0 | 0 | 0 | 0 | 0 | 0 | 0 | 0 | 0 | 0 | 0 | 0 | 0 | 0 | 0
F12_Industrial_Instruments_Existing_Process_Natural Gas_Process Heat Recovery_A_Achievable Economic TRC Potential | F12 | Industrial | Instruments | Existing | Process | Natural Gas | Process Heat Recovery | A | Cumulative Winter Peak Savings (MW) | Achievable Economic TRC Potential | 0 | 0 | 0 | 0 | 0 | 0 | 0 | 0 | 0 | 0 | 0 | 0 | 0 | 0 | 0 | 0 | 0 | 0 | 0 | 0 | 0 | 0 | 0 | 0 | 0 | 0 | 0 | 0 | 0 | 0 | 0
F13_Industrial_Instruments_Existing_Process_Natural Gas_Process Heat Recovery_A_Achievable Economic TRC Potential | F13 | Industrial | Instruments | Existing | Process | Natural Gas | Process Heat Recovery | A | Purchases (Incremental) | Achievable Economic TRC Potential | 0 | 0 | 0 | 0 | 0 | 0 | 0 | 0 | 0 | 0 | 0 | 0 | 0 | 0 | 0 | 0 | 0 | 0 | 0 | 0 | 0 | 0 | 0 | 0 | 0 | 0 | 0 | 0 | 0 | 0 | 0
F14_Industrial_Instruments_Existing_Process_Natural Gas_Process Heat Recovery_A_Achievable Economic TRC Potential | F14 | Industrial | Instruments | Existing | Process | Natural Gas | Process Heat Recovery | A | Purchases (Cumulative) | Achievable Economic TRC Potential | 0 | 0 | 0 | 0 | 0 | 0 | 0 | 0 | 0 | 0 | 0 | 0 | 0 | 0 | 0 | 0 | 0 | 0 | 0 | 0 | 0 | 0 | 0 | 0 | 0 | 0 | 0 | 0 | 0 | 0 | 0
F1_Industrial_Instruments_Existing_Space Heating_Natural Gas_Building Automation System_A_Achievable Economic TRC Potential | F1 | Industrial | Instruments | Existing | Space Heating | Natural Gas | Building Automation System | A | Original Unit Energy Savings (kWh or therms) | Achievable Economic TRC Potential | 0 | 0 | 0 | 0 | 0 | 0.015466 | 0.01539 | 0.015297 | 0.015198 | 0.015094 | 0.014989 | 0.014881 | 0.014774 | 0.014667 | 0.014552 | 0.014445 | 0.01434 | 0.014242 | 0.014151 | 0.014062 | 0.013978 | 0.013892 | 0.013815 | 0.013742 | 0.013672 | 0.013608 | 0.013548 | 0.013493 | 0 | 0 | 0
F2_Industrial_Instruments_Existing_Space Heating_Natural Gas_Building Automation System_A_Achievable Economic TRC Potential | F2 | Industrial | Instruments | Existing | Space Heating | Natural Gas | Building Automation System | A | Original Unit Summer Peak Savings (kW) | Achievable Economic TRC Potential | 0 | 0 | 0 | 0 | 0 | 0 | 0 | 0 | 0 | 0 | 0 | 0 | 0 | 0 | 0 | 0 | 0 | 0 | 0 | 0 | 0 | 0 | 0 | 0 | 0 | 0 | 0 | 0 | 0 | 0 | 0
F3_Industrial_Instruments_Existing_Space Heating_Natural Gas_Building Automation System_A_Achievable Economic TRC Potential | F3 | Industrial | Instruments | Existing | Space Heating | Natural Gas | Building Automation System | A | Original Unit Winter Peak Savings (kW) | Achievable Economic TRC Potential | 0 | 0 | 0 | 0 | 0 | 0 | 0 | 0 | 0 | 0 | 0 | 0 | 0 | 0 | 0 | 0 | 0 | 0 | 0 | 0 | 0 | 0 | 0 | 0 | 0 | 0 | 0 | 0 | 0 | 0 | 0
F4_Industrial_Instruments_Existing_Space Heating_Natural Gas_Building Automation System_A_Achievable Economic TRC Potential | F4 | Industrial | Instruments | Existing | Space Heating | Natural Gas | Building Automation System | A | Standalone Impact on Baseline Energy (%) | Achievable Economic TRC Potential | 0% | 0% | 0% | 0% | 0% | 0.01308% | 0.03923% | 0.08588% | 0.1613% | 0.2758% | 0.4435% | 0.668% | 0.9588% | 1.332% | 1.749% | 2.24% | 2.743% | 3.263% | 3.77% | 4.184% | 4.549% | 4.832% | 5.033% | 5.167% | 0.052602 | 0.052755 | 0.052896 | 0.053025 | 0 | 0 | 0
F5_Industrial_Instruments_Existing_Space Heating_Natural Gas_Building Automation System_A_Achievable Economic TRC Potential | F5 | Industrial | Instruments | Existing | Space Heating | Natural Gas | Building Automation System | A | Standalone Impact on Baseline Summer Peak (%) | Achievable Economic TRC Potential | 0% | 0% | 0% | 0% | 0% | 0% | 0% | 0% | 0% | 0% | 0% | 0% | 0% | 0% | 0% | 0% | 0% | 0% | 0% | 0% | 0% | 0% | 0% | 0% | 0 | 0 | 0 | 0 | 0 | 0 | 0
F6_Industrial_Instruments_Existing_Space Heating_Natural Gas_Building Automation System_A_Achievable Economic TRC Potential | F6 | Industrial | Instruments | Existing | Space Heating | Natural Gas | Building Automation System | A | Standalone Impact on Baseline Winter Peak (%) | Achievable Economic TRC Potential | 0% | 0% | 0% | 0% | 0% | 0% | 0% | 0% | 0% | 0% | 0% | 0% | 0% | 0% | 0% | 0% | 0% | 0% | 0% | 0% | 0% | 0% | 0% | 0% | 0 | 0 | 0 | 0 | 0 | 0 | 0
F7_Industrial_Instruments_Existing_Space Heating_Natural Gas_Building Automation System_A_Achievable Economic TRC Potential | F7 | Industrial | Instruments | Existing | Space Heating | Natural Gas | Building Automation System | A | Incremental Energy Savings (MWh or mTherms) | Achievable Economic TRC Potential | 0 | 0 | 0 | 0 | 0 | 0.046779 | 0.093 | 0.16315 | 0.26382 | 0.39804 | 0.55893 | 0.75276 | 0.96685 | 1.1683 | 1.3721 | 1.5136 | 1.5986 | 1.5863 | 1.4725 | 1.2881 | 1.0545 | 0.79831 | 0.54759 | 0.34682 | 0.22433 | 0 | 0 | 0 | 0 | 0 | 0
F8_Industrial_Instruments_Existing_Space Heating_Natural Gas_Building Automation System_A_Achievable Economic TRC Potential | F8 | Industrial | Instruments | Existing | Space Heating | Natural Gas | Building Automation System | A | Incremental Summer Peak Savings (MW) | Achievable Economic TRC Potential | 0 | 0 | 0 | 0 | 0 | 0 | 0 | 0 | 0 | 0 | 0 | 0 | 0 | 0 | 0 | 0 | 0 | 0 | 0 | 0 | 0 | 0 | 0 | 0 | 0 | 0 | 0 | 0 | 0 | 0 | 0
F9_Industrial_Instruments_Existing_Space Heating_Natural Gas_Building Automation System_A_Achievable Economic TRC Potential | F9 | Industrial | Instruments | Existing | Space Heating | Natural Gas | Building Automation System | A | Incremental Winter Peak Savings (MW) | Achievable Economic TRC Potential | 0 | 0 | 0 | 0 | 0 | 0 | 0 | 0 | 0 | 0 | 0 | 0 | 0 | 0 | 0 | 0 | 0 | 0 | 0 | 0 | 0 | 0 | 0 | 0 | 0 | 0 | 0 | 0 | 0 | 0 | 0
F10_Industrial_Instruments_Existing_Space Heating_Natural Gas_Building Automation System_A_Achievable Economic TRC Potential | F10 | Industrial | Instruments | Existing | Space Heating | Natural Gas | Building Automation System | A | Cumulative Energy Savings (MWh or mTherms) | Achievable Economic TRC Potential | 0 | 0 | 0 | 0 | 0 | 0.046779 | 0.13955 | 0.30186 | 0.56372 | 0.95792 | 1.5102 | 2.2521 | 3.2027 | 4.3479 | 5.6858 | 7.1576 | 8.704 | 10.2309 | 11.638 | 12.853 | 13.8307 | 14.5442 | 15.0108 | 15.2781 | 15.4251 | 15.3524 | 15.2852 | 15.2229 | 0 | 0 | 0
F11_Industrial_Instruments_Existing_Space Heating_Natural Gas_Building Automation System_A_Achievable Economic TRC Potential | F11 | Industrial | Instruments | Existing | Space Heating | Natural Gas | Building Automation System | A | Cumulative Summer Peak Savings (MW) | Achievable Economic TRC Potential | 0 | 0 | 0 | 0 | 0 | 0 | 0 | 0 | 0 | 0 | 0 | 0 | 0 | 0 | 0 | 0 | 0 | 0 | 0 | 0 | 0 | 0 | 0 | 0 | 0 | 0 | 0 | 0 | 0 | 0 | 0
F12_Industrial_Instruments_Existing_Space Heating_Natural Gas_Building Automation System_A_Achievable Economic TRC Potential | F12 | Industrial | Instruments | Existing | Space Heating | Natural Gas | Building Automation System | A | Cumulative Winter Peak Savings (MW) | Achievable Economic TRC Potential | 0 | 0 | 0 | 0 | 0 | 0 | 0 | 0 | 0 | 0 | 0 | 0 | 0 | 0 | 0 | 0 | 0 | 0 | 0 | 0 | 0 | 0 | 0 | 0 | 0 | 0 | 0 | 0 | 0 | 0 | 0
F13_Industrial_Instruments_Existing_Space Heating_Natural Gas_Building Automation System_A_Achievable Economic TRC Potential | F13 | Industrial | Instruments | Existing | Space Heating | Natural Gas | Building Automation System | A | Purchases (Incremental) | Achievable Economic TRC Potential | 0 | 0 | 0 | 0 | 0 | 3024.6588 | 6042.7762 | 10665.9486 | 17359.0072 | 26370.3355 | 37288.341 | 50583.7764 | 65441.6986 | 79654.8015 | 94290.5685 | 104779.0647 | 111479.6626 | 111381.651 | 104059.4323 | 91599.8912 | 75438.8449 | 57464.1586 | 39637.9242 | 25238.1696 | 16407.771 | 0 | 0 | 0 | 0 | 0 | 0
F14_Industrial_Instruments_Existing_Space Heating_Natural Gas_Building Automation System_A_Achievable Economic TRC Potential | F14 | Industrial | Instruments | Existing | Space Heating | Natural Gas | Building Automation System | A | Purchases (Cumulative) | Achievable Economic TRC Potential | 0 | 0 | 0 | 0 | 0 | 3024.6588 | 9067.4349 | 19733.3835 | 37092.3908 | 63462.7263 | 100751.0673 | 151334.8437 | 216776.5424 | 296431.3439 | 390721.9124 | 495500.977 | 606980.6396 | 718362.2907 | 822421.723 | 914021.6141 | 989460.459 | 1046924.6176 | 1086562.5418 | 1111800.7114 | 1128208.4824 | 1128208.4824 | 1128208.4824 | 1128208.4824 | 1128208.4824 | 1128208.4824 | 1128208.4824
F1_Industrial_Instruments_Existing_Space Heating_Natural Gas_Steam System Efficiency Improvements_A_Achievable Economic TRC Potential | F1 | Industrial | Instruments | Existing | Space Heating | Natural Gas | Steam System Efficiency Improvements | A | Original Unit Energy Savings (kWh or therms) | Achievable Economic TRC Potential | 0 | 0 | 0 | 0 | 0 | 0.13779 | 0.13686 | 0.13593 | 0.135 | 0.13407 | 0.13317 | 0.13227 | 0.13139 | 0.13051 | 0.12958 | 0.12873 | 0.12789 | 0.12707 | 0.12625 | 0.12544 | 0.12465 | 0.12383 | 0.12303 | 0.12227 | 0.12149 | 0.12079 | 0.12015 | 0.11956 | 0.11902 | 0.11854 | 0.11809
F2_Industrial_Instruments_Existing_Space Heating_Natural Gas_Steam System Efficiency Improvements_A_Achievable Economic TRC Potential | F2 | Industrial | Instruments | Existing | Space Heating | Natural Gas | Steam System Efficiency Improvements | A | Original Unit Summer Peak Savings (kW) | Achievable Economic TRC Potential | 0 | 0 | 0 | 0 | 0 | 0 | 0 | 0 | 0 | 0 | 0 | 0 | 0 | 0 | 0 | 0 | 0 | 0 | 0 | 0 | 0 | 0 | 0 | 0 | 0 | 0 | 0 | 0 | 0 | 0 | 0
F3_Industrial_Instruments_Existing_Space Heating_Natural Gas_Steam System Efficiency Improvements_A_Achievable Economic TRC Potential | F3 | Industrial | Instruments | Existing | Space Heating | Natural Gas | Steam System Efficiency Improvements | A | Original Unit Winter Peak Savings (kW) | Achievable Economic TRC Potential | 0 | 0 | 0 | 0 | 0 | 0 | 0 | 0 | 0 | 0 | 0 | 0 | 0 | 0 | 0 | 0 | 0 | 0 | 0 | 0 | 0 | 0 | 0 | 0 | 0 | 0 | 0 | 0 | 0 | 0 | 0
F4_Industrial_Instruments_Existing_Space Heating_Natural Gas_Steam System Efficiency Improvements_A_Achievable Economic TRC Potential | F4 | Industrial | Instruments | Existing | Space Heating | Natural Gas | Steam System Efficiency Improvements | A | Standalone Impact on Baseline Energy (%) | Achievable Economic TRC Potential | 0% | 0% | 0% | 0% | 0% | 0.0008258% | 0.002472% | 0.005409% | 0.01016% | 0.01736% | 0.02792% | 0.04208% | 0.06043% | 0.08401% | 0.1104% | 0.1415% | 0.1734% | 0.2063% | 0.2384% | 0.2645% | 0.2875% | 0.3052% | 0.3177% | 0.3258% | 0.0033128 | 0.0033188 | 0.0033245 | 0.0033299 | 0 | 0 | 0
F5_Industrial_Instruments_Existing_Space Heating_Natural Gas_Steam System Efficiency Improvements_A_Achievable Economic TRC Potential | F5 | Industrial | Instruments | Existing | Space Heating | Natural Gas | Steam System Efficiency Improvements | A | Standalone Impact on Baseline Summer Peak (%) | Achievable Economic TRC Potential | 0% | 0% | 0% | 0% | 0% | 0% | 0% | 0% | 0% | 0% | 0% | 0% | 0% | 0% | 0% | 0% | 0% | 0% | 0% | 0% | 0% | 0% | 0% | 0% | 0 | 0 | 0 | 0 | 0 | 0 | 0
F6_Industrial_Instruments_Existing_Space Heating_Natural Gas_Steam System Efficiency Improvements_A_Achievable Economic TRC Potential | F6 | Industrial | Instruments | Existing | Space Heating | Natural Gas | Steam System Efficiency Improvements | A | Standalone Impact on Baseline Winter Peak (%) | Achievable Economic TRC Potential | 0% | 0% | 0% | 0% | 0% | 0% | 0% | 0% | 0% | 0% | 0% | 0% | 0% | 0% | 0% | 0% | 0% | 0% | 0% | 0% | 0% | 0% | 0% | 0% | 0 | 0 | 0 | 0 | 0 | 0 | 0
F7_Industrial_Instruments_Existing_Space Heating_Natural Gas_Steam System Efficiency Improvements_A_Achievable Economic TRC Potential | F7 | Industrial | Instruments | Existing | Space Heating | Natural Gas | Steam System Efficiency Improvements | A | Incremental Energy Savings (MWh or mTherms) | Achievable Economic TRC Potential | 0 | 0 | 0 | 0 | 0 | 0.0029538 | 0.0058612 | 0.010275 | 0.016609 | 0.025056 | 0.035192 | 0.047419 | 0.060936 | 0.073677 | 0.086595 | 0.095596 | 0.10105 | 0.1003 | 0.093109 | 0.08143 | 0.066642 | 0.050429 | 0.034563 | 0.021869 | 0.014128 | 0 | 0 | 0 | 0 | 0 | 0
F8_Industrial_Instruments_Existing_Space Heating_Natural Gas_Steam System Efficiency Improvements_A_Achievable Economic TRC Potential | F8 | Industrial | Instruments | Existing | Space Heating | Natural Gas | Steam System Efficiency Improvements | A | Incremental Summer Peak Savings (MW) | Achievable Economic TRC Potential | 0 | 0 | 0 | 0 | 0 | 0 | 0 | 0 | 0 | 0 | 0 | 0 | 0 | 0 | 0 | 0 | 0 | 0 | 0 | 0 | 0 | 0 | 0 | 0 | 0 | 0 | 0 | 0 | 0 | 0 | 0
F9_Industrial_Instruments_Existing_Space Heating_Natural Gas_Steam System Efficiency Improvements_A_Achievable Economic TRC Potential | F9 | Industrial | Instruments | Existing | Space Heating | Natural Gas | Steam System Efficiency Improvements | A | Incremental Winter Peak Savings (MW) | Achievable Economic TRC Potential | 0 | 0 | 0 | 0 | 0 | 0 | 0 | 0 | 0 | 0 | 0 | 0 | 0 | 0 | 0 | 0 | 0 | 0 | 0 | 0 | 0 | 0 | 0 | 0 | 0 | 0 | 0 | 0 | 0 | 0 | 0
F10_Industrial_Instruments_Existing_Space Heating_Natural Gas_Steam System Efficiency Improvements_A_Achievable Economic TRC Potential | F10 | Industrial | Instruments | Existing | Space Heating | Natural Gas | Steam System Efficiency Improvements | A | Cumulative Energy Savings (MWh or mTherms) | Achievable Economic TRC Potential | 0 | 0 | 0 | 0 | 0 | 0.0029538 | 0.008795 | 0.019011 | 0.035489 | 0.060301 | 0.095086 | 0.14187 | 0.20185 | 0.27418 | 0.35883 | 0.45207 | 0.55017 | 0.64691 | 0.73587 | 0.81255 | 0.87408 | 0.91875 | 0.94744 | 0.9634 | 0.97144 | 0.9658 | 0.96066 | 0.95597 | 0.95169 | 0.94778 | 0.94421
F11_Industrial_Instruments_Existing_Space Heating_Natural Gas_Steam System Efficiency Improvements_A_Achievable Economic TRC Potential | F11 | Industrial | Instruments | Existing | Space Heating | Natural Gas | Steam System Efficiency Improvements | A | Cumulative Summer Peak Savings (MW) | Achievable Economic TRC Potential | 0 | 0 | 0 | 0 | 0 | 0 | 0 | 0 | 0 | 0 | 0 | 0 | 0 | 0 | 0 | 0 | 0 | 0 | 0 | 0 | 0 | 0 | 0 | 0 | 0 | 0 | 0 | 0 | 0 | 0 | 0
F12_Industrial_Instruments_Existing_Space Heating_Natural Gas_Steam System Efficiency Improvements_A_Achievable Economic TRC Potential | F12 | Industrial | Instruments | Existing | Space Heating | Natural Gas | Steam System Efficiency Improvements | A | Cumulative Winter Peak Savings (MW) | Achievable Economic TRC Potential | 0 | 0 | 0 | 0 | 0 | 0 | 0 | 0 | 0 | 0 | 0 | 0 | 0 | 0 | 0 | 0 | 0 | 0 | 0 | 0 | 0 | 0 | 0 | 0 | 0 | 0 | 0 | 0 | 0 | 0 | 0
F13_Industrial_Instruments_Existing_Space Heating_Natural Gas_Steam System Efficiency Improvements_A_Achievable Economic TRC Potential | F13 | Industrial | Instruments | Existing | Space Heating | Natural Gas | Steam System Efficiency Improvements | A | Purchases (Incremental) | Achievable Economic TRC Potential | 0 | 0 | 0 | 0 | 0 | 21.4361 | 42.8259 | 75.5909 | 123.0254 | 186.8898 | 264.267 | 358.4934 | 463.7933 | 564.5233 | 668.2488 | 742.582 | 790.07 | 789.3754 | 737.4819 | 649.1796 | 534.6443 | 407.2555 | 280.9188 | 178.866 | 116.2839 | 0 | 0 | 0 | 0 | 0 | 0
F14_Industrial_Instruments_Existing_Space Heating_Natural Gas_Steam System Efficiency Improvements_A_Achievable Economic TRC Potential | F14 | Industrial | Instruments | Existing | Space Heating | Natural Gas | Steam System Efficiency Improvements | A | Purchases (Cumulative) | Achievable Economic TRC Potential | 0 | 0 | 0 | 0 | 0 | 21.4361 | 64.262 | 139.8529 | 262.8783 | 449.7681 | 714.0351 | 1072.5285 | 1536.3219 | 2100.8452 | 2769.094 | 3511.676 | 4301.746 | 5091.1214 | 5828.6033 | 6477.783 | 7012.4273 | 7419.6828 | 7700.6016 | 7879.4676 | 7995.7515 | 7995.7515 | 7995.7515 | 7995.7515 | 7995.7515 | 7995.7515 | 7995.7515
F1_Industrial_Instruments_Existing_Process_Natural Gas_Steam System Efficiency Improvements_A_Achievable Economic TRC Potential | F1 | Industrial | Instruments | Existing | Process | Natural Gas | Steam System Efficiency Improvements | A | Original Unit Energy Savings (kWh or therms) | Achievable Economic TRC Potential | 0 | 0 | 0 | 0 | 0 | 0.087109 | 0.087109 | 0.087109 | 0.087109 | 0.087109 | 0.087109 | 0.087109 | 0.087109 | 0.087109 | 0.087109 | 0.087109 | 0.087109 | 0.087109 | 0.087109 | 0.087109 | 0.087109 | 0.087109 | 0.087109 | 0.087109 | 0.087109 | 0.087109 | 0.087109 | 0.087109 | 0.087109 | 0.087109 | 0.087109
F2_Industrial_Instruments_Existing_Process_Natural Gas_Steam System Efficiency Improvements_A_Achievable Economic TRC Potential | F2 | Industrial | Instruments | Existing | Process | Natural Gas | Steam System Efficiency Improvements | A | Original Unit Summer Peak Savings (kW) | Achievable Economic TRC Potential | 0 | 0 | 0 | 0 | 0 | 0 | 0 | 0 | 0 | 0 | 0 | 0 | 0 | 0 | 0 | 0 | 0 | 0 | 0 | 0 | 0 | 0 | 0 | 0 | 0 | 0 | 0 | 0 | 0 | 0 | 0
F3_Industrial_Instruments_Existing_Process_Natural Gas_Steam System Efficiency Improvements_A_Achievable Economic TRC Potential | F3 | Industrial | Instruments | Existing | Process | Natural Gas | Steam System Efficiency Improvements | A | Original Unit Winter Peak Savings (kW) | Achievable Economic TRC Potential | 0 | 0 | 0 | 0 | 0 | 0 | 0 | 0 | 0 | 0 | 0 | 0 | 0 | 0 | 0 | 0 | 0 | 0 | 0 | 0 | 0 | 0 | 0 | 0 | 0 | 0 | 0 | 0 | 0 | 0 | 0
F4_Industrial_Instruments_Existing_Process_Natural Gas_Steam System Efficiency Improvements_A_Achievable Economic TRC Potential | F4 | Industrial | Instruments | Existing | Process | Natural Gas | Steam System Efficiency Improvements | A | Standalone Impact on Baseline Energy (%) | Achievable Economic TRC Potential | 0% | 0% | 0% | 0% | 0% | 0% | 0% | 0% | 0% | 0% | 0% | 0% | 0% | 0% | 0% | 0% | 0% | 0% | 0% | 0% | 0% | 0% | 0% | 0% | 0 | 0 | 0 | 0 | 0 | 0 | 0
F5_Industrial_Instruments_Existing_Process_Natural Gas_Steam System Efficiency Improvements_A_Achievable Economic TRC Potential | F5 | Industrial | Instruments | Existing | Process | Natural Gas | Steam System Efficiency Improvements | A | Standalone Impact on Baseline Summer Peak (%) | Achievable Economic TRC Potential | 0% | 0% | 0% | 0% | 0% | 0% | 0% | 0% | 0% | 0% | 0% | 0% | 0% | 0% | 0% | 0% | 0% | 0% | 0% | 0% | 0% | 0% | 0% | 0% | 0 | 0 | 0 | 0 | 0 | 0 | 0
F6_Industrial_Instruments_Existing_Process_Natural Gas_Steam System Efficiency Improvements_A_Achievable Economic TRC Potential | F6 | Industrial | Instruments | Existing | Process | Natural Gas | Steam System Efficiency Improvements | A | Standalone Impact on Baseline Winter Peak (%) | Achievable Economic TRC Potential | 0% | 0% | 0% | 0% | 0% | 0% | 0% | 0% | 0% | 0% | 0% | 0% | 0% | 0% | 0% | 0% | 0% | 0% | 0% | 0% | 0% | 0% | 0% | 0% | 0 | 0 | 0 | 0 | 0 | 0 | 0
F7_Industrial_Instruments_Existing_Process_Natural Gas_Steam System Efficiency Improvements_A_Achievable Economic TRC Potential | F7 | Industrial | Instruments | Existing | Process | Natural Gas | Steam System Efficiency Improvements | A | Incremental Energy Savings (MWh or mTherms) | Achievable Economic TRC Potential | 0 | 0 | 0 | 0 | 0 | 0 | 0 | 0 | 0 | 0 | 0 | 0 | 0 | 0 | 0 | 0 | 0 | 0 | 0 | 0 | 0 | 0 | 0 | 0 | 0 | 0 | 0 | 0 | 0 | 0 | 0
F8_Industrial_Instruments_Existing_Process_Natural Gas_Steam System Efficiency Improvements_A_Achievable Economic TRC Potential | F8 | Industrial | Instruments | Existing | Process | Natural Gas | Steam System Efficiency Improvements | A | Incremental Summer Peak Savings (MW) | Achievable Economic TRC Potential | 0 | 0 | 0 | 0 | 0 | 0 | 0 | 0 | 0 | 0 | 0 | 0 | 0 | 0 | 0 | 0 | 0 | 0 | 0 | 0 | 0 | 0 | 0 | 0 | 0 | 0 | 0 | 0 | 0 | 0 | 0
F9_Industrial_Instruments_Existing_Process_Natural Gas_Steam System Efficiency Improvements_A_Achievable Economic TRC Potential | F9 | Industrial | Instruments | Existing | Process | Natural Gas | Steam System Efficiency Improvements | A | Incremental Winter Peak Savings (MW) | Achievable Economic TRC Potential | 0 | 0 | 0 | 0 | 0 | 0 | 0 | 0 | 0 | 0 | 0 | 0 | 0 | 0 | 0 | 0 | 0 | 0 | 0 | 0 | 0 | 0 | 0 | 0 | 0 | 0 | 0 | 0 | 0 | 0 | 0
F10_Industrial_Instruments_Existing_Process_Natural Gas_Steam System Efficiency Improvements_A_Achievable Economic TRC Potential | F10 | Industrial | Instruments | Existing | Process | Natural Gas | Steam System Efficiency Improvements | A | Cumulative Energy Savings (MWh or mTherms) | Achievable Economic TRC Potential | 0 | 0 | 0 | 0 | 0 | 0 | 0 | 0 | 0 | 0 | 0 | 0 | 0 | 0 | 0 | 0 | 0 | 0 | 0 | 0 | 0 | 0 | 0 | 0 | 0 | 0 | 0 | 0 | 0 | 0 | 0
F11_Industrial_Instruments_Existing_Process_Natural Gas_Steam System Efficiency Improvements_A_Achievable Economic TRC Potential | F11 | Industrial | Instruments | Existing | Process | Natural Gas | Steam System Efficiency Improvements | A | Cumulative Summer Peak Savings (MW) | Achievable Economic TRC Potential | 0 | 0 | 0 | 0 | 0 | 0 | 0 | 0 | 0 | 0 | 0 | 0 | 0 | 0 | 0 | 0 | 0 | 0 | 0 | 0 | 0 | 0 | 0 | 0 | 0 | 0 | 0 | 0 | 0 | 0 | 0
F12_Industrial_Instruments_Existing_Process_Natural Gas_Steam System Efficiency Improvements_A_Achievable Economic TRC Potential | F12 | Industrial | Instruments | Existing | Process | Natural Gas | Steam System Efficiency Improvements | A | Cumulative Winter Peak Savings (MW) | Achievable Economic TRC Potential | 0 | 0 | 0 | 0 | 0 | 0 | 0 | 0 | 0 | 0 | 0 | 0 | 0 | 0 | 0 | 0 | 0 | 0 | 0 | 0 | 0 | 0 | 0 | 0 | 0 | 0 | 0 | 0 | 0 | 0 | 0
F13_Industrial_Instruments_Existing_Process_Natural Gas_Steam System Efficiency Improvements_A_Achievable Economic TRC Potential | F13 | Industrial | Instruments | Existing | Process | Natural Gas | Steam System Efficiency Improvements | A | Purchases (Incremental) | Achievable Economic TRC Potential | 0 | 0 | 0 | 0 | 0 | 0 | 0 | 0 | 0 | 0 | 0 | 0 | 0 | 0 | 0 | 0 | 0 | 0 | 0 | 0 | 0 | 0 | 0 | 0 | 0 | 0 | 0 | 0 | 0 | 0 | 0
F14_Industrial_Instruments_Existing_Process_Natural Gas_Steam System Efficiency Improvements_A_Achievable Economic TRC Potential | F14 | Industrial | Instruments | Existing | Process | Natural Gas | Steam System Efficiency Improvements | A | Purchases (Cumulative) | Achievable Economic TRC Potential | 0 | 0 | 0 | 0 | 0 | 0 | 0 | 0 | 0 | 0 | 0 | 0 | 0 | 0 | 0 | 0 | 0 | 0 | 0 | 0 | 0 | 0 | 0 | 0 | 0 | 0 | 0 | 0 | 0 | 0 | 0
F1_Industrial_Instruments_Existing_Space Heating_Natural Gas_Strategic Energy Management_A_Achievable Economic TRC Potential | F1 | Industrial | Instruments | Existing | Space Heating | Natural Gas | Strategic Energy Management | A | Original Unit Energy Savings (kWh or therms) | Achievable Economic TRC Potential | 0 | 0 | 0 | 0 | 0 | 3.1777 | 3.1622 | 3.143 | 3.1226 | 3.1014 | 3.0798 | 3.0576 | 3.0356 | 3.0136 | 2.9899 | 2.968 | 2.9463 | 2.9262 | 2.9075 | 2.8893 | 2.872 | 2.8544 | 2.8385 | 2.8235 | 2.8092 | 2.7959 | 2.7837 | 2.7723 | 0 | 0 | 0
F2_Industrial_Instruments_Existing_Space Heating_Natural Gas_Strategic Energy Management_A_Achievable Economic TRC Potential | F2 | Industrial | Instruments | Existing | Space Heating | Natural Gas | Strategic Energy Management | A | Original Unit Summer Peak Savings (kW) | Achievable Economic TRC Potential | 0 | 0 | 0 | 0 | 0 | 0 | 0 | 0 | 0 | 0 | 0 | 0 | 0 | 0 | 0 | 0 | 0 | 0 | 0 | 0 | 0 | 0 | 0 | 0 | 0 | 0 | 0 | 0 | 0 | 0 | 0
F3_Industrial_Instruments_Existing_Space Heating_Natural Gas_Strategic Energy Management_A_Achievable Economic TRC Potential | F3 | Industrial | Instruments | Existing | Space Heating | Natural Gas | Strategic Energy Management | A | Original Unit Winter Peak Savings (kW) | Achievable Economic TRC Potential | 0 | 0 | 0 | 0 | 0 | 0 | 0 | 0 | 0 | 0 | 0 | 0 | 0 | 0 | 0 | 0 | 0 | 0 | 0 | 0 | 0 | 0 | 0 | 0 | 0 | 0 | 0 | 0 | 0 | 0 | 0
F4_Industrial_Instruments_Existing_Space Heating_Natural Gas_Strategic Energy Management_A_Achievable Economic TRC Potential | F4 | Industrial | Instruments | Existing | Space Heating | Natural Gas | Strategic Energy Management | A | Standalone Impact on Baseline Energy (%) | Achievable Economic TRC Potential | 0% | 0% | 0% | 0% | 0% | 0.08224% | 0.1645% | 0.2477% | 0.3298% | 0.4118% | 0.4993% | 0.5829% | 0.6664% | 0.7594% | 0.8387% | 0.929% | 1.011% | 1.098% | 1.191% | 1.271% | 1.359% | 1.447% | 1.534% | 1.621% | 0.017089 | 0.017138 | 0.017184 | 0.017226 | 0 | 0 | 0
F5_Industrial_Instruments_Existing_Space Heating_Natural Gas_Strategic Energy Management_A_Achievable Economic TRC Potential | F5 | Industrial | Instruments | Existing | Space Heating | Natural Gas | Strategic Energy Management | A | Standalone Impact on Baseline Summer Peak (%) | Achievable Economic TRC Potential | 0% | 0% | 0% | 0% | 0% | 0% | 0% | 0% | 0% | 0% | 0% | 0% | 0% | 0% | 0% | 0% | 0% | 0% | 0% | 0% | 0% | 0% | 0% | 0% | 0 | 0 | 0 | 0 | 0 | 0 | 0
F6_Industrial_Instruments_Existing_Space Heating_Natural Gas_Strategic Energy Management_A_Achievable Economic TRC Potential | F6 | Industrial | Instruments | Existing | Space Heating | Natural Gas | Strategic Energy Management | A | Standalone Impact on Baseline Winter Peak (%) | Achievable Economic TRC Potential | 0% | 0% | 0% | 0% | 0% | 0% | 0% | 0% | 0% | 0% | 0% | 0% | 0% | 0% | 0% | 0% | 0% | 0% | 0% | 0% | 0% | 0% | 0% | 0% | 0 | 0 | 0 | 0 | 0 | 0 | 0
F7_Industrial_Instruments_Existing_Space Heating_Natural Gas_Strategic Energy Management_A_Achievable Economic TRC Potential | F7 | Industrial | Instruments | Existing | Space Heating | Natural Gas | Strategic Energy Management | A | Incremental Energy Savings (MWh or mTherms) | Achievable Economic TRC Potential | 0 | 0 | 0 | 0 | 0 | 0.29415 | 0.29255 | 0.28906 | 0.28734 | 0.28562 | 0.28003 | 0.27726 | 0.2747 | 0.26838 | 0.26729 | 0.2628 | 0.26091 | 0.25783 | 0.25389 | 0.2526 | 0.25005 | 0.24755 | 0.24528 | 0.24315 | 0.24115 | 0 | 0 | 0 | 0 | 0 | 0
F8_Industrial_Instruments_Existing_Space Heating_Natural Gas_Strategic Energy Management_A_Achievable Economic TRC Potential | F8 | Industrial | Instruments | Existing | Space Heating | Natural Gas | Strategic Energy Management | A | Incremental Summer Peak Savings (MW) | Achievable Economic TRC Potential | 0 | 0 | 0 | 0 | 0 | 0 | 0 | 0 | 0 | 0 | 0 | 0 | 0 | 0 | 0 | 0 | 0 | 0 | 0 | 0 | 0 | 0 | 0 | 0 | 0 | 0 | 0 | 0 | 0 | 0 | 0
F9_Industrial_Instruments_Existing_Space Heating_Natural Gas_Strategic Energy Management_A_Achievable Economic TRC Potential | F9 | Industrial | Instruments | Existing | Space Heating | Natural Gas | Strategic Energy Management | A | Incremental Winter Peak Savings (MW) | Achievable Economic TRC Potential | 0 | 0 | 0 | 0 | 0 | 0 | 0 | 0 | 0 | 0 | 0 | 0 | 0 | 0 | 0 | 0 | 0 | 0 | 0 | 0 | 0 | 0 | 0 | 0 | 0 | 0 | 0 | 0 | 0 | 0 | 0
F10_Industrial_Instruments_Existing_Space Heating_Natural Gas_Strategic Energy Management_A_Achievable Economic TRC Potential | F10 | Industrial | Instruments | Existing | Space Heating | Natural Gas | Strategic Energy Management | A | Cumulative Energy Savings (MWh or mTherms) | Achievable Economic TRC Potential | 0 | 0 | 0 | 0 | 0 | 0.29415 | 0.58526 | 0.87076 | 1.1525 | 1.4302 | 1.7003 | 1.9653 | 2.2259 | 2.4782 | 2.726 | 2.9688 | 3.208 | 3.444 | 3.6758 | 3.9053 | 4.1321 | 4.3543 | 4.5753 | 4.7942 | 5.0111 | 4.9875 | 4.9657 | 4.9454 | 0 | 0 | 0
F11_Industrial_Instruments_Existing_Space Heating_Natural Gas_Strategic Energy Management_A_Achievable Economic TRC Potential | F11 | Industrial | Instruments | Existing | Space Heating | Natural Gas | Strategic Energy Management | A | Cumulative Summer Peak Savings (MW) | Achievable Economic TRC Potential | 0 | 0 | 0 | 0 | 0 | 0 | 0 | 0 | 0 | 0 | 0 | 0 | 0 | 0 | 0 | 0 | 0 | 0 | 0 | 0 | 0 | 0 | 0 | 0 | 0 | 0 | 0 | 0 | 0 | 0 | 0
F12_Industrial_Instruments_Existing_Space Heating_Natural Gas_Strategic Energy Management_A_Achievable Economic TRC Potential | F12 | Industrial | Instruments | Existing | Space Heating | Natural Gas | Strategic Energy Management | A | Cumulative Winter Peak Savings (MW) | Achievable Economic TRC Potential | 0 | 0 | 0 | 0 | 0 | 0 | 0 | 0 | 0 | 0 | 0 | 0 | 0 | 0 | 0 | 0 | 0 | 0 | 0 | 0 | 0 | 0 | 0 | 0 | 0 | 0 | 0 | 0 | 0 | 0 | 0
F13_Industrial_Instruments_Existing_Space Heating_Natural Gas_Strategic Energy Management_A_Achievable Economic TRC Potential | F13 | Industrial | Instruments | Existing | Space Heating | Natural Gas | Strategic Energy Management | A | Purchases (Incremental) | Achievable Economic TRC Potential | 0 | 0 | 0 | 0 | 0 | 92.566 | 92.5152 | 91.9696 | 92.0193 | 92.0954 | 90.9259 | 90.6774 | 90.4933 | 89.0563 | 89.3963 | 88.5438 | 88.5553 | 88.1096 | 87.3236 | 87.4271 | 87.0655 | 86.7269 | 86.4109 | 86.1173 | 85.8457 | 0 | 0 | 0 | 0 | 0 | 0
F14_Industrial_Instruments_Existing_Space Heating_Natural Gas_Strategic Energy Management_A_Achievable Economic TRC Potential | F14 | Industrial | Instruments | Existing | Space Heating | Natural Gas | Strategic Energy Management | A | Purchases (Cumulative) | Achievable Economic TRC Potential | 0 | 0 | 0 | 0 | 0 | 92.566 | 185.0811 | 277.0507 | 369.07 | 461.1653 | 552.0912 | 642.7686 | 733.2619 | 822.3181 | 911.7144 | 1000.2582 | 1088.8135 | 1176.923 | 1264.2467 | 1351.6738 | 1438.7393 | 1525.4662 | 1611.8771 | 1697.9944 | 1783.8401 | 1783.8401 | 1783.8401 | 1783.8401 | 1783.8401 | 1783.8401 | 1783.8401
F1_Industrial_Instruments_Existing_Process_Natural Gas_Strategic Energy Management_A_Achievable Economic TRC Potential | F1 | Industrial | Instruments | Existing | Process | Natural Gas | Strategic Energy Management | A | Original Unit Energy Savings (kWh or therms) | Achievable Economic TRC Potential | 0 | 0 | 0 | 0 | 0 | 1.6994 | 1.6994 | 1.6994 | 1.6994 | 1.6994 | 1.6994 | 1.6994 | 1.6994 | 1.6994 | 1.6994 | 1.6994 | 1.6994 | 1.6994 | 1.6994 | 1.6994 | 1.6994 | 1.6994 | 1.6994 | 1.6994 | 1.6994 | 1.6994 | 1.6994 | 1.6994 | 0 | 0 | 0
F2_Industrial_Instruments_Existing_Process_Natural Gas_Strategic Energy Management_A_Achievable Economic TRC Potential | F2 | Industrial | Instruments | Existing | Process | Natural Gas | Strategic Energy Management | A | Original Unit Summer Peak Savings (kW) | Achievable Economic TRC Potential | 0 | 0 | 0 | 0 | 0 | 0 | 0 | 0 | 0 | 0 | 0 | 0 | 0 | 0 | 0 | 0 | 0 | 0 | 0 | 0 | 0 | 0 | 0 | 0 | 0 | 0 | 0 | 0 | 0 | 0 | 0
F3_Industrial_Instruments_Existing_Process_Natural Gas_Strategic Energy Management_A_Achievable Economic TRC Potential | F3 | Industrial | Instruments | Existing | Process | Natural Gas | Strategic Energy Management | A | Original Unit Winter Peak Savings (kW) | Achievable Economic TRC Potential | 0 | 0 | 0 | 0 | 0 | 0 | 0 | 0 | 0 | 0 | 0 | 0 | 0 | 0 | 0 | 0 | 0 | 0 | 0 | 0 | 0 | 0 | 0 | 0 | 0 | 0 | 0 | 0 | 0 | 0 | 0
F4_Industrial_Instruments_Existing_Process_Natural Gas_Strategic Energy Management_A_Achievable Economic TRC Potential | F4 | Industrial | Instruments | Existing | Process | Natural Gas | Strategic Energy Management | A | Standalone Impact on Baseline Energy (%) | Achievable Economic TRC Potential | 0% | 0% | 0% | 0% | 0% | 0.08224% | 0.1645% | 0.2477% | 0.3298% | 0.4118% | 0.4993% | 0.5829% | 0.6664% | 0.7594% | 0.8387% | 0.929% | 1.011% | 1.098% | 1.191% | 1.271% | 1.359% | 1.447% | 1.534% | 1.621% | 0.017089 | 0.017138 | 0.017184 | 0.017226 | 0 | 0 | 0
F5_Industrial_Instruments_Existing_Process_Natural Gas_Strategic Energy Management_A_Achievable Economic TRC Potential | F5 | Industrial | Instruments | Existing | Process | Natural Gas | Strategic Energy Management | A | Standalone Impact on Baseline Summer Peak (%) | Achievable Economic TRC Potential | 0% | 0% | 0% | 0% | 0% | 0% | 0% | 0% | 0% | 0% | 0% | 0% | 0% | 0% | 0% | 0% | 0% | 0% | 0% | 0% | 0% | 0% | 0% | 0% | 0 | 0 | 0 | 0 | 0 | 0 | 0
F6_Industrial_Instruments_Existing_Process_Natural Gas_Strategic Energy Management_A_Achievable Economic TRC Potential | F6 | Industrial | Instruments | Existing | Process | Natural Gas | Strategic Energy Management | A | Standalone Impact on Baseline Winter Peak (%) | Achievable Economic TRC Potential | 0% | 0% | 0% | 0% | 0% | 0% | 0% | 0% | 0% | 0% | 0% | 0% | 0% | 0% | 0% | 0% | 0% | 0% | 0% | 0% | 0% | 0% | 0% | 0% | 0 | 0 | 0 | 0 | 0 | 0 | 0
F7_Industrial_Instruments_Existing_Process_Natural Gas_Strategic Energy Management_A_Achievable Economic TRC Potential | F7 | Industrial | Instruments | Existing | Process | Natural Gas | Strategic Energy Management | A | Incremental Energy Savings (MWh or mTherms) | Achievable Economic TRC Potential | 0 | 0 | 0 | 0 | 0 | 0.76818 | 0.76776 | 0.76323 | 0.76364 | 0.76427 | 0.75457 | 0.75251 | 0.75098 | 0.73905 | 0.74187 | 0.7348 | 0.7349 | 0.7312 | 0.72467 | 0.72553 | 0.72253 | 0.71972 | 0.7171 | 0.71466 | 0.71241 | 0 | 0 | 0 | 0 | 0 | 0
F8_Industrial_Instruments_Existing_Process_Natural Gas_Strategic Energy Management_A_Achievable Economic TRC Potential | F8 | Industrial | Instruments | Existing | Process | Natural Gas | Strategic Energy Management | A | Incremental Summer Peak Savings (MW) | Achievable Economic TRC Potential | 0 | 0 | 0 | 0 | 0 | 0 | 0 | 0 | 0 | 0 | 0 | 0 | 0 | 0 | 0 | 0 | 0 | 0 | 0 | 0 | 0 | 0 | 0 | 0 | 0 | 0 | 0 | 0 | 0 | 0 | 0
F9_Industrial_Instruments_Existing_Process_Natural Gas_Strategic Energy Management_A_Achievable Economic TRC Potential | F9 | Industrial | Instruments | Existing | Process | Natural Gas | Strategic Energy Management | A | Incremental Winter Peak Savings (MW) | Achievable Economic TRC Potential | 0 | 0 | 0 | 0 | 0 | 0 | 0 | 0 | 0 | 0 | 0 | 0 | 0 | 0 | 0 | 0 | 0 | 0 | 0 | 0 | 0 | 0 | 0 | 0 | 0 | 0 | 0 | 0 | 0 | 0 | 0
F10_Industrial_Instruments_Existing_Process_Natural Gas_Strategic Energy Management_A_Achievable Economic TRC Potential | F10 | Industrial | Instruments | Existing | Process | Natural Gas | Strategic Energy Management | A | Cumulative Energy Savings (MWh or mTherms) | Achievable Economic TRC Potential | 0 | 0 | 0 | 0 | 0 | 0.76818 | 1.5359 | 2.2992 | 3.0628 | 3.8271 | 4.5816 | 5.3342 | 6.0851 | 6.8242 | 7.5661 | 8.3009 | 9.0358 | 9.767 | 10.4916 | 11.2172 | 11.9397 | 12.6594 | 13.3765 | 14.0912 | 14.8036 | 14.8036 | 14.8036 | 14.8036 | 0 | 0 | 0